## Information
Water-Energy Calculator 2.0
Version 2.0.4
Overview
This tool was developed for the California Public Utilities Commission by Pacific Institute and SBW Consulting to estimate the embedded energy savings associated with water conservation and efficiency measures. Additional information regarding the methodology and data sources can be found in the accompanying report. An earlier version of this tool was developed by Navigant Consulting in 2014. This tool does not estimate water savings or direct energy savings; rather, it estimates the energy saved due to water efficiency measures that reduce the amount of water extracted, conveyed, treated, and delivered to the customer as well as the wastewater collected, treated, and discharged. As such, it is intended to complement other tools that estimate water savings and direct energy savings and evaluate measure cost effectiveness.
Uses and Limitations
Outputs are estimates based on local and regional data for California. As a result, this tool may not be appropriate for use outside of California. Embedded energy savings in this tool are only estimates; actual embedded energy savings may vary based on site-specific factors.
Instructions
Please refer to the User Manual for detailed instructions. The following is a quick start guide:
1. Provide measure information on the “Measure Inputs” tab. 2. Review the default assumptions on the “Water System Inputs” tab and adjust as needed. Values that differ from the defaults provided will be appended with an asterisk (*). 3. Results are updated automatically. There is no need to hit a Run or Start button. 4. Detailed calculations are shown on the “Calculations” tab, and a summary is provided on the “Output Table” tab.
Legend
Tab Colors
User Guidance and Information
User Input Required
Model Outputs
Data and Default Assumptions
Reference Material
Cell Formatting
User Input
Autofilled or Calculated Values
Default Value (Autofilled)
User Override

## Measure Inputs
Water-Energy Calculator 2.0
Project Description or Notes
Enter measure details in the table below. Please enter annual water savings per device (or per normalization unit); total annual water savings are calculated based on the number of devices (or
normalization units) installed.
| Measure Name | Installation Zip Code | Hydrologic Region | Installation Year | Measure Life (years) | Sector | Water Use Type | Annual Water Savings per Device (gallons) | Number of Devices Installed | Total Annual Water Savings (gallons)

## Water System Inputs
Default Assumptions and Overrides
Note: Overridden values can be returned to the default value by selecting the cell and pressing the "Delete" key on the keyboard.
|  |  |  | Default | Override | User Comments
|  |  | Resource Balance Year | 2016
|  |  | Region 1: | Region Not Used
|  |  |  | Default | Override | User Comments |  |  |  |  | Marginal Supply
Marginal Supply
Urban Assumptions:
Region | Supply | Sector | Component | Default Assumptions for: | Override | Default Energy Intensity (kWh/ac-ft) | Energy Intensity Override (kWh/ac-ft) | Default Fraction IOU Supplied Energy | Fraction IOU Supplied Energy Override | User Comments | Model Component | Model Energy Intensity | Model Fraction IOU Supplied Energy
Region Not Used |  | Urban | Water Extraction & Conveyance
Region Not Used |  | Urban | Water Treatment
Region Not Used |  | Urban | Water Distribution
Region Not Used |  | Urban | Topography |  |  | Topography is factored into Distribution values above.
Region Not Used |  | Urban | Wastewater Collection
Region Not Used |  | Urban | Wastewater Treatment
Ag Assumptions:
Region | Supply | Sector | Component | Default Assumptions for: | Override | Default Energy Intensity (kWh/ac-ft) | Energy Intensity Override (kWh/ac-ft) | Default Fraction IOU Supplied Energy | Fraction IOU Supplied Energy Override | User Comments | Model Component | Model Energy Intensity | Model Fraction IOU Supplied Energy
Region Not Used |  | Ag | Water Extraction & Conveyance
Region Not Used |  | Ag | Water Treatment
Region Not Used |  | Ag | Water Distribution
Region Not Used |  | Ag | Wastewater Collection
Region Not Used |  | Ag | Wastewater Treatment
|  |  | Region 2: | Region Not Used
|  |  |  | Default | Override | User Comments |  |  |  |  | Marginal Supply
Marginal Supply
Urban Assumptions:
Region | Supply | Sector | Component | Default Assumptions for: | Override | Default Energy Intensity (kWh/ac-ft) | Energy Intensity Override (kWh/ac-ft) | Default Fraction IOU Supplied Energy | Fraction IOU Supplied Energy Override | User Comments | Model Component | Model Energy Intensity | Model Fraction IOU Supplied Energy
Region Not Used |  | Urban | Water Extraction & Conveyance
Region Not Used |  | Urban | Water Treatment
Region Not Used |  | Urban | Water Distribution
Region Not Used |  | Urban | Topography |  |  | Topography is factored into Distribution values above.
Region Not Used |  | Urban | Wastewater Collection
Region Not Used |  | Urban | Wastewater Treatment
Ag Assumptions:
Region | Supply | Sector | Component | Default Assumptions for: | Override | Default Energy Intensity (kWh/ac-ft) | Energy Intensity Override (kWh/ac-ft) | Default Fraction IOU Supplied Energy | Fraction IOU Supplied Energy Override | User Comments | Model Component | Model Energy Intensity | Model Fraction IOU Supplied Energy
Region Not Used |  | Ag | Water Extraction & Conveyance
Region Not Used |  | Ag | Water Treatment
Region Not Used |  | Ag | Water Distribution
Region Not Used |  | Ag | Wastewater Collection
Region Not Used |  | Ag | Wastewater Treatment
|  |  | Region 3: | Region Not Used
|  |  |  | Default | Override | User Comments |  |  |  |  | Marginal Supply
Marginal Supply
Urban Assumptions:
Region | Supply | Sector | Component | Default Assumptions for: | Override | Default Energy Intensity (kWh/ac-ft) | Energy Intensity Override (kWh/ac-ft) | Default Fraction IOU Supplied Energy | Fraction IOU Supplied Energy Override | User Comments | Model Component | Model Energy Intensity | Model Fraction IOU Supplied Energy
Region Not Used |  | Urban | Water Extraction & Conveyance
Region Not Used |  | Urban | Water Treatment
Region Not Used |  | Urban | Water Distribution
Region Not Used |  | Urban | Topography |  |  | Topography is factored into Distribution values above.
Region Not Used |  | Urban | Wastewater Collection
Region Not Used |  | Urban | Wastewater Treatment
Ag Assumptions:
Region | Supply | Sector | Component | Default Assumptions for: | Override | Default Energy Intensity (kWh/ac-ft) | Energy Intensity Override (kWh/ac-ft) | Default Fraction IOU Supplied Energy | Fraction IOU Supplied Energy Override | User Comments | Model Component | Model Energy Intensity | Model Fraction IOU Supplied Energy
Region Not Used |  | Ag | Water Extraction & Conveyance
Region Not Used |  | Ag | Water Treatment
Region Not Used |  | Ag | Water Distribution
Region Not Used |  | Ag | Wastewater Collection
Region Not Used |  | Ag | Wastewater Treatment
|  |  | Region 4: | Region Not Used
|  |  |  | Default | Override | User Comments |  |  |  |  | Marginal Supply
Marginal Supply
Urban Assumptions:
Region | Supply | Sector | Component | Default Assumptions for: | Override | Default Energy Intensity (kWh/ac-ft) | Energy Intensity Override (kWh/ac-ft) | Default Fraction IOU Supplied Energy | Fraction IOU Supplied Energy Override | User Comments | Model Component | Model Energy Intensity | Model Fraction IOU Supplied Energy
Region Not Used |  | Urban | Water Extraction & Conveyance
Region Not Used |  | Urban | Water Treatment
Region Not Used |  | Urban | Water Distribution
Region Not Used |  | Urban | Topography |  |  | Topography is factored into Distribution values above.
Region Not Used |  | Urban | Wastewater Collection
Region Not Used |  | Urban | Wastewater Treatment
Ag Assumptions:
Region | Supply | Sector | Component | Default Assumptions for: | Override | Default Energy Intensity (kWh/ac-ft) | Energy Intensity Override (kWh/ac-ft) | Default Fraction IOU Supplied Energy | Fraction IOU Supplied Energy Override | User Comments | Model Component | Model Energy Intensity | Model Fraction IOU Supplied Energy
Region Not Used |  | Ag | Water Extraction & Conveyance
Region Not Used |  | Ag | Water Treatment
Region Not Used |  | Ag | Water Distribution
Region Not Used |  | Ag | Wastewater Collection
Region Not Used |  | Ag | Wastewater Treatment
|  |  | Region 5: | Region Not Used
|  |  |  | Default | Override | User Comments |  |  |  |  | Marginal Supply
Marginal Supply
Urban Assumptions:
Region | Supply | Sector | Component | Default Assumptions for: | Override | Default Energy Intensity (kWh/ac-ft) | Energy Intensity Override (kWh/ac-ft) | Default Fraction IOU Supplied Energy | Fraction IOU Supplied Energy Override | User Comments | Model Component | Model Energy Intensity | Model Fraction IOU Supplied Energy
Region Not Used |  | Urban | Water Extraction & Conveyance
Region Not Used |  | Urban | Water Treatment
Region Not Used |  | Urban | Water Distribution
Region Not Used |  | Urban | Topography |  |  | Topography is factored into Distribution values above.
Region Not Used |  | Urban | Wastewater Collection
Region Not Used |  | Urban | Wastewater Treatment
Ag Assumptions:
Region | Supply | Sector | Component | Default Assumptions for: | Override | Default Energy Intensity (kWh/ac-ft) | Energy Intensity Override (kWh/ac-ft) | Default Fraction IOU Supplied Energy | Fraction IOU Supplied Energy Override | User Comments | Model Component | Model Energy Intensity | Model Fraction IOU Supplied Energy
Region Not Used |  | Ag | Water Extraction & Conveyance
Region Not Used |  | Ag | Water Treatment
Region Not Used |  | Ag | Water Distribution
Region Not Used |  | Ag | Wastewater Collection
Region Not Used |  | Ag | Wastewater Treatment
|  |  | Region 6: | Region Not Used
|  |  |  | Default | Override | User Comments |  |  |  |  | Marginal Supply
Marginal Supply
Urban Assumptions:
Region | Supply | Sector | Component | Default Assumptions for: | Override | Default Energy Intensity (kWh/ac-ft) | Energy Intensity Override (kWh/ac-ft) | Default Fraction IOU Supplied Energy | Fraction IOU Supplied Energy Override | User Comments | Model Component | Model Energy Intensity | Model Fraction IOU Supplied Energy
Region Not Used |  | Urban | Water Extraction & Conveyance
Region Not Used |  | Urban | Water Treatment
Region Not Used |  | Urban | Water Distribution
Region Not Used |  | Urban | Topography |  |  | Topography is factored into Distribution values above.
Region Not Used |  | Urban | Wastewater Collection
Region Not Used |  | Urban | Wastewater Treatment
Ag Assumptions:
Region | Supply | Sector | Component | Default Assumptions for: | Override | Default Energy Intensity (kWh/ac-ft) | Energy Intensity Override (kWh/ac-ft) | Default Fraction IOU Supplied Energy | Fraction IOU Supplied Energy Override | User Comments | Model Component | Model Energy Intensity | Model Fraction IOU Supplied Energy
Region Not Used |  | Ag | Water Extraction & Conveyance
Region Not Used |  | Ag | Water Treatment
Region Not Used |  | Ag | Water Distribution
Region Not Used |  | Ag | Wastewater Collection
Region Not Used |  | Ag | Wastewater Treatment
|  |  | Region 7: | Region Not Used
|  |  |  | Default | Override | User Comments |  |  |  |  | Marginal Supply
Marginal Supply
Urban Assumptions:
Region | Supply | Sector | Component | Default Assumptions for: | Override | Default Energy Intensity (kWh/ac-ft) | Energy Intensity Override (kWh/ac-ft) | Default Fraction IOU Supplied Energy | Fraction IOU Supplied Energy Override | User Comments | Model Component | Model Energy Intensity | Model Fraction IOU Supplied Energy
Region Not Used |  | Urban | Water Extraction & Conveyance
Region Not Used |  | Urban | Water Treatment
Region Not Used |  | Urban | Water Distribution
Region Not Used |  | Urban | Topography |  |  | Topography is factored into Distribution values above.
Region Not Used |  | Urban | Wastewater Collection
Region Not Used |  | Urban | Wastewater Treatment
Ag Assumptions:
Region | Supply | Sector | Component | Default Assumptions for: | Override | Default Energy Intensity (kWh/ac-ft) | Energy Intensity Override (kWh/ac-ft) | Default Fraction IOU Supplied Energy | Fraction IOU Supplied Energy Override | User Comments | Model Component | Model Energy Intensity | Model Fraction IOU Supplied Energy
Region Not Used |  | Ag | Water Extraction & Conveyance
Region Not Used |  | Ag | Water Treatment
Region Not Used |  | Ag | Water Distribution
Region Not Used |  | Ag | Wastewater Collection
Region Not Used |  | Ag | Wastewater Treatment
|  |  | Region 8: | Region Not Used
|  |  |  | Default | Override | User Comments |  |  |  |  | Marginal Supply
Marginal Supply
Urban Assumptions:
Region | Supply | Sector | Component | Default Assumptions for: | Override | Default Energy Intensity (kWh/ac-ft) | Energy Intensity Override (kWh/ac-ft) | Default Fraction IOU Supplied Energy | Fraction IOU Supplied Energy Override | User Comments | Model Component | Model Energy Intensity | Model Fraction IOU Supplied Energy
Region Not Used |  | Urban | Water Extraction & Conveyance
Region Not Used |  | Urban | Water Treatment
Region Not Used |  | Urban | Water Distribution
Region Not Used |  | Urban | Topography |  |  | Topography is factored into Distribution values above.
Region Not Used |  | Urban | Wastewater Collection
Region Not Used |  | Urban | Wastewater Treatment
Ag Assumptions:
Region | Supply | Sector | Component | Default Assumptions for: | Override | Default Energy Intensity (kWh/ac-ft) | Energy Intensity Override (kWh/ac-ft) | Default Fraction IOU Supplied Energy | Fraction IOU Supplied Energy Override | User Comments | Model Component | Model Energy Intensity | Model Fraction IOU Supplied Energy
Region Not Used |  | Ag | Water Extraction & Conveyance
Region Not Used |  | Ag | Water Treatment
Region Not Used |  | Ag | Water Distribution
Region Not Used |  | Ag | Wastewater Collection
Region Not Used |  | Ag | Wastewater Treatment
|  |  | Region 9: | Region Not Used
|  |  |  | Default | Override | User Comments |  |  |  |  | Marginal Supply
Marginal Supply
Urban Assumptions:
Region | Supply | Sector | Component | Default Assumptions for: | Override | Default Energy Intensity (kWh/ac-ft) | Energy Intensity Override (kWh/ac-ft) | Default Fraction IOU Supplied Energy | Fraction IOU Supplied Energy Override | User Comments | Model Component | Model Energy Intensity | Model Fraction IOU Supplied Energy
Region Not Used |  | Urban | Water Extraction & Conveyance
Region Not Used |  | Urban | Water Treatment
Region Not Used |  | Urban | Water Distribution
Region Not Used |  | Urban | Topography |  |  | Topography is factored into Distribution values above.
Region Not Used |  | Urban | Wastewater Collection
Region Not Used |  | Urban | Wastewater Treatment
Ag Assumptions:
Region | Supply | Sector | Component | Default Assumptions for: | Override | Default Energy Intensity (kWh/ac-ft) | Energy Intensity Override (kWh/ac-ft) | Default Fraction IOU Supplied Energy | Fraction IOU Supplied Energy Override | User Comments | Model Component | Model Energy Intensity | Model Fraction IOU Supplied Energy
Region Not Used |  | Ag | Water Extraction & Conveyance
Region Not Used |  | Ag | Water Treatment
Region Not Used |  | Ag | Water Distribution
Region Not Used |  | Ag | Wastewater Collection
Region Not Used |  | Ag | Wastewater Treatment
|  |  | Region 10: | Region Not Used
|  |  |  | Default | Override | User Comments |  |  |  |  | Marginal Supply
Marginal Supply
Urban Assumptions:
Region | Supply | Sector | Component | Default Assumptions for: | Override | Default Energy Intensity (kWh/ac-ft) | Energy Intensity Override (kWh/ac-ft) | Default Fraction IOU Supplied Energy | Fraction IOU Supplied Energy Override | User Comments | Model Component | Model Energy Intensity | Model Fraction IOU Supplied Energy
Region Not Used |  | Urban | Water Extraction & Conveyance
Region Not Used |  | Urban | Water Treatment
Region Not Used |  | Urban | Water Distribution
Region Not Used |  | Urban | Topography |  |  | Topography is factored into Distribution values above.
Region Not Used |  | Urban | Wastewater Collection
Region Not Used |  | Urban | Wastewater Treatment
Ag Assumptions:
Region | Supply | Sector | Component | Default Assumptions for: | Override | Default Energy Intensity (kWh/ac-ft) | Energy Intensity Override (kWh/ac-ft) | Default Fraction IOU Supplied Energy | Fraction IOU Supplied Energy Override | User Comments | Model Component | Model Energy Intensity | Model Fraction IOU Supplied Energy
Region Not Used |  | Ag | Water Extraction & Conveyance
Region Not Used |  | Ag | Water Treatment
Region Not Used |  | Ag | Water Distribution
Region Not Used |  | Ag | Wastewater Collection
Region Not Used |  | Ag | Wastewater Treatment

## Calculations
Measure Information | [11 empty] | Historical Embedded Energy Calculations | [12 empty] | Marginal Embedded Energy Calculations | [18 empty] | Annualized Embedded Energy Savings
[12 empty] | Water Extraction & Conveyance |  | Water Treatment |  | Water Distribution |  | Wastewater Collection |  | Wastewater Treatment |  | Historical Embedded Energy Savings (Pre-2016) |  |  | Water Extraction & Conveyance |  |  | Water Treatment |  |  | Water Distribution |  |  |  | Wastewater Collection |  |  | Wastewater Treatment |  |  | Marginal Embedded Energy Savings (Post 2016)
Measure Name | Installation Zip Code | Installation Year | Measure Life (years) | Sector | Water Use Type | Annual Water Savings per Device (gallons) | Number of Devices Installed | Annual Water Savings (gallons) | Annual Water Savings (acre-feet) | Hydrologic Region | Marginal Supply | Historical Energy Intensity (kWh/ac-ft) | Historical IOU Energy Intensity (kWh/ac-ft) | Historical Energy Intensity (kWh/ac-ft) | Historical IOU Energy Intensity (kWh/ac-ft) | Historical Energy Intensity (kWh/ac-ft) | Historical IOU Energy Intensity (kWh/ac-ft) | Historical Energy Intensity (kWh/ac-ft) | Historical IOU Energy Intensity (kWh/ac-ft) | Historical Energy Intensity (kWh/ac-ft) | Historical IOU Energy Intensity (kWh/ac-ft) | Annual Embedded Energy Savings (kWh) | Annual IOU Embedded Energy Savings (kWh) | Annual Non-IOU Embedded Energy Savings (kWh) | Water Extraction & Conveyance | Fraction IOU Supplied Energy | Energy Intensity (kWh/ac-ft) | Water Treatment | Fraction IOU Supplied Energy | Energy Intensity (kWh/ac-ft) | Water Distribution | Topography | Fraction IOU Supplied Energy | Energy Intensity (kWh/ac-ft) | Wastewater Collection | Fraction IOU Supplied Energy | Energy Intensity (kWh/ac-ft) | Wastewater Treatment | Fraction IOU Supplied Energy | Energy Intensity (kWh/ac-ft) | Annual Total Embedded Energy Savings (kWh) | Annual IOU Embedded Energy Savings (kWh) | Annual Non-IOU Embedded Energy Savings (kWh) | Annualized Total Embedded Energy Savings (kWh) | Annualized IOU Embedded Energy Savings (kWh) | Annualized Non-IOU Embedded Energy Savings (kWh) | Warnings | RBY | Marginal Supply | Marginal Calcs
Note on M1: Click "+" above column W to unhide historical component details.
Note on Z1: Click "+" above column AP to unhide marginal component details.

## Output Table
Note: totals of the savings for all measures are included at the bottom of the table.
Measure Name | Hydrologic Region | Sector | Water Use Type | Annual Water Savings per Device (gallons) | Number of Devices Installed | Total Annual Water Savings (gallons) | Annualized IOU Embedded Energy Intensity (kWh/kgal) | Annualized Non-IOU Embedded Energy Intensity (kWh/kgal) | Annualized IOU Embedded Energy Savings (kWh) | Annualized Non-IOU Embedded Energy Savings (kWh) | Comments
Totals | [5 empty] | 0 |  |  | 0 | 0

## Default EI Values
Sector | Hydrologic Region | Supply | Component | Component Option | Default Energy Intensity Value (kWh/ac-ft)
Urban | Any | Recycled Water (Non-Potable) | Water Extraction & Conveyance | Recycled Water (Non-Potable) Conveyance | 107.3128
Urban | Any | Desalinated Water (Seawater) | Water Extraction & Conveyance | Seawater Desalination Conveyance | 197
Urban | Central Coast | Central Valley Project | Water Extraction & Conveyance | Central Valley Project Conveyance | 696.4835
Urban | Central Coast | Desalinated Water (Brackish) | Water Extraction & Conveyance | Groundwater pumping | 506.1075
Urban | Central Coast | Groundwater | Water Extraction & Conveyance | Groundwater pumping | 506.1075
Urban | Any | Local Surface Water | Water Extraction & Conveyance | Local Surface Water | 88.9104
Urban | Central Coast | Recycled Water (Potable) | Water Extraction & Conveyance | Groundwater pumping | 506.1075
Urban | Any | Recycled Water (Potable) | Water Extraction & Conveyance | Local Surface Water | 88.9104
Urban | Central Coast | State Water Project | Water Extraction & Conveyance | State Water Project Conveyance | 2056.3221
Urban | Colorado River | Colorado River | Water Extraction & Conveyance | Colorado River Conveyance | 115.5
Urban | Colorado River | Desalinated Water (Brackish) | Water Extraction & Conveyance | Groundwater pumping | 531.8213
Urban | Colorado River | Groundwater | Water Extraction & Conveyance | Groundwater pumping | 531.8213
Urban | Colorado River | Recycled Water (Potable) | Water Extraction & Conveyance | Groundwater pumping | 531.8213
Urban | Colorado River | State Water Project | Water Extraction & Conveyance | State Water Project Conveyance | 4000
Urban | North Coast | Central Valley Project | Water Extraction & Conveyance | Central Valley Project Conveyance | 225
Urban | North Coast | Desalinated Water (Brackish) | Water Extraction & Conveyance | Groundwater pumping | 383.1075
Urban | North Coast | Groundwater | Water Extraction & Conveyance | Groundwater pumping | 383.1075
Urban | North Coast | Recycled Water (Potable) | Water Extraction & Conveyance | Groundwater pumping | 383.1075
Urban | North Coast | Local Imported Water | Water Extraction & Conveyance | Local Imported Deliveries | 89.2786
Urban | North Lahontan | Desalinated Water (Brackish) | Water Extraction & Conveyance | Groundwater pumping | 381.1075
Urban | North Lahontan | Groundwater | Water Extraction & Conveyance | Groundwater pumping | 381.1075
Urban | North Lahontan | Recycled Water (Potable) | Water Extraction & Conveyance | Groundwater pumping | 381.1075
Urban | Sacramento River | Central Valley Project | Water Extraction & Conveyance | Central Valley Project Conveyance | 120
Urban | Sacramento River | Desalinated Water (Brackish) | Water Extraction & Conveyance | Groundwater pumping | 293.6107
Urban | Sacramento River | Groundwater | Water Extraction & Conveyance | Groundwater pumping | 293.6107
Urban | Sacramento River | Recycled Water (Potable) | Water Extraction & Conveyance | Groundwater pumping | 293.6107
Urban | Sacramento River | State Water Project | Water Extraction & Conveyance | State Water Project Conveyance | 241.2325
Urban | San Francisco Bay | Central Valley Project | Water Extraction & Conveyance | Central Valley Project Conveyance | 477.6667
Urban | San Francisco Bay | Desalinated Water (Brackish) | Water Extraction & Conveyance | Groundwater pumping | 490.7742
Urban | San Francisco Bay | Groundwater | Water Extraction & Conveyance | Groundwater pumping | 490.7742
Urban | San Francisco Bay | Recycled Water (Potable) | Water Extraction & Conveyance | Groundwater pumping | 490.7742
Urban | San Francisco Bay | State Water Project | Water Extraction & Conveyance | State Water Project Conveyance | 1061.9276
Urban | San Francisco Bay | Local Imported Water | Water Extraction & Conveyance | Local Imported Deliveries | 112.3429
Urban | San Joaquin | Central Valley Project | Water Extraction & Conveyance | Central Valley Project Conveyance | 326.8752
Urban | San Joaquin | Desalinated Water (Brackish) | Water Extraction & Conveyance | Groundwater pumping | 300.8832
Urban | San Joaquin | Groundwater | Water Extraction & Conveyance | Groundwater pumping | 300.8832
Urban | San Joaquin | Recycled Water (Potable) | Water Extraction & Conveyance | Groundwater pumping | 300.8832
Urban | San Joaquin | State Water Project | Water Extraction & Conveyance | State Water Project Conveyance | 526.759
Urban | South Coast | Central Valley Project | Water Extraction & Conveyance | Central Valley Project Conveyance | 225
Urban | South Coast | Colorado River | Water Extraction & Conveyance | Colorado River Conveyance | 2110.9482
Urban | South Coast | Desalinated Water (Brackish) | Water Extraction & Conveyance | Groundwater pumping | 696.7953
Urban | Any | Desalinated Water (Brackish) | Water Extraction & Conveyance | Local Surface Water | 88.9104
Urban | South Coast | Groundwater | Water Extraction & Conveyance | Groundwater pumping | 696.7953
Urban | South Coast | Recycled Water (Potable) | Water Extraction & Conveyance | Groundwater pumping | 696.7953
Urban | South Coast | State Water Project | Water Extraction & Conveyance | State Water Project Conveyance | 3306.1586
Urban | South Coast | Local Imported Water | Water Extraction & Conveyance | Local Imported Deliveries | 33.0286
Urban | South Lahontan | Desalinated Water (Brackish) | Water Extraction & Conveyance | Groundwater pumping | 400.9441
Urban | South Lahontan | Groundwater | Water Extraction & Conveyance | Groundwater pumping | 400.9441
Urban | South Lahontan | Recycled Water (Potable) | Water Extraction & Conveyance | Groundwater pumping | 400.9441
Urban | South Lahontan | State Water Project | Water Extraction & Conveyance | State Water Project Conveyance | 3600.0961
Urban | Tulare Lake | Central Valley Project | Water Extraction & Conveyance | Central Valley Project Conveyance | 240.9658
Urban | Tulare Lake | Desalinated Water (Brackish) | Water Extraction & Conveyance | Groundwater pumping | 347.1299
Urban | Tulare Lake | Groundwater | Water Extraction & Conveyance | Groundwater pumping | 347.1299
Urban | Tulare Lake | Recycled Water (Potable) | Water Extraction & Conveyance | Groundwater pumping | 347.1299
Urban | Tulare Lake | State Water Project | Water Extraction & Conveyance | State Water Project Conveyance | 2603.425
Urban | Any | Central Valley Project | Water Treatment | Conventional Drinking Water Treatment | 205.303
Urban | Any | Desalinated Water (Brackish) | Water Treatment | Brackish Desalination Treatment | 1406.5176
Urban | Any | Desalinated Water (Seawater) | Water Treatment | Seawater Desalination Treatment | 4497.094
Urban | Any | Groundwater | Water Treatment | Chlorination | 63.1211
Urban | Any | Groundwater | Water Treatment | Conventional Drinking Water Treatment | 205.303
Urban | Any | Local Surface Water | Water Treatment | Conventional Drinking Water Treatment | 205.303
Urban | Any | Local Imported Water | Water Treatment | Conventional Drinking Water Treatment | 205.303
Urban | Any | Recycled Water (Non-Potable) | Water Treatment | Recycled Water (Non-Potable) Treatment | 606.8315
Urban | Any | Recycled Water (Potable) | Water Treatment | Recycled Water (Potable) Treatment | 1271.5064
Urban | Any | State Water Project | Water Treatment | Conventional Drinking Water Treatment | 205.303
Urban | Any | Colorado River | Water Treatment | Conventional Drinking Water Treatment | 205.303
Urban | Any | Central Valley Project | Water Distribution | Urban Potable Distribution - Flat | 18
Urban | Any | Desalinated Water (Brackish) | Water Distribution | Urban Potable Distribution - Flat | 18
Urban | Any | Desalinated Water (Seawater) | Water Distribution | Urban Potable Distribution - Flat | 18
Urban | Any | Groundwater | Water Distribution | Urban Potable Distribution - Flat | 18
Urban | Any | Local Surface Water | Water Distribution | Urban Potable Distribution - Flat | 18
Urban | Any | Local Imported Water | Water Distribution | Urban Potable Distribution - Flat | 18
Urban | Any | Recycled Water (Non-Potable) | Water Distribution | Recycled Water (Non-Potable) Distribution | 415.7859
Urban | Any | Recycled Water (Potable) | Water Distribution | Urban Potable Distribution - Flat | 18
Urban | Any | State Water Project | Water Distribution | Urban Potable Distribution - Flat | 18
Urban | Any | Colorado River | Water Distribution | Urban Potable Distribution - Flat | 18
Urban | Any | Central Valley Project | Water Distribution | Urban Potable Distribution - Moderate | 163
Urban | Any | Desalinated Water (Brackish) | Water Distribution | Urban Potable Distribution - Moderate | 163
Urban | Any | Desalinated Water (Seawater) | Water Distribution | Urban Potable Distribution - Moderate | 163
Urban | Any | Groundwater | Water Distribution | Urban Potable Distribution - Moderate | 163
Urban | Any | Local Surface Water | Water Distribution | Urban Potable Distribution - Moderate | 163
Urban | Any | Local Imported Water | Water Distribution | Urban Potable Distribution - Moderate | 163
Urban | Any | Recycled Water (Potable) | Water Distribution | Urban Potable Distribution - Moderate | 163
Urban | Any | State Water Project | Water Distribution | Urban Potable Distribution - Moderate | 163
Urban | Any | Colorado River | Water Distribution | Urban Potable Distribution - Moderate | 163
Urban | Any | Central Valley Project | Water Distribution | Urban Potable Distribution - Hilly | 318
Urban | Any | Desalinated Water (Brackish) | Water Distribution | Urban Potable Distribution - Hilly | 318
Urban | Any | Desalinated Water (Seawater) | Water Distribution | Urban Potable Distribution - Hilly | 318
Urban | Any | Groundwater | Water Distribution | Urban Potable Distribution - Hilly | 318
Urban | Any | Local Surface Water | Water Distribution | Urban Potable Distribution - Hilly | 318
Urban | Any | Recycled Water (Potable) | Water Distribution | Urban Potable Distribution - Hilly | 318
Urban | Any | State Water Project | Water Distribution | Urban Potable Distribution - Hilly | 318
Urban | Any | Colorado River | Water Distribution | Urban Potable Distribution - Hilly | 318
Urban | Any | Local Imported Water | Water Distribution | Urban Potable Distribution - Hilly | 318
Urban | Any | Central Valley Project | Wastewater Collection | Wastewater Collection | 71.5243
Urban | Any | Desalinated Water (Brackish) | Wastewater Collection | Wastewater Collection | 71.5243
Urban | Any | Desalinated Water (Seawater) | Wastewater Collection | Wastewater Collection | 71.5243
Urban | Any | Groundwater | Wastewater Collection | Wastewater Collection | 71.5243
Urban | Any | Local Surface Water | Wastewater Collection | Wastewater Collection | 71.5243
Urban | Any | Recycled Water (Non-Potable) | Wastewater Collection | Wastewater Collection | 71.5243
Urban | Any | Recycled Water (Potable) | Wastewater Collection | Wastewater Collection | 71.5243
Urban | Any | State Water Project | Wastewater Collection | Wastewater Collection | 71.5243
Urban | Any | Local Imported Water | Wastewater Collection | Wastewater Collection | 71.5243
Urban | Any | Colorado River | Wastewater Collection | Wastewater Collection | 71.5243
Urban | Any | Central Valley Project | Wastewater Treatment | Wastewater Secondary Treatment | 654.1226
Urban | Any | Central Valley Project | Wastewater Treatment | Wastewater Tertiary Treatment | 999.3307
Urban | Any | Desalinated Water (Brackish) | Wastewater Treatment | Wastewater Secondary Treatment | 654.1226
Urban | Any | Desalinated Water (Brackish) | Wastewater Treatment | Wastewater Tertiary Treatment | 999.3307
Urban | Any | Desalinated Water (Seawater) | Wastewater Treatment | Wastewater Secondary Treatment | 654.1226
Urban | Any | Desalinated Water (Seawater) | Wastewater Treatment | Wastewater Tertiary Treatment | 999.3307
Urban | Any | Groundwater | Wastewater Treatment | Wastewater Secondary Treatment | 654.1226
Urban | Any | Groundwater | Wastewater Treatment | Wastewater Tertiary Treatment | 999.3307
Urban | Any | Local Surface Water | Wastewater Treatment | Wastewater Secondary Treatment | 654.1226
Urban | Any | Local Surface Water | Wastewater Treatment | Wastewater Tertiary Treatment | 999.3307
Urban | Any | Recycled Water (Non-Potable) | Wastewater Treatment | Wastewater Secondary Treatment | 654.1226
Urban | Any | Recycled Water (Non-Potable) | Wastewater Treatment | Wastewater Tertiary Treatment | 999.3307
Urban | Any | Recycled Water (Potable) | Wastewater Treatment | Wastewater Secondary Treatment | 654.1226
Urban | Any | Recycled Water (Potable) | Wastewater Treatment | Wastewater Tertiary Treatment | 999.3307
Urban | Any | State Water Project | Wastewater Treatment | Wastewater Secondary Treatment | 654.1226
Urban | Any | State Water Project | Wastewater Treatment | Wastewater Tertiary Treatment | 999.3307
Urban | Any | Local Imported Water | Wastewater Treatment | Wastewater Secondary Treatment | 654.1226
Urban | Any | Local Imported Water | Wastewater Treatment | Wastewater Tertiary Treatment | 999.3307
Urban | Any | Colorado River | Wastewater Treatment | Wastewater Secondary Treatment | 654.1226
Urban | Any | Colorado River | Wastewater Treatment | Wastewater Tertiary Treatment | 999.3307
Ag | Any | Recycled Water (Non-Potable) | Water Extraction & Conveyance | Recycled Water (Non-Potable) Conveyance | 107.3128
Ag | Any | Desalinated Water (Seawater) | Water Extraction & Conveyance | Seawater Desalination Conveyance | 197
Ag | Central Coast | Central Valley Project | Water Extraction & Conveyance | Central Valley Project Conveyance | 696.4835
Ag | Central Coast | Desalinated Water (Brackish) | Water Extraction & Conveyance | Groundwater pumping | 506.1075
Ag | Central Coast | Groundwater | Water Extraction & Conveyance | Groundwater pumping | 506.1075
Ag | Central Coast | Recycled Water (Potable) | Water Extraction & Conveyance | Groundwater pumping | 506.1075
Ag | Any | Recycled Water (Potable) | Water Extraction & Conveyance | Local Surface Water | 88.9104
Ag | Any | Local Surface Water | Water Extraction & Conveyance | Local Surface Water | 88.9104
Ag | Central Coast | State Water Project | Water Extraction & Conveyance | State Water Project Conveyance | 2056.3221
Ag | Colorado River | Colorado River | Water Extraction & Conveyance | Colorado River Conveyance | 115.5
Ag | Colorado River | Desalinated Water (Brackish) | Water Extraction & Conveyance | Groundwater pumping | 531.8213
Ag | Colorado River | Groundwater | Water Extraction & Conveyance | Groundwater pumping | 531.8213
Ag | Colorado River | Recycled Water (Potable) | Water Extraction & Conveyance | Groundwater pumping | 531.8213
Ag | Colorado River | State Water Project | Water Extraction & Conveyance | State Water Project Conveyance | 4000
Ag | North Coast | Central Valley Project | Water Extraction & Conveyance | Central Valley Project Conveyance | 225
Ag | North Coast | Desalinated Water (Brackish) | Water Extraction & Conveyance | Groundwater pumping | 383.1075
Ag | North Coast | Groundwater | Water Extraction & Conveyance | Groundwater pumping | 383.1075
Ag | North Coast | Recycled Water (Potable) | Water Extraction & Conveyance | Groundwater pumping | 383.1075
Ag | North Coast | Local Imported Water | Water Extraction & Conveyance | Local Imported Deliveries | 89.2786
Ag | North Lahontan | Desalinated Water (Brackish) | Water Extraction & Conveyance | Groundwater pumping | 381.1075
Ag | North Lahontan | Groundwater | Water Extraction & Conveyance | Groundwater pumping | 381.1075
Ag | North Lahontan | Recycled Water (Potable) | Water Extraction & Conveyance | Groundwater pumping | 381.1075
Ag | Sacramento River | Central Valley Project | Water Extraction & Conveyance | Central Valley Project Conveyance | 120
Ag | Sacramento River | Desalinated Water (Brackish) | Water Extraction & Conveyance | Groundwater pumping | 293.6107
Ag | Sacramento River | Groundwater | Water Extraction & Conveyance | Groundwater pumping | 293.6107
Ag | Sacramento River | Recycled Water (Potable) | Water Extraction & Conveyance | Groundwater pumping | 293.6107
Ag | Sacramento River | State Water Project | Water Extraction & Conveyance | State Water Project Conveyance | 241.2325
Ag | San Francisco Bay | Central Valley Project | Water Extraction & Conveyance | Central Valley Project Conveyance | 477.6667
Ag | San Francisco Bay | Desalinated Water (Brackish) | Water Extraction & Conveyance | Groundwater pumping | 490.7742
Ag | San Francisco Bay | Groundwater | Water Extraction & Conveyance | Groundwater pumping | 490.7742
Ag | San Francisco Bay | Recycled Water (Potable) | Water Extraction & Conveyance | Groundwater pumping | 490.7742
Ag | San Francisco Bay | State Water Project | Water Extraction & Conveyance | State Water Project Conveyance | 1061.9276
Ag | San Francisco Bay | Local Imported Water | Water Extraction & Conveyance | Local Imported Deliveries | 112.3429
Ag | San Joaquin | Central Valley Project | Water Extraction & Conveyance | Central Valley Project Conveyance | 326.8752
Ag | San Joaquin | Desalinated Water (Brackish) | Water Extraction & Conveyance | Groundwater pumping | 300.8832
Ag | San Joaquin | Groundwater | Water Extraction & Conveyance | Groundwater pumping | 300.8832
Ag | San Joaquin | Recycled Water (Potable) | Water Extraction & Conveyance | Groundwater pumping | 300.8832
Ag | San Joaquin | State Water Project | Water Extraction & Conveyance | State Water Project Conveyance | 526.759
Ag | South Coast | Central Valley Project | Water Extraction & Conveyance | Central Valley Project Conveyance | 225
Ag | South Coast | Colorado River | Water Extraction & Conveyance | Colorado River Conveyance | 2110.9482
Ag | South Coast | Desalinated Water (Brackish) | Water Extraction & Conveyance | Groundwater pumping | 696.7953
Ag | Any | Desalinated Water (Brackish) | Water Extraction & Conveyance | Local Surface Water | 88.9104
Ag | South Coast | Groundwater | Water Extraction & Conveyance | Groundwater pumping | 696.7953
Ag | South Coast | Recycled Water (Potable) | Water Extraction & Conveyance | Groundwater pumping | 696.7953
Ag | South Coast | State Water Project | Water Extraction & Conveyance | State Water Project Conveyance | 3306.1586
Ag | South Coast | Local Imported Water | Water Extraction & Conveyance | Local Imported Deliveries | 33.0286
Ag | South Lahontan | Desalinated Water (Brackish) | Water Extraction & Conveyance | Groundwater pumping | 400.9441
Ag | South Lahontan | Groundwater | Water Extraction & Conveyance | Groundwater pumping | 400.9441
Ag | South Lahontan | Recycled Water (Potable) | Water Extraction & Conveyance | Groundwater pumping | 400.9441
Ag | South Lahontan | State Water Project | Water Extraction & Conveyance | State Water Project Conveyance | 3600.0961
Ag | Tulare Lake | Central Valley Project | Water Extraction & Conveyance | Central Valley Project Conveyance | 240.9658
Ag | Tulare Lake | Desalinated Water (Brackish) | Water Extraction & Conveyance | Groundwater pumping | 347.1299
Ag | Tulare Lake | Groundwater | Water Extraction & Conveyance | Groundwater pumping | 347.1299
Ag | Tulare Lake | Recycled Water (Potable) | Water Extraction & Conveyance | Groundwater pumping | 347.1299
Ag | Tulare Lake | State Water Project | Water Extraction & Conveyance | State Water Project Conveyance | 2603.425
Ag | Any | Desalinated Water (Brackish) | Water Treatment | Brackish Desalination Treatment | 1406.5176
Ag | Any | Desalinated Water (Seawater) | Water Treatment | Seawater Desalination Treatment | 4497.094
Ag | Any | Recycled Water (Non-Potable) | Water Treatment | Recycled Water (Non-Potable) Treatment | 606.8315
Ag | Any | Recycled Water (Potable) | Water Treatment | Recycled Water (Potable) Treatment | 1066.2034
Ag | Central Coast | Central Valley Project | Water Distribution | Ag Distribution | 143.8632
Ag | Central Coast | Desalinated Water (Brackish) | Water Distribution | Ag Distribution | 143.8632
Ag | Central Coast | Desalinated Water (Seawater) | Water Distribution | Ag Distribution | 143.8632
Ag | Central Coast | Groundwater | Water Distribution | Ag Distribution | 143.8632
Ag | Central Coast | Local Surface Water | Water Distribution | Ag Distribution | 143.8632
Ag | Central Coast | Recycled Water (Non-Potable) | Water Distribution | Ag Distribution | 143.8632
Ag | Central Coast | Recycled Water (Potable) | Water Distribution | Ag Distribution | 143.8632
Ag | Central Coast | State Water Project | Water Distribution | Ag Distribution | 143.8632
Ag | Colorado River | Colorado River | Water Distribution | Ag Distribution | 487.636
Ag | Colorado River | Desalinated Water (Brackish) | Water Distribution | Ag Distribution | 487.636
Ag | Colorado River | Desalinated Water (Seawater) | Water Distribution | Ag Distribution | 487.636
Ag | Colorado River | Groundwater | Water Distribution | Ag Distribution | 487.636
Ag | Colorado River | Local Surface Water | Water Distribution | Ag Distribution | 487.636
Ag | Colorado River | Recycled Water (Non-Potable) | Water Distribution | Ag Distribution | 487.636
Ag | Colorado River | Recycled Water (Potable) | Water Distribution | Ag Distribution | 487.636
Ag | Colorado River | State Water Project | Water Distribution | Ag Distribution | 487.636
Ag | North Coast | Central Valley Project | Water Distribution | Ag Distribution | 143.8632
Ag | North Coast | Desalinated Water (Brackish) | Water Distribution | Ag Distribution | 143.8632
Ag | North Coast | Desalinated Water (Seawater) | Water Distribution | Ag Distribution | 143.8632
Ag | North Coast | Groundwater | Water Distribution | Ag Distribution | 143.8632
Ag | North Coast | Local Surface Water | Water Distribution | Ag Distribution | 143.8632
Ag | North Coast | Recycled Water (Non-Potable) | Water Distribution | Ag Distribution | 143.8632
Ag | North Coast | Recycled Water (Potable) | Water Distribution | Ag Distribution | 143.8632
Ag | North Coast | Local Imported Water | Water Distribution | Ag Distribution | 143.8632
Ag | North Lahontan | Desalinated Water (Brackish) | Water Distribution | Ag Distribution | 143.8632
Ag | North Lahontan | Desalinated Water (Seawater) | Water Distribution | Ag Distribution | 143.8632
Ag | North Lahontan | Groundwater | Water Distribution | Ag Distribution | 143.8632
Ag | North Lahontan | Local Surface Water | Water Distribution | Ag Distribution | 143.8632
Ag | North Lahontan | Recycled Water (Non-Potable) | Water Distribution | Ag Distribution | 143.8632
Ag | North Lahontan | Recycled Water (Potable) | Water Distribution | Ag Distribution | 143.8632
Ag | Sacramento River | Central Valley Project | Water Distribution | Ag Distribution | 19.1437
Ag | Sacramento River | Desalinated Water (Brackish) | Water Distribution | Ag Distribution | 19.1437
Ag | Sacramento River | Desalinated Water (Seawater) | Water Distribution | Ag Distribution | 19.1437
Ag | Sacramento River | Groundwater | Water Distribution | Ag Distribution | 19.1437
Ag | Sacramento River | Local Surface Water | Water Distribution | Ag Distribution | 19.1437
Ag | Sacramento River | Recycled Water (Non-Potable) | Water Distribution | Ag Distribution | 19.1437
Ag | Sacramento River | Recycled Water (Potable) | Water Distribution | Ag Distribution | 19.1437
Ag | Sacramento River | State Water Project | Water Distribution | Ag Distribution | 19.1437
Ag | Sacramento River | Local Imported Water | Water Distribution | Ag Distribution | 19.1437
Ag | San Francisco Bay | Central Valley Project | Water Distribution | Ag Distribution | 143.8632
Ag | San Francisco Bay | Desalinated Water (Brackish) | Water Distribution | Ag Distribution | 143.8632
Ag | San Francisco Bay | Desalinated Water (Seawater) | Water Distribution | Ag Distribution | 143.8632
Ag | San Francisco Bay | Groundwater | Water Distribution | Ag Distribution | 143.8632
Ag | San Francisco Bay | Local Surface Water | Water Distribution | Ag Distribution | 143.8632
Ag | San Francisco Bay | Recycled Water (Non-Potable) | Water Distribution | Ag Distribution | 143.8632
Ag | San Francisco Bay | Recycled Water (Potable) | Water Distribution | Ag Distribution | 143.8632
Ag | San Francisco Bay | State Water Project | Water Distribution | Ag Distribution | 143.8632
Ag | San Francisco Bay | Local Imported Water | Water Distribution | Ag Distribution | 143.8632
Ag | San Joaquin | Central Valley Project | Water Distribution | Ag Distribution | 19.1437
Ag | San Joaquin | Desalinated Water (Brackish) | Water Distribution | Ag Distribution | 19.1437
Ag | San Joaquin | Desalinated Water (Seawater) | Water Distribution | Ag Distribution | 19.1437
Ag | San Joaquin | Groundwater | Water Distribution | Ag Distribution | 19.1437
Ag | San Joaquin | Local Surface Water | Water Distribution | Ag Distribution | 19.1437
Ag | San Joaquin | Recycled Water (Non-Potable) | Water Distribution | Ag Distribution | 19.1437
Ag | San Joaquin | Recycled Water (Potable) | Water Distribution | Ag Distribution | 19.1437
Ag | San Joaquin | State Water Project | Water Distribution | Ag Distribution | 19.1437
Ag | San Joaquin | Local Imported Water | Water Distribution | Ag Distribution | 19.1437
Ag | South Coast | Central Valley Project | Water Distribution | Ag Distribution | 487.636
Ag | South Coast | Colorado River | Water Distribution | Ag Distribution | 487.636
Ag | South Coast | Desalinated Water (Brackish) | Water Distribution | Ag Distribution | 487.636
Ag | South Coast | Desalinated Water (Seawater) | Water Distribution | Ag Distribution | 487.636
Ag | South Coast | Groundwater | Water Distribution | Ag Distribution | 487.636
Ag | South Coast | Local Surface Water | Water Distribution | Ag Distribution | 487.636
Ag | South Coast | Recycled Water (Non-Potable) | Water Distribution | Ag Distribution | 487.636
Ag | South Coast | Recycled Water (Potable) | Water Distribution | Ag Distribution | 487.636
Ag | South Coast | State Water Project | Water Distribution | Ag Distribution | 487.636
Ag | South Coast | Local Imported Water | Water Distribution | Ag Distribution | 487.636
Ag | South Lahontan | Desalinated Water (Brackish) | Water Distribution | Ag Distribution | 388.5773
Ag | South Lahontan | Desalinated Water (Seawater) | Water Distribution | Ag Distribution | 388.5773
Ag | South Lahontan | Groundwater | Water Distribution | Ag Distribution | 388.5773
Ag | South Lahontan | Local Surface Water | Water Distribution | Ag Distribution | 388.5773
Ag | South Lahontan | Recycled Water (Non-Potable) | Water Distribution | Ag Distribution | 388.5773
Ag | South Lahontan | Recycled Water (Potable) | Water Distribution | Ag Distribution | 388.5773
Ag | South Lahontan | State Water Project | Water Distribution | Ag Distribution | 388.5773
Ag | Tulare Lake | Central Valley Project | Water Distribution | Ag Distribution | 388.5773
Ag | Tulare Lake | Desalinated Water (Brackish) | Water Distribution | Ag Distribution | 388.5773
Ag | Tulare Lake | Desalinated Water (Seawater) | Water Distribution | Ag Distribution | 388.5773
Ag | Tulare Lake | Groundwater | Water Distribution | Ag Distribution | 388.5773
Ag | Tulare Lake | Local Surface Water | Water Distribution | Ag Distribution | 388.5773
Ag | Tulare Lake | Recycled Water (Non-Potable) | Water Distribution | Ag Distribution | 388.5773
Ag | Tulare Lake | Recycled Water (Potable) | Water Distribution | Ag Distribution | 388.5773
Ag | Tulare Lake | State Water Project | Water Distribution | Ag Distribution | 388.5773

## Default Values
Default Values
Available Marginal Supplies
Region | Default Supply | Available Marginal Supplies
North Coast | Recycled Water (Non-Potable) | Desalinated Water (Seawater) | Desalinated Water (Brackish) | Groundwater | Local Surface Water | Local Imported Water | Central Valley Project | Recycled Water (Potable) | Use Default Supply
San Francisco Bay | Recycled Water (Non-Potable) | Desalinated Water (Seawater) | Desalinated Water (Brackish) | Groundwater | Local Surface Water | Local Imported Water | Central Valley Project | State Water Project | Recycled Water (Potable) | Use Default Supply
Central Coast | Recycled Water (Non-Potable) | Desalinated Water (Seawater) | Desalinated Water (Brackish) | Groundwater | Local Surface Water | Central Valley Project | State Water Project | Recycled Water (Potable) | Use Default Supply
South Coast | Recycled Water (Non-Potable) | Desalinated Water (Seawater) | Desalinated Water (Brackish) | Groundwater | Local Surface Water | Local Imported Water | Colorado River | Central Valley Project | State Water Project | Recycled Water (Potable) | Use Default Supply
Sacramento River | Recycled Water (Non-Potable) | Desalinated Water (Seawater) | Desalinated Water (Brackish) | Groundwater | Local Surface Water | Central Valley Project | State Water Project | Recycled Water (Potable) | Use Default Supply
San Joaquin | Recycled Water (Non-Potable) | Desalinated Water (Seawater) | Desalinated Water (Brackish) | Groundwater | Local Surface Water | Central Valley Project | State Water Project | Recycled Water (Potable) | Use Default Supply
Tulare Lake | Recycled Water (Non-Potable) | Desalinated Water (Seawater) | Desalinated Water (Brackish) | Groundwater | Local Surface Water | Central Valley Project | State Water Project | Recycled Water (Potable) | Use Default Supply
North Lahontan | Recycled Water (Non-Potable) | Desalinated Water (Seawater) | Desalinated Water (Brackish) | Groundwater | Local Surface Water | Recycled Water (Potable) | Use Default Supply
South Lahontan | Recycled Water (Non-Potable) | Desalinated Water (Seawater) | Desalinated Water (Brackish) | Groundwater | Local Surface Water | State Water Project | Recycled Water (Potable) | Use Default Supply
Colorado River | Recycled Water (Non-Potable) | Desalinated Water (Seawater) | Desalinated Water (Brackish) | Groundwater | Local Surface Water | Colorado River | State Water Project | Recycled Water (Potable) | Use Default Supply
Default Energy Intensity by Component (kWh/ac-ft)
Hydrologic Region
Water Management Cycle | Component | Any | North Coast | San Francisco Bay | Central Coast | South Coast | Sacramento River | San Joaquin | Tulare Lake | North Lahontan | South Lahontan | Colorado River
Water Extraction & Conveyance | Seawater Desalination Conveyance | 197 | NA | NA | NA | NA | NA | NA | NA | NA | NA | NA
Water Extraction & Conveyance | Groundwater Pumping | NA | 383.1075 | 490.7742 | 506.1075 | 696.7953 | 293.6107 | 300.8832 | 347.1299 | 381.1075 | 400.9441 | 531.8213
Water Extraction & Conveyance | Central Valley Project Conveyance | NA | 225 | 477.6667 | 696.4835 | 225 | 120 | 326.8752 | 240.9658 | NA | NA | NA
Water Extraction & Conveyance | Colorado River Conveyance | NA | NA | NA | NA | 2110.9482 | NA | NA | NA | NA | NA | 115.5
Water Extraction & Conveyance | State Water Project Conveyance | NA | NA | 1061.9276 | 2056.3221 | 3306.1586 | 241.2325 | 526.759 | 2603.425 | NA | 3600.0961 | 4000
Water Extraction & Conveyance | Recycled Water (Non-Potable) Conveyance | 107.3128 | NA | NA | NA | NA | NA | NA | NA | NA | NA | NA
Water Extraction & Conveyance | Local Surface Water | 88.9104 | NA | NA | NA | NA | NA | NA | NA | NA | NA | NA
Water Extraction & Conveyance | Local Imported Deliveries | NA | 89.2786 | 112.3429 | NA | 33.0286 | NA | NA | NA | NA | NA | NA
Water Treatment | Seawater Desalination Treatment | 4497.094 | NA | NA | NA | NA | NA | NA | NA | NA | NA | NA
Water Treatment | Brackish Desalination Treatment | 1406.5176 | NA | NA | NA | NA | NA | NA | NA | NA | NA | NA
Water Treatment | Conventional Drinking Water Treatment | 205.303 | NA | NA | NA | NA | NA | NA | NA | NA | NA | NA
Water Treatment | Chlorination | 63.1211 | NA | NA | NA | NA | NA | NA | NA | NA | NA | NA
Water Treatment | Recycled Water (Potable) Treatment - Urban | 1271.5064 | NA | NA | NA | NA | NA | NA | NA | NA | NA | NA
Water Treatment | Recycled Water (Potable) Treatment - Ag | 1066.2034 | NA | NA | NA | NA | NA | NA | NA | NA | NA | NA
Water Treatment | Recycled Water (Non-Potable) Treatment | 606.8315 | NA | NA | NA | NA | NA | NA | NA | NA | NA | NA
Water Distribution | Urban Potable Distribution - Flat | 18 | NA | NA | NA | NA | NA | NA | NA | NA | NA | NA
Water Distribution | Urban Potable Distribution - Moderate | 163 | NA | NA | NA | NA | NA | NA | NA | NA | NA | NA
Water Distribution | Urban Potable Distribution - Hilly | 318 | NA | NA | NA | NA | NA | NA | NA | NA | NA | NA
Water Distribution | Recycled Water (Non-Potable) Distribution | 415.7859 | NA | NA | NA | NA | NA | NA | NA | NA | NA | NA
Water Distribution | Ag Distribution | NA | 143.8632 | 143.8632 | 143.8632 | 487.636 | 19.1437 | 19.1437 | 388.5773 | 143.8632 | 388.5773 | 487.636
Wastewater Collection | Wastewater Collection | 71.5243 | NA | NA | NA | NA | NA | NA | NA | NA | NA | NA
Wastewater Treatment | Wastewater Secondary Treatment | 654.1226 | NA | NA | NA | NA | NA | NA | NA | NA | NA | NA
Wastewater Treatment | Wastewater Tertiary Treatment | 999.3307 | NA | NA | NA | NA | NA | NA | NA | NA | NA | NA
Data Sources (see User Guide for full reference):
Water Extraction & Conveyance | Klein et al. 2005, Cooley et al. 2012, GEI Consultants/Navigant Consulting 2010a, GEI Consultants/Navigant Consulting 2010b, Liu et al. 2017, Plappally 2012, Stokes-Draut et al. 2017, Tarroja et al. 2014
Water Treatment | Klein et al. 2005, Cooley et al. 2012, GEI Consultants/Navigant Consulting 2010a, GEI Consultants/Navigant Consulting 2010b, Stokes-Draut et al. 2017, Tarroja et al. 2014, and Tidwell et al. 2014.
Water Distribution | Cooley et al. 2012, Craig et al. 2014, GEI Consultants/Navigant Consulting 2010b, Klein et al. 2005, Liu et al. 2017, Tidwell et al. 2014
Wastewater Collection and Treatment | Cooley et al. 2012, EPRI 2002, GEI Consultants/Navigant Consulting 2010b, Klein et al. 2005, Liu et al. 2017, Tarroja et al. 2014, Tidwell et al. 2014
Default Topography by Hydrologic Region
Region | Topography
North Coast | Moderate
San Francisco Bay | Hilly
Central Coast | Moderate
South Coast | Moderate
Sacramento River | Flat
San Joaquin | Flat
Tulare Lake | Flat
North Lahontan | Flat
South Lahontan | Moderate
Colorado River | Flat
Fraction of Energy Supplied by IOU
Marginal Supply | Fraction of IOU Energy
Desalinated Water (Seawater) | 0.94
Desalinated Water (Brackish) | 0.94
Recycled Water (Non-Potable) | 0.97
Recycled Water (Potable) | 0.97
Groundwater | 0.59
Local Surface Water | 0.27
Local Imported Water | 0.27
Colorado River | 0
Central Valley Project | 0
State Water Project | 0
Water Treatment | 0.94
Water Distribution | 0.95
Wastewater Collection | 0.97
Wastewater Treatment | 0.97
Source: McDonald et al. 2014
Conversion Factors
Gal to acre-feet | 3.0689e-06

## Historical Mix
Updated Historical Average Supply Mix by Hydrologic Region
Hydrologic Region | Desalinated Water (Seawater) | Desalinated Water (Brackish) | Recycled Water (Non-Potable) | Recycled Water (Potable) | Groundwater | Local Surface Water | Local Imported Water | Colorado River | Central Valley Project | State Water Project | Total
North Coast | 0% | 0% | 0% | 0% | 2.098% | 96.44% | 0.05003% | 0% | 1.414% | 0% | 100%
San Francisco Bay | 0.05793% | 0% | 2.9% | 0% | 20.27% | 21.08% | 35.72% | 0% | 11.62% | 8.413% | 100%
Central Coast | 0% | 0% | 0.47% | 0.03% | 88.46% | 2.158% | 0% | 0% | 7.028% | 1.837% | 99.99%
South Coast | 0% | 0% | 4.14% | 0.36% | 36.85% | 4.508% | 4.378% | 26.49% | 0.01117% | 23.25% | 99.99%
Sacramento River | 0% | 0% | 0% | 0% | 21.61% | 54.35% | 0.2569% | 0% | 23.57% | 0.1964% | 99.98%
San Joaquin | 0% | 0% | 0% | 0% | 42.07% | 41.09% | 0.09555% | 0% | 16.41% | 0.2985% | 99.96%
Tulare Lake | 0% | 0% | 0% | 0% | 62.77% | 16.94% | 0% | 0% | 12.86% | 7.416% | 100%
North Lahontan | 0% | 0% | 0% | 0% | 23.61% | 76.36% | 0% | 0% | 0% | 0% | 99.97%
South Lahontan | 0% | 0% | 0.1% | 0% | 70.59% | 15.89% | 0% | 0% | 0% | 13.42% | 100%
Colorado River | 0% | 0% | 0.3% | 0% | 7.843% | 0.05649% | 0% | 89.6% | 0% | 2.154% | 99.95%
Data Source: Based on data from California Department of Water Resources 2018
Weighted Average Historical Energy Intensity
|  |  |  | Water Extraction & Conveyance |  |  |  |  | Water Treatment |  |  |  |  | Water Distribution | [5 empty] | Wastewater Collection |  |  |  |  | Wastewater Treatment
Sector | Hydrologic Region | Marginal Supply | Fraction of Supply in Historical Mix | Water Extraction & Conveyance | Fraction IOU Supplied Energy | Energy Intensity (kWh/ac-ft) | Historical Energy Intensity (kWh/ac-ft) | Historical IOU Energy Intensity (kWh/ac-ft) | Water Treatment | Fraction IOU Supplied Energy | Energy Intensity (kWh/ac-ft) | Historical Energy Intensity (kWh/ac-ft) | Historical IOU Energy Intensity (kWh/ac-ft) | Water Distribution | Topography | Fraction IOU Supplied Energy | Energy Intensity (kWh/ac-ft) | Historical Energy Intensity (kWh/ac-ft) | Historical IOU Energy Intensity (kWh/ac-ft) | Wastewater Collection | Fraction IOU Supplied Energy | Energy Intensity (kWh/ac-ft) | Historical Energy Intensity (kWh/ac-ft) | Historical IOU Energy Intensity (kWh/ac-ft) | Wastewater Treatment | Fraction IOU Supplied Energy | Energy Intensity (kWh/ac-ft) | Historical Energy Intensity (kWh/ac-ft) | Historical IOU Energy Intensity (kWh/ac-ft)
Urban | North Coast | Desalinated Water (Seawater) | 0 | Seawater Desalination Conveyance | 0.94 | 0 | 97.0077 | 27.9052 | Seawater Desalination Treatment | 0.94 | 0 | 205.3006 | 192.9826 | Urban Potable Distribution | Moderate | 0.95 | 0 | 162.9981 | 154.8482 | Wastewater Collection | 0.97 | 0 | 71.5234 | 69.3777 | Wastewater Secondary Treatment | 0.97 | 0 | 654.1149 | 634.4914
Urban | North Coast | Desalinated Water (Brackish) | 0 | Groundwater pumping | 0.94 | 0 |  |  | Brackish Desalination Treatment | 0.94 | 0 |  |  | Urban Potable Distribution | Moderate | 0.95 | 0 |  |  | Wastewater Collection | 0.97 | 0 |  |  | Wastewater Secondary Treatment | 0.97 | 0
Urban | North Coast | Recycled Water (Non-Potable) | 0 | Recycled Water (Non-Potable) Conveyance | 0.97 | 0 |  |  | Recycled Water (Non-potable) Treatment | 0.94 | 0 |  |  | Recycled Water (Non-Potable) Distribution |  | 0.95 | 0 |  |  | Wastewater Collection | 0.97 | 0 |  |  | Wastewater Secondary Treatment | 0.97 | 0
Urban | North Coast | Recycled Water (Potable) | 0 | Groundwater pumping | 0.97 | 0 |  |  | Recycled Water (Potable) Treatment | 0.94 | 0 |  |  | Urban Potable Distribution | Moderate | 0.95 | 0 |  |  | Wastewater Collection | 0.97 | 0 |  |  | Wastewater Secondary Treatment | 0.97 | 0
Urban | North Coast | Groundwater | 0.020983 | Groundwater pumping | 0.59 | 383.1075 |  |  | Conventional Drinking Water Treatment | 0.94 | 205.303 |  |  | Urban Potable Distribution | Moderate | 0.95 | 163 |  |  | Wastewater Collection | 0.97 | 71.5243 |  |  | Wastewater Secondary Treatment | 0.97 | 654.1226
Urban | North Coast | Local Surface Water | 0.96436 | Local Surface Water | 0.27 | 88.9104 |  |  | Conventional Drinking Water Treatment | 0.94 | 205.303 |  |  | Urban Potable Distribution | Moderate | 0.95 | 163 |  |  | Wastewater Collection | 0.97 | 71.5243 |  |  | Wastewater Secondary Treatment | 0.97 | 654.1226
Urban | North Coast | Local Imported Water | 0.00050031 | Local Imported Deliveries | 0.27 | 89.2786 |  |  | Conventional Drinking Water Treatment | 0.94 | 205.303 |  |  | Urban Potable Distribution | Moderate | 0.95 | 163 |  |  | Wastewater Collection | 0.97 | 71.5243 |  |  | Wastewater Secondary Treatment | 0.97 | 654.1226
Urban | North Coast | Colorado River | 0 | Colorado River Conveyance | 0 | 0 |  |  | Conventional Drinking Water Treatment | 0.94 | 0 |  |  | Urban Potable Distribution | Moderate | 0.95 | 0 |  |  | Wastewater Collection | 0.97 | 0 |  |  | Wastewater Secondary Treatment | 0.97 | 0
Urban | North Coast | Central Valley Project | 0.014145 | Central Valley Project Conveyance | 0 | 225 |  |  | Conventional Drinking Water Treatment | 0.94 | 205.303 |  |  | Urban Potable Distribution | Moderate | 0.95 | 163 |  |  | Wastewater Collection | 0.97 | 71.5243 |  |  | Wastewater Secondary Treatment | 0.97 | 654.1226
Urban | North Coast | State Water Project | 0 | State Water Project Conveyance | 0 | 0 |  |  | Conventional Drinking Water Treatment | 0.94 | 0 |  |  | Urban Potable Distribution | Moderate | 0.95 | 0 |  |  | Wastewater Collection | 0.97 | 0 |  |  | Wastewater Secondary Treatment | 0.97 | 0
Ag | North Coast | Desalinated Water (Seawater) | 0 | Seawater Desalination Conveyance | 0.94 | 0 | 97.0077 | 27.9052 | Seawater Desalination Treatment | 0.94 | 0 | 0 | 0 | Ag Distribution |  | 0.95 | 0 | 143.8615 | 136.6684 | None | 0 | 0 | 0 | 0 | None | 0 | 0 | 0 | 0
Ag | North Coast | Desalinated Water (Brackish) | 0 | Groundwater pumping | 0.94 | 0 |  |  | Brackish Desalination Treatment | 0.94 | 0 |  |  | Ag Distribution |  | 0.95 | 0 |  |  | None | 0 | 0 |  |  | None | 0 | 0
Ag | North Coast | Recycled Water (Non-Potable) | 0 | Recycled Water (Non-Potable) Conveyance | 0.97 | 0 |  |  | Recycled Water (Non-potable) Treatment | 0.94 | 0 |  |  | Ag Distribution |  | 0.95 | 0 |  |  | None | 0 | 0 |  |  | None | 0 | 0
Ag | North Coast | Recycled Water (Potable) | 0 | Groundwater pumping | 0.97 | 0 |  |  | Recycled Water (Potable) Treatment | 0.94 | 0 |  |  | Ag Distribution |  | 0.95 | 0 |  |  | None | 0 | 0 |  |  | None | 0 | 0
Ag | North Coast | Groundwater | 0.020983 | Groundwater pumping | 0.59 | 383.1075 |  |  | None | 0 | 0 |  |  | Ag Distribution |  | 0.95 | 143.8632 |  |  | None | 0 | 0 |  |  | None | 0 | 0
Ag | North Coast | Local Surface Water | 0.96436 | Local Surface Water | 0.27 | 88.9104 |  |  | None | 0 | 0 |  |  | Ag Distribution |  | 0.95 | 143.8632 |  |  | None | 0 | 0 |  |  | None | 0 | 0
Ag | North Coast | Local Imported Water | 0.00050031 | Local Imported Deliveries | 0.27 | 89.2786 |  |  | None | 0 | 0 |  |  | Ag Distribution |  | 0.95 | 143.8632 |  |  | None | 0 | 0 |  |  | None | 0 | 0
Ag | North Coast | Colorado River | 0 | Colorado River Conveyance | 0 | 0 |  |  | None | 0 | 0 |  |  | Ag Distribution |  | 0.95 | 0 |  |  | None | 0 | 0 |  |  | None | 0 | 0
Ag | North Coast | Central Valley Project | 0.014145 | Central Valley Project Conveyance | 0 | 225 |  |  | None | 0 | 0 |  |  | Ag Distribution |  | 0.95 | 143.8632 |  |  | None | 0 | 0 |  |  | None | 0 | 0
Ag | North Coast | State Water Project | 0 | State Water Project Conveyance | 0 | 0 |  |  | None | 0 | 0 |  |  | Ag Distribution |  | 0.95 | 0 |  |  | None | 0 | 0 |  |  | None | 0 | 0
Urban | San Francisco Bay | Desalinated Water (Seawater) | 0.00057928 | Seawater Desalination Conveyance | 0.94 | 197 | 306.3905 | 77.7037 | Seawater Desalination Treatment | 0.94 | 4497.094 | 219.5317 | 206.3598 | Urban Potable Distribution | Hilly | 0.95 | 318 | 320.9879 | 304.9385 | Wastewater Collection | 0.97 | 71.5243 | 71.5585 | 69.4117 | Wastewater Secondary Treatment | 0.97 | 654.1226 | 654.4354 | 634.8024
Urban | San Francisco Bay | Desalinated Water (Brackish) | 0 | Groundwater pumping | 0.94 | 0 |  |  | Brackish Desalination Treatment | 0.94 | 0 |  |  | Urban Potable Distribution | Hilly | 0.95 | 0 |  |  | Wastewater Collection | 0.97 | 0 |  |  | Wastewater Secondary Treatment | 0.97 | 0
Urban | San Francisco Bay | Recycled Water (Non-Potable) | 0.029 | Recycled Water (Non-Potable) Conveyance | 0.97 | 107.3128 |  |  | Recycled Water (Non-potable) Treatment | 0.94 | 606.8315 |  |  | Recycled Water (Non-Potable) Distribution |  | 0.95 | 415.7859 |  |  | Wastewater Collection | 0.97 | 71.5243 |  |  | Wastewater Secondary Treatment | 0.97 | 654.1226
Urban | San Francisco Bay | Recycled Water (Potable) | 0 | Groundwater pumping | 0.97 | 0 |  |  | Recycled Water (Potable) Treatment | 0.94 | 0 |  |  | Urban Potable Distribution | Hilly | 0.95 | 0 |  |  | Wastewater Collection | 0.97 | 0 |  |  | Wastewater Secondary Treatment | 0.97 | 0
Urban | San Francisco Bay | Groundwater | 0.20267 | Groundwater pumping | 0.59 | 490.7742 |  |  | Conventional Drinking Water Treatment | 0.94 | 205.303 |  |  | Urban Potable Distribution | Hilly | 0.95 | 318 |  |  | Wastewater Collection | 0.97 | 71.5243 |  |  | Wastewater Secondary Treatment | 0.97 | 654.1226
Urban | San Francisco Bay | Local Surface Water | 0.21077 | Local Surface Water | 0.27 | 88.9104 |  |  | Conventional Drinking Water Treatment | 0.94 | 205.303 |  |  | Urban Potable Distribution | Hilly | 0.95 | 318 |  |  | Wastewater Collection | 0.97 | 71.5243 |  |  | Wastewater Secondary Treatment | 0.97 | 654.1226
Urban | San Francisco Bay | Local Imported Water | 0.35715 | Local Imported Deliveries | 0.27 | 112.3429 |  |  | Conventional Drinking Water Treatment | 0.94 | 205.303 |  |  | Urban Potable Distribution | Hilly | 0.95 | 318 |  |  | Wastewater Collection | 0.97 | 71.5243 |  |  | Wastewater Secondary Treatment | 0.97 | 654.1226
Urban | San Francisco Bay | Colorado River | 0 | Colorado River Conveyance | 0 | 0 |  |  | Conventional Drinking Water Treatment | 0.94 | 0 |  |  | Urban Potable Distribution | Hilly | 0.95 | 0 |  |  | Wastewater Collection | 0.97 | 0 |  |  | Wastewater Secondary Treatment | 0.97 | 0
Urban | San Francisco Bay | Central Valley Project | 0.11618 | Central Valley Project Conveyance | 0 | 477.6667 |  |  | Conventional Drinking Water Treatment | 0.94 | 205.303 |  |  | Urban Potable Distribution | Hilly | 0.95 | 318 |  |  | Wastewater Collection | 0.97 | 71.5243 |  |  | Wastewater Secondary Treatment | 0.97 | 654.1226
Urban | San Francisco Bay | State Water Project | 0.084132 | State Water Project Conveyance | 0 | 1061.9276 |  |  | Conventional Drinking Water Treatment | 0.94 | 205.303 |  |  | Urban Potable Distribution | Hilly | 0.95 | 318 |  |  | Wastewater Collection | 0.97 | 71.5243 |  |  | Wastewater Secondary Treatment | 0.97 | 654.1226
Ag | San Francisco Bay | Desalinated Water (Seawater) | 0.00057928 | Seawater Desalination Conveyance | 0.94 | 197 | 306.3905 | 77.7037 | Seawater Desalination Treatment | 0.94 | 4497.094 | 20.2032 | 18.991 | Ag Distribution |  | 0.95 | 143.8632 | 143.932 | 136.7354 | None | 0 | 0 | 0 | 0 | None | 0 | 0 | 0 | 0
Ag | San Francisco Bay | Desalinated Water (Brackish) | 0 | Groundwater pumping | 0.94 | 0 |  |  | Brackish Desalination Treatment | 0.94 | 0 |  |  | Ag Distribution |  | 0.95 | 0 |  |  | None | 0 | 0 |  |  | None | 0 | 0
Ag | San Francisco Bay | Recycled Water (Non-Potable) | 0.029 | Recycled Water (Non-Potable) Conveyance | 0.97 | 107.3128 |  |  | Recycled Water (Non-potable) Treatment | 0.94 | 606.8315 |  |  | Ag Distribution |  | 0.95 | 143.8632 |  |  | None | 0 | 0 |  |  | None | 0 | 0
Ag | San Francisco Bay | Recycled Water (Potable) | 0 | Groundwater pumping | 0.97 | 0 |  |  | Recycled Water (Potable) Treatment | 0.94 | 0 |  |  | Ag Distribution |  | 0.95 | 0 |  |  | None | 0 | 0 |  |  | None | 0 | 0
Ag | San Francisco Bay | Groundwater | 0.20267 | Groundwater pumping | 0.59 | 490.7742 |  |  | None | 0 | 0 |  |  | Ag Distribution |  | 0.95 | 143.8632 |  |  | None | 0 | 0 |  |  | None | 0 | 0
Ag | San Francisco Bay | Local Surface Water | 0.21077 | Local Surface Water | 0.27 | 88.9104 |  |  | None | 0 | 0 |  |  | Ag Distribution |  | 0.95 | 143.8632 |  |  | None | 0 | 0 |  |  | None | 0 | 0
Ag | San Francisco Bay | Local Imported Water | 0.35715 | Local Imported Deliveries | 0.27 | 112.3429 |  |  | None | 0 | 0 |  |  | Ag Distribution |  | 0.95 | 143.8632 |  |  | None | 0 | 0 |  |  | None | 0 | 0
Ag | San Francisco Bay | Colorado River | 0 | Colorado River Conveyance | 0 | 0 |  |  | None | 0 | 0 |  |  | Ag Distribution |  | 0.95 | 0 |  |  | None | 0 | 0 |  |  | None | 0 | 0
Ag | San Francisco Bay | Central Valley Project | 0.11618 | Central Valley Project Conveyance | 0 | 477.6667 |  |  | None | 0 | 0 |  |  | Ag Distribution |  | 0.95 | 143.8632 |  |  | None | 0 | 0 |  |  | None | 0 | 0
Ag | San Francisco Bay | State Water Project | 0.084132 | State Water Project Conveyance | 0 | 1061.9276 |  |  | None | 0 | 0 |  |  | Ag Distribution |  | 0.95 | 143.8632 |  |  | None | 0 | 0 |  |  | None | 0 | 0
Urban | Central Coast | Desalinated Water (Seawater) | 0 | Seawater Desalination Conveyance | 0.94 | 0 | 537.0218 | 265.3107 | Seawater Desalination Treatment | 0.94 | 0 | 207.4832 | 195.0342 | Urban Potable Distribution | Moderate | 0.95 | 0 | 164.1667 | 155.9584 | Wastewater Collection | 0.97 | 0 | 71.5149 | 69.3695 | Wastewater Secondary Treatment | 0.97 | 0 | 654.0368 | 634.4157
Urban | Central Coast | Desalinated Water (Brackish) | 0 | Groundwater pumping | 0.94 | 0 |  |  | Brackish Desalination Treatment | 0.94 | 0 |  |  | Urban Potable Distribution | Moderate | 0.95 | 0 |  |  | Wastewater Collection | 0.97 | 0 |  |  | Wastewater Secondary Treatment | 0.97 | 0
Urban | Central Coast | Recycled Water (Non-Potable) | 0.0047 | Recycled Water (Non-Potable) Conveyance | 0.97 | 107.3128 |  |  | Recycled Water (Non-potable) Treatment | 0.94 | 606.8315 |  |  | Recycled Water (Non-Potable) Distribution |  | 0.95 | 415.7859 |  |  | Wastewater Collection | 0.97 | 71.5243 |  |  | Wastewater Secondary Treatment | 0.97 | 654.1226
Urban | Central Coast | Recycled Water (Potable) | 0.0003 | Groundwater pumping | 0.97 | 506.1075 |  |  | Recycled Water (Potable) Treatment | 0.94 | 1271.5064 |  |  | Urban Potable Distribution | Moderate | 0.95 | 163 |  |  | Wastewater Collection | 0.97 | 71.5243 |  |  | Wastewater Secondary Treatment | 0.97 | 654.1226
Urban | Central Coast | Groundwater | 0.88464 | Groundwater pumping | 0.59 | 506.1075 |  |  | Conventional Drinking Water Treatment | 0.94 | 205.303 |  |  | Urban Potable Distribution | Moderate | 0.95 | 163 |  |  | Wastewater Collection | 0.97 | 71.5243 |  |  | Wastewater Secondary Treatment | 0.97 | 654.1226
Urban | Central Coast | Local Surface Water | 0.021579 | Local Surface Water | 0.27 | 88.9104 |  |  | Conventional Drinking Water Treatment | 0.94 | 205.303 |  |  | Urban Potable Distribution | Moderate | 0.95 | 163 |  |  | Wastewater Collection | 0.97 | 71.5243 |  |  | Wastewater Secondary Treatment | 0.97 | 654.1226
Urban | Central Coast | Local Imported Water | 0 | Local Imported Deliveries | 0.27 | 0 |  |  | Conventional Drinking Water Treatment | 0.94 | 0 |  |  | Urban Potable Distribution | Moderate | 0.95 | 0 |  |  | Wastewater Collection | 0.97 | 0 |  |  | Wastewater Secondary Treatment | 0.97 | 0
Urban | Central Coast | Colorado River | 0 | Colorado River Conveyance | 0 | 0 |  |  | Conventional Drinking Water Treatment | 0.94 | 0 |  |  | Urban Potable Distribution | Moderate | 0.95 | 0 |  |  | Wastewater Collection | 0.97 | 0 |  |  | Wastewater Secondary Treatment | 0.97 | 0
Urban | Central Coast | Central Valley Project | 0.07028 | Central Valley Project Conveyance | 0 | 696.4835 |  |  | Conventional Drinking Water Treatment | 0.94 | 205.303 |  |  | Urban Potable Distribution | Moderate | 0.95 | 163 |  |  | Wastewater Collection | 0.97 | 71.5243 |  |  | Wastewater Secondary Treatment | 0.97 | 654.1226
Urban | Central Coast | State Water Project | 0.01837 | State Water Project Conveyance | 0 | 2056.3221 |  |  | Conventional Drinking Water Treatment | 0.94 | 205.303 |  |  | Urban Potable Distribution | Moderate | 0.95 | 163 |  |  | Wastewater Collection | 0.97 | 71.5243 |  |  | Wastewater Secondary Treatment | 0.97 | 654.1226
Ag | Central Coast | Desalinated Water (Seawater) | 0 | Seawater Desalination Conveyance | 0.94 | 0 | 537.0218 | 265.3107 | Seawater Desalination Treatment | 0.94 | 0 | 3.172 | 2.9817 | Ag Distribution |  | 0.95 | 0 | 143.8443 | 136.6521 | None | 0 | 0 | 0 | 0 | None | 0 | 0 | 0 | 0
Ag | Central Coast | Desalinated Water (Brackish) | 0 | Groundwater pumping | 0.94 | 0 |  |  | Brackish Desalination Treatment | 0.94 | 0 |  |  | Ag Distribution |  | 0.95 | 0 |  |  | None | 0 | 0 |  |  | None | 0 | 0
Ag | Central Coast | Recycled Water (Non-Potable) | 0.0047 | Recycled Water (Non-Potable) Conveyance | 0.97 | 107.3128 |  |  | Recycled Water (Non-potable) Treatment | 0.94 | 606.8315 |  |  | Ag Distribution |  | 0.95 | 143.8632 |  |  | None | 0 | 0 |  |  | None | 0 | 0
Ag | Central Coast | Recycled Water (Potable) | 0.0003 | Groundwater pumping | 0.97 | 506.1075 |  |  | Recycled Water (Potable) Treatment | 0.94 | 1066.2034 |  |  | Ag Distribution |  | 0.95 | 143.8632 |  |  | None | 0 | 0 |  |  | None | 0 | 0
Ag | Central Coast | Groundwater | 0.88464 | Groundwater pumping | 0.59 | 506.1075 |  |  | None | 0 | 0 |  |  | Ag Distribution |  | 0.95 | 143.8632 |  |  | None | 0 | 0 |  |  | None | 0 | 0
Ag | Central Coast | Local Surface Water | 0.021579 | Local Surface Water | 0.27 | 88.9104 |  |  | None | 0 | 0 |  |  | Ag Distribution |  | 0.95 | 143.8632 |  |  | None | 0 | 0 |  |  | None | 0 | 0
Ag | Central Coast | Local Imported Water | 0 | Local Imported Deliveries | 0.27 | 0 |  |  | None | 0 | 0 |  |  | Ag Distribution |  | 0.95 | 0 |  |  | None | 0 | 0 |  |  | None | 0 | 0
Ag | Central Coast | Colorado River | 0 | Colorado River Conveyance | 0 | 0 |  |  | None | 0 | 0 |  |  | Ag Distribution |  | 0.95 | 0 |  |  | None | 0 | 0 |  |  | None | 0 | 0
Ag | Central Coast | Central Valley Project | 0.07028 | Central Valley Project Conveyance | 0 | 696.4835 |  |  | None | 0 | 0 |  |  | Ag Distribution |  | 0.95 | 143.8632 |  |  | None | 0 | 0 |  |  | None | 0 | 0
Ag | Central Coast | State Water Project | 0.01837 | State Water Project Conveyance | 0 | 2056.3221 |  |  | None | 0 | 0 |  |  | Ag Distribution |  | 0.95 | 143.8632 |  |  | None | 0 | 0 |  |  | None | 0 | 0
Urban | South Coast | Desalinated Water (Seawater) | 0 | Seawater Desalination Conveyance | 0.94 | 0 | 1597.0894 | 159.7284 | Seawater Desalination Treatment | 0.94 | 0 | 225.7451 | 212.2003 | Urban Potable Distribution | Moderate | 0.95 | 0 | 173.4498 | 164.7773 | Wastewater Collection | 0.97 | 0 | 71.5175 | 69.3719 | Wastewater Secondary Treatment | 0.97 | 0 | 654.0602 | 634.4384
Urban | South Coast | Desalinated Water (Brackish) | 0 | Groundwater pumping | 0.94 | 0 |  |  | Brackish Desalination Treatment | 0.94 | 0 |  |  | Urban Potable Distribution | Moderate | 0.95 | 0 |  |  | Wastewater Collection | 0.97 | 0 |  |  | Wastewater Secondary Treatment | 0.97 | 0
Urban | South Coast | Recycled Water (Non-Potable) | 0.0414 | Recycled Water (Non-Potable) Conveyance | 0.97 | 107.3128 |  |  | Recycled Water (Non-potable) Treatment | 0.94 | 606.8315 |  |  | Recycled Water (Non-Potable) Distribution |  | 0.95 | 415.7859 |  |  | Wastewater Collection | 0.97 | 71.5243 |  |  | Wastewater Secondary Treatment | 0.97 | 654.1226
Urban | South Coast | Recycled Water (Potable) | 0.0036 | Groundwater pumping | 0.97 | 696.7953 |  |  | Recycled Water (Potable) Treatment | 0.94 | 1271.5064 |  |  | Urban Potable Distribution | Moderate | 0.95 | 163 |  |  | Wastewater Collection | 0.97 | 71.5243 |  |  | Wastewater Secondary Treatment | 0.97 | 654.1226
Urban | South Coast | Groundwater | 0.36855 | Groundwater pumping | 0.59 | 696.7953 |  |  | Conventional Drinking Water Treatment | 0.94 | 205.303 |  |  | Urban Potable Distribution | Moderate | 0.95 | 163 |  |  | Wastewater Collection | 0.97 | 71.5243 |  |  | Wastewater Secondary Treatment | 0.97 | 654.1226
Urban | South Coast | Local Surface Water | 0.045075 | Local Surface Water | 0.27 | 88.9104 |  |  | Conventional Drinking Water Treatment | 0.94 | 205.303 |  |  | Urban Potable Distribution | Moderate | 0.95 | 163 |  |  | Wastewater Collection | 0.97 | 71.5243 |  |  | Wastewater Secondary Treatment | 0.97 | 654.1226
Urban | South Coast | Local Imported Water | 0.043775 | Local Imported Deliveries | 0.27 | 33.0286 |  |  | Conventional Drinking Water Treatment | 0.94 | 205.303 |  |  | Urban Potable Distribution | Moderate | 0.95 | 163 |  |  | Wastewater Collection | 0.97 | 71.5243 |  |  | Wastewater Secondary Treatment | 0.97 | 654.1226
Urban | South Coast | Colorado River | 0.2649 | Colorado River Conveyance | 0 | 2110.9482 |  |  | Conventional Drinking Water Treatment | 0.94 | 205.303 |  |  | Urban Potable Distribution | Moderate | 0.95 | 163 |  |  | Wastewater Collection | 0.97 | 71.5243 |  |  | Wastewater Secondary Treatment | 0.97 | 654.1226
Urban | South Coast | Central Valley Project | 0.00011168 | Central Valley Project Conveyance | 0 | 225 |  |  | Conventional Drinking Water Treatment | 0.94 | 205.303 |  |  | Urban Potable Distribution | Moderate | 0.95 | 163 |  |  | Wastewater Collection | 0.97 | 71.5243 |  |  | Wastewater Secondary Treatment | 0.97 | 654.1226
Urban | South Coast | State Water Project | 0.2325 | State Water Project Conveyance | 0 | 3306.1586 |  |  | Conventional Drinking Water Treatment | 0.94 | 205.303 |  |  | Urban Potable Distribution | Moderate | 0.95 | 163 |  |  | Wastewater Collection | 0.97 | 71.5243 |  |  | Wastewater Secondary Treatment | 0.97 | 654.1226
Ag | South Coast | Desalinated Water (Seawater) | 0 | Seawater Desalination Conveyance | 0.94 | 0 | 1597.0894 | 159.7284 | Seawater Desalination Treatment | 0.94 | 0 | 28.9612 | 27.2235 | Ag Distribution |  | 0.95 | 0 | 487.5895 | 463.21 | None | 0 | 0 | 0 | 0 | None | 0 | 0 | 0 | 0
Ag | South Coast | Desalinated Water (Brackish) | 0 | Groundwater pumping | 0.94 | 0 |  |  | Brackish Desalination Treatment | 0.94 | 0 |  |  | Ag Distribution |  | 0.95 | 0 |  |  | None | 0 | 0 |  |  | None | 0 | 0
Ag | South Coast | Recycled Water (Non-Potable) | 0.0414 | Recycled Water (Non-Potable) Conveyance | 0.97 | 107.3128 |  |  | Recycled Water (Non-potable) Treatment | 0.94 | 606.8315 |  |  | Ag Distribution |  | 0.95 | 487.636 |  |  | None | 0 | 0 |  |  | None | 0 | 0
Ag | South Coast | Recycled Water (Potable) | 0.0036 | Groundwater pumping | 0.97 | 696.7953 |  |  | Recycled Water (Potable) Treatment | 0.94 | 1066.2034 |  |  | Ag Distribution |  | 0.95 | 487.636 |  |  | None | 0 | 0 |  |  | None | 0 | 0
Ag | South Coast | Groundwater | 0.36855 | Groundwater pumping | 0.59 | 696.7953 |  |  | None | 0 | 0 |  |  | Ag Distribution |  | 0.95 | 487.636 |  |  | None | 0 | 0 |  |  | None | 0 | 0
Ag | South Coast | Local Surface Water | 0.045075 | Local Surface Water | 0.27 | 88.9104 |  |  | None | 0 | 0 |  |  | Ag Distribution |  | 0.95 | 487.636 |  |  | None | 0 | 0 |  |  | None | 0 | 0
Ag | South Coast | Local Imported Water | 0.043775 | Local Imported Deliveries | 0.27 | 33.0286 |  |  | None | 0 | 0 |  |  | Ag Distribution |  | 0.95 | 487.636 |  |  | None | 0 | 0 |  |  | None | 0 | 0
Ag | South Coast | Colorado River | 0.2649 | Colorado River Conveyance | 0 | 2110.9482 |  |  | None | 0 | 0 |  |  | Ag Distribution |  | 0.95 | 487.636 |  |  | None | 0 | 0 |  |  | None | 0 | 0
Ag | South Coast | Central Valley Project | 0.00011168 | Central Valley Project Conveyance | 0 | 225 |  |  | None | 0 | 0 |  |  | Ag Distribution |  | 0.95 | 487.636 |  |  | None | 0 | 0 |  |  | None | 0 | 0
Ag | South Coast | State Water Project | 0.2325 | State Water Project Conveyance | 0 | 3306.1586 |  |  | None | 0 | 0 |  |  | Ag Distribution |  | 0.95 | 487.636 |  |  | None | 0 | 0 |  |  | None | 0 | 0
Urban | Sacramento River | Desalinated Water (Seawater) | 0 | Seawater Desalination Conveyance | 0.94 | 0 | 140.5361 | 50.4883 | Seawater Desalination Treatment | 0.94 | 0 | 205.2679 | 192.9519 | Urban Potable Distribution | Flat | 0.95 | 0 | 17.9969 | 17.0971 | Wastewater Collection | 0.97 | 0 | 71.5121 | 69.3667 | Wastewater Secondary Treatment | 0.97 | 0 | 654.0108 | 634.3905
Urban | Sacramento River | Desalinated Water (Brackish) | 0 | Groundwater pumping | 0.94 | 0 |  |  | Brackish Desalination Treatment | 0.94 | 0 |  |  | Urban Potable Distribution | Flat | 0.95 | 0 |  |  | Wastewater Collection | 0.97 | 0 |  |  | Wastewater Secondary Treatment | 0.97 | 0
Urban | Sacramento River | Recycled Water (Non-Potable) | 0 | Recycled Water (Non-Potable) Conveyance | 0.97 | 0 |  |  | Recycled Water (Non-potable) Treatment | 0.94 | 0 |  |  | Recycled Water (Non-Potable) Distribution |  | 0.95 | 0 |  |  | Wastewater Collection | 0.97 | 0 |  |  | Wastewater Secondary Treatment | 0.97 | 0
Urban | Sacramento River | Recycled Water (Potable) | 0 | Groundwater pumping | 0.97 | 0 |  |  | Recycled Water (Potable) Treatment | 0.94 | 0 |  |  | Urban Potable Distribution | Flat | 0.95 | 0 |  |  | Wastewater Collection | 0.97 | 0 |  |  | Wastewater Secondary Treatment | 0.97 | 0
Urban | Sacramento River | Groundwater | 0.21614 | Groundwater pumping | 0.59 | 293.6107 |  |  | Conventional Drinking Water Treatment | 0.94 | 205.303 |  |  | Urban Potable Distribution | Flat | 0.95 | 18 |  |  | Wastewater Collection | 0.97 | 71.5243 |  |  | Wastewater Secondary Treatment | 0.97 | 654.1226
Urban | Sacramento River | Local Surface Water | 0.54349 | Local Surface Water | 0.27 | 88.9104 |  |  | Conventional Drinking Water Treatment | 0.94 | 205.303 |  |  | Urban Potable Distribution | Flat | 0.95 | 18 |  |  | Wastewater Collection | 0.97 | 71.5243 |  |  | Wastewater Secondary Treatment | 0.97 | 654.1226
Urban | Sacramento River | Local Imported Water | 0.0025685 | Local Imported Deliveries | 0.27 | 0 |  |  | Conventional Drinking Water Treatment | 0.94 | 205.303 |  |  | Urban Potable Distribution | Flat | 0.95 | 18 |  |  | Wastewater Collection | 0.97 | 71.5243 |  |  | Wastewater Secondary Treatment | 0.97 | 654.1226
Urban | Sacramento River | Colorado River | 0 | Colorado River Conveyance | 0 | 0 |  |  | Conventional Drinking Water Treatment | 0.94 | 0 |  |  | Urban Potable Distribution | Flat | 0.95 | 0 |  |  | Wastewater Collection | 0.97 | 0 |  |  | Wastewater Secondary Treatment | 0.97 | 0
Urban | Sacramento River | Central Valley Project | 0.23567 | Central Valley Project Conveyance | 0 | 120 |  |  | Conventional Drinking Water Treatment | 0.94 | 205.303 |  |  | Urban Potable Distribution | Flat | 0.95 | 18 |  |  | Wastewater Collection | 0.97 | 71.5243 |  |  | Wastewater Secondary Treatment | 0.97 | 654.1226
Urban | Sacramento River | State Water Project | 0.0019644 | State Water Project Conveyance | 0 | 241.2325 |  |  | Conventional Drinking Water Treatment | 0.94 | 205.303 |  |  | Urban Potable Distribution | Flat | 0.95 | 18 |  |  | Wastewater Collection | 0.97 | 71.5243 |  |  | Wastewater Secondary Treatment | 0.97 | 654.1226
Ag | Sacramento River | Desalinated Water (Seawater) | 0 | Seawater Desalination Conveyance | 0.94 | 0 | 140.5361 | 50.4883 | Seawater Desalination Treatment | 0.94 | 0 | 0 | 0 | Ag Distribution |  | 0.95 | 0 | 19.1405 | 18.1835 | None | 0 | 0 | 0 | 0 | None | 0 | 0 | 0 | 0
Ag | Sacramento River | Desalinated Water (Brackish) | 0 | Groundwater pumping | 0.94 | 0 |  |  | Brackish Desalination Treatment | 0.94 | 0 |  |  | Ag Distribution |  | 0.95 | 0 |  |  | None | 0 | 0 |  |  | None | 0 | 0
Ag | Sacramento River | Recycled Water (Non-Potable) | 0 | Recycled Water (Non-Potable) Conveyance | 0.97 | 0 |  |  | Recycled Water (Non-potable) Treatment | 0.94 | 0 |  |  | Ag Distribution |  | 0.95 | 0 |  |  | None | 0 | 0 |  |  | None | 0 | 0
Ag | Sacramento River | Recycled Water (Potable) | 0 | Groundwater pumping | 0.97 | 0 |  |  | Recycled Water (Potable) Treatment | 0.94 | 0 |  |  | Ag Distribution |  | 0.95 | 0 |  |  | None | 0 | 0 |  |  | None | 0 | 0
Ag | Sacramento River | Groundwater | 0.21614 | Groundwater pumping | 0.59 | 293.6107 |  |  | None | 0 | 0 |  |  | Ag Distribution |  | 0.95 | 19.1437 |  |  | None | 0 | 0 |  |  | None | 0 | 0
Ag | Sacramento River | Local Surface Water | 0.54349 | Local Surface Water | 0.27 | 88.9104 |  |  | None | 0 | 0 |  |  | Ag Distribution |  | 0.95 | 19.1437 |  |  | None | 0 | 0 |  |  | None | 0 | 0
Ag | Sacramento River | Local Imported Water | 0.0025685 | Local Imported Deliveries | 0.27 | 0 |  |  | None | 0 | 0 |  |  | Ag Distribution |  | 0.95 | 19.1437 |  |  | None | 0 | 0 |  |  | None | 0 | 0
Ag | Sacramento River | Colorado River | 0 | Colorado River Conveyance | 0 | 0 |  |  | None | 0 | 0 |  |  | Ag Distribution |  | 0.95 | 0 |  |  | None | 0 | 0 |  |  | None | 0 | 0
Ag | Sacramento River | Central Valley Project | 0.23567 | Central Valley Project Conveyance | 0 | 120 |  |  | None | 0 | 0 |  |  | Ag Distribution |  | 0.95 | 19.1437 |  |  | None | 0 | 0 |  |  | None | 0 | 0
Ag | Sacramento River | State Water Project | 0.0019644 | State Water Project Conveyance | 0 | 241.2325 |  |  | None | 0 | 0 |  |  | Ag Distribution |  | 0.95 | 19.1437 |  |  | None | 0 | 0 |  |  | None | 0 | 0
Urban | San Joaquin | Desalinated Water (Seawater) | 0 | Seawater Desalination Conveyance | 0.94 | 0 | 218.3113 | 84.5479 | Seawater Desalination Treatment | 0.94 | 0 | 205.2147 | 192.9018 | Urban Potable Distribution | Flat | 0.95 | 0 | 17.9923 | 17.0926 | Wastewater Collection | 0.97 | 0 | 71.4935 | 69.3487 | Wastewater Secondary Treatment | 0.97 | 0 | 653.8411 | 634.2259
Urban | San Joaquin | Desalinated Water (Brackish) | 0 | Groundwater pumping | 0.94 | 0 |  |  | Brackish Desalination Treatment | 0.94 | 0 |  |  | Urban Potable Distribution | Flat | 0.95 | 0 |  |  | Wastewater Collection | 0.97 | 0 |  |  | Wastewater Secondary Treatment | 0.97 | 0
Urban | San Joaquin | Recycled Water (Non-Potable) | 0 | Recycled Water (Non-Potable) Conveyance | 0.97 | 0 |  |  | Recycled Water (Non-potable) Treatment | 0.94 | 0 |  |  | Recycled Water (Non-Potable) Distribution |  | 0.95 | 0 |  |  | Wastewater Collection | 0.97 | 0 |  |  | Wastewater Secondary Treatment | 0.97 | 0
Urban | San Joaquin | Recycled Water (Potable) | 0 | Groundwater pumping | 0.97 | 0 |  |  | Recycled Water (Potable) Treatment | 0.94 | 0 |  |  | Urban Potable Distribution | Flat | 0.95 | 0 |  |  | Wastewater Collection | 0.97 | 0 |  |  | Wastewater Secondary Treatment | 0.97 | 0
Urban | San Joaquin | Groundwater | 0.42071 | Groundwater pumping | 0.59 | 300.8832 |  |  | Conventional Drinking Water Treatment | 0.94 | 205.303 |  |  | Urban Potable Distribution | Flat | 0.95 | 18 |  |  | Wastewater Collection | 0.97 | 71.5243 |  |  | Wastewater Secondary Treatment | 0.97 | 654.1226
Urban | San Joaquin | Local Surface Water | 0.41087 | Local Surface Water | 0.27 | 88.9104 |  |  | Conventional Drinking Water Treatment | 0.94 | 205.303 |  |  | Urban Potable Distribution | Flat | 0.95 | 18 |  |  | Wastewater Collection | 0.97 | 71.5243 |  |  | Wastewater Secondary Treatment | 0.97 | 654.1226
Urban | San Joaquin | Local Imported Water | 0.00095547 | Local Imported Deliveries | 0.27 | 0 |  |  | Conventional Drinking Water Treatment | 0.94 | 205.303 |  |  | Urban Potable Distribution | Flat | 0.95 | 18 |  |  | Wastewater Collection | 0.97 | 71.5243 |  |  | Wastewater Secondary Treatment | 0.97 | 654.1226
Urban | San Joaquin | Colorado River | 0 | Colorado River Conveyance | 0 | 0 |  |  | Conventional Drinking Water Treatment | 0.94 | 0 |  |  | Urban Potable Distribution | Flat | 0.95 | 0 |  |  | Wastewater Collection | 0.97 | 0 |  |  | Wastewater Secondary Treatment | 0.97 | 0
Urban | San Joaquin | Central Valley Project | 0.16405 | Central Valley Project Conveyance | 0 | 326.8752 |  |  | Conventional Drinking Water Treatment | 0.94 | 205.303 |  |  | Urban Potable Distribution | Flat | 0.95 | 18 |  |  | Wastewater Collection | 0.97 | 71.5243 |  |  | Wastewater Secondary Treatment | 0.97 | 654.1226
Urban | San Joaquin | State Water Project | 0.0029851 | State Water Project Conveyance | 0 | 526.759 |  |  | Conventional Drinking Water Treatment | 0.94 | 205.303 |  |  | Urban Potable Distribution | Flat | 0.95 | 18 |  |  | Wastewater Collection | 0.97 | 71.5243 |  |  | Wastewater Secondary Treatment | 0.97 | 654.1226
Ag | San Joaquin | Desalinated Water (Seawater) | 0 | Seawater Desalination Conveyance | 0.94 | 0 | 218.3113 | 84.5479 | Seawater Desalination Treatment | 0.94 | 0 | 0 | 0 | Ag Distribution |  | 0.95 | 0 | 19.1355 | 18.1787 | None | 0 | 0 | 0 | 0 | None | 0 | 0 | 0 | 0
Ag | San Joaquin | Desalinated Water (Brackish) | 0 | Groundwater pumping | 0.94 | 0 |  |  | Brackish Desalination Treatment | 0.94 | 0 |  |  | Ag Distribution |  | 0.95 | 0 |  |  | None | 0 | 0 |  |  | None | 0 | 0
Ag | San Joaquin | Recycled Water (Non-Potable) | 0 | Recycled Water (Non-Potable) Conveyance | 0.97 | 0 |  |  | Recycled Water (Non-potable) Treatment | 0.94 | 0 |  |  | Ag Distribution |  | 0.95 | 0 |  |  | None | 0 | 0 |  |  | None | 0 | 0
Ag | San Joaquin | Recycled Water (Potable) | 0 | Groundwater pumping | 0.97 | 0 |  |  | Recycled Water (Potable) Treatment | 0.94 | 0 |  |  | Ag Distribution |  | 0.95 | 0 |  |  | None | 0 | 0 |  |  | None | 0 | 0
Ag | San Joaquin | Groundwater | 0.42071 | Groundwater pumping | 0.59 | 300.8832 |  |  | None | 0 | 0 |  |  | Ag Distribution |  | 0.95 | 19.1437 |  |  | None | 0 | 0 |  |  | None | 0 | 0
Ag | San Joaquin | Local Surface Water | 0.41087 | Local Surface Water | 0.27 | 88.9104 |  |  | None | 0 | 0 |  |  | Ag Distribution |  | 0.95 | 19.1437 |  |  | None | 0 | 0 |  |  | None | 0 | 0
Ag | San Joaquin | Local Imported Water | 0.00095547 | Local Imported Deliveries | 0.27 | 0 |  |  | None | 0 | 0 |  |  | Ag Distribution |  | 0.95 | 19.1437 |  |  | None | 0 | 0 |  |  | None | 0 | 0
Ag | San Joaquin | Colorado River | 0 | Colorado River Conveyance | 0 | 0 |  |  | None | 0 | 0 |  |  | Ag Distribution |  | 0.95 | 0 |  |  | None | 0 | 0 |  |  | None | 0 | 0
Ag | San Joaquin | Central Valley Project | 0.16405 | Central Valley Project Conveyance | 0 | 326.8752 |  |  | None | 0 | 0 |  |  | Ag Distribution |  | 0.95 | 19.1437 |  |  | None | 0 | 0 |  |  | None | 0 | 0
Ag | San Joaquin | State Water Project | 0.0029851 | State Water Project Conveyance | 0 | 526.759 |  |  | None | 0 | 0 |  |  | Ag Distribution |  | 0.95 | 19.1437 |  |  | None | 0 | 0 |  |  | None | 0 | 0
Urban | Tulare Lake | Desalinated Water (Seawater) | 0 | Seawater Desalination Conveyance | 0.94 | 0 | 457.0506 | 132.633 | Seawater Desalination Treatment | 0.94 | 0 | 205.303 | 192.9849 | Urban Potable Distribution | Flat | 0.95 | 0 | 18 | 17.1 | Wastewater Collection | 0.97 | 0 | 71.5243 | 69.3786 | Wastewater Secondary Treatment | 0.97 | 0 | 654.1226 | 634.4989
Urban | Tulare Lake | Desalinated Water (Brackish) | 0 | Groundwater pumping | 0.94 | 0 |  |  | Brackish Desalination Treatment | 0.94 | 0 |  |  | Urban Potable Distribution | Flat | 0.95 | 0 |  |  | Wastewater Collection | 0.97 | 0 |  |  | Wastewater Secondary Treatment | 0.97 | 0
Urban | Tulare Lake | Recycled Water (Non-Potable) | 0 | Recycled Water (Non-Potable) Conveyance | 0.97 | 0 |  |  | Recycled Water (Non-potable) Treatment | 0.94 | 0 |  |  | Recycled Water (Non-Potable) Distribution |  | 0.95 | 0 |  |  | Wastewater Collection | 0.97 | 0 |  |  | Wastewater Secondary Treatment | 0.97 | 0
Urban | Tulare Lake | Recycled Water (Potable) | 0 | Groundwater pumping | 0.97 | 0 |  |  | Recycled Water (Potable) Treatment | 0.94 | 0 |  |  | Urban Potable Distribution | Flat | 0.95 | 0 |  |  | Wastewater Collection | 0.97 | 0 |  |  | Wastewater Secondary Treatment | 0.97 | 0
Urban | Tulare Lake | Groundwater | 0.62774 | Groundwater pumping | 0.59 | 347.1299 |  |  | Conventional Drinking Water Treatment | 0.94 | 205.303 |  |  | Urban Potable Distribution | Flat | 0.95 | 18 |  |  | Wastewater Collection | 0.97 | 71.5243 |  |  | Wastewater Secondary Treatment | 0.97 | 654.1226
Urban | Tulare Lake | Local Surface Water | 0.16945 | Local Surface Water | 0.27 | 88.9104 |  |  | Conventional Drinking Water Treatment | 0.94 | 205.303 |  |  | Urban Potable Distribution | Flat | 0.95 | 18 |  |  | Wastewater Collection | 0.97 | 71.5243 |  |  | Wastewater Secondary Treatment | 0.97 | 654.1226
Urban | Tulare Lake | Local Imported Water | 0 | Local Imported Deliveries | 0.27 | 0 |  |  | Conventional Drinking Water Treatment | 0.94 | 0 |  |  | Urban Potable Distribution | Flat | 0.95 | 0 |  |  | Wastewater Collection | 0.97 | 0 |  |  | Wastewater Secondary Treatment | 0.97 | 0
Urban | Tulare Lake | Colorado River | 0 | Colorado River Conveyance | 0 | 0 |  |  | Conventional Drinking Water Treatment | 0.94 | 0 |  |  | Urban Potable Distribution | Flat | 0.95 | 0 |  |  | Wastewater Collection | 0.97 | 0 |  |  | Wastewater Secondary Treatment | 0.97 | 0
Urban | Tulare Lake | Central Valley Project | 0.12865 | Central Valley Project Conveyance | 0 | 240.9658 |  |  | Conventional Drinking Water Treatment | 0.94 | 205.303 |  |  | Urban Potable Distribution | Flat | 0.95 | 18 |  |  | Wastewater Collection | 0.97 | 71.5243 |  |  | Wastewater Secondary Treatment | 0.97 | 654.1226
Urban | Tulare Lake | State Water Project | 0.074163 | State Water Project Conveyance | 0 | 2603.425 |  |  | Conventional Drinking Water Treatment | 0.94 | 205.303 |  |  | Urban Potable Distribution | Flat | 0.95 | 18 |  |  | Wastewater Collection | 0.97 | 71.5243 |  |  | Wastewater Secondary Treatment | 0.97 | 654.1226
Ag | Tulare Lake | Desalinated Water (Seawater) | 0 | Seawater Desalination Conveyance | 0.94 | 0 | 457.0506 | 132.633 | Seawater Desalination Treatment | 0.94 | 0 | 0 | 0 | Ag Distribution |  | 0.95 | 0 | 388.5773 | 369.1485 | None | 0 | 0 | 0 | 0 | None | 0 | 0 | 0 | 0
Ag | Tulare Lake | Desalinated Water (Brackish) | 0 | Groundwater pumping | 0.94 | 0 |  |  | Brackish Desalination Treatment | 0.94 | 0 |  |  | Ag Distribution |  | 0.95 | 0 |  |  | None | 0 | 0 |  |  | None | 0 | 0
Ag | Tulare Lake | Recycled Water (Non-Potable) | 0 | Recycled Water (Non-Potable) Conveyance | 0.97 | 0 |  |  | Recycled Water (Non-potable) Treatment | 0.94 | 0 |  |  | Ag Distribution |  | 0.95 | 0 |  |  | None | 0 | 0 |  |  | None | 0 | 0
Ag | Tulare Lake | Recycled Water (Potable) | 0 | Groundwater pumping | 0.97 | 0 |  |  | Recycled Water (Potable) Treatment | 0.94 | 0 |  |  | Ag Distribution |  | 0.95 | 0 |  |  | None | 0 | 0 |  |  | None | 0 | 0
Ag | Tulare Lake | Groundwater | 0.62774 | Groundwater pumping | 0.59 | 347.1299 |  |  | None | 0 | 0 |  |  | Ag Distribution |  | 0.95 | 388.5773 |  |  | None | 0 | 0 |  |  | None | 0 | 0
Ag | Tulare Lake | Local Surface Water | 0.16945 | Local Surface Water | 0.27 | 88.9104 |  |  | None | 0 | 0 |  |  | Ag Distribution |  | 0.95 | 388.5773 |  |  | None | 0 | 0 |  |  | None | 0 | 0
Ag | Tulare Lake | Local Imported Water | 0 | Local Imported Deliveries | 0.27 | 0 |  |  | None | 0 | 0 |  |  | Ag Distribution |  | 0.95 | 0 |  |  | None | 0 | 0 |  |  | None | 0 | 0
Ag | Tulare Lake | Colorado River | 0 | Colorado River Conveyance | 0 | 0 |  |  | None | 0 | 0 |  |  | Ag Distribution |  | 0.95 | 0 |  |  | None | 0 | 0 |  |  | None | 0 | 0
Ag | Tulare Lake | Central Valley Project | 0.12865 | Central Valley Project Conveyance | 0 | 240.9658 |  |  | None | 0 | 0 |  |  | Ag Distribution |  | 0.95 | 388.5773 |  |  | None | 0 | 0 |  |  | None | 0 | 0
Ag | Tulare Lake | State Water Project | 0.074163 | State Water Project Conveyance | 0 | 2603.425 |  |  | None | 0 | 0 |  |  | Ag Distribution |  | 0.95 | 388.5773 |  |  | None | 0 | 0 |  |  | None | 0 | 0
Urban | North Lahontan | Desalinated Water (Seawater) | 0 | Seawater Desalination Conveyance | 0.94 | 0 | 157.8703 | 71.4174 | Seawater Desalination Treatment | 0.94 | 0 | 205.2443 | 192.9296 | Urban Potable Distribution | Flat | 0.95 | 0 | 17.9948 | 17.0951 | Wastewater Collection | 0.97 | 0 | 71.5038 | 69.3587 | Wastewater Secondary Treatment | 0.97 | 0 | 653.9354 | 634.3173
Urban | North Lahontan | Desalinated Water (Brackish) | 0 | Groundwater pumping | 0.94 | 0 |  |  | Brackish Desalination Treatment | 0.94 | 0 |  |  | Urban Potable Distribution | Flat | 0.95 | 0 |  |  | Wastewater Collection | 0.97 | 0 |  |  | Wastewater Secondary Treatment | 0.97 | 0
Urban | North Lahontan | Recycled Water (Non-Potable) | 0 | Recycled Water (Non-Potable) Conveyance | 0.97 | 0 |  |  | Recycled Water (Non-potable) Treatment | 0.94 | 0 |  |  | Recycled Water (Non-Potable) Distribution |  | 0.95 | 0 |  |  | Wastewater Collection | 0.97 | 0 |  |  | Wastewater Secondary Treatment | 0.97 | 0
Urban | North Lahontan | Recycled Water (Potable) | 0 | Groundwater pumping | 0.97 | 0 |  |  | Recycled Water (Potable) Treatment | 0.94 | 0 |  |  | Urban Potable Distribution | Flat | 0.95 | 0 |  |  | Wastewater Collection | 0.97 | 0 |  |  | Wastewater Secondary Treatment | 0.97 | 0
Urban | North Lahontan | Groundwater | 0.23609 | Groundwater pumping | 0.59 | 381.1075 |  |  | Conventional Drinking Water Treatment | 0.94 | 205.303 |  |  | Urban Potable Distribution | Flat | 0.95 | 18 |  |  | Wastewater Collection | 0.97 | 71.5243 |  |  | Wastewater Secondary Treatment | 0.97 | 654.1226
Urban | North Lahontan | Local Surface Water | 0.76362 | Local Surface Water | 0.27 | 88.9104 |  |  | Conventional Drinking Water Treatment | 0.94 | 205.303 |  |  | Urban Potable Distribution | Flat | 0.95 | 18 |  |  | Wastewater Collection | 0.97 | 71.5243 |  |  | Wastewater Secondary Treatment | 0.97 | 654.1226
Urban | North Lahontan | Local Imported Water | 0 | Local Imported Deliveries | 0.27 | 0 |  |  | Conventional Drinking Water Treatment | 0.94 | 0 |  |  | Urban Potable Distribution | Flat | 0.95 | 0 |  |  | Wastewater Collection | 0.97 | 0 |  |  | Wastewater Secondary Treatment | 0.97 | 0
Urban | North Lahontan | Colorado River | 0 | Colorado River Conveyance | 0 | 0 |  |  | Conventional Drinking Water Treatment | 0.94 | 0 |  |  | Urban Potable Distribution | Flat | 0.95 | 0 |  |  | Wastewater Collection | 0.97 | 0 |  |  | Wastewater Secondary Treatment | 0.97 | 0
Urban | North Lahontan | Central Valley Project | 0 | Central Valley Project Conveyance | 0 | 0 |  |  | Conventional Drinking Water Treatment | 0.94 | 0 |  |  | Urban Potable Distribution | Flat | 0.95 | 0 |  |  | Wastewater Collection | 0.97 | 0 |  |  | Wastewater Secondary Treatment | 0.97 | 0
Urban | North Lahontan | State Water Project | 0 | State Water Project Conveyance | 0 | 0 |  |  | Conventional Drinking Water Treatment | 0.94 | 0 |  |  | Urban Potable Distribution | Flat | 0.95 | 0 |  |  | Wastewater Collection | 0.97 | 0 |  |  | Wastewater Secondary Treatment | 0.97 | 0
Ag | North Lahontan | Desalinated Water (Seawater) | 0 | Seawater Desalination Conveyance | 0.94 | 0 | 157.8703 | 71.4174 | Seawater Desalination Treatment | 0.94 | 0 | 0 | 0 | Ag Distribution |  | 0.95 | 0 | 143.822 | 136.6309 | None | 0 | 0 | 0 | 0 | None | 0 | 0 | 0 | 0
Ag | North Lahontan | Desalinated Water (Brackish) | 0 | Groundwater pumping | 0.94 | 0 |  |  | Brackish Desalination Treatment | 0.94 | 0 |  |  | Ag Distribution |  | 0.95 | 0 |  |  | None | 0 | 0 |  |  | None | 0 | 0
Ag | North Lahontan | Recycled Water (Non-Potable) | 0 | Recycled Water (Non-Potable) Conveyance | 0.97 | 0 |  |  | Recycled Water (Non-potable) Treatment | 0.94 | 0 |  |  | Ag Distribution |  | 0.95 | 0 |  |  | None | 0 | 0 |  |  | None | 0 | 0
Ag | North Lahontan | Recycled Water (Potable) | 0 | Groundwater pumping | 0.97 | 0 |  |  | Recycled Water (Potable) Treatment | 0.94 | 0 |  |  | Ag Distribution |  | 0.95 | 0 |  |  | None | 0 | 0 |  |  | None | 0 | 0
Ag | North Lahontan | Groundwater | 0.23609 | Groundwater pumping | 0.59 | 381.1075 |  |  | None | 0 | 0 |  |  | Ag Distribution |  | 0.95 | 143.8632 |  |  | None | 0 | 0 |  |  | None | 0 | 0
Ag | North Lahontan | Local Surface Water | 0.76362 | Local Surface Water | 0.27 | 88.9104 |  |  | None | 0 | 0 |  |  | Ag Distribution |  | 0.95 | 143.8632 |  |  | None | 0 | 0 |  |  | None | 0 | 0
Ag | North Lahontan | Local Imported Water | 0 | Local Imported Deliveries | 0.27 | 0 |  |  | None | 0 | 0 |  |  | Ag Distribution |  | 0.95 | 0 |  |  | None | 0 | 0 |  |  | None | 0 | 0
Ag | North Lahontan | Colorado River | 0 | Colorado River Conveyance | 0 | 0 |  |  | None | 0 | 0 |  |  | Ag Distribution |  | 0.95 | 0 |  |  | None | 0 | 0 |  |  | None | 0 | 0
Ag | North Lahontan | Central Valley Project | 0 | Central Valley Project Conveyance | 0 | 0 |  |  | None | 0 | 0 |  |  | Ag Distribution |  | 0.95 | 0 |  |  | None | 0 | 0 |  |  | None | 0 | 0
Ag | North Lahontan | State Water Project | 0 | State Water Project Conveyance | 0 | 0 |  |  | None | 0 | 0 |  |  | Ag Distribution |  | 0.95 | 0 |  |  | None | 0 | 0 |  |  | None | 0 | 0
Urban | South Lahontan | Desalinated Water (Seawater) | 0 | Seawater Desalination Conveyance | 0.94 | 0 | 780.4716 | 170.9095 | Seawater Desalination Treatment | 0.94 | 0 | 205.7044 | 193.3622 | Urban Potable Distribution | Moderate | 0.95 | 0 | 163.2527 | 155.0901 | Wastewater Collection | 0.97 | 0 | 71.5243 | 69.3785 | Wastewater Secondary Treatment | 0.97 | 0 | 654.1222 | 634.4986
Urban | South Lahontan | Desalinated Water (Brackish) | 0 | Groundwater pumping | 0.94 | 0 |  |  | Brackish Desalination Treatment | 0.94 | 0 |  |  | Urban Potable Distribution | Moderate | 0.95 | 0 |  |  | Wastewater Collection | 0.97 | 0 |  |  | Wastewater Secondary Treatment | 0.97 | 0
Urban | South Lahontan | Recycled Water (Non-Potable) | 0.001 | Recycled Water (Non-Potable) Conveyance | 0.97 | 107.3128 |  |  | Recycled Water (Non-potable) Treatment | 0.94 | 606.8315 |  |  | Recycled Water (Non-Potable) Distribution |  | 0.95 | 415.7859 |  |  | Wastewater Collection | 0.97 | 71.5243 |  |  | Wastewater Secondary Treatment | 0.97 | 654.1226
Urban | South Lahontan | Recycled Water (Potable) | 0 | Groundwater pumping | 0.97 | 0 |  |  | Recycled Water (Potable) Treatment | 0.94 | 0 |  |  | Urban Potable Distribution | Moderate | 0.95 | 0 |  |  | Wastewater Collection | 0.97 | 0 |  |  | Wastewater Secondary Treatment | 0.97 | 0
Urban | South Lahontan | Groundwater | 0.70593 | Groundwater pumping | 0.59 | 400.9441 |  |  | Conventional Drinking Water Treatment | 0.94 | 205.303 |  |  | Urban Potable Distribution | Moderate | 0.95 | 163 |  |  | Wastewater Collection | 0.97 | 71.5243 |  |  | Wastewater Secondary Treatment | 0.97 | 654.1226
Urban | South Lahontan | Local Surface Water | 0.15885 | Local Surface Water | 0.27 | 88.9104 |  |  | Conventional Drinking Water Treatment | 0.94 | 205.303 |  |  | Urban Potable Distribution | Moderate | 0.95 | 163 |  |  | Wastewater Collection | 0.97 | 71.5243 |  |  | Wastewater Secondary Treatment | 0.97 | 654.1226
Urban | South Lahontan | Local Imported Water | 0 | Local Imported Deliveries | 0.27 | 0 |  |  | Conventional Drinking Water Treatment | 0.94 | 0 |  |  | Urban Potable Distribution | Moderate | 0.95 | 0 |  |  | Wastewater Collection | 0.97 | 0 |  |  | Wastewater Secondary Treatment | 0.97 | 0
Urban | South Lahontan | Colorado River | 0 | Colorado River Conveyance | 0 | 0 |  |  | Conventional Drinking Water Treatment | 0.94 | 0 |  |  | Urban Potable Distribution | Moderate | 0.95 | 0 |  |  | Wastewater Collection | 0.97 | 0 |  |  | Wastewater Secondary Treatment | 0.97 | 0
Urban | South Lahontan | Central Valley Project | 0 | Central Valley Project Conveyance | 0 | 0 |  |  | Conventional Drinking Water Treatment | 0.94 | 0 |  |  | Urban Potable Distribution | Moderate | 0.95 | 0 |  |  | Wastewater Collection | 0.97 | 0 |  |  | Wastewater Secondary Treatment | 0.97 | 0
Urban | South Lahontan | State Water Project | 0.13422 | State Water Project Conveyance | 0 | 3600.0961 |  |  | Conventional Drinking Water Treatment | 0.94 | 205.303 |  |  | Urban Potable Distribution | Moderate | 0.95 | 163 |  |  | Wastewater Collection | 0.97 | 71.5243 |  |  | Wastewater Secondary Treatment | 0.97 | 654.1226
Ag | South Lahontan | Desalinated Water (Seawater) | 0 | Seawater Desalination Conveyance | 0.94 | 0 | 780.4716 | 170.9095 | Seawater Desalination Treatment | 0.94 | 0 | 0.60683 | 0.57042 | Ag Distribution |  | 0.95 | 0 | 388.5771 | 369.1482 | None | 0 | 0 | 0 | 0 | None | 0 | 0 | 0 | 0
Ag | South Lahontan | Desalinated Water (Brackish) | 0 | Groundwater pumping | 0.94 | 0 |  |  | Brackish Desalination Treatment | 0.94 | 0 |  |  | Ag Distribution |  | 0.95 | 0 |  |  | None | 0 | 0 |  |  | None | 0 | 0
Ag | South Lahontan | Recycled Water (Non-Potable) | 0.001 | Recycled Water (Non-Potable) Conveyance | 0.97 | 107.3128 |  |  | Recycled Water (Non-potable) Treatment | 0.94 | 606.8315 |  |  | Ag Distribution |  | 0.95 | 388.5773 |  |  | None | 0 | 0 |  |  | None | 0 | 0
Ag | South Lahontan | Recycled Water (Potable) | 0 | Groundwater pumping | 0.97 | 0 |  |  | Recycled Water (Potable) Treatment | 0.94 | 0 |  |  | Ag Distribution |  | 0.95 | 0 |  |  | None | 0 | 0 |  |  | None | 0 | 0
Ag | South Lahontan | Groundwater | 0.70593 | Groundwater pumping | 0.59 | 400.9441 |  |  | None | 0 | 0 |  |  | Ag Distribution |  | 0.95 | 388.5773 |  |  | None | 0 | 0 |  |  | None | 0 | 0
Ag | South Lahontan | Local Surface Water | 0.15885 | Local Surface Water | 0.27 | 88.9104 |  |  | None | 0 | 0 |  |  | Ag Distribution |  | 0.95 | 388.5773 |  |  | None | 0 | 0 |  |  | None | 0 | 0
Ag | South Lahontan | Local Imported Water | 0 | Local Imported Deliveries | 0.27 | 0 |  |  | None | 0 | 0 |  |  | Ag Distribution |  | 0.95 | 0 |  |  | None | 0 | 0 |  |  | None | 0 | 0
Ag | South Lahontan | Colorado River | 0 | Colorado River Conveyance | 0 | 0 |  |  | None | 0 | 0 |  |  | Ag Distribution |  | 0.95 | 0 |  |  | None | 0 | 0 |  |  | None | 0 | 0
Ag | South Lahontan | Central Valley Project | 0 | Central Valley Project Conveyance | 0 | 0 |  |  | None | 0 | 0 |  |  | Ag Distribution |  | 0.95 | 0 |  |  | None | 0 | 0 |  |  | None | 0 | 0
Ag | South Lahontan | State Water Project | 0.13422 | State Water Project Conveyance | 0 | 3600.0961 |  |  | None | 0 | 0 |  |  | Ag Distribution |  | 0.95 | 388.5773 |  |  | None | 0 | 0 |  |  | None | 0 | 0
Urban | Colorado River | Desalinated Water (Seawater) | 0 | Seawater Desalination Conveyance | 0.94 | 0 | 231.7422 | 24.9341 | Seawater Desalination Treatment | 0.94 | 0 | 206.4101 | 194.0255 | Urban Potable Distribution | Flat | 0.95 | 0 | 19.1848 | 18.2256 | Wastewater Collection | 0.97 | 0 | 71.4903 | 69.3456 | Wastewater Secondary Treatment | 0.97 | 0 | 653.8117 | 634.1974
Urban | Colorado River | Desalinated Water (Brackish) | 0 | Groundwater pumping | 0.94 | 0 |  |  | Brackish Desalination Treatment | 0.94 | 0 |  |  | Urban Potable Distribution | Flat | 0.95 | 0 |  |  | Wastewater Collection | 0.97 | 0 |  |  | Wastewater Secondary Treatment | 0.97 | 0
Urban | Colorado River | Recycled Water (Non-Potable) | 0.003 | Recycled Water (Non-Potable) Conveyance | 0.97 | 107.3128 |  |  | Recycled Water (Non-potable) Treatment | 0.94 | 606.8315 |  |  | Recycled Water (Non-Potable) Distribution |  | 0.95 | 415.7859 |  |  | Wastewater Collection | 0.97 | 71.5243 |  |  | Wastewater Secondary Treatment | 0.97 | 654.1226
Urban | Colorado River | Recycled Water (Potable) | 0 | Groundwater pumping | 0.97 | 0 |  |  | Recycled Water (Potable) Treatment | 0.94 | 0 |  |  | Urban Potable Distribution | Flat | 0.95 | 0 |  |  | Wastewater Collection | 0.97 | 0 |  |  | Wastewater Secondary Treatment | 0.97 | 0
Urban | Colorado River | Groundwater | 0.078427 | Groundwater pumping | 0.59 | 531.8213 |  |  | Conventional Drinking Water Treatment | 0.94 | 205.303 |  |  | Urban Potable Distribution | Flat | 0.95 | 18 |  |  | Wastewater Collection | 0.97 | 71.5243 |  |  | Wastewater Secondary Treatment | 0.97 | 654.1226
Urban | Colorado River | Local Surface Water | 0.00056494 | Local Surface Water | 0.27 | 88.9104 |  |  | Conventional Drinking Water Treatment | 0.94 | 205.303 |  |  | Urban Potable Distribution | Flat | 0.95 | 18 |  |  | Wastewater Collection | 0.97 | 71.5243 |  |  | Wastewater Secondary Treatment | 0.97 | 654.1226
Urban | Colorado River | Local Imported Water | 0 | Local Imported Deliveries | 0.27 | 0 |  |  | Conventional Drinking Water Treatment | 0.94 | 0 |  |  | Urban Potable Distribution | Flat | 0.95 | 0 |  |  | Wastewater Collection | 0.97 | 0 |  |  | Wastewater Secondary Treatment | 0.97 | 0
Urban | Colorado River | Colorado River | 0.89599 | Colorado River Conveyance | 0 | 115.5 |  |  | Conventional Drinking Water Treatment | 0.94 | 205.303 |  |  | Urban Potable Distribution | Flat | 0.95 | 18 |  |  | Wastewater Collection | 0.97 | 71.5243 |  |  | Wastewater Secondary Treatment | 0.97 | 654.1226
Urban | Colorado River | Central Valley Project | 0 | Central Valley Project Conveyance | 0 | 0 |  |  | Conventional Drinking Water Treatment | 0.94 | 0 |  |  | Urban Potable Distribution | Flat | 0.95 | 0 |  |  | Wastewater Collection | 0.97 | 0 |  |  | Wastewater Secondary Treatment | 0.97 | 0
Urban | Colorado River | State Water Project | 0.021544 | State Water Project Conveyance | 0 | 4000 |  |  | Conventional Drinking Water Treatment | 0.94 | 205.303 |  |  | Urban Potable Distribution | Flat | 0.95 | 18 |  |  | Wastewater Collection | 0.97 | 71.5243 |  |  | Wastewater Secondary Treatment | 0.97 | 654.1226
Ag | Colorado River | Desalinated Water (Seawater) | 0 | Seawater Desalination Conveyance | 0.94 | 0 | 231.7422 | 24.9341 | Seawater Desalination Treatment | 0.94 | 0 | 1.8205 | 1.7113 | Ag Distribution |  | 0.95 | 0 | 487.4043 | 463.0341 | None | 0 | 0 | 0 | 0 | None | 0 | 0 | 0 | 0
Ag | Colorado River | Desalinated Water (Brackish) | 0 | Groundwater pumping | 0.94 | 0 |  |  | Brackish Desalination Treatment | 0.94 | 0 |  |  | Ag Distribution |  | 0.95 | 0 |  |  | None | 0 | 0 |  |  | None | 0 | 0
Ag | Colorado River | Recycled Water (Non-Potable) | 0.003 | Recycled Water (Non-Potable) Conveyance | 0.97 | 107.3128 |  |  | Recycled Water (Non-potable) Treatment | 0.94 | 606.8315 |  |  | Ag Distribution |  | 0.95 | 487.636 |  |  | None | 0 | 0 |  |  | None | 0 | 0
Ag | Colorado River | Recycled Water (Potable) | 0 | Groundwater pumping | 0.97 | 0 |  |  | Recycled Water (Potable) Treatment | 0.94 | 0 |  |  | Ag Distribution |  | 0.95 | 0 |  |  | None | 0 | 0 |  |  | None | 0 | 0
Ag | Colorado River | Groundwater | 0.078427 | Groundwater pumping | 0.59 | 531.8213 |  |  | None | 0 | 0 |  |  | Ag Distribution |  | 0.95 | 487.636 |  |  | None | 0 | 0 |  |  | None | 0 | 0
Ag | Colorado River | Local Surface Water | 0.00056494 | Local Surface Water | 0.27 | 88.9104 |  |  | None | 0 | 0 |  |  | Ag Distribution |  | 0.95 | 487.636 |  |  | None | 0 | 0 |  |  | None | 0 | 0
Ag | Colorado River | Local Imported Water | 0 | Local Imported Deliveries | 0.27 | 0 |  |  | None | 0 | 0 |  |  | Ag Distribution |  | 0.95 | 0 |  |  | None | 0 | 0 |  |  | None | 0 | 0
Ag | Colorado River | Colorado River | 0.89599 | Colorado River Conveyance | 0 | 115.5 |  |  | None | 0 | 0 |  |  | Ag Distribution |  | 0.95 | 487.636 |  |  | None | 0 | 0 |  |  | None | 0 | 0
Ag | Colorado River | Central Valley Project | 0 | Central Valley Project Conveyance | 0 | 0 |  |  | None | 0 | 0 |  |  | Ag Distribution |  | 0.95 | 0 |  |  | None | 0 | 0 |  |  | None | 0 | 0
Ag | Colorado River | State Water Project | 0.021544 | State Water Project Conveyance | 0 | 4000 |  |  | None | 0 | 0 |  |  | Ag Distribution |  | 0.95 | 487.636 |  |  | None | 0 | 0 |  |  | None | 0 | 0
Note: see Default Values tab for data sources.

## Lists
This sheet is to contain lists of allowable entries for dropdown lists.
| list_RBY | list_Sector | list_MeasureType | list_TopographyFlat | list_TopographyModerate | list_TopographyHilly | list_zip | HR | list_HRused | Sector | Supply | Component | Component Options | Default? | list_NoOride
| 2017 | Urban | Indoor | Moderate | Flat | Flat | 89010 | South Lahontan | #VALUE! | Urban | Desalinated Water (Seawater) | Water Extraction & Conveyance | Seawater Desalination Conveyance | TRUE | No Override Available
| 2018 | Ag | Outdoor | Hilly | Hilly | Moderate | 89019 | South Lahontan |  | Urban | Desalinated Water (Brackish) | Water Extraction & Conveyance | Groundwater pumping | TRUE
| 2019 |  | System Leaks | Use Default Option | Use Default Option | Use Default Option | 90001 | South Coast |  | Urban | Desalinated Water (Brackish) | Water Extraction & Conveyance | Local Surface Water
| 2020 | [5 empty] | 90002 | South Coast |  | Urban | Desalinated Water (Brackish) | Water Extraction & Conveyance | Use Default Option
| 2021 | [5 empty] | 90003 | South Coast |  | Urban | Groundwater | Water Extraction & Conveyance | Groundwater pumping | TRUE
| 2022 | [5 empty] | 90004 | South Coast |  | Urban | Central Valley Project | Water Extraction & Conveyance | Central Valley Project Conveyance | TRUE
| 2023 | [5 empty] | 90005 | South Coast |  | Urban | Colorado River | Water Extraction & Conveyance | Colorado River Conveyance | TRUE
| 2024 | [5 empty] | 90006 | South Coast |  | Urban | State Water Project | Water Extraction & Conveyance | State Water Project Conveyance | TRUE
| 2025 | [5 empty] | 90007 | South Coast |  | Urban | Recycled Water (Non-Potable) | Water Extraction & Conveyance | Recycled Water (Non-Potable) Conveyance | TRUE
| 2026 | [5 empty] | 90008 | South Coast |  | Urban | Recycled Water (Potable) | Water Extraction & Conveyance | Groundwater pumping | TRUE
| 2027 | [5 empty] | 90009 | South Coast |  | Urban | Recycled Water (Potable) | Water Extraction & Conveyance | Local Surface Water
| 2028 | [5 empty] | 90010 | South Coast |  | Urban | Recycled Water (Potable) | Water Extraction & Conveyance | Use Default Option
| 2029 | [5 empty] | 90011 | South Coast |  | Urban | Local Surface Water | Water Extraction & Conveyance | Local Surface Water | TRUE
| 2030 | [5 empty] | 90012 | South Coast |  | Urban | Local Imported Water | Water Extraction & Conveyance | Local Imported Deliveries | TRUE
| 2031 | [5 empty] | 90013 | South Coast |  | Ag | Desalinated Water (Seawater) | Water Extraction & Conveyance | Seawater Desalination Conveyance | TRUE
| 2032 | [5 empty] | 90014 | South Coast |  | Ag | Desalinated Water (Brackish) | Water Extraction & Conveyance | Groundwater pumping | TRUE
| 2033 | [5 empty] | 90015 | South Coast |  | Ag | Desalinated Water (Brackish) | Water Extraction & Conveyance | Local Surface Water
| 2034 | [5 empty] | 90016 | South Coast |  | Ag | Desalinated Water (Brackish) | Water Extraction & Conveyance | Use Default Option
| 2035 | [5 empty] | 90017 | South Coast |  | Ag | Groundwater | Water Extraction & Conveyance | Groundwater pumping | TRUE
| 2036 | [5 empty] | 90018 | South Coast |  | Ag | Central Valley Project | Water Extraction & Conveyance | Central Valley Project Conveyance | TRUE
| 2037 | [5 empty] | 90019 | South Coast |  | Ag | Colorado River | Water Extraction & Conveyance | Colorado River Conveyance | TRUE
| 2038 | [5 empty] | 90020 | South Coast |  | Ag | State Water Project | Water Extraction & Conveyance | State Water Project Conveyance | TRUE
| 2039 | [5 empty] | 90021 | South Coast |  | Ag | Recycled Water (Non-Potable) | Water Extraction & Conveyance | Recycled Water (Non-Potable) Conveyance | TRUE
| 2040 | [5 empty] | 90022 | South Coast |  | Ag | Recycled Water (Potable) | Water Extraction & Conveyance | Groundwater pumping | TRUE
| 2041 | [5 empty] | 90023 | South Coast |  | Ag | Recycled Water (Potable) | Water Extraction & Conveyance | Local Surface Water
| 2042 | [5 empty] | 90024 | South Coast |  | Ag | Recycled Water (Potable) | Water Extraction & Conveyance | Use Default Option
| 2043 | [5 empty] | 90025 | South Coast |  | Ag | Local Surface Water | Water Extraction & Conveyance | Local Surface Water | TRUE
| 2044 | [5 empty] | 90026 | South Coast |  | Ag | Local Imported Water | Water Extraction & Conveyance | Local Imported Deliveries | TRUE
| 2045 | [5 empty] | 90027 | South Coast |  | Urban | Desalinated Water (Seawater) | Water Treatment | Seawater Desalination Treatment | TRUE
| 2046 | [5 empty] | 90028 | South Coast |  | Urban | Desalinated Water (Brackish) | Water Treatment | Brackish Desalination Treatment | TRUE
| 2047 | [5 empty] | 90029 | South Coast |  | Urban | Groundwater | Water Treatment | Conventional Drinking Water Treatment | TRUE
| 2048 | [5 empty] | 90031 | South Coast |  | Urban | Groundwater | Water Treatment | Chlorination
| 2049 | [5 empty] | 90032 | South Coast |  | Urban | Groundwater | Water Treatment | Use Default Option
| 2050 | [5 empty] | 90033 | South Coast |  | Urban | Central Valley Project | Water Treatment | Conventional Drinking Water Treatment | TRUE
| Use Default Value | [5 empty] | 90034 | South Coast |  | Urban | Colorado River | Water Treatment | Conventional Drinking Water Treatment | TRUE
[7 empty] | 90035 | South Coast |  | Urban | State Water Project | Water Treatment | Conventional Drinking Water Treatment | TRUE
[7 empty] | 90036 | South Coast |  | Urban | Recycled Water (Non-Potable) | Water Treatment | Recycled Water (Non-potable) Treatment | TRUE
[7 empty] | 90037 | South Coast |  | Urban | Recycled Water (Potable) | Water Treatment | Recycled Water (Potable) Treatment | TRUE
[7 empty] | 90038 | South Coast |  | Urban | Local Surface Water | Water Treatment | Conventional Drinking Water Treatment | TRUE
[7 empty] | 90039 | South Coast |  | Urban | Local Imported Water | Water Treatment | Conventional Drinking Water Treatment | TRUE
[7 empty] | 90040 | South Coast |  | Ag | Desalinated Water (Seawater) | Water Treatment | Seawater Desalination Treatment | TRUE
[7 empty] | 90041 | South Coast |  | Ag | Desalinated Water (Brackish) | Water Treatment | Brackish Desalination Treatment | TRUE
[7 empty] | 90042 | South Coast |  | Ag | Groundwater | Water Treatment | None | TRUE
[7 empty] | 90043 | South Coast |  | Ag | Groundwater | Water Treatment | User-Entered Water Treatment
[7 empty] | 90044 | South Coast |  | Ag | Groundwater | Water Treatment | Use Default Option
[7 empty] | 90045 | South Coast |  | Ag | Central Valley Project | Water Treatment | None | TRUE
[7 empty] | 90046 | South Coast |  | Ag | Central Valley Project | Water Treatment | User-Entered Water Treatment
[7 empty] | 90047 | South Coast |  | Ag | Central Valley Project | Water Treatment | Use Default Option
[7 empty] | 90048 | South Coast |  | Ag | Colorado River | Water Treatment | None | TRUE
[7 empty] | 90049 | South Coast |  | Ag | Colorado River | Water Treatment | User-Entered Water Treatment
[7 empty] | 90056 | South Coast |  | Ag | Colorado River | Water Treatment | Use Default Option
[7 empty] | 90057 | South Coast |  | Ag | State Water Project | Water Treatment | None | TRUE
[7 empty] | 90058 | South Coast |  | Ag | State Water Project | Water Treatment | User-Entered Water Treatment
[7 empty] | 90059 | South Coast |  | Ag | State Water Project | Water Treatment | Use Default Option
[7 empty] | 90061 | South Coast |  | Ag | Recycled Water (Non-Potable) | Water Treatment | Recycled Water (Non-potable) Treatment | TRUE
[7 empty] | 90062 | South Coast |  | Ag | Recycled Water (Potable) | Water Treatment | Recycled Water (Potable) Treatment | TRUE
[7 empty] | 90063 | South Coast |  | Ag | Local Surface Water | Water Treatment | None | TRUE
[7 empty] | 90064 | South Coast |  | Ag | Local Imported Water | Water Treatment | None | TRUE
[7 empty] | 90065 | South Coast |  | Urban | Desalinated Water (Seawater) | Water Distribution | Urban Potable Distribution | TRUE
[7 empty] | 90066 | South Coast |  | Urban | Desalinated Water (Brackish) | Water Distribution | Urban Potable Distribution | TRUE
[7 empty] | 90067 | South Coast |  | Urban | Groundwater | Water Distribution | Urban Potable Distribution | TRUE
[7 empty] | 90068 | South Coast |  | Urban | Central Valley Project | Water Distribution | Urban Potable Distribution | TRUE
[7 empty] | 90069 | South Coast |  | Urban | Colorado River | Water Distribution | Urban Potable Distribution | TRUE
[7 empty] | 90071 | South Coast |  | Urban | State Water Project | Water Distribution | Urban Potable Distribution | TRUE
[7 empty] | 90073 | South Coast |  | Urban | Recycled Water (Non-Potable) | Water Distribution | Recycled Water (Non-Potable) Distribution | TRUE
[7 empty] | 90077 | South Coast |  | Urban | Recycled Water (Potable) | Water Distribution | Urban Potable Distribution | TRUE
[7 empty] | 90079 | South Coast |  | Urban | Local Surface Water | Water Distribution | Urban Potable Distribution | TRUE
[7 empty] | 90089 | South Coast |  | Urban | Local Imported Water | Water Distribution | Urban Potable Distribution | TRUE
[7 empty] | 90090 | South Coast |  | Ag | Desalinated Water (Seawater) | Water Distribution | Ag Distribution | TRUE
[7 empty] | 90094 | South Coast |  | Ag | Desalinated Water (Brackish) | Water Distribution | Ag Distribution | TRUE
[7 empty] | 90095 | South Coast |  | Ag | Groundwater | Water Distribution | Ag Distribution | TRUE
[7 empty] | 90201 | South Coast |  | Ag | Central Valley Project | Water Distribution | Ag Distribution | TRUE
[7 empty] | 90210 | South Coast |  | Ag | Colorado River | Water Distribution | Ag Distribution | TRUE
[7 empty] | 90211 | South Coast |  | Ag | State Water Project | Water Distribution | Ag Distribution | TRUE
[7 empty] | 90212 | South Coast |  | Ag | Recycled Water (Non-Potable) | Water Distribution | Ag Distribution | TRUE
[7 empty] | 90220 | South Coast |  | Ag | Recycled Water (Potable) | Water Distribution | Ag Distribution | TRUE
[7 empty] | 90221 | South Coast |  | Ag | Local Surface Water | Water Distribution | Ag Distribution | TRUE
[7 empty] | 90222 | South Coast |  | Ag | Local Imported Water | Water Distribution | Ag Distribution | TRUE
[7 empty] | 90230 | South Coast |  | Urban | Desalinated Water (Seawater) | Wastewater Collection | Wastewater Collection | TRUE
[7 empty] | 90232 | South Coast |  | Urban | Desalinated Water (Brackish) | Wastewater Collection | Wastewater Collection | TRUE
[7 empty] | 90240 | South Coast |  | Urban | Groundwater | Wastewater Collection | Wastewater Collection | TRUE
[7 empty] | 90241 | South Coast |  | Urban | Central Valley Project | Wastewater Collection | Wastewater Collection | TRUE
[7 empty] | 90242 | South Coast |  | Urban | Colorado River | Wastewater Collection | Wastewater Collection | TRUE
[7 empty] | 90245 | South Coast |  | Urban | State Water Project | Wastewater Collection | Wastewater Collection | TRUE
[7 empty] | 90247 | South Coast |  | Urban | Recycled Water (Non-Potable) | Wastewater Collection | Wastewater Collection | TRUE
[7 empty] | 90248 | South Coast |  | Urban | Recycled Water (Potable) | Wastewater Collection | Wastewater Collection | TRUE
[7 empty] | 90249 | South Coast |  | Urban | Local Surface Water | Wastewater Collection | Wastewater Collection | TRUE
[7 empty] | 90250 | South Coast |  | Urban | Local Imported Water | Wastewater Collection | Wastewater Collection | TRUE
[7 empty] | 90254 | South Coast |  | Ag | Desalinated Water (Seawater) | Wastewater Collection | None | TRUE
[7 empty] | 90255 | South Coast |  | Ag | Desalinated Water (Seawater) | Wastewater Collection | User-Entered WW Collection
[7 empty] | 90260 | South Coast |  | Ag | Desalinated Water (Seawater) | Wastewater Collection | Use Default Option
[7 empty] | 90261 | South Coast |  | Ag | Desalinated Water (Brackish) | Wastewater Collection | None | TRUE
[7 empty] | 90262 | South Coast |  | Ag | Desalinated Water (Brackish) | Wastewater Collection | User-Entered WW Collection
[7 empty] | 90263 | South Coast |  | Ag | Desalinated Water (Brackish) | Wastewater Collection | Use Default Option
[7 empty] | 90265 | South Coast |  | Ag | Groundwater | Wastewater Collection | None | TRUE
[7 empty] | 90266 | South Coast |  | Ag | Groundwater | Wastewater Collection | User-Entered WW Collection
[7 empty] | 90270 | South Coast |  | Ag | Groundwater | Wastewater Collection | Use Default Option
[7 empty] | 90272 | South Coast |  | Ag | Central Valley Project | Wastewater Collection | None | TRUE
[7 empty] | 90274 | South Coast |  | Ag | Central Valley Project | Wastewater Collection | User-Entered WW Collection
[7 empty] | 90275 | South Coast |  | Ag | Central Valley Project | Wastewater Collection | Use Default Option
[7 empty] | 90277 | South Coast |  | Ag | Colorado River | Wastewater Collection | None | TRUE
[7 empty] | 90278 | South Coast |  | Ag | Colorado River | Wastewater Collection | User-Entered WW Collection
[7 empty] | 90280 | South Coast |  | Ag | Colorado River | Wastewater Collection | Use Default Option
[7 empty] | 90290 | South Coast |  | Ag | State Water Project | Wastewater Collection | None | TRUE
[7 empty] | 90291 | South Coast |  | Ag | State Water Project | Wastewater Collection | User-Entered WW Collection
[7 empty] | 90292 | South Coast |  | Ag | State Water Project | Wastewater Collection | Use Default Option
[7 empty] | 90293 | South Coast |  | Ag | Recycled Water (Non-Potable) | Wastewater Collection | None | TRUE
[7 empty] | 90301 | South Coast |  | Ag | Recycled Water (Non-Potable) | Wastewater Collection | User-Entered WW Collection
[7 empty] | 90302 | South Coast |  | Ag | Recycled Water (Non-Potable) | Wastewater Collection | Use Default Option
[7 empty] | 90303 | South Coast |  | Ag | Recycled Water (Potable) | Wastewater Collection | None | TRUE
[7 empty] | 90304 | South Coast |  | Ag | Recycled Water (Potable) | Wastewater Collection | User-Entered WW Collection
[7 empty] | 90305 | South Coast |  | Ag | Recycled Water (Potable) | Wastewater Collection | Use Default Option
[7 empty] | 90401 | South Coast |  | Ag | Local Surface Water | Wastewater Collection | None | TRUE
[7 empty] | 90402 | South Coast |  | Ag | Local Surface Water | Wastewater Collection | User-Entered WW Collection
[7 empty] | 90403 | South Coast |  | Ag | Local Surface Water | Wastewater Collection | Use Default Option
[7 empty] | 90404 | South Coast |  | Ag | Local Imported Water | Wastewater Collection | None | TRUE
[7 empty] | 90405 | South Coast |  | Ag | Local Imported Water | Wastewater Collection | User-Entered WW Collection
[7 empty] | 90501 | South Coast |  | Ag | Local Imported Water | Wastewater Collection | Use Default Option
[7 empty] | 90502 | South Coast |  | Urban | Desalinated Water (Seawater) | Wastewater Treatment | Wastewater Secondary Treatment | TRUE
[7 empty] | 90503 | South Coast |  | Urban | Desalinated Water (Seawater) | Wastewater Treatment | Wastewater Tertiary Treatment
[7 empty] | 90504 | South Coast |  | Urban | Desalinated Water (Seawater) | Wastewater Treatment | Use Default Option
[7 empty] | 90505 | South Coast |  | Urban | Desalinated Water (Brackish) | Wastewater Treatment | Wastewater Secondary Treatment | TRUE
[7 empty] | 90506 | South Coast |  | Urban | Desalinated Water (Brackish) | Wastewater Treatment | Wastewater Tertiary Treatment
[7 empty] | 90510 | South Coast |  | Urban | Desalinated Water (Brackish) | Wastewater Treatment | Use Default Option
[7 empty] | 90601 | South Coast |  | Urban | Groundwater | Wastewater Treatment | Wastewater Secondary Treatment | TRUE
[7 empty] | 90602 | South Coast |  | Urban | Groundwater | Wastewater Treatment | Wastewater Tertiary Treatment
[7 empty] | 90603 | South Coast |  | Urban | Groundwater | Wastewater Treatment | Use Default Option
[7 empty] | 90604 | South Coast |  | Urban | Central Valley Project | Wastewater Treatment | Wastewater Secondary Treatment | TRUE
[7 empty] | 90605 | South Coast |  | Urban | Central Valley Project | Wastewater Treatment | Wastewater Tertiary Treatment
[7 empty] | 90606 | South Coast |  | Urban | Central Valley Project | Wastewater Treatment | Use Default Option
[7 empty] | 90620 | South Coast |  | Urban | Colorado River | Wastewater Treatment | Wastewater Secondary Treatment | TRUE
[7 empty] | 90621 | South Coast |  | Urban | Colorado River | Wastewater Treatment | Wastewater Tertiary Treatment
[7 empty] | 90623 | South Coast |  | Urban | Colorado River | Wastewater Treatment | Use Default Option
[7 empty] | 90630 | South Coast |  | Urban | State Water Project | Wastewater Treatment | Wastewater Secondary Treatment | TRUE
[7 empty] | 90631 | South Coast |  | Urban | State Water Project | Wastewater Treatment | Wastewater Tertiary Treatment
[7 empty] | 90638 | South Coast |  | Urban | State Water Project | Wastewater Treatment | Use Default Option
[7 empty] | 90640 | South Coast |  | Urban | Recycled Water (Non-Potable) | Wastewater Treatment | Wastewater Secondary Treatment | TRUE
[7 empty] | 90650 | South Coast |  | Urban | Recycled Water (Non-Potable) | Wastewater Treatment | Wastewater Tertiary Treatment
[7 empty] | 90660 | South Coast |  | Urban | Recycled Water (Non-Potable) | Wastewater Treatment | Use Default Option
[7 empty] | 90670 | South Coast |  | Urban | Recycled Water (Potable) | Wastewater Treatment | Wastewater Secondary Treatment | TRUE
[7 empty] | 90680 | South Coast |  | Urban | Recycled Water (Potable) | Wastewater Treatment | Wastewater Tertiary Treatment
[7 empty] | 90701 | South Coast |  | Urban | Recycled Water (Potable) | Wastewater Treatment | Use Default Option
[7 empty] | 90703 | South Coast |  | Urban | Local Surface Water | Wastewater Treatment | Wastewater Secondary Treatment | TRUE
[7 empty] | 90704 | South Coast |  | Urban | Local Surface Water | Wastewater Treatment | Wastewater Tertiary Treatment
[7 empty] | 90706 | South Coast |  | Urban | Local Surface Water | Wastewater Treatment | Use Default Option
[7 empty] | 90710 | South Coast |  | Urban | Local Imported Water | Wastewater Treatment | Wastewater Secondary Treatment | TRUE
[7 empty] | 90712 | South Coast |  | Urban | Local Imported Water | Wastewater Treatment | Wastewater Tertiary Treatment
[7 empty] | 90713 | South Coast |  | Urban | Local Imported Water | Wastewater Treatment | Use Default Option
[7 empty] | 90715 | South Coast |  | Ag | Desalinated Water (Seawater) | Wastewater Treatment | None | TRUE
[7 empty] | 90716 | South Coast |  | Ag | Desalinated Water (Seawater) | Wastewater Treatment | User-Entered WW Treatment
[7 empty] | 90717 | South Coast |  | Ag | Desalinated Water (Seawater) | Wastewater Treatment | Use Default Option
[7 empty] | 90720 | South Coast |  | Ag | Desalinated Water (Brackish) | Wastewater Treatment | None | TRUE
[7 empty] | 90723 | South Coast |  | Ag | Desalinated Water (Brackish) | Wastewater Treatment | User-Entered WW Treatment
[7 empty] | 90731 | South Coast |  | Ag | Desalinated Water (Brackish) | Wastewater Treatment | Use Default Option
[7 empty] | 90732 | South Coast |  | Ag | Groundwater | Wastewater Treatment | None | TRUE
[7 empty] | 90740 | South Coast |  | Ag | Groundwater | Wastewater Treatment | User-Entered WW Treatment
[7 empty] | 90742 | South Coast |  | Ag | Groundwater | Wastewater Treatment | Use Default Option
[7 empty] | 90743 | South Coast |  | Ag | Central Valley Project | Wastewater Treatment | None | TRUE
[7 empty] | 90744 | South Coast |  | Ag | Central Valley Project | Wastewater Treatment | User-Entered WW Treatment
[7 empty] | 90745 | South Coast |  | Ag | Central Valley Project | Wastewater Treatment | Use Default Option
[7 empty] | 90746 | South Coast |  | Ag | Colorado River | Wastewater Treatment | None | TRUE
[7 empty] | 90747 | South Coast |  | Ag | Colorado River | Wastewater Treatment | User-Entered WW Treatment
[7 empty] | 90755 | South Coast |  | Ag | Colorado River | Wastewater Treatment | Use Default Option
[7 empty] | 90802 | South Coast |  | Ag | State Water Project | Wastewater Treatment | None | TRUE
[7 empty] | 90803 | South Coast |  | Ag | State Water Project | Wastewater Treatment | User-Entered WW Treatment
[7 empty] | 90804 | South Coast |  | Ag | State Water Project | Wastewater Treatment | Use Default Option
[7 empty] | 90805 | South Coast |  | Ag | Recycled Water (Non-Potable) | Wastewater Treatment | None | TRUE
[7 empty] | 90806 | South Coast |  | Ag | Recycled Water (Non-Potable) | Wastewater Treatment | User-Entered WW Treatment
[7 empty] | 90807 | South Coast |  | Ag | Recycled Water (Non-Potable) | Wastewater Treatment | Use Default Option
[7 empty] | 90808 | South Coast |  | Ag | Recycled Water (Potable) | Wastewater Treatment | None | TRUE
[7 empty] | 90810 | South Coast |  | Ag | Recycled Water (Potable) | Wastewater Treatment | User-Entered WW Treatment
[7 empty] | 90813 | South Coast |  | Ag | Recycled Water (Potable) | Wastewater Treatment | Use Default Option
[7 empty] | 90814 | South Coast |  | Ag | Local Surface Water | Wastewater Treatment | None | TRUE
[7 empty] | 90815 | South Coast |  | Ag | Local Surface Water | Wastewater Treatment | User-Entered WW Treatment
[7 empty] | 90822 | South Coast |  | Ag | Local Surface Water | Wastewater Treatment | Use Default Option
[7 empty] | 90831 | South Coast |  | Ag | Local Imported Water | Wastewater Treatment | None | TRUE
[7 empty] | 90834 | South Coast |  | Ag | Local Imported Water | Wastewater Treatment | User-Entered WW Treatment
[7 empty] | 90840 | South Coast |  | Ag | Local Imported Water | Wastewater Treatment | Use Default Option
[7 empty] | 90844 | South Coast
[7 empty] | 91001 | South Coast
[7 empty] | 91006 | South Coast
[7 empty] | 91007 | South Coast
[7 empty] | 91008 | South Coast
[7 empty] | 91010 | South Coast
[7 empty] | 91011 | South Coast
[7 empty] | 91016 | South Coast
[7 empty] | 91020 | South Coast
[7 empty] | 91024 | South Coast
[7 empty] | 91030 | South Coast
[7 empty] | 91040 | South Coast
[7 empty] | 91042 | South Coast
[7 empty] | 91046 | South Coast
[7 empty] | 91101 | South Coast
[7 empty] | 91103 | South Coast
[7 empty] | 91104 | South Coast
[7 empty] | 91105 | South Coast
[7 empty] | 91106 | South Coast
[7 empty] | 91107 | South Coast
[7 empty] | 91108 | South Coast
[7 empty] | 91188 | South Coast
[7 empty] | 91201 | South Coast
[7 empty] | 91202 | South Coast
[7 empty] | 91203 | South Coast
[7 empty] | 91204 | South Coast
[7 empty] | 91205 | South Coast
[7 empty] | 91206 | South Coast
[7 empty] | 91207 | South Coast
[7 empty] | 91208 | South Coast
[7 empty] | 91210 | South Coast
[7 empty] | 91214 | South Coast
[7 empty] | 91301 | South Coast
[7 empty] | 91302 | South Coast
[7 empty] | 91303 | South Coast
[7 empty] | 91304 | South Coast
[7 empty] | 91306 | South Coast
[7 empty] | 91307 | South Coast
[7 empty] | 91311 | South Coast
[7 empty] | 91316 | South Coast
[7 empty] | 91320 | South Coast
[7 empty] | 91321 | South Coast
[7 empty] | 91324 | South Coast
[7 empty] | 91325 | South Coast
[7 empty] | 91326 | South Coast
[7 empty] | 91330 | South Coast
[7 empty] | 91331 | South Coast
[7 empty] | 91335 | South Coast
[7 empty] | 91340 | South Coast
[7 empty] | 91342 | South Coast
[7 empty] | 91343 | South Coast
[7 empty] | 91344 | South Coast
[7 empty] | 91345 | South Coast
[7 empty] | 91350 | South Coast
[7 empty] | 91351 | South Coast
[7 empty] | 91352 | South Coast
[7 empty] | 91354 | South Coast
[7 empty] | 91355 | South Coast
[7 empty] | 91356 | South Coast
[7 empty] | 91360 | South Coast
[7 empty] | 91361 | South Coast
[7 empty] | 91362 | South Coast
[7 empty] | 91364 | South Coast
[7 empty] | 91367 | South Coast
[7 empty] | 91371 | South Coast
[7 empty] | 91377 | South Coast
[7 empty] | 91381 | South Coast
[7 empty] | 91383 | South Coast
[7 empty] | 91384 | South Coast
[7 empty] | 91387 | South Coast
[7 empty] | 91390 | South Coast
[7 empty] | 91401 | South Coast
[7 empty] | 91402 | South Coast
[7 empty] | 91403 | South Coast
[7 empty] | 91405 | South Coast
[7 empty] | 91406 | South Coast
[7 empty] | 91411 | South Coast
[7 empty] | 91423 | South Coast
[7 empty] | 91436 | South Coast
[7 empty] | 91501 | South Coast
[7 empty] | 91502 | South Coast
[7 empty] | 91504 | South Coast
[7 empty] | 91505 | South Coast
[7 empty] | 91506 | South Coast
[7 empty] | 91521 | South Coast
[7 empty] | 91522 | South Coast
[7 empty] | 91601 | South Coast
[7 empty] | 91602 | South Coast
[7 empty] | 91604 | South Coast
[7 empty] | 91605 | South Coast
[7 empty] | 91606 | South Coast
[7 empty] | 91607 | South Coast
[7 empty] | 91608 | South Coast
[7 empty] | 91701 | South Coast
[7 empty] | 91702 | South Coast
[7 empty] | 91706 | South Coast
[7 empty] | 91708 | South Coast
[7 empty] | 91709 | South Coast
[7 empty] | 91710 | South Coast
[7 empty] | 91711 | South Coast
[7 empty] | 91722 | South Coast
[7 empty] | 91723 | South Coast
[7 empty] | 91724 | South Coast
[7 empty] | 91730 | South Coast
[7 empty] | 91731 | South Coast
[7 empty] | 91732 | South Coast
[7 empty] | 91733 | South Coast
[7 empty] | 91737 | South Coast
[7 empty] | 91739 | South Coast
[7 empty] | 91740 | South Coast
[7 empty] | 91741 | South Coast
[7 empty] | 91743 | South Coast
[7 empty] | 91744 | South Coast
[7 empty] | 91745 | South Coast
[7 empty] | 91746 | South Coast
[7 empty] | 91748 | South Coast
[7 empty] | 91750 | South Coast
[7 empty] | 91752 | South Coast
[7 empty] | 91754 | South Coast
[7 empty] | 91755 | South Coast
[7 empty] | 91759 | South Coast
[7 empty] | 91761 | South Coast
[7 empty] | 91762 | South Coast
[7 empty] | 91763 | South Coast
[7 empty] | 91764 | South Coast
[7 empty] | 91765 | South Coast
[7 empty] | 91766 | South Coast
[7 empty] | 91767 | South Coast
[7 empty] | 91768 | South Coast
[7 empty] | 91770 | South Coast
[7 empty] | 91773 | South Coast
[7 empty] | 91775 | South Coast
[7 empty] | 91776 | South Coast
[7 empty] | 91780 | South Coast
[7 empty] | 91784 | South Coast
[7 empty] | 91786 | South Coast
[7 empty] | 91789 | South Coast
[7 empty] | 91790 | South Coast
[7 empty] | 91791 | South Coast
[7 empty] | 91792 | South Coast
[7 empty] | 91801 | South Coast
[7 empty] | 91803 | South Coast
[7 empty] | 91901 | South Coast
[7 empty] | 91902 | South Coast
[7 empty] | 91905 | Colorado River
[7 empty] | 91906 | South Coast
[7 empty] | 91910 | South Coast
[7 empty] | 91911 | South Coast
[7 empty] | 91913 | South Coast
[7 empty] | 91914 | South Coast
[7 empty] | 91915 | South Coast
[7 empty] | 91916 | South Coast
[7 empty] | 91917 | South Coast
[7 empty] | 91931 | South Coast
[7 empty] | 91932 | South Coast
[7 empty] | 91934 | Colorado River
[7 empty] | 91935 | South Coast
[7 empty] | 91941 | South Coast
[7 empty] | 91942 | South Coast
[7 empty] | 91945 | South Coast
[7 empty] | 91948 | South Coast
[7 empty] | 91950 | South Coast
[7 empty] | 91962 | South Coast
[7 empty] | 91963 | South Coast
[7 empty] | 91977 | South Coast
[7 empty] | 91978 | South Coast
[7 empty] | 91980 | South Coast
[7 empty] | 92003 | South Coast
[7 empty] | 92004 | Colorado River
[7 empty] | 92007 | South Coast
[7 empty] | 92008 | South Coast
[7 empty] | 92009 | South Coast
[7 empty] | 92010 | South Coast
[7 empty] | 92011 | South Coast
[7 empty] | 92014 | South Coast
[7 empty] | 92019 | South Coast
[7 empty] | 92020 | South Coast
[7 empty] | 92021 | South Coast
[7 empty] | 92024 | South Coast
[7 empty] | 92025 | South Coast
[7 empty] | 92026 | South Coast
[7 empty] | 92027 | South Coast
[7 empty] | 92028 | South Coast
[7 empty] | 92029 | South Coast
[7 empty] | 92036 | Colorado River
[7 empty] | 92037 | South Coast
[7 empty] | 92040 | South Coast
[7 empty] | 92054 | South Coast
[7 empty] | 92055 | South Coast
[7 empty] | 92056 | South Coast
[7 empty] | 92057 | South Coast
[7 empty] | 92058 | South Coast
[7 empty] | 92059 | South Coast
[7 empty] | 92060 | South Coast
[7 empty] | 92061 | South Coast
[7 empty] | 92064 | South Coast
[7 empty] | 92065 | South Coast
[7 empty] | 92066 | South Coast
[7 empty] | 92067 | South Coast
[7 empty] | 92069 | South Coast
[7 empty] | 92070 | South Coast
[7 empty] | 92071 | South Coast
[7 empty] | 92075 | South Coast
[7 empty] | 92078 | South Coast
[7 empty] | 92081 | South Coast
[7 empty] | 92082 | South Coast
[7 empty] | 92083 | South Coast
[7 empty] | 92084 | South Coast
[7 empty] | 92086 | South Coast
[7 empty] | 92091 | South Coast
[7 empty] | 92092 | South Coast
[7 empty] | 92093 | South Coast
[7 empty] | 92101 | South Coast
[7 empty] | 92102 | South Coast
[7 empty] | 92103 | South Coast
[7 empty] | 92104 | South Coast
[7 empty] | 92105 | South Coast
[7 empty] | 92106 | South Coast
[7 empty] | 92107 | South Coast
[7 empty] | 92108 | South Coast
[7 empty] | 92109 | South Coast
[7 empty] | 92110 | South Coast
[7 empty] | 92111 | South Coast
[7 empty] | 92113 | South Coast
[7 empty] | 92114 | South Coast
[7 empty] | 92115 | South Coast
[7 empty] | 92116 | South Coast
[7 empty] | 92117 | South Coast
[7 empty] | 92118 | South Coast
[7 empty] | 92119 | South Coast
[7 empty] | 92120 | South Coast
[7 empty] | 92121 | South Coast
[7 empty] | 92122 | South Coast
[7 empty] | 92123 | South Coast
[7 empty] | 92124 | South Coast
[7 empty] | 92126 | South Coast
[7 empty] | 92127 | South Coast
[7 empty] | 92128 | South Coast
[7 empty] | 92129 | South Coast
[7 empty] | 92130 | South Coast
[7 empty] | 92131 | South Coast
[7 empty] | 92132 | South Coast
[7 empty] | 92134 | South Coast
[7 empty] | 92135 | South Coast
[7 empty] | 92136 | South Coast
[7 empty] | 92139 | South Coast
[7 empty] | 92140 | South Coast
[7 empty] | 92145 | South Coast
[7 empty] | 92147 | South Coast
[7 empty] | 92152 | South Coast
[7 empty] | 92154 | South Coast
[7 empty] | 92155 | South Coast
[7 empty] | 92173 | South Coast
[7 empty] | 92182 | South Coast
[7 empty] | 92201 | Colorado River
[7 empty] | 92203 | Colorado River
[7 empty] | 92210 | Colorado River
[7 empty] | 92211 | Colorado River
[7 empty] | 92220 | Colorado River
[7 empty] | 92222 | Colorado River
[7 empty] | 92223 | South Coast
[7 empty] | 92225 | Colorado River
[7 empty] | 92227 | Colorado River
[7 empty] | 92230 | Colorado River
[7 empty] | 92231 | Colorado River
[7 empty] | 92233 | Colorado River
[7 empty] | 92234 | Colorado River
[7 empty] | 92236 | Colorado River
[7 empty] | 92239 | Colorado River
[7 empty] | 92240 | Colorado River
[7 empty] | 92241 | Colorado River
[7 empty] | 92242 | Colorado River
[7 empty] | 92243 | Colorado River
[7 empty] | 92249 | Colorado River
[7 empty] | 92250 | Colorado River
[7 empty] | 92251 | Colorado River
[7 empty] | 92252 | Colorado River
[7 empty] | 92253 | Colorado River
[7 empty] | 92254 | Colorado River
[7 empty] | 92256 | Colorado River
[7 empty] | 92257 | Colorado River
[7 empty] | 92258 | Colorado River
[7 empty] | 92259 | Colorado River
[7 empty] | 92260 | Colorado River
[7 empty] | 92262 | Colorado River
[7 empty] | 92264 | Colorado River
[7 empty] | 92266 | Colorado River
[7 empty] | 92267 | Colorado River
[7 empty] | 92268 | Colorado River
[7 empty] | 92270 | Colorado River
[7 empty] | 92273 | Colorado River
[7 empty] | 92274 | Colorado River
[7 empty] | 92275 | Colorado River
[7 empty] | 92276 | Colorado River
[7 empty] | 92277 | Colorado River
[7 empty] | 92278 | Colorado River
[7 empty] | 92280 | Colorado River
[7 empty] | 92281 | Colorado River
[7 empty] | 92282 | Colorado River
[7 empty] | 92283 | Colorado River
[7 empty] | 92284 | Colorado River
[7 empty] | 92285 | Colorado River
[7 empty] | 92301 | South Lahontan
[7 empty] | 92304 | Colorado River
[7 empty] | 92305 | South Coast
[7 empty] | 92307 | South Lahontan
[7 empty] | 92308 | South Lahontan
[7 empty] | 92309 | South Lahontan
[7 empty] | 92310 | South Lahontan
[7 empty] | 92311 | South Lahontan
[7 empty] | 92313 | South Coast
[7 empty] | 92314 | South Coast
[7 empty] | 92315 | South Coast
[7 empty] | 92316 | South Coast
[7 empty] | 92317 | South Coast
[7 empty] | 92318 | South Coast
[7 empty] | 92320 | South Coast
[7 empty] | 92321 | South Lahontan
[7 empty] | 92322 | South Lahontan
[7 empty] | 92324 | South Coast
[7 empty] | 92325 | South Lahontan
[7 empty] | 92327 | South Lahontan
[7 empty] | 92328 | South Lahontan
[7 empty] | 92332 | Colorado River
[7 empty] | 92333 | South Coast
[7 empty] | 92335 | South Coast
[7 empty] | 92336 | South Coast
[7 empty] | 92337 | South Coast
[7 empty] | 92338 | South Lahontan
[7 empty] | 92339 | South Coast
[7 empty] | 92341 | South Lahontan
[7 empty] | 92342 | South Lahontan
[7 empty] | 92344 | South Lahontan
[7 empty] | 92345 | South Lahontan
[7 empty] | 92346 | South Coast
[7 empty] | 92347 | South Lahontan
[7 empty] | 92350 | South Coast
[7 empty] | 92352 | South Lahontan
[7 empty] | 92354 | South Coast
[7 empty] | 92356 | Colorado River
[7 empty] | 92358 | South Coast
[7 empty] | 92359 | South Coast
[7 empty] | 92363 | Colorado River
[7 empty] | 92364 | South Lahontan
[7 empty] | 92365 | South Lahontan
[7 empty] | 92368 | South Lahontan
[7 empty] | 92371 | South Lahontan
[7 empty] | 92372 | South Lahontan
[7 empty] | 92373 | South Coast
[7 empty] | 92374 | South Coast
[7 empty] | 92376 | South Coast
[7 empty] | 92377 | South Coast
[7 empty] | 92378 | South Coast
[7 empty] | 92382 | South Coast
[7 empty] | 92384 | South Lahontan
[7 empty] | 92385 | South Coast
[7 empty] | 92386 | South Coast
[7 empty] | 92389 | South Lahontan
[7 empty] | 92391 | South Lahontan
[7 empty] | 92392 | South Lahontan
[7 empty] | 92394 | South Lahontan
[7 empty] | 92395 | South Lahontan
[7 empty] | 92397 | South Lahontan
[7 empty] | 92398 | South Lahontan
[7 empty] | 92399 | South Coast
[7 empty] | 92401 | South Coast
[7 empty] | 92404 | South Coast
[7 empty] | 92405 | South Coast
[7 empty] | 92407 | South Coast
[7 empty] | 92408 | South Coast
[7 empty] | 92410 | South Coast
[7 empty] | 92411 | South Coast
[7 empty] | 92415 | South Coast
[7 empty] | 92501 | South Coast
[7 empty] | 92503 | South Coast
[7 empty] | 92504 | South Coast
[7 empty] | 92505 | South Coast
[7 empty] | 92506 | South Coast
[7 empty] | 92507 | South Coast
[7 empty] | 92508 | South Coast
[7 empty] | 92509 | South Coast
[7 empty] | 92518 | South Coast
[7 empty] | 92521 | South Coast
[7 empty] | 92530 | South Coast
[7 empty] | 92532 | South Coast
[7 empty] | 92536 | South Coast
[7 empty] | 92539 | South Coast
[7 empty] | 92543 | South Coast
[7 empty] | 92544 | South Coast
[7 empty] | 92545 | South Coast
[7 empty] | 92548 | South Coast
[7 empty] | 92549 | South Coast
[7 empty] | 92551 | South Coast
[7 empty] | 92553 | South Coast
[7 empty] | 92555 | South Coast
[7 empty] | 92557 | South Coast
[7 empty] | 92561 | South Coast
[7 empty] | 92562 | South Coast
[7 empty] | 92563 | South Coast
[7 empty] | 92567 | South Coast
[7 empty] | 92570 | South Coast
[7 empty] | 92571 | South Coast
[7 empty] | 92582 | South Coast
[7 empty] | 92583 | South Coast
[7 empty] | 92584 | South Coast
[7 empty] | 92585 | South Coast
[7 empty] | 92586 | South Coast
[7 empty] | 92587 | South Coast
[7 empty] | 92590 | South Coast
[7 empty] | 92591 | South Coast
[7 empty] | 92592 | South Coast
[7 empty] | 92595 | South Coast
[7 empty] | 92596 | South Coast
[7 empty] | 92602 | South Coast
[7 empty] | 92603 | South Coast
[7 empty] | 92604 | South Coast
[7 empty] | 92606 | South Coast
[7 empty] | 92610 | South Coast
[7 empty] | 92612 | South Coast
[7 empty] | 92614 | South Coast
[7 empty] | 92617 | South Coast
[7 empty] | 92618 | South Coast
[7 empty] | 92620 | South Coast
[7 empty] | 92624 | South Coast
[7 empty] | 92625 | South Coast
[7 empty] | 92626 | South Coast
[7 empty] | 92627 | South Coast
[7 empty] | 92628 | South Coast
[7 empty] | 92629 | South Coast
[7 empty] | 92630 | South Coast
[7 empty] | 92637 | South Coast
[7 empty] | 92646 | South Coast
[7 empty] | 92647 | South Coast
[7 empty] | 92648 | South Coast
[7 empty] | 92649 | South Coast
[7 empty] | 92651 | South Coast
[7 empty] | 92653 | South Coast
[7 empty] | 92655 | South Coast
[7 empty] | 92656 | South Coast
[7 empty] | 92657 | South Coast
[7 empty] | 92660 | South Coast
[7 empty] | 92661 | South Coast
[7 empty] | 92662 | South Coast
[7 empty] | 92663 | South Coast
[7 empty] | 92672 | South Coast
[7 empty] | 92673 | South Coast
[7 empty] | 92675 | South Coast
[7 empty] | 92676 | South Coast
[7 empty] | 92677 | South Coast
[7 empty] | 92678 | South Coast
[7 empty] | 92679 | South Coast
[7 empty] | 92683 | South Coast
[7 empty] | 92688 | South Coast
[7 empty] | 92691 | South Coast
[7 empty] | 92692 | South Coast
[7 empty] | 92694 | South Coast
[7 empty] | 92697 | South Coast
[7 empty] | 92698 | South Coast
[7 empty] | 92701 | South Coast
[7 empty] | 92703 | South Coast
[7 empty] | 92704 | South Coast
[7 empty] | 92705 | South Coast
[7 empty] | 92706 | South Coast
[7 empty] | 92707 | South Coast
[7 empty] | 92708 | South Coast
[7 empty] | 92780 | South Coast
[7 empty] | 92782 | South Coast
[7 empty] | 92801 | South Coast
[7 empty] | 92802 | South Coast
[7 empty] | 92804 | South Coast
[7 empty] | 92805 | South Coast
[7 empty] | 92806 | South Coast
[7 empty] | 92807 | South Coast
[7 empty] | 92808 | South Coast
[7 empty] | 92821 | South Coast
[7 empty] | 92822 | South Coast
[7 empty] | 92823 | South Coast
[7 empty] | 92831 | South Coast
[7 empty] | 92832 | South Coast
[7 empty] | 92833 | South Coast
[7 empty] | 92835 | South Coast
[7 empty] | 92840 | South Coast
[7 empty] | 92841 | South Coast
[7 empty] | 92843 | South Coast
[7 empty] | 92844 | South Coast
[7 empty] | 92845 | South Coast
[7 empty] | 92860 | South Coast
[7 empty] | 92861 | South Coast
[7 empty] | 92863 | South Coast
[7 empty] | 92865 | South Coast
[7 empty] | 92866 | South Coast
[7 empty] | 92867 | South Coast
[7 empty] | 92868 | South Coast
[7 empty] | 92869 | South Coast
[7 empty] | 92870 | South Coast
[7 empty] | 92871 | South Coast
[7 empty] | 92879 | South Coast
[7 empty] | 92880 | South Coast
[7 empty] | 92881 | South Coast
[7 empty] | 92882 | South Coast
[7 empty] | 92883 | South Coast
[7 empty] | 92886 | South Coast
[7 empty] | 92887 | South Coast
[7 empty] | 93001 | South Coast
[7 empty] | 93003 | South Coast
[7 empty] | 93004 | South Coast
[7 empty] | 93009 | South Coast
[7 empty] | 93010 | South Coast
[7 empty] | 93012 | South Coast
[7 empty] | 93013 | Central Coast
[7 empty] | 93015 | South Coast
[7 empty] | 93021 | South Coast
[7 empty] | 93022 | South Coast
[7 empty] | 93023 | South Coast
[7 empty] | 93030 | South Coast
[7 empty] | 93033 | South Coast
[7 empty] | 93035 | South Coast
[7 empty] | 93036 | South Coast
[7 empty] | 93040 | South Coast
[7 empty] | 93041 | South Coast
[7 empty] | 93042 | South Coast
[7 empty] | 93043 | South Coast
[7 empty] | 93060 | South Coast
[7 empty] | 93062 | South Coast
[7 empty] | 93063 | South Coast
[7 empty] | 93064 | South Coast
[7 empty] | 93065 | South Coast
[7 empty] | 93066 | South Coast
[7 empty] | 93067 | Central Coast
[7 empty] | 93101 | Central Coast
[7 empty] | 93102 | Central Coast
[7 empty] | 93103 | Central Coast
[7 empty] | 93105 | Central Coast
[7 empty] | 93106 | Central Coast
[7 empty] | 93107 | Central Coast
[7 empty] | 93108 | Central Coast
[7 empty] | 93109 | Central Coast
[7 empty] | 93110 | Central Coast
[7 empty] | 93111 | Central Coast
[7 empty] | 93117 | Central Coast
[7 empty] | 93130 | Central Coast
[7 empty] | 93201 | Tulare Lake
[7 empty] | 93202 | Tulare Lake
[7 empty] | 93203 | Tulare Lake
[7 empty] | 93204 | Tulare Lake
[7 empty] | 93205 | Tulare Lake
[7 empty] | 93206 | Tulare Lake
[7 empty] | 93207 | Tulare Lake
[7 empty] | 93208 | Tulare Lake
[7 empty] | 93210 | Tulare Lake
[7 empty] | 93212 | Tulare Lake
[7 empty] | 93215 | Tulare Lake
[7 empty] | 93216 | Tulare Lake
[7 empty] | 93218 | Tulare Lake
[7 empty] | 93219 | Tulare Lake
[7 empty] | 93220 | Tulare Lake
[7 empty] | 93221 | Tulare Lake
[7 empty] | 93222 | Tulare Lake
[7 empty] | 93223 | Tulare Lake
[7 empty] | 93224 | Tulare Lake
[7 empty] | 93225 | South Coast
[7 empty] | 93226 | Tulare Lake
[7 empty] | 93227 | Tulare Lake
[7 empty] | 93230 | Tulare Lake
[7 empty] | 93232 | Tulare Lake
[7 empty] | 93234 | Tulare Lake
[7 empty] | 93235 | Tulare Lake
[7 empty] | 93237 | Tulare Lake
[7 empty] | 93238 | Tulare Lake
[7 empty] | 93239 | Tulare Lake
[7 empty] | 93240 | Tulare Lake
[7 empty] | 93241 | Tulare Lake
[7 empty] | 93242 | Tulare Lake
[7 empty] | 93243 | South Coast
[7 empty] | 93244 | Tulare Lake
[7 empty] | 93245 | Tulare Lake
[7 empty] | 93246 | Central Coast
[7 empty] | 93247 | Tulare Lake
[7 empty] | 93249 | Tulare Lake
[7 empty] | 93250 | Tulare Lake
[7 empty] | 93251 | Tulare Lake
[7 empty] | 93252 | Central Coast
[7 empty] | 93254 | Central Coast
[7 empty] | 93255 | Tulare Lake
[7 empty] | 93256 | Tulare Lake
[7 empty] | 93257 | Tulare Lake
[7 empty] | 93258 | Tulare Lake
[7 empty] | 93260 | Tulare Lake
[7 empty] | 93261 | Tulare Lake
[7 empty] | 93262 | Tulare Lake
[7 empty] | 93263 | Tulare Lake
[7 empty] | 93265 | Tulare Lake
[7 empty] | 93266 | Tulare Lake
[7 empty] | 93267 | Tulare Lake
[7 empty] | 93268 | Tulare Lake
[7 empty] | 93270 | Tulare Lake
[7 empty] | 93271 | Tulare Lake
[7 empty] | 93272 | Tulare Lake
[7 empty] | 93274 | Tulare Lake
[7 empty] | 93275 | Tulare Lake
[7 empty] | 93276 | Tulare Lake
[7 empty] | 93277 | Tulare Lake
[7 empty] | 93278 | Tulare Lake
[7 empty] | 93279 | Tulare Lake
[7 empty] | 93280 | Tulare Lake
[7 empty] | 93283 | Tulare Lake
[7 empty] | 93285 | Tulare Lake
[7 empty] | 93286 | Tulare Lake
[7 empty] | 93287 | Tulare Lake
[7 empty] | 93291 | Tulare Lake
[7 empty] | 93292 | Tulare Lake
[7 empty] | 93301 | Tulare Lake
[7 empty] | 93302 | Tulare Lake
[7 empty] | 93303 | Tulare Lake
[7 empty] | 93304 | Tulare Lake
[7 empty] | 93305 | Tulare Lake
[7 empty] | 93306 | Tulare Lake
[7 empty] | 93307 | Tulare Lake
[7 empty] | 93308 | Tulare Lake
[7 empty] | 93309 | Tulare Lake
[7 empty] | 93311 | Tulare Lake
[7 empty] | 93312 | Tulare Lake
[7 empty] | 93313 | Tulare Lake
[7 empty] | 93314 | Tulare Lake
[7 empty] | 93380 | Tulare Lake
[7 empty] | 93383 | Tulare Lake
[7 empty] | 93384 | Tulare Lake
[7 empty] | 93385 | Tulare Lake
[7 empty] | 93386 | Tulare Lake
[7 empty] | 93387 | Tulare Lake
[7 empty] | 93388 | Tulare Lake
[7 empty] | 93389 | Tulare Lake
[7 empty] | 93390 | Tulare Lake
[7 empty] | 93401 | Central Coast
[7 empty] | 93402 | Central Coast
[7 empty] | 93403 | Central Coast
[7 empty] | 93405 | Central Coast
[7 empty] | 93406 | Central Coast
[7 empty] | 93407 | Central Coast
[7 empty] | 93408 | Central Coast
[7 empty] | 93409 | Central Coast
[7 empty] | 93410 | Central Coast
[7 empty] | 93412 | Central Coast
[7 empty] | 93420 | Central Coast
[7 empty] | 93421 | Central Coast
[7 empty] | 93422 | Central Coast
[7 empty] | 93423 | Central Coast
[7 empty] | 93424 | Central Coast
[7 empty] | 93426 | Central Coast
[7 empty] | 93427 | Central Coast
[7 empty] | 93428 | Central Coast
[7 empty] | 93429 | Central Coast
[7 empty] | 93430 | Central Coast
[7 empty] | 93432 | Central Coast
[7 empty] | 93433 | Central Coast
[7 empty] | 93434 | Central Coast
[7 empty] | 93435 | Central Coast
[7 empty] | 93436 | Central Coast
[7 empty] | 93437 | Central Coast
[7 empty] | 93438 | Central Coast
[7 empty] | 93440 | Central Coast
[7 empty] | 93441 | Central Coast
[7 empty] | 93442 | Central Coast
[7 empty] | 93443 | Central Coast
[7 empty] | 93444 | Central Coast
[7 empty] | 93445 | Central Coast
[7 empty] | 93446 | Central Coast
[7 empty] | 93447 | Central Coast
[7 empty] | 93448 | Central Coast
[7 empty] | 93449 | Central Coast
[7 empty] | 93450 | Central Coast
[7 empty] | 93451 | Central Coast
[7 empty] | 93452 | Central Coast
[7 empty] | 93453 | Central Coast
[7 empty] | 93454 | Central Coast
[7 empty] | 93455 | Central Coast
[7 empty] | 93456 | Central Coast
[7 empty] | 93457 | Central Coast
[7 empty] | 93458 | Central Coast
[7 empty] | 93460 | Central Coast
[7 empty] | 93461 | Central Coast
[7 empty] | 93463 | Central Coast
[7 empty] | 93464 | Central Coast
[7 empty] | 93465 | Central Coast
[7 empty] | 93483 | Central Coast
[7 empty] | 93501 | South Lahontan
[7 empty] | 93502 | South Lahontan
[7 empty] | 93505 | South Lahontan
[7 empty] | 93510 | South Coast
[7 empty] | 93512 | South Lahontan
[7 empty] | 93513 | South Lahontan
[7 empty] | 93514 | South Lahontan
[7 empty] | 93516 | South Lahontan
[7 empty] | 93517 | North Lahontan
[7 empty] | 93518 | Tulare Lake
[7 empty] | 93519 | South Lahontan
[7 empty] | 93522 | South Lahontan
[7 empty] | 93523 | South Lahontan
[7 empty] | 93524 | South Lahontan
[7 empty] | 93526 | South Lahontan
[7 empty] | 93527 | Tulare Lake
[7 empty] | 93528 | South Lahontan
[7 empty] | 93529 | South Lahontan
[7 empty] | 93530 | South Lahontan
[7 empty] | 93531 | Tulare Lake
[7 empty] | 93532 | South Coast
[7 empty] | 93534 | South Lahontan
[7 empty] | 93535 | South Lahontan
[7 empty] | 93536 | South Lahontan
[7 empty] | 93539 | South Coast
[7 empty] | 93541 | South Lahontan
[7 empty] | 93543 | South Lahontan
[7 empty] | 93544 | South Lahontan
[7 empty] | 93545 | South Lahontan
[7 empty] | 93546 | South Lahontan
[7 empty] | 93549 | South Lahontan
[7 empty] | 93550 | South Coast
[7 empty] | 93551 | South Lahontan
[7 empty] | 93552 | South Lahontan
[7 empty] | 93553 | South Lahontan
[7 empty] | 93554 | South Lahontan
[7 empty] | 93555 | South Lahontan
[7 empty] | 93556 | South Lahontan
[7 empty] | 93558 | South Lahontan
[7 empty] | 93560 | South Lahontan
[7 empty] | 93561 | Tulare Lake
[7 empty] | 93562 | South Lahontan
[7 empty] | 93563 | South Lahontan
[7 empty] | 93581 | Tulare Lake
[7 empty] | 93591 | South Lahontan
[7 empty] | 93592 | South Lahontan
[7 empty] | 93596 | South Lahontan
[7 empty] | 93599 | South Coast
[7 empty] | 93601 | San Joaquin
[7 empty] | 93602 | Tulare Lake
[7 empty] | 93603 | Tulare Lake
[7 empty] | 93604 | San Joaquin
[7 empty] | 93605 | San Joaquin
[7 empty] | 93606 | Tulare Lake
[7 empty] | 93607 | Tulare Lake
[7 empty] | 93608 | Tulare Lake
[7 empty] | 93609 | Tulare Lake
[7 empty] | 93610 | San Joaquin
[7 empty] | 93611 | Tulare Lake
[7 empty] | 93612 | Tulare Lake
[7 empty] | 93613 | Tulare Lake
[7 empty] | 93614 | San Joaquin
[7 empty] | 93615 | Tulare Lake
[7 empty] | 93616 | Tulare Lake
[7 empty] | 93618 | Tulare Lake
[7 empty] | 93619 | Tulare Lake
[7 empty] | 93620 | San Joaquin
[7 empty] | 93621 | Tulare Lake
[7 empty] | 93622 | San Joaquin
[7 empty] | 93623 | San Joaquin
[7 empty] | 93624 | Tulare Lake
[7 empty] | 93625 | Tulare Lake
[7 empty] | 93626 | San Joaquin
[7 empty] | 93627 | Tulare Lake
[7 empty] | 93628 | Tulare Lake
[7 empty] | 93630 | Tulare Lake
[7 empty] | 93631 | Tulare Lake
[7 empty] | 93633 | Tulare Lake
[7 empty] | 93634 | San Joaquin
[7 empty] | 93635 | San Joaquin
[7 empty] | 93636 | San Joaquin
[7 empty] | 93637 | San Joaquin
[7 empty] | 93638 | San Joaquin
[7 empty] | 93639 | San Joaquin
[7 empty] | 93640 | Tulare Lake
[7 empty] | 93641 | Tulare Lake
[7 empty] | 93642 | San Joaquin
[7 empty] | 93643 | San Joaquin
[7 empty] | 93644 | San Joaquin
[7 empty] | 93645 | San Joaquin
[7 empty] | 93646 | Tulare Lake
[7 empty] | 93647 | Tulare Lake
[7 empty] | 93648 | Tulare Lake
[7 empty] | 93649 | Tulare Lake
[7 empty] | 93650 | Tulare Lake
[7 empty] | 93651 | San Joaquin
[7 empty] | 93652 | Tulare Lake
[7 empty] | 93653 | San Joaquin
[7 empty] | 93654 | Tulare Lake
[7 empty] | 93656 | Tulare Lake
[7 empty] | 93657 | Tulare Lake
[7 empty] | 93660 | Tulare Lake
[7 empty] | 93661 | Central Coast
[7 empty] | 93662 | Tulare Lake
[7 empty] | 93664 | Tulare Lake
[7 empty] | 93665 | San Joaquin
[7 empty] | 93666 | Tulare Lake
[7 empty] | 93667 | Tulare Lake
[7 empty] | 93668 | Tulare Lake
[7 empty] | 93669 | San Joaquin
[7 empty] | 93670 | Tulare Lake
[7 empty] | 93673 | Tulare Lake
[7 empty] | 93675 | Tulare Lake
[7 empty] | 93701 | Tulare Lake
[7 empty] | 93702 | Tulare Lake
[7 empty] | 93703 | Tulare Lake
[7 empty] | 93704 | Tulare Lake
[7 empty] | 93705 | Tulare Lake
[7 empty] | 93706 | Tulare Lake
[7 empty] | 93707 | Tulare Lake
[7 empty] | 93708 | Tulare Lake
[7 empty] | 93709 | Tulare Lake
[7 empty] | 93710 | Tulare Lake
[7 empty] | 93711 | Tulare Lake
[7 empty] | 93712 | Tulare Lake
[7 empty] | 93714 | Tulare Lake
[7 empty] | 93715 | Tulare Lake
[7 empty] | 93716 | Tulare Lake
[7 empty] | 93717 | Tulare Lake
[7 empty] | 93718 | Tulare Lake
[7 empty] | 93720 | Tulare Lake
[7 empty] | 93721 | Tulare Lake
[7 empty] | 93722 | Tulare Lake
[7 empty] | 93723 | Tulare Lake
[7 empty] | 93724 | Tulare Lake
[7 empty] | 93725 | Tulare Lake
[7 empty] | 93726 | Tulare Lake
[7 empty] | 93727 | Tulare Lake
[7 empty] | 93728 | Tulare Lake
[7 empty] | 93729 | Tulare Lake
[7 empty] | 93730 | Tulare Lake
[7 empty] | 93737 | Central Coast
[7 empty] | 93740 | Central Coast
[7 empty] | 93741 | Central Coast
[7 empty] | 93744 | Tulare Lake
[7 empty] | 93745 | Tulare Lake
[7 empty] | 93747 | Tulare Lake
[7 empty] | 93750 | Tulare Lake
[7 empty] | 93755 | Tulare Lake
[7 empty] | 93760 | Tulare Lake
[7 empty] | 93761 | Tulare Lake
[7 empty] | 93764 | Central Coast
[7 empty] | 93765 | Tulare Lake
[7 empty] | 93771 | Tulare Lake
[7 empty] | 93772 | Tulare Lake
[7 empty] | 93773 | Tulare Lake
[7 empty] | 93774 | Tulare Lake
[7 empty] | 93775 | Tulare Lake
[7 empty] | 93776 | Tulare Lake
[7 empty] | 93777 | Tulare Lake
[7 empty] | 93778 | Tulare Lake
[7 empty] | 93779 | Tulare Lake
[7 empty] | 93784 | Tulare Lake
[7 empty] | 93786 | Tulare Lake
[7 empty] | 93790 | Tulare Lake
[7 empty] | 93791 | Tulare Lake
[7 empty] | 93792 | Tulare Lake
[7 empty] | 93793 | Tulare Lake
[7 empty] | 93794 | Tulare Lake
[7 empty] | 93844 | Tulare Lake
[7 empty] | 93888 | Tulare Lake
[7 empty] | 93901 | Central Coast
[7 empty] | 93902 | Central Coast
[7 empty] | 93905 | Central Coast
[7 empty] | 93906 | Central Coast
[7 empty] | 93907 | Central Coast
[7 empty] | 93908 | Central Coast
[7 empty] | 93912 | Central Coast
[7 empty] | 93915 | Central Coast
[7 empty] | 93920 | Central Coast
[7 empty] | 93921 | Central Coast
[7 empty] | 93922 | Central Coast
[7 empty] | 93923 | Central Coast
[7 empty] | 93924 | Central Coast
[7 empty] | 93925 | Central Coast
[7 empty] | 93926 | Central Coast
[7 empty] | 93927 | Central Coast
[7 empty] | 93928 | Central Coast
[7 empty] | 93930 | Central Coast
[7 empty] | 93932 | Central Coast
[7 empty] | 93933 | Central Coast
[7 empty] | 93940 | Central Coast
[7 empty] | 93942 | Central Coast
[7 empty] | 93943 | Central Coast
[7 empty] | 93944 | Central Coast
[7 empty] | 93950 | Central Coast
[7 empty] | 93953 | Central Coast
[7 empty] | 93954 | Central Coast
[7 empty] | 93955 | Central Coast
[7 empty] | 93960 | Central Coast
[7 empty] | 93962 | Central Coast
[7 empty] | 94002 | San Francisco Bay
[7 empty] | 94005 | San Francisco Bay
[7 empty] | 94010 | San Francisco Bay
[7 empty] | 94011 | San Francisco Bay
[7 empty] | 94014 | San Francisco Bay
[7 empty] | 94015 | San Francisco Bay
[7 empty] | 94016 | San Francisco Bay
[7 empty] | 94017 | San Francisco Bay
[7 empty] | 94018 | San Francisco Bay
[7 empty] | 94019 | San Francisco Bay
[7 empty] | 94020 | San Francisco Bay
[7 empty] | 94021 | San Francisco Bay
[7 empty] | 94022 | San Francisco Bay
[7 empty] | 94023 | San Francisco Bay
[7 empty] | 94024 | San Francisco Bay
[7 empty] | 94025 | San Francisco Bay
[7 empty] | 94026 | San Francisco Bay
[7 empty] | 94027 | San Francisco Bay
[7 empty] | 94028 | San Francisco Bay
[7 empty] | 94030 | San Francisco Bay
[7 empty] | 94035 | San Francisco Bay
[7 empty] | 94037 | San Francisco Bay
[7 empty] | 94038 | San Francisco Bay
[7 empty] | 94039 | San Francisco Bay
[7 empty] | 94040 | San Francisco Bay
[7 empty] | 94041 | San Francisco Bay
[7 empty] | 94042 | San Francisco Bay
[7 empty] | 94043 | San Francisco Bay
[7 empty] | 94044 | San Francisco Bay
[7 empty] | 94060 | San Francisco Bay
[7 empty] | 94061 | San Francisco Bay
[7 empty] | 94062 | San Francisco Bay
[7 empty] | 94063 | San Francisco Bay
[7 empty] | 94064 | San Francisco Bay
[7 empty] | 94065 | San Francisco Bay
[7 empty] | 94066 | San Francisco Bay
[7 empty] | 94070 | San Francisco Bay
[7 empty] | 94074 | San Francisco Bay
[7 empty] | 94080 | San Francisco Bay
[7 empty] | 94083 | San Francisco Bay
[7 empty] | 94085 | San Francisco Bay
[7 empty] | 94086 | San Francisco Bay
[7 empty] | 94087 | San Francisco Bay
[7 empty] | 94088 | San Francisco Bay
[7 empty] | 94089 | San Francisco Bay
[7 empty] | 94101 | San Francisco Bay
[7 empty] | 94102 | San Francisco Bay
[7 empty] | 94103 | San Francisco Bay
[7 empty] | 94104 | San Francisco Bay
[7 empty] | 94105 | San Francisco Bay
[7 empty] | 94107 | San Francisco Bay
[7 empty] | 94108 | San Francisco Bay
[7 empty] | 94109 | San Francisco Bay
[7 empty] | 94110 | San Francisco Bay
[7 empty] | 94111 | San Francisco Bay
[7 empty] | 94112 | San Francisco Bay
[7 empty] | 94114 | San Francisco Bay
[7 empty] | 94115 | San Francisco Bay
[7 empty] | 94116 | San Francisco Bay
[7 empty] | 94117 | San Francisco Bay
[7 empty] | 94118 | San Francisco Bay
[7 empty] | 94119 | San Francisco Bay
[7 empty] | 94120 | San Francisco Bay
[7 empty] | 94121 | San Francisco Bay
[7 empty] | 94122 | San Francisco Bay
[7 empty] | 94123 | San Francisco Bay
[7 empty] | 94124 | San Francisco Bay
[7 empty] | 94125 | San Francisco Bay
[7 empty] | 94126 | San Francisco Bay
[7 empty] | 94127 | San Francisco Bay
[7 empty] | 94128 | San Francisco Bay
[7 empty] | 94129 | San Francisco Bay
[7 empty] | 94130 | San Francisco Bay
[7 empty] | 94131 | San Francisco Bay
[7 empty] | 94132 | San Francisco Bay
[7 empty] | 94133 | San Francisco Bay
[7 empty] | 94134 | San Francisco Bay
[7 empty] | 94137 | San Francisco Bay
[7 empty] | 94139 | San Francisco Bay
[7 empty] | 94140 | San Francisco Bay
[7 empty] | 94141 | San Francisco Bay
[7 empty] | 94142 | San Francisco Bay
[7 empty] | 94143 | San Francisco Bay
[7 empty] | 94144 | San Francisco Bay
[7 empty] | 94145 | San Francisco Bay
[7 empty] | 94146 | San Francisco Bay
[7 empty] | 94147 | San Francisco Bay
[7 empty] | 94151 | San Francisco Bay
[7 empty] | 94156 | San Francisco Bay
[7 empty] | 94158 | San Francisco Bay
[7 empty] | 94159 | San Francisco Bay
[7 empty] | 94160 | San Francisco Bay
[7 empty] | 94161 | San Francisco Bay
[7 empty] | 94162 | San Francisco Bay
[7 empty] | 94163 | San Francisco Bay
[7 empty] | 94164 | San Francisco Bay
[7 empty] | 94172 | San Francisco Bay
[7 empty] | 94177 | San Francisco Bay
[7 empty] | 94188 | San Francisco Bay
[7 empty] | 94203 | Sacramento River
[7 empty] | 94204 | Sacramento River
[7 empty] | 94205 | Sacramento River
[7 empty] | 94206 | Sacramento River
[7 empty] | 94207 | Sacramento River
[7 empty] | 94208 | Sacramento River
[7 empty] | 94209 | Sacramento River
[7 empty] | 94211 | Sacramento River
[7 empty] | 94229 | Sacramento River
[7 empty] | 94230 | Sacramento River
[7 empty] | 94232 | Sacramento River
[7 empty] | 94234 | Sacramento River
[7 empty] | 94235 | Sacramento River
[7 empty] | 94236 | Sacramento River
[7 empty] | 94237 | Sacramento River
[7 empty] | 94239 | Sacramento River
[7 empty] | 94240 | Sacramento River
[7 empty] | 94244 | Sacramento River
[7 empty] | 94246 | Sacramento River
[7 empty] | 94247 | Sacramento River
[7 empty] | 94248 | Sacramento River
[7 empty] | 94249 | Sacramento River
[7 empty] | 94250 | Sacramento River
[7 empty] | 94252 | Sacramento River
[7 empty] | 94254 | Sacramento River
[7 empty] | 94256 | Sacramento River
[7 empty] | 94257 | Sacramento River
[7 empty] | 94258 | Sacramento River
[7 empty] | 94259 | Sacramento River
[7 empty] | 94261 | Sacramento River
[7 empty] | 94262 | Sacramento River
[7 empty] | 94263 | Sacramento River
[7 empty] | 94267 | Sacramento River
[7 empty] | 94268 | Sacramento River
[7 empty] | 94269 | Sacramento River
[7 empty] | 94271 | Sacramento River
[7 empty] | 94273 | Sacramento River
[7 empty] | 94274 | Sacramento River
[7 empty] | 94277 | Sacramento River
[7 empty] | 94278 | Sacramento River
[7 empty] | 94279 | Sacramento River
[7 empty] | 94280 | Sacramento River
[7 empty] | 94282 | Sacramento River
[7 empty] | 94283 | Sacramento River
[7 empty] | 94284 | Sacramento River
[7 empty] | 94285 | Sacramento River
[7 empty] | 94286 | Sacramento River
[7 empty] | 94287 | Sacramento River
[7 empty] | 94288 | Sacramento River
[7 empty] | 94289 | Sacramento River
[7 empty] | 94290 | Sacramento River
[7 empty] | 94291 | Sacramento River
[7 empty] | 94293 | Sacramento River
[7 empty] | 94294 | Sacramento River
[7 empty] | 94295 | Sacramento River
[7 empty] | 94296 | Sacramento River
[7 empty] | 94297 | Sacramento River
[7 empty] | 94298 | Sacramento River
[7 empty] | 94301 | San Francisco Bay
[7 empty] | 94302 | San Francisco Bay
[7 empty] | 94303 | San Francisco Bay
[7 empty] | 94304 | San Francisco Bay
[7 empty] | 94305 | San Francisco Bay
[7 empty] | 94306 | San Francisco Bay
[7 empty] | 94309 | San Francisco Bay
[7 empty] | 94401 | San Francisco Bay
[7 empty] | 94402 | San Francisco Bay
[7 empty] | 94403 | San Francisco Bay
[7 empty] | 94404 | San Francisco Bay
[7 empty] | 94497 | San Francisco Bay
[7 empty] | 94501 | San Francisco Bay
[7 empty] | 94502 | San Francisco Bay
[7 empty] | 94503 | San Francisco Bay
[7 empty] | 94505 | San Joaquin
[7 empty] | 94506 | San Francisco Bay
[7 empty] | 94507 | San Francisco Bay
[7 empty] | 94508 | San Francisco Bay
[7 empty] | 94509 | San Joaquin
[7 empty] | 94510 | San Francisco Bay
[7 empty] | 94511 | San Joaquin
[7 empty] | 94512 | San Francisco Bay
[7 empty] | 94513 | San Joaquin
[7 empty] | 94514 | San Joaquin
[7 empty] | 94515 | North Coast
[7 empty] | 94516 | San Francisco Bay
[7 empty] | 94517 | San Joaquin
[7 empty] | 94518 | San Francisco Bay
[7 empty] | 94519 | San Francisco Bay
[7 empty] | 94520 | San Francisco Bay
[7 empty] | 94521 | San Francisco Bay
[7 empty] | 94522 | San Francisco Bay
[7 empty] | 94523 | San Francisco Bay
[7 empty] | 94524 | San Francisco Bay
[7 empty] | 94525 | San Francisco Bay
[7 empty] | 94526 | San Francisco Bay
[7 empty] | 94527 | San Francisco Bay
[7 empty] | 94528 | San Francisco Bay
[7 empty] | 94529 | San Francisco Bay
[7 empty] | 94530 | San Francisco Bay
[7 empty] | 94531 | San Joaquin
[7 empty] | 94533 | San Francisco Bay
[7 empty] | 94534 | San Francisco Bay
[7 empty] | 94535 | San Francisco Bay
[7 empty] | 94536 | San Francisco Bay
[7 empty] | 94537 | San Francisco Bay
[7 empty] | 94538 | San Francisco Bay
[7 empty] | 94539 | San Francisco Bay
[7 empty] | 94540 | San Francisco Bay
[7 empty] | 94541 | San Francisco Bay
[7 empty] | 94542 | San Francisco Bay
[7 empty] | 94543 | San Francisco Bay
[7 empty] | 94544 | San Francisco Bay
[7 empty] | 94545 | San Francisco Bay
[7 empty] | 94546 | San Francisco Bay
[7 empty] | 94547 | San Francisco Bay
[7 empty] | 94548 | San Joaquin
[7 empty] | 94549 | San Francisco Bay
[7 empty] | 94550 | San Francisco Bay
[7 empty] | 94551 | San Francisco Bay
[7 empty] | 94552 | San Francisco Bay
[7 empty] | 94553 | San Francisco Bay
[7 empty] | 94555 | San Francisco Bay
[7 empty] | 94556 | San Francisco Bay
[7 empty] | 94557 | San Francisco Bay
[7 empty] | 94558 | San Francisco Bay
[7 empty] | 94559 | San Francisco Bay
[7 empty] | 94560 | San Francisco Bay
[7 empty] | 94561 | San Joaquin
[7 empty] | 94562 | San Francisco Bay
[7 empty] | 94563 | San Francisco Bay
[7 empty] | 94564 | San Francisco Bay
[7 empty] | 94565 | San Francisco Bay
[7 empty] | 94566 | San Francisco Bay
[7 empty] | 94567 | Sacramento River
[7 empty] | 94568 | San Francisco Bay
[7 empty] | 94569 | San Francisco Bay
[7 empty] | 94570 | San Francisco Bay
[7 empty] | 94571 | Sacramento River
[7 empty] | 94572 | San Francisco Bay
[7 empty] | 94573 | San Francisco Bay
[7 empty] | 94574 | San Francisco Bay
[7 empty] | 94575 | San Francisco Bay
[7 empty] | 94576 | San Francisco Bay
[7 empty] | 94577 | San Francisco Bay
[7 empty] | 94578 | San Francisco Bay
[7 empty] | 94579 | San Francisco Bay
[7 empty] | 94580 | San Francisco Bay
[7 empty] | 94581 | San Francisco Bay
[7 empty] | 94582 | San Francisco Bay
[7 empty] | 94583 | San Francisco Bay
[7 empty] | 94585 | San Francisco Bay
[7 empty] | 94586 | San Francisco Bay
[7 empty] | 94587 | San Francisco Bay
[7 empty] | 94588 | San Francisco Bay
[7 empty] | 94589 | San Francisco Bay
[7 empty] | 94590 | San Francisco Bay
[7 empty] | 94591 | San Francisco Bay
[7 empty] | 94592 | San Francisco Bay
[7 empty] | 94595 | San Francisco Bay
[7 empty] | 94596 | San Francisco Bay
[7 empty] | 94597 | San Francisco Bay
[7 empty] | 94598 | San Francisco Bay
[7 empty] | 94599 | San Francisco Bay
[7 empty] | 94601 | San Francisco Bay
[7 empty] | 94602 | San Francisco Bay
[7 empty] | 94603 | San Francisco Bay
[7 empty] | 94604 | San Francisco Bay
[7 empty] | 94605 | San Francisco Bay
[7 empty] | 94606 | San Francisco Bay
[7 empty] | 94607 | San Francisco Bay
[7 empty] | 94608 | San Francisco Bay
[7 empty] | 94609 | San Francisco Bay
[7 empty] | 94610 | San Francisco Bay
[7 empty] | 94611 | San Francisco Bay
[7 empty] | 94612 | San Francisco Bay
[7 empty] | 94613 | San Francisco Bay
[7 empty] | 94614 | San Francisco Bay
[7 empty] | 94615 | San Francisco Bay
[7 empty] | 94617 | San Francisco Bay
[7 empty] | 94618 | San Francisco Bay
[7 empty] | 94619 | San Francisco Bay
[7 empty] | 94620 | San Francisco Bay
[7 empty] | 94621 | San Francisco Bay
[7 empty] | 94623 | San Francisco Bay
[7 empty] | 94624 | San Francisco Bay
[7 empty] | 94649 | San Francisco Bay
[7 empty] | 94659 | San Francisco Bay
[7 empty] | 94660 | San Francisco Bay
[7 empty] | 94661 | San Francisco Bay
[7 empty] | 94662 | San Francisco Bay
[7 empty] | 94666 | San Francisco Bay
[7 empty] | 94701 | San Francisco Bay
[7 empty] | 94702 | San Francisco Bay
[7 empty] | 94703 | San Francisco Bay
[7 empty] | 94704 | San Francisco Bay
[7 empty] | 94705 | San Francisco Bay
[7 empty] | 94706 | San Francisco Bay
[7 empty] | 94707 | San Francisco Bay
[7 empty] | 94708 | San Francisco Bay
[7 empty] | 94709 | San Francisco Bay
[7 empty] | 94710 | San Francisco Bay
[7 empty] | 94712 | San Francisco Bay
[7 empty] | 94720 | San Francisco Bay
[7 empty] | 94801 | San Francisco Bay
[7 empty] | 94802 | San Francisco Bay
[7 empty] | 94803 | San Francisco Bay
[7 empty] | 94804 | San Francisco Bay
[7 empty] | 94805 | San Francisco Bay
[7 empty] | 94806 | San Francisco Bay
[7 empty] | 94807 | San Francisco Bay
[7 empty] | 94808 | San Francisco Bay
[7 empty] | 94820 | San Francisco Bay
[7 empty] | 94850 | San Francisco Bay
[7 empty] | 94901 | San Francisco Bay
[7 empty] | 94903 | San Francisco Bay
[7 empty] | 94904 | San Francisco Bay
[7 empty] | 94912 | San Francisco Bay
[7 empty] | 94913 | San Francisco Bay
[7 empty] | 94914 | San Francisco Bay
[7 empty] | 94915 | San Francisco Bay
[7 empty] | 94920 | San Francisco Bay
[7 empty] | 94922 | North Coast
[7 empty] | 94923 | North Coast
[7 empty] | 94924 | San Francisco Bay
[7 empty] | 94925 | San Francisco Bay
[7 empty] | 94926 | North Coast
[7 empty] | 94927 | North Coast
[7 empty] | 94928 | North Coast
[7 empty] | 94929 | San Francisco Bay
[7 empty] | 94930 | San Francisco Bay
[7 empty] | 94931 | North Coast
[7 empty] | 94933 | San Francisco Bay
[7 empty] | 94937 | San Francisco Bay
[7 empty] | 94938 | San Francisco Bay
[7 empty] | 94939 | San Francisco Bay
[7 empty] | 94940 | San Francisco Bay
[7 empty] | 94941 | San Francisco Bay
[7 empty] | 94942 | San Francisco Bay
[7 empty] | 94945 | San Francisco Bay
[7 empty] | 94946 | San Francisco Bay
[7 empty] | 94947 | San Francisco Bay
[7 empty] | 94948 | San Francisco Bay
[7 empty] | 94949 | San Francisco Bay
[7 empty] | 94950 | San Francisco Bay
[7 empty] | 94951 | San Francisco Bay
[7 empty] | 94952 | San Francisco Bay
[7 empty] | 94953 | San Francisco Bay
[7 empty] | 94954 | San Francisco Bay
[7 empty] | 94955 | San Francisco Bay
[7 empty] | 94956 | San Francisco Bay
[7 empty] | 94957 | San Francisco Bay
[7 empty] | 94960 | San Francisco Bay
[7 empty] | 94963 | San Francisco Bay
[7 empty] | 94964 | San Francisco Bay
[7 empty] | 94965 | San Francisco Bay
[7 empty] | 94966 | San Francisco Bay
[7 empty] | 94970 | San Francisco Bay
[7 empty] | 94971 | San Francisco Bay
[7 empty] | 94972 | North Coast
[7 empty] | 94973 | San Francisco Bay
[7 empty] | 94974 | San Francisco Bay
[7 empty] | 94975 | San Francisco Bay
[7 empty] | 94976 | San Francisco Bay
[7 empty] | 94977 | San Francisco Bay
[7 empty] | 94978 | San Francisco Bay
[7 empty] | 94979 | San Francisco Bay
[7 empty] | 94999 | San Francisco Bay
[7 empty] | 95001 | Central Coast
[7 empty] | 95002 | San Francisco Bay
[7 empty] | 95003 | Central Coast
[7 empty] | 95004 | Central Coast
[7 empty] | 95005 | Central Coast
[7 empty] | 95006 | Central Coast
[7 empty] | 95007 | Central Coast
[7 empty] | 95008 | San Francisco Bay
[7 empty] | 95009 | San Francisco Bay
[7 empty] | 95010 | Central Coast
[7 empty] | 95011 | San Francisco Bay
[7 empty] | 95012 | Central Coast
[7 empty] | 95013 | San Francisco Bay
[7 empty] | 95014 | San Francisco Bay
[7 empty] | 95015 | San Francisco Bay
[7 empty] | 95017 | Central Coast
[7 empty] | 95018 | Central Coast
[7 empty] | 95019 | Central Coast
[7 empty] | 95020 | Central Coast
[7 empty] | 95021 | Central Coast
[7 empty] | 95023 | Central Coast
[7 empty] | 95024 | Central Coast
[7 empty] | 95026 | San Francisco Bay
[7 empty] | 95030 | San Francisco Bay
[7 empty] | 95031 | San Francisco Bay
[7 empty] | 95032 | San Francisco Bay
[7 empty] | 95033 | Central Coast
[7 empty] | 95035 | San Francisco Bay
[7 empty] | 95036 | San Francisco Bay
[7 empty] | 95037 | San Francisco Bay
[7 empty] | 95038 | Central Coast
[7 empty] | 95039 | Central Coast
[7 empty] | 95041 | Central Coast
[7 empty] | 95042 | San Francisco Bay
[7 empty] | 95043 | Central Coast
[7 empty] | 95044 | San Francisco Bay
[7 empty] | 95045 | Central Coast
[7 empty] | 95046 | Central Coast
[7 empty] | 95050 | San Francisco Bay
[7 empty] | 95051 | San Francisco Bay
[7 empty] | 95052 | San Francisco Bay
[7 empty] | 95053 | San Francisco Bay
[7 empty] | 95054 | San Francisco Bay
[7 empty] | 95055 | San Francisco Bay
[7 empty] | 95056 | San Francisco Bay
[7 empty] | 95060 | Central Coast
[7 empty] | 95061 | Central Coast
[7 empty] | 95062 | Central Coast
[7 empty] | 95063 | Central Coast
[7 empty] | 95064 | Central Coast
[7 empty] | 95065 | Central Coast
[7 empty] | 95066 | Central Coast
[7 empty] | 95067 | Central Coast
[7 empty] | 95070 | San Francisco Bay
[7 empty] | 95071 | San Francisco Bay
[7 empty] | 95073 | Central Coast
[7 empty] | 95075 | Central Coast
[7 empty] | 95076 | Central Coast
[7 empty] | 95077 | Central Coast
[7 empty] | 95101 | San Francisco Bay
[7 empty] | 95103 | San Francisco Bay
[7 empty] | 95106 | San Francisco Bay
[7 empty] | 95108 | San Francisco Bay
[7 empty] | 95109 | San Francisco Bay
[7 empty] | 95110 | San Francisco Bay
[7 empty] | 95111 | San Francisco Bay
[7 empty] | 95112 | San Francisco Bay
[7 empty] | 95113 | San Francisco Bay
[7 empty] | 95115 | San Francisco Bay
[7 empty] | 95116 | San Francisco Bay
[7 empty] | 95117 | San Francisco Bay
[7 empty] | 95118 | San Francisco Bay
[7 empty] | 95119 | San Francisco Bay
[7 empty] | 95120 | San Francisco Bay
[7 empty] | 95121 | San Francisco Bay
[7 empty] | 95122 | San Francisco Bay
[7 empty] | 95123 | San Francisco Bay
[7 empty] | 95124 | San Francisco Bay
[7 empty] | 95125 | San Francisco Bay
[7 empty] | 95126 | San Francisco Bay
[7 empty] | 95127 | San Francisco Bay
[7 empty] | 95128 | San Francisco Bay
[7 empty] | 95129 | San Francisco Bay
[7 empty] | 95130 | San Francisco Bay
[7 empty] | 95131 | San Francisco Bay
[7 empty] | 95132 | San Francisco Bay
[7 empty] | 95133 | San Francisco Bay
[7 empty] | 95134 | San Francisco Bay
[7 empty] | 95135 | San Francisco Bay
[7 empty] | 95136 | San Francisco Bay
[7 empty] | 95138 | San Francisco Bay
[7 empty] | 95139 | San Francisco Bay
[7 empty] | 95140 | San Francisco Bay
[7 empty] | 95141 | San Francisco Bay
[7 empty] | 95148 | San Francisco Bay
[7 empty] | 95150 | San Francisco Bay
[7 empty] | 95151 | San Francisco Bay
[7 empty] | 95152 | San Francisco Bay
[7 empty] | 95153 | San Francisco Bay
[7 empty] | 95154 | San Francisco Bay
[7 empty] | 95155 | San Francisco Bay
[7 empty] | 95156 | San Francisco Bay
[7 empty] | 95157 | San Francisco Bay
[7 empty] | 95158 | San Francisco Bay
[7 empty] | 95159 | San Francisco Bay
[7 empty] | 95160 | San Francisco Bay
[7 empty] | 95161 | San Francisco Bay
[7 empty] | 95164 | San Francisco Bay
[7 empty] | 95170 | San Francisco Bay
[7 empty] | 95172 | San Francisco Bay
[7 empty] | 95173 | San Francisco Bay
[7 empty] | 95190 | San Francisco Bay
[7 empty] | 95191 | San Francisco Bay
[7 empty] | 95192 | San Francisco Bay
[7 empty] | 95193 | San Francisco Bay
[7 empty] | 95194 | San Francisco Bay
[7 empty] | 95196 | San Francisco Bay
[7 empty] | 95201 | San Joaquin
[7 empty] | 95202 | San Joaquin
[7 empty] | 95203 | San Joaquin
[7 empty] | 95204 | San Joaquin
[7 empty] | 95205 | San Joaquin
[7 empty] | 95206 | San Joaquin
[7 empty] | 95207 | San Joaquin
[7 empty] | 95208 | San Joaquin
[7 empty] | 95209 | San Joaquin
[7 empty] | 95210 | San Joaquin
[7 empty] | 95211 | San Joaquin
[7 empty] | 95212 | San Joaquin
[7 empty] | 95213 | San Joaquin
[7 empty] | 95215 | San Joaquin
[7 empty] | 95219 | San Joaquin
[7 empty] | 95220 | San Joaquin
[7 empty] | 95221 | San Joaquin
[7 empty] | 95222 | San Joaquin
[7 empty] | 95223 | San Joaquin
[7 empty] | 95224 | San Joaquin
[7 empty] | 95225 | San Joaquin
[7 empty] | 95226 | San Joaquin
[7 empty] | 95227 | San Joaquin
[7 empty] | 95228 | San Joaquin
[7 empty] | 95229 | Sacramento River
[7 empty] | 95230 | San Joaquin
[7 empty] | 95231 | San Joaquin
[7 empty] | 95232 | San Joaquin
[7 empty] | 95233 | San Joaquin
[7 empty] | 95234 | San Joaquin
[7 empty] | 95236 | San Joaquin
[7 empty] | 95237 | San Joaquin
[7 empty] | 95240 | San Joaquin
[7 empty] | 95241 | San Joaquin
[7 empty] | 95242 | San Joaquin
[7 empty] | 95245 | San Joaquin
[7 empty] | 95246 | San Joaquin
[7 empty] | 95247 | San Joaquin
[7 empty] | 95248 | San Joaquin
[7 empty] | 95249 | San Joaquin
[7 empty] | 95250 | San Joaquin
[7 empty] | 95251 | San Joaquin
[7 empty] | 95252 | San Joaquin
[7 empty] | 95253 | San Joaquin
[7 empty] | 95254 | San Joaquin
[7 empty] | 95255 | San Joaquin
[7 empty] | 95257 | San Joaquin
[7 empty] | 95258 | San Joaquin
[7 empty] | 95267 | San Joaquin
[7 empty] | 95269 | San Joaquin
[7 empty] | 95296 | San Joaquin
[7 empty] | 95297 | San Joaquin
[7 empty] | 95301 | San Joaquin
[7 empty] | 95303 | San Joaquin
[7 empty] | 95304 | San Joaquin
[7 empty] | 95305 | San Joaquin
[7 empty] | 95306 | San Joaquin
[7 empty] | 95307 | San Joaquin
[7 empty] | 95309 | San Joaquin
[7 empty] | 95310 | San Joaquin
[7 empty] | 95311 | San Joaquin
[7 empty] | 95312 | San Joaquin
[7 empty] | 95313 | San Joaquin
[7 empty] | 95314 | San Joaquin
[7 empty] | 95315 | San Joaquin
[7 empty] | 95316 | San Joaquin
[7 empty] | 95317 | San Joaquin
[7 empty] | 95318 | San Joaquin
[7 empty] | 95319 | San Joaquin
[7 empty] | 95320 | San Joaquin
[7 empty] | 95321 | San Joaquin
[7 empty] | 95322 | San Joaquin
[7 empty] | 95323 | San Joaquin
[7 empty] | 95324 | San Joaquin
[7 empty] | 95325 | San Joaquin
[7 empty] | 95326 | San Joaquin
[7 empty] | 95327 | San Joaquin
[7 empty] | 95328 | San Joaquin
[7 empty] | 95329 | San Joaquin
[7 empty] | 95330 | San Joaquin
[7 empty] | 95333 | San Joaquin
[7 empty] | 95334 | San Joaquin
[7 empty] | 95335 | San Joaquin
[7 empty] | 95336 | San Joaquin
[7 empty] | 95337 | San Joaquin
[7 empty] | 95338 | San Joaquin
[7 empty] | 95340 | San Joaquin
[7 empty] | 95341 | San Joaquin
[7 empty] | 95343 | San Joaquin
[7 empty] | 95344 | San Joaquin
[7 empty] | 95345 | San Joaquin
[7 empty] | 95346 | San Joaquin
[7 empty] | 95347 | San Joaquin
[7 empty] | 95348 | San Joaquin
[7 empty] | 95350 | San Joaquin
[7 empty] | 95351 | San Joaquin
[7 empty] | 95352 | San Joaquin
[7 empty] | 95353 | San Joaquin
[7 empty] | 95354 | San Joaquin
[7 empty] | 95355 | San Joaquin
[7 empty] | 95356 | San Joaquin
[7 empty] | 95357 | San Joaquin
[7 empty] | 95358 | San Joaquin
[7 empty] | 95360 | San Joaquin
[7 empty] | 95361 | San Joaquin
[7 empty] | 95363 | San Joaquin
[7 empty] | 95364 | San Joaquin
[7 empty] | 95365 | San Joaquin
[7 empty] | 95366 | San Joaquin
[7 empty] | 95367 | San Joaquin
[7 empty] | 95368 | San Joaquin
[7 empty] | 95369 | San Joaquin
[7 empty] | 95370 | San Joaquin
[7 empty] | 95372 | San Joaquin
[7 empty] | 95373 | San Joaquin
[7 empty] | 95374 | San Joaquin
[7 empty] | 95375 | San Joaquin
[7 empty] | 95376 | San Joaquin
[7 empty] | 95377 | San Joaquin
[7 empty] | 95378 | San Joaquin
[7 empty] | 95379 | San Joaquin
[7 empty] | 95380 | San Joaquin
[7 empty] | 95381 | San Joaquin
[7 empty] | 95382 | San Joaquin
[7 empty] | 95383 | San Joaquin
[7 empty] | 95385 | San Joaquin
[7 empty] | 95386 | San Joaquin
[7 empty] | 95387 | San Joaquin
[7 empty] | 95388 | San Joaquin
[7 empty] | 95389 | San Joaquin
[7 empty] | 95391 | San Joaquin
[7 empty] | 95397 | San Joaquin
[7 empty] | 95401 | North Coast
[7 empty] | 95402 | North Coast
[7 empty] | 95403 | North Coast
[7 empty] | 95404 | North Coast
[7 empty] | 95405 | North Coast
[7 empty] | 95406 | North Coast
[7 empty] | 95407 | North Coast
[7 empty] | 95409 | North Coast
[7 empty] | 95410 | North Coast
[7 empty] | 95412 | North Coast
[7 empty] | 95415 | North Coast
[7 empty] | 95416 | North Coast
[7 empty] | 95417 | North Coast
[7 empty] | 95418 | North Coast
[7 empty] | 95419 | North Coast
[7 empty] | 95420 | North Coast
[7 empty] | 95421 | North Coast
[7 empty] | 95422 | Sacramento River
[7 empty] | 95423 | Sacramento River
[7 empty] | 95424 | Sacramento River
[7 empty] | 95425 | North Coast
[7 empty] | 95426 | Sacramento River
[7 empty] | 95427 | North Coast
[7 empty] | 95428 | North Coast
[7 empty] | 95429 | North Coast
[7 empty] | 95430 | North Coast
[7 empty] | 95431 | San Francisco Bay
[7 empty] | 95432 | North Coast
[7 empty] | 95433 | San Francisco Bay
[7 empty] | 95435 | Sacramento River
[7 empty] | 95436 | North Coast
[7 empty] | 95437 | North Coast
[7 empty] | 95439 | North Coast
[7 empty] | 95441 | North Coast
[7 empty] | 95442 | San Francisco Bay
[7 empty] | 95443 | Sacramento River
[7 empty] | 95444 | North Coast
[7 empty] | 95445 | North Coast
[7 empty] | 95446 | North Coast
[7 empty] | 95448 | North Coast
[7 empty] | 95449 | North Coast
[7 empty] | 95450 | North Coast
[7 empty] | 95451 | Sacramento River
[7 empty] | 95452 | San Francisco Bay
[7 empty] | 95453 | Sacramento River
[7 empty] | 95454 | North Coast
[7 empty] | 95456 | North Coast
[7 empty] | 95457 | Sacramento River
[7 empty] | 95458 | Sacramento River
[7 empty] | 95459 | North Coast
[7 empty] | 95460 | North Coast
[7 empty] | 95461 | Sacramento River
[7 empty] | 95462 | North Coast
[7 empty] | 95463 | North Coast
[7 empty] | 95464 | Sacramento River
[7 empty] | 95465 | North Coast
[7 empty] | 95466 | North Coast
[7 empty] | 95467 | Sacramento River
[7 empty] | 95468 | North Coast
[7 empty] | 95469 | North Coast
[7 empty] | 95470 | North Coast
[7 empty] | 95471 | North Coast
[7 empty] | 95472 | North Coast
[7 empty] | 95473 | North Coast
[7 empty] | 95476 | San Francisco Bay
[7 empty] | 95480 | North Coast
[7 empty] | 95481 | North Coast
[7 empty] | 95482 | North Coast
[7 empty] | 95485 | Sacramento River
[7 empty] | 95486 | North Coast
[7 empty] | 95487 | San Francisco Bay
[7 empty] | 95488 | North Coast
[7 empty] | 95490 | North Coast
[7 empty] | 95492 | North Coast
[7 empty] | 95493 | Sacramento River
[7 empty] | 95494 | North Coast
[7 empty] | 95497 | North Coast
[7 empty] | 95501 | North Coast
[7 empty] | 95502 | North Coast
[7 empty] | 95503 | North Coast
[7 empty] | 95511 | North Coast
[7 empty] | 95514 | North Coast
[7 empty] | 95518 | North Coast
[7 empty] | 95519 | North Coast
[7 empty] | 95521 | North Coast
[7 empty] | 95524 | North Coast
[7 empty] | 95525 | North Coast
[7 empty] | 95526 | North Coast
[7 empty] | 95527 | North Coast
[7 empty] | 95528 | North Coast
[7 empty] | 95531 | North Coast
[7 empty] | 95532 | North Coast
[7 empty] | 95534 | North Coast
[7 empty] | 95536 | North Coast
[7 empty] | 95537 | North Coast
[7 empty] | 95540 | North Coast
[7 empty] | 95542 | North Coast
[7 empty] | 95543 | North Coast
[7 empty] | 95545 | North Coast
[7 empty] | 95546 | North Coast
[7 empty] | 95547 | North Coast
[7 empty] | 95548 | North Coast
[7 empty] | 95549 | North Coast
[7 empty] | 95550 | North Coast
[7 empty] | 95551 | North Coast
[7 empty] | 95552 | North Coast
[7 empty] | 95553 | North Coast
[7 empty] | 95554 | North Coast
[7 empty] | 95555 | North Coast
[7 empty] | 95556 | North Coast
[7 empty] | 95558 | North Coast
[7 empty] | 95559 | North Coast
[7 empty] | 95560 | North Coast
[7 empty] | 95562 | North Coast
[7 empty] | 95563 | North Coast
[7 empty] | 95564 | North Coast
[7 empty] | 95565 | North Coast
[7 empty] | 95567 | North Coast
[7 empty] | 95568 | North Coast
[7 empty] | 95569 | North Coast
[7 empty] | 95570 | North Coast
[7 empty] | 95571 | North Coast
[7 empty] | 95573 | North Coast
[7 empty] | 95585 | North Coast
[7 empty] | 95587 | North Coast
[7 empty] | 95589 | North Coast
[7 empty] | 95595 | North Coast
[7 empty] | 95601 | San Joaquin
[7 empty] | 95602 | Sacramento River
[7 empty] | 95603 | Sacramento River
[7 empty] | 95604 | North Lahontan
[7 empty] | 95605 | Sacramento River
[7 empty] | 95606 | Sacramento River
[7 empty] | 95607 | Sacramento River
[7 empty] | 95608 | Sacramento River
[7 empty] | 95609 | Sacramento River
[7 empty] | 95610 | Sacramento River
[7 empty] | 95611 | Sacramento River
[7 empty] | 95612 | Sacramento River
[7 empty] | 95613 | Sacramento River
[7 empty] | 95614 | Sacramento River
[7 empty] | 95615 | Sacramento River
[7 empty] | 95616 | Sacramento River
[7 empty] | 95617 | Sacramento River
[7 empty] | 95618 | Sacramento River
[7 empty] | 95619 | San Joaquin
[7 empty] | 95620 | Sacramento River
[7 empty] | 95621 | Sacramento River
[7 empty] | 95623 | San Joaquin
[7 empty] | 95624 | Sacramento River
[7 empty] | 95625 | Sacramento River
[7 empty] | 95626 | Sacramento River
[7 empty] | 95627 | Sacramento River
[7 empty] | 95628 | Sacramento River
[7 empty] | 95629 | San Joaquin
[7 empty] | 95630 | Sacramento River
[7 empty] | 95631 | Sacramento River
[7 empty] | 95632 | San Joaquin
[7 empty] | 95633 | Sacramento River
[7 empty] | 95634 | Sacramento River
[7 empty] | 95635 | Sacramento River
[7 empty] | 95636 | San Joaquin
[7 empty] | 95637 | Sacramento River
[7 empty] | 95638 | San Joaquin
[7 empty] | 95639 | Sacramento River
[7 empty] | 95640 | San Joaquin
[7 empty] | 95641 | Sacramento River
[7 empty] | 95642 | San Joaquin
[7 empty] | 95645 | Sacramento River
[7 empty] | 95646 | Sacramento River
[7 empty] | 95648 | Sacramento River
[7 empty] | 95650 | Sacramento River
[7 empty] | 95651 | Sacramento River
[7 empty] | 95652 | Sacramento River
[7 empty] | 95653 | Sacramento River
[7 empty] | 95654 | North Coast
[7 empty] | 95655 | Sacramento River
[7 empty] | 95656 | North Coast
[7 empty] | 95658 | Sacramento River
[7 empty] | 95659 | Sacramento River
[7 empty] | 95660 | Sacramento River
[7 empty] | 95661 | Sacramento River
[7 empty] | 95662 | Sacramento River
[7 empty] | 95663 | Sacramento River
[7 empty] | 95664 | Sacramento River
[7 empty] | 95665 | San Joaquin
[7 empty] | 95666 | San Joaquin
[7 empty] | 95667 | Sacramento River
[7 empty] | 95668 | Sacramento River
[7 empty] | 95669 | San Joaquin
[7 empty] | 95670 | Sacramento River
[7 empty] | 95671 | Sacramento River
[7 empty] | 95672 | Sacramento River
[7 empty] | 95673 | Sacramento River
[7 empty] | 95674 | Sacramento River
[7 empty] | 95675 | San Joaquin
[7 empty] | 95676 | North Coast
[7 empty] | 95677 | Sacramento River
[7 empty] | 95678 | Sacramento River
[7 empty] | 95679 | Sacramento River
[7 empty] | 95680 | Sacramento River
[7 empty] | 95681 | Sacramento River
[7 empty] | 95682 | San Joaquin
[7 empty] | 95683 | San Joaquin
[7 empty] | 95684 | San Joaquin
[7 empty] | 95685 | San Joaquin
[7 empty] | 95686 | San Joaquin
[7 empty] | 95687 | Sacramento River
[7 empty] | 95688 | Sacramento River
[7 empty] | 95689 | San Joaquin
[7 empty] | 95690 | Sacramento River
[7 empty] | 95691 | Sacramento River
[7 empty] | 95692 | Sacramento River
[7 empty] | 95693 | San Joaquin
[7 empty] | 95694 | Sacramento River
[7 empty] | 95695 | Sacramento River
[7 empty] | 95696 | Sacramento River
[7 empty] | 95697 | Sacramento River
[7 empty] | 95698 | Sacramento River
[7 empty] | 95699 | San Joaquin
[7 empty] | 95701 | Sacramento River
[7 empty] | 95703 | Sacramento River
[7 empty] | 95709 | Sacramento River
[7 empty] | 95712 | Sacramento River
[7 empty] | 95713 | Sacramento River
[7 empty] | 95714 | Sacramento River
[7 empty] | 95715 | Sacramento River
[7 empty] | 95717 | Sacramento River
[7 empty] | 95720 | Sacramento River
[7 empty] | 95721 | North Lahontan
[7 empty] | 95722 | Sacramento River
[7 empty] | 95724 | Sacramento River
[7 empty] | 95726 | Sacramento River
[7 empty] | 95728 | Sacramento River
[7 empty] | 95735 | Sacramento River
[7 empty] | 95736 | Sacramento River
[7 empty] | 95741 | Sacramento River
[7 empty] | 95742 | Sacramento River
[7 empty] | 95746 | Sacramento River
[7 empty] | 95747 | Sacramento River
[7 empty] | 95757 | Sacramento River
[7 empty] | 95758 | Sacramento River
[7 empty] | 95759 | Sacramento River
[7 empty] | 95762 | San Joaquin
[7 empty] | 95763 | Sacramento River
[7 empty] | 95765 | Sacramento River
[7 empty] | 95776 | Sacramento River
[7 empty] | 95798 | Sacramento River
[7 empty] | 95799 | Sacramento River
[7 empty] | 95811 | Sacramento River
[7 empty] | 95812 | Sacramento River
[7 empty] | 95813 | Sacramento River
[7 empty] | 95814 | Sacramento River
[7 empty] | 95815 | Sacramento River
[7 empty] | 95816 | Sacramento River
[7 empty] | 95817 | Sacramento River
[7 empty] | 95818 | Sacramento River
[7 empty] | 95819 | Sacramento River
[7 empty] | 95820 | Sacramento River
[7 empty] | 95821 | Sacramento River
[7 empty] | 95822 | Sacramento River
[7 empty] | 95823 | Sacramento River
[7 empty] | 95824 | Sacramento River
[7 empty] | 95825 | Sacramento River
[7 empty] | 95826 | Sacramento River
[7 empty] | 95827 | Sacramento River
[7 empty] | 95828 | Sacramento River
[7 empty] | 95829 | Sacramento River
[7 empty] | 95830 | Sacramento River
[7 empty] | 95831 | Sacramento River
[7 empty] | 95832 | Sacramento River
[7 empty] | 95833 | Sacramento River
[7 empty] | 95834 | Sacramento River
[7 empty] | 95835 | Sacramento River
[7 empty] | 95836 | North Coast
[7 empty] | 95837 | Sacramento River
[7 empty] | 95838 | Sacramento River
[7 empty] | 95840 | Sacramento River
[7 empty] | 95841 | Sacramento River
[7 empty] | 95842 | Sacramento River
[7 empty] | 95843 | Sacramento River
[7 empty] | 95851 | Sacramento River
[7 empty] | 95852 | Sacramento River
[7 empty] | 95853 | Sacramento River
[7 empty] | 95860 | Sacramento River
[7 empty] | 95864 | Sacramento River
[7 empty] | 95865 | Sacramento River
[7 empty] | 95866 | Sacramento River
[7 empty] | 95867 | Sacramento River
[7 empty] | 95887 | Sacramento River
[7 empty] | 95894 | Sacramento River
[7 empty] | 95899 | Sacramento River
[7 empty] | 95901 | Sacramento River
[7 empty] | 95903 | Sacramento River
[7 empty] | 95910 | Sacramento River
[7 empty] | 95912 | Sacramento River
[7 empty] | 95913 | North Coast
[7 empty] | 95914 | Sacramento River
[7 empty] | 95915 | Sacramento River
[7 empty] | 95916 | Sacramento River
[7 empty] | 95917 | Sacramento River
[7 empty] | 95918 | Sacramento River
[7 empty] | 95919 | Sacramento River
[7 empty] | 95920 | Sacramento River
[7 empty] | 95922 | Sacramento River
[7 empty] | 95923 | Sacramento River
[7 empty] | 95924 | Sacramento River
[7 empty] | 95925 | Sacramento River
[7 empty] | 95926 | Sacramento River
[7 empty] | 95927 | Sacramento River
[7 empty] | 95928 | Sacramento River
[7 empty] | 95929 | Sacramento River
[7 empty] | 95930 | Sacramento River
[7 empty] | 95932 | Sacramento River
[7 empty] | 95934 | Sacramento River
[7 empty] | 95935 | Sacramento River
[7 empty] | 95936 | Sacramento River
[7 empty] | 95937 | Sacramento River
[7 empty] | 95938 | Sacramento River
[7 empty] | 95939 | Sacramento River
[7 empty] | 95940 | Sacramento River
[7 empty] | 95941 | Sacramento River
[7 empty] | 95942 | Sacramento River
[7 empty] | 95943 | Sacramento River
[7 empty] | 95944 | Sacramento River
[7 empty] | 95945 | Sacramento River
[7 empty] | 95946 | Sacramento River
[7 empty] | 95947 | Sacramento River
[7 empty] | 95948 | Sacramento River
[7 empty] | 95949 | Sacramento River
[7 empty] | 95950 | Sacramento River
[7 empty] | 95951 | Sacramento River
[7 empty] | 95953 | Sacramento River
[7 empty] | 95954 | Sacramento River
[7 empty] | 95955 | Sacramento River
[7 empty] | 95956 | Sacramento River
[7 empty] | 95957 | Sacramento River
[7 empty] | 95958 | North Coast
[7 empty] | 95959 | Sacramento River
[7 empty] | 95960 | Sacramento River
[7 empty] | 95961 | Sacramento River
[7 empty] | 95962 | Sacramento River
[7 empty] | 95963 | Sacramento River
[7 empty] | 95965 | Sacramento River
[7 empty] | 95966 | Sacramento River
[7 empty] | 95967 | Sacramento River
[7 empty] | 95968 | Sacramento River
[7 empty] | 95969 | Sacramento River
[7 empty] | 95970 | Sacramento River
[7 empty] | 95971 | Sacramento River
[7 empty] | 95972 | North Coast
[7 empty] | 95973 | Sacramento River
[7 empty] | 95974 | Sacramento River
[7 empty] | 95975 | Sacramento River
[7 empty] | 95976 | Sacramento River
[7 empty] | 95977 | Sacramento River
[7 empty] | 95978 | Sacramento River
[7 empty] | 95979 | Sacramento River
[7 empty] | 95980 | North Coast
[7 empty] | 95981 | Sacramento River
[7 empty] | 95982 | Sacramento River
[7 empty] | 95983 | Sacramento River
[7 empty] | 95984 | Sacramento River
[7 empty] | 95986 | Sacramento River
[7 empty] | 95987 | Sacramento River
[7 empty] | 95988 | Sacramento River
[7 empty] | 95991 | Sacramento River
[7 empty] | 95992 | Sacramento River
[7 empty] | 95993 | Sacramento River
[7 empty] | 96001 | Sacramento River
[7 empty] | 96002 | Sacramento River
[7 empty] | 96003 | Sacramento River
[7 empty] | 96006 | Sacramento River
[7 empty] | 96007 | Sacramento River
[7 empty] | 96008 | Sacramento River
[7 empty] | 96009 | Sacramento River
[7 empty] | 96010 | North Coast
[7 empty] | 96011 | Sacramento River
[7 empty] | 96013 | Sacramento River
[7 empty] | 96014 | North Coast
[7 empty] | 96015 | Sacramento River
[7 empty] | 96016 | Sacramento River
[7 empty] | 96017 | Sacramento River
[7 empty] | 96019 | Sacramento River
[7 empty] | 96020 | Sacramento River
[7 empty] | 96021 | Sacramento River
[7 empty] | 96022 | Sacramento River
[7 empty] | 96023 | North Coast
[7 empty] | 96024 | North Coast
[7 empty] | 96025 | Sacramento River
[7 empty] | 96027 | North Coast
[7 empty] | 96028 | Sacramento River
[7 empty] | 96029 | Sacramento River
[7 empty] | 96031 | North Coast
[7 empty] | 96032 | North Coast
[7 empty] | 96033 | Sacramento River
[7 empty] | 96034 | North Coast
[7 empty] | 96035 | Sacramento River
[7 empty] | 96037 | North Coast
[7 empty] | 96038 | North Coast
[7 empty] | 96039 | North Coast
[7 empty] | 96040 | Sacramento River
[7 empty] | 96041 | North Coast
[7 empty] | 96044 | North Coast
[7 empty] | 96046 | North Coast
[7 empty] | 96047 | Sacramento River
[7 empty] | 96048 | North Coast
[7 empty] | 96049 | North Coast
[7 empty] | 96050 | North Coast
[7 empty] | 96051 | Sacramento River
[7 empty] | 96052 | North Coast
[7 empty] | 96054 | Sacramento River
[7 empty] | 96055 | Sacramento River
[7 empty] | 96056 | Sacramento River
[7 empty] | 96057 | Sacramento River
[7 empty] | 96058 | North Coast
[7 empty] | 96059 | Sacramento River
[7 empty] | 96061 | Sacramento River
[7 empty] | 96062 | Sacramento River
[7 empty] | 96063 | Sacramento River
[7 empty] | 96064 | North Coast
[7 empty] | 96065 | Sacramento River
[7 empty] | 96067 | Sacramento River
[7 empty] | 96068 | Sacramento River
[7 empty] | 96069 | Sacramento River
[7 empty] | 96070 | Sacramento River
[7 empty] | 96071 | Sacramento River
[7 empty] | 96073 | Sacramento River
[7 empty] | 96074 | Sacramento River
[7 empty] | 96075 | Sacramento River
[7 empty] | 96076 | Sacramento River
[7 empty] | 96078 | Sacramento River
[7 empty] | 96079 | Sacramento River
[7 empty] | 96080 | Sacramento River
[7 empty] | 96084 | Sacramento River
[7 empty] | 96085 | North Coast
[7 empty] | 96086 | North Coast
[7 empty] | 96087 | Sacramento River
[7 empty] | 96088 | Sacramento River
[7 empty] | 96089 | North Coast
[7 empty] | 96090 | Sacramento River
[7 empty] | 96091 | North Coast
[7 empty] | 96092 | Sacramento River
[7 empty] | 96093 | North Coast
[7 empty] | 96094 | North Coast
[7 empty] | 96095 | North Coast
[7 empty] | 96096 | Sacramento River
[7 empty] | 96097 | North Coast
[7 empty] | 96099 | Sacramento River
[7 empty] | 96101 | Sacramento River
[7 empty] | 96103 | Sacramento River
[7 empty] | 96104 | North Lahontan
[7 empty] | 96105 | Sacramento River
[7 empty] | 96106 | Sacramento River
[7 empty] | 96107 | North Lahontan
[7 empty] | 96108 | Sacramento River
[7 empty] | 96109 | North Lahontan
[7 empty] | 96110 | North Lahontan
[7 empty] | 96111 | North Lahontan
[7 empty] | 96112 | North Lahontan
[7 empty] | 96113 | North Lahontan
[7 empty] | 96114 | North Lahontan
[7 empty] | 96115 | North Lahontan
[7 empty] | 96116 | Sacramento River
[7 empty] | 96117 | North Lahontan
[7 empty] | 96118 | Sacramento River
[7 empty] | 96119 | North Lahontan
[7 empty] | 96120 | North Lahontan
[7 empty] | 96121 | North Lahontan
[7 empty] | 96122 | Sacramento River
[7 empty] | 96123 | North Lahontan
[7 empty] | 96124 | Sacramento River
[7 empty] | 96125 | Sacramento River
[7 empty] | 96126 | Sacramento River
[7 empty] | 96128 | North Lahontan
[7 empty] | 96129 | Sacramento River
[7 empty] | 96130 | North Lahontan
[7 empty] | 96132 | North Lahontan
[7 empty] | 96133 | North Lahontan
[7 empty] | 96134 | North Coast
[7 empty] | 96135 | Sacramento River
[7 empty] | 96136 | North Lahontan
[7 empty] | 96137 | Sacramento River
[7 empty] | 96140 | North Lahontan
[7 empty] | 96141 | North Lahontan
[7 empty] | 96142 | North Lahontan
[7 empty] | 96143 | North Lahontan
[7 empty] | 96145 | North Lahontan
[7 empty] | 96146 | North Lahontan
[7 empty] | 96148 | North Lahontan
[7 empty] | 96150 | North Lahontan
[7 empty] | 96151 | North Lahontan
[7 empty] | 96152 | North Lahontan
[7 empty] | 96154 | North Lahontan
[7 empty] | 96155 | Sacramento River
[7 empty] | 96156 | North Lahontan
[7 empty] | 96158 | North Lahontan
[7 empty] | 96161 | North Lahontan
[7 empty] | 97635 | Sacramento River

## Hydrologic Regions
California's Hydrologic Regions
| California has 10 hydrologic regions, as shown in the image below. Please visit |  |  | https://water.ca.gov/ | and
| https://indicators.ucdavis.edu/water/regions |  | for more information.
| Source: | https://indicators.ucdavis.edu/water/regions

## ZipHRList (hidden)
Zip | Hydrologic Region | Percent Area in HR | Climate Zone | Pink cells are Zips that exist in more than one Hydrologic Region.
89010 | South Lahontan | 100% | 16 | Percent Area designates the proporition of thea area of each zip code within the associated Hydrologic Region.
89019 | South Lahontan | 100% | 14 | Climate Zone designates which Climate Zone the zip code is in.
90001 | South Coast | 100% | 8 | Yellow highlighted cells were not included in census zip code data.
90002 | South Coast | 100% | 8
90003 | South Coast | 100% | 8
90004 | South Coast | 100% | 9
90005 | South Coast | 100% | 9
90006 | South Coast | 100% | 9
90007 | South Coast | 100% | 8
90008 | South Coast | 100% | 8
90009 | South Coast | More Data Needed
90010 | South Coast | 100% | 9
90011 | South Coast | 100% | 8
90012 | South Coast | 100% | 9
90013 | South Coast | 100% | 9
90014 | South Coast | 100% | 9
90015 | South Coast | 100% | 9
90016 | South Coast | 100% | 8
90017 | South Coast | 100% | 9
90018 | South Coast | 100% | 8
90019 | South Coast | 100% | 9
90020 | South Coast | 100% | 9
90021 | South Coast | 100% | 9
90022 | South Coast | 100% | 9
90023 | South Coast | 100% | 9
90024 | South Coast | 100% | 9
90025 | South Coast | 100% | 6
90026 | South Coast | 100% | 9
90027 | South Coast | 100% | 9
90028 | South Coast | 100% | 9
90029 | South Coast | 100% | 9
90031 | South Coast | 100% | 9
90032 | South Coast | 100% | 9
90033 | South Coast | 100% | 9
90034 | South Coast | 100% | 8
90035 | South Coast | 100% | 9
90036 | South Coast | 100% | 9
90037 | South Coast | 100% | 8
90038 | South Coast | 100% | 9
90039 | South Coast | 100% | 9
90040 | South Coast | 100% | 8
90041 | South Coast | 100% | 9
90042 | South Coast | 100% | 9
90043 | South Coast | 100% | 8
90044 | South Coast | 100% | 8
90045 | South Coast | 100% | 6
90046 | South Coast | 100% | 9
90047 | South Coast | 100% | 8
90048 | South Coast | 100% | 9
90049 | South Coast | 100% | 6
90056 | South Coast | 100% | 8
90057 | South Coast | 100% | 9
90058 | South Coast | 100% | 8
90059 | South Coast | 100% | 8
90061 | South Coast | 100% | 8
90062 | South Coast | 100% | 8
90063 | South Coast | 100% | 9
90064 | South Coast | 100% | 9
90065 | South Coast | 100% | 9
90066 | South Coast | 100% | 6
90067 | South Coast | 100% | 9
90068 | South Coast | 100% | 9
90069 | South Coast | 100% | 9
90071 | South Coast | 100% | 9
90073 | South Coast | 100% | 6
90077 | South Coast | 100% | 9
90079 | South Coast | 100% | 9
90089 | South Coast | 100% | 8
90090 | South Coast | 100% | 9
90094 | South Coast | 100% | 6
90095 | South Coast | 100% | 9
90201 | South Coast | 100% | 8
90210 | South Coast | 100% | 9
90211 | South Coast | 100% | 9
90212 | South Coast | 100% | 9
90220 | South Coast | 100% | 8
90221 | South Coast | 100% | 8
90222 | South Coast | 100% | 8
90230 | South Coast | 100% | 8
90232 | South Coast | 100% | 8
90240 | South Coast | 100% | 8
90241 | South Coast | 100% | 8
90242 | South Coast | 100% | 8
90245 | South Coast | 100% | 6
90247 | South Coast | 100% | 8
90248 | South Coast | 100% | 8
90249 | South Coast | 100% | 8
90250 | South Coast | 100% | 8
90254 | South Coast | 100% | 6
90255 | South Coast | 100% | 8
90260 | South Coast | 100% | 8
90261 | South Coast | More Data Needed
90262 | South Coast | 100% | 8
90263 | South Coast | 100% | 6
90265 | South Coast | 100% | 6
90266 | South Coast | 100% | 6
90270 | South Coast | 100% | 8
90272 | South Coast | 100% | 6
90274 | South Coast | 100% | 6
90275 | South Coast | 100% | 6
90277 | South Coast | 100% | 6
90278 | South Coast | 100% | 6
90280 | South Coast | 100% | 8
90290 | South Coast | 100% | 6
90291 | South Coast | 100% | 6
90292 | South Coast | 100% | 6
90293 | South Coast | 100% | 6
90301 | South Coast | 100% | 8
90302 | South Coast | 100% | 8
90303 | South Coast | 100% | 8
90304 | South Coast | 100% | 8
90305 | South Coast | 100% | 8
90401 | South Coast | 100% | 6
90402 | South Coast | 100% | 6
90403 | South Coast | 100% | 6
90404 | South Coast | 100% | 6
90405 | South Coast | 100% | 6
90501 | South Coast | 100% | 6
90502 | South Coast | 100% | 6
90503 | South Coast | 100% | 6
90504 | South Coast | 100% | 8
90505 | South Coast | 100% | 6
90506 | South Coast | 100% | 8
90510 | South Coast | More Data Needed
90601 | South Coast | 100% | 9
90602 | South Coast | 100% | 9
90603 | South Coast | 100% | 9
90604 | South Coast | 100% | 9
90605 | South Coast | 100% | 9
90606 | South Coast | 100% | 9
90620 | South Coast | 100% | 8
90621 | South Coast | 100% | 8
90623 | South Coast | 100% | 8
90630 | South Coast | 100% | 8
90631 | South Coast | 100% | 8
90638 | South Coast | 100% | 9
90640 | South Coast | 100% | 9
90650 | South Coast | 100% | 8
90660 | South Coast | 100% | 9
90670 | South Coast | 100% | 9
90680 | South Coast | 100% | 8
90701 | South Coast | 100% | 8
90703 | South Coast | 100% | 8
90704 | South Coast | 100% | 6
90706 | South Coast | 100% | 8
90710 | South Coast | 100% | 6
90712 | South Coast | 100% | 8
90713 | South Coast | 100% | 8
90715 | South Coast | 100% | 8
90716 | South Coast | 100% | 8
90717 | South Coast | 100% | 6
90720 | South Coast | 100% | 8
90723 | South Coast | 100% | 8
90731 | South Coast | 100% | 6
90732 | South Coast | 100% | 6
90740 | South Coast | 100% | 6
90742 | South Coast | 100% | 6
90743 | South Coast | 100% | 6
90744 | South Coast | 100% | 6
90745 | South Coast | 100% | 6
90746 | South Coast | 100% | 8
90747 | South Coast | 100% | 8
90755 | South Coast | 100% | 6
90802 | South Coast | 100% | 6
90803 | South Coast | 100% | 6
90804 | South Coast | 100% | 6
90805 | South Coast | 100% | 8
90806 | South Coast | 100% | 6
90807 | South Coast | 100% | 8
90808 | South Coast | 100% | 8
90810 | South Coast | 100% | 6
90813 | South Coast | 100% | 6
90814 | South Coast | 100% | 6
90815 | South Coast | 100% | 6
90822 | South Coast | 100% | 6
90831 | South Coast | 100% | 6
90834 | South Coast | More Data Needed
90840 | South Coast | More Data Needed
90844 | South Coast | More Data Needed
91001 | South Coast | 100% | 9
91006 | South Coast | 100% | 9
91007 | South Coast | 100% | 9
91008 | South Coast | 100% | 9
91010 | South Coast | 100% | 9
91011 | South Coast | 100% | 9
91016 | South Coast | 100% | 9
91020 | South Coast | 100% | 9
91024 | South Coast | 100% | 9
91030 | South Coast | 100% | 9
91040 | South Coast | 100% | 16
91042 | South Coast | 100% | 16
91046 | South Coast | 100% | 9
91101 | South Coast | 100% | 9
91103 | South Coast | 100% | 9
91104 | South Coast | 100% | 9
91105 | South Coast | 100% | 9
91106 | South Coast | 100% | 9
91107 | South Coast | 100% | 9
91108 | South Coast | 100% | 9
91188 | South Coast | More Data Needed
91201 | South Coast | 100% | 9
91202 | South Coast | 100% | 9
91203 | South Coast | 100% | 9
91204 | South Coast | 100% | 9
91205 | South Coast | 100% | 9
91206 | South Coast | 100% | 9
91207 | South Coast | 100% | 9
91208 | South Coast | 100% | 9
91210 | South Coast | 100% | 9
91214 | South Coast | 100% | 9
91301 | South Coast | 100% | 9
91302 | South Coast | 100% | 9
91303 | South Coast | 100% | 9
91304 | South Coast | 100% | 9
91306 | South Coast | 100% | 9
91307 | South Coast | 100% | 9
91311 | South Coast | 100% | 9
91316 | South Coast | 100% | 9
91320 | South Coast | 100% | 6
91321 | South Coast | 100% | 9
91324 | South Coast | 100% | 9
91325 | South Coast | 100% | 9
91326 | South Coast | 100% | 9
91330 | South Coast | 100% | 9
91331 | South Coast | 100% | 9
91335 | South Coast | 100% | 9
91340 | South Coast | 100% | 9
91342 | South Coast | 100% | 9
91343 | South Coast | 100% | 9
91344 | South Coast | 100% | 9
91345 | South Coast | 100% | 9
91350 | South Coast | 100% | 9
91351 | South Coast | 100% | 9
91352 | South Coast | 100% | 9
91354 | South Coast | 100% | 9
91355 | South Coast | 100% | 9
91356 | South Coast | 100% | 9
91360 | South Coast | 100% | 9
91361 | South Coast | 100% | 9
91362 | South Coast | 100% | 9
91364 | South Coast | 100% | 9
91367 | South Coast | 100% | 9
91371 | South Coast | 100% | 9
91377 | South Coast | 100% | 9
91381 | South Coast | 100% | 9
91383 | South Coast | More Data Needed
91384 | South Coast | 100% | 9
91387 | South Coast | 100% | 9
91390 | South Coast | 99.45% | 16
91390 | South Lahontan | 0.5548% | 16
91401 | South Coast | 100% | 9
91402 | South Coast | 100% | 9
91403 | South Coast | 100% | 9
91405 | South Coast | 100% | 9
91406 | South Coast | 100% | 9
91411 | South Coast | 100% | 9
91423 | South Coast | 100% | 9
91436 | South Coast | 100% | 9
91501 | South Coast | 100% | 9
91502 | South Coast | 100% | 9
91504 | South Coast | 100% | 9
91505 | South Coast | 100% | 9
91506 | South Coast | 100% | 9
91521 | South Coast | More Data Needed
91522 | South Coast | More Data Needed
91601 | South Coast | 100% | 9
91602 | South Coast | 100% | 9
91604 | South Coast | 100% | 9
91605 | South Coast | 100% | 9
91606 | South Coast | 100% | 9
91607 | South Coast | 100% | 9
91608 | South Coast | 100% | 9
91701 | South Coast | 100% | 10
91702 | South Coast | 97.71% | 9
91702 | South Lahontan | 2.294% | 9
91706 | South Coast | 100% | 9
91708 | South Coast | 100% | 10
91709 | South Coast | 100% | 10
91710 | South Coast | 100% | 10
91711 | South Coast | 100% | 9
91722 | South Coast | 100% | 9
91723 | South Coast | 100% | 9
91724 | South Coast | 100% | 9
91730 | South Coast | 100% | 10
91731 | South Coast | 100% | 9
91732 | South Coast | 100% | 9
91733 | South Coast | 100% | 9
91737 | South Coast | 100% | 10
91739 | South Coast | 100% | 10
91740 | South Coast | 100% | 9
91741 | South Coast | 100% | 9
91743 | South Coast | More Data Needed
91744 | South Coast | 100% | 9
91745 | South Coast | 100% | 9
91746 | South Coast | 100% | 9
91748 | South Coast | 100% | 9
91750 | South Coast | 100% | 9
91752 | South Coast | 100% | 10
91754 | South Coast | 100% | 9
91755 | South Coast | 100% | 9
91759 | South Coast | 100% | 16
91759 | South Lahontan | 0.0008302% | 16
91761 | South Coast | 100% | 10
91762 | South Coast | 100% | 10
91763 | South Coast | 100% | 10
91764 | South Coast | 100% | 10
91765 | South Coast | 100% | 9
91766 | South Coast | 100% | 9
91767 | South Coast | 100% | 9
91768 | South Coast | 100% | 9
91770 | South Coast | 100% | 9
91773 | South Coast | 100% | 9
91775 | South Coast | 100% | 9
91776 | South Coast | 100% | 9
91780 | South Coast | 100% | 9
91784 | South Coast | 100% | 10
91786 | South Coast | 100% | 10
91789 | South Coast | 100% | 9
91790 | South Coast | 100% | 9
91791 | South Coast | 100% | 9
91792 | South Coast | 100% | 9
91801 | South Coast | 100% | 9
91803 | South Coast | 100% | 9
91901 | South Coast | 100% | 10
91902 | South Coast | 100% | 7
91905 | Colorado River | 56.72% | 14
91905 | South Coast | 43.28% | 14
91906 | South Coast | 100% | 14
91910 | South Coast | 100% | 7
91911 | South Coast | 100% | 7
91913 | South Coast | 100% | 7
91914 | South Coast | 100% | 10
91915 | South Coast | 100% | 7
91916 | South Coast | 100% | 14
91917 | South Coast | 100% | 10
91931 | South Coast | 100% | 14
91932 | South Coast | 100% | 7
91934 | Colorado River | 100% | 14
91935 | South Coast | 100% | 10
91941 | South Coast | 100% | 7
91942 | South Coast | 100% | 7
91945 | South Coast | 100% | 7
91948 | South Coast | 97.35% | 14
91948 | Colorado River | 2.65% | 14
91950 | South Coast | 100% | 7
91962 | South Coast | 100% | 14
91963 | South Coast | 100% | 14
91977 | South Coast | 100% | 10
91978 | South Coast | 100% | 10
91980 | South Coast | 100% | 14
92003 | South Coast | 100% | 10
92004 | Colorado River | 99.89% | 15
92004 | South Coast | 0.109% | 15
92007 | South Coast | 100% | 7
92008 | South Coast | 100% | 7
92009 | South Coast | 100% | 7
92010 | South Coast | 100% | 7
92011 | South Coast | 100% | 7
92014 | South Coast | 100% | 7
92019 | South Coast | 100% | 10
92020 | South Coast | 100% | 10
92021 | South Coast | 100% | 10
92024 | South Coast | 100% | 7
92025 | South Coast | 100% | 10
92026 | South Coast | 100% | 10
92027 | South Coast | 100% | 10
92028 | South Coast | 100% | 10
92029 | South Coast | 100% | 10
92036 | Colorado River | 70.11% | 14
92036 | South Coast | 29.89% | 14
92037 | South Coast | 100% | 7
92040 | South Coast | 100% | 10
92054 | South Coast | 100% | 7
92055 | South Coast | 100% | 7
92056 | South Coast | 100% | 7
92057 | South Coast | 100% | 7
92058 | South Coast | 100% | 7
92059 | South Coast | 100% | 10
92060 | South Coast | 100% | 14
92061 | South Coast | 100% | 10
92064 | South Coast | 100% | 10
92065 | South Coast | 100% | 10
92066 | South Coast | 80.29% | 14
92066 | Colorado River | 19.71% | 14
92067 | South Coast | 100% | 7
92069 | South Coast | 100% | 10
92070 | South Coast | 100% | 14
92071 | South Coast | 100% | 10
92075 | South Coast | 100% | 7
92078 | South Coast | 100% | 10
92081 | South Coast | 100% | 7
92082 | South Coast | 100% | 10
92083 | South Coast | 100% | 7
92084 | South Coast | 100% | 7
92086 | South Coast | 81.18% | 14
92086 | Colorado River | 18.82% | 14
92091 | South Coast | 100% | 7
92092 | South Coast | More Data Needed
92093 | South Coast | More Data Needed
92101 | South Coast | 100% | 7
92102 | South Coast | 100% | 7
92103 | South Coast | 100% | 7
92104 | South Coast | 100% | 7
92105 | South Coast | 100% | 7
92106 | South Coast | 100% | 7
92107 | South Coast | 100% | 7
92108 | South Coast | 100% | 7
92109 | South Coast | 100% | 7
92110 | South Coast | 100% | 7
92111 | South Coast | 100% | 7
92113 | South Coast | 100% | 7
92114 | South Coast | 100% | 7
92115 | South Coast | 100% | 7
92116 | South Coast | 100% | 7
92117 | South Coast | 100% | 7
92118 | South Coast | 100% | 7
92119 | South Coast | 100% | 7
92120 | South Coast | 100% | 7
92121 | South Coast | 100% | 7
92122 | South Coast | 100% | 7
92123 | South Coast | 100% | 7
92124 | South Coast | 100% | 7
92126 | South Coast | 100% | 7
92127 | South Coast | 100% | 10
92128 | South Coast | 100% | 10
92129 | South Coast | 100% | 7
92130 | South Coast | 100% | 7
92131 | South Coast | 100% | 10
92132 | South Coast | 100% | 7
92134 | South Coast | 100% | 7
92135 | South Coast | 100% | 7
92136 | South Coast | More Data Needed
92139 | South Coast | 100% | 7
92140 | South Coast | 100% | 7
92145 | South Coast | 100% | 7
92147 | South Coast | 100% | 7
92152 | South Coast | More Data Needed
92154 | South Coast | 100% | 7
92155 | South Coast | 100% | 7
92173 | South Coast | 100% | 7
92182 | South Coast | More Data Needed
92201 | Colorado River | 100% | 15
92203 | Colorado River | 100% | 15
92210 | Colorado River | 100% | 15
92211 | Colorado River | 100% | 15
92220 | Colorado River | 91.79% | 15
92220 | South Coast | 8.206% | 15
92222 | Colorado River | 100% | 15
92223 | South Coast | 94.63% | 10
92223 | Colorado River | 5.366% | 10
92225 | Colorado River | 100% | 15
92227 | Colorado River | 100% | 15
92230 | Colorado River | 100% | 15
92231 | Colorado River | 100% | 15
92233 | Colorado River | 100% | 15
92234 | Colorado River | 100% | 15
92236 | Colorado River | 100% | 15
92239 | Colorado River | 100% | 15
92240 | Colorado River | 100% | 15
92241 | Colorado River | 100% | 15
92242 | Colorado River | 100% | 15
92243 | Colorado River | 100% | 15
92249 | Colorado River | 100% | 15
92250 | Colorado River | 100% | 15
92251 | Colorado River | 100% | 15
92252 | Colorado River | 100% | 14
92253 | Colorado River | 100% | 15
92254 | Colorado River | 100% | 15
92256 | Colorado River | 100% | 14
92257 | Colorado River | 100% | 15
92258 | Colorado River | 100% | 15
92259 | Colorado River | 100% | 15
92260 | Colorado River | 100% | 15
92262 | Colorado River | 100% | 15
92264 | Colorado River | 100% | 15
92266 | Colorado River | 100% | 14
92267 | Colorado River | 100% | 15
92268 | Colorado River | 100% | 14
92270 | Colorado River | 100% | 15
92273 | Colorado River | 100% | 15
92274 | Colorado River | 100% | 15
92275 | Colorado River | 100% | 15
92276 | Colorado River | 100% | 15
92277 | Colorado River | 100% | 14
92278 | Colorado River | 100% | 14
92280 | Colorado River | 100% | 15
92281 | Colorado River | 100% | 15
92282 | Colorado River | 100% | 15
92283 | Colorado River | 100% | 15
92284 | Colorado River | 100% | 14
92285 | Colorado River | 100% | 14
92301 | South Lahontan | 100% | 14
92304 | Colorado River | 100% | 15
92305 | South Coast | 83.54% | 16
92305 | Colorado River | 16.46% | 16
92307 | South Lahontan | 90.04% | 14
92307 | Colorado River | 9.956% | 14
92308 | South Lahontan | 64.21% | 14
92308 | Colorado River | 35.79% | 14
92309 | South Lahontan | 100% | 14
92310 | South Lahontan | 100% | 14
92311 | South Lahontan | 100% | 14
92313 | South Coast | 100% | 10
92314 | South Coast | 80.04% | 16
92314 | Colorado River | 19.96% | 16
92315 | South Coast | 100% | 16
92316 | South Coast | 100% | 10
92317 | South Coast | More Data Needed
92318 | South Coast | More Data Needed
92320 | South Coast | 100% | 10
92321 | South Lahontan | 99.15% | 16
92321 | South Coast | 0.8528% | 16
92322 | South Lahontan | 93.82% | 16
92322 | South Coast | 6.181% | 16
92324 | South Coast | 100% | 10
92325 | South Lahontan | 74.72% | 16
92325 | South Coast | 25.28% | 16
92327 | South Lahontan | 100% | 14
92328 | South Lahontan | 100% | 14
92332 | Colorado River | 89.16% | 14
92332 | South Lahontan | 10.84% | 14
92333 | South Coast | 99.02% | 16
92333 | South Lahontan | 0.9823% | 16
92335 | South Coast | 100% | 10
92336 | South Coast | 100% | 10
92337 | South Coast | 100% | 10
92338 | South Lahontan | 84.01% | 14
92338 | Colorado River | 15.99% | 14
92339 | South Coast | 100% | 16
92341 | South Lahontan | 99.83% | 16
92341 | South Coast | 0.1678% | 16
92342 | South Lahontan | 100% | 14
92344 | South Lahontan | 99.66% | 14
92344 | South Coast | 0.3417% | 14
92345 | South Lahontan | 100% | 14
92346 | South Coast | 100% | 10
92347 | South Lahontan | 100% | 14
92350 | South Coast | More Data Needed
92352 | South Lahontan | 99.77% | 16
92352 | South Coast | 0.227% | 16
92354 | South Coast | 100% | 10
92356 | Colorado River | 90.9% | 14
92356 | South Lahontan | 9.104% | 14
92358 | South Coast | 100% | 16
92359 | South Coast | 100% | 16
92363 | Colorado River | 100% | 15
92364 | South Lahontan | 87.11% | 14
92364 | Colorado River | 12.89% | 14
92365 | South Lahontan | 100% | 14
92368 | South Lahontan | 100% | 14
92371 | South Lahontan | 79.65% | 14
92371 | South Coast | 20.35% | 14
92372 | South Lahontan | 100% | 14
92373 | South Coast | 100% | 10
92374 | South Coast | 100% | 10
92376 | South Coast | 100% | 10
92377 | South Coast | 100% | 10
92378 | South Coast | 92.81% | 16
92378 | South Lahontan | 7.189% | 16
92382 | South Coast | 65.85% | 16
92382 | South Lahontan | 34.15% | 16
92384 | South Lahontan | 100% | 14
92385 | South Coast | 95.55% | 16
92385 | South Lahontan | 4.451% | 16
92386 | South Coast | 100% | 16
92389 | South Lahontan | 100% | 14
92391 | South Lahontan | 93.43% | 16
92391 | South Coast | 6.57% | 16
92392 | South Lahontan | 100% | 14
92394 | South Lahontan | 100% | 14
92395 | South Lahontan | 100% | 14
92397 | South Lahontan | 99.16% | 16
92397 | South Coast | 0.8397% | 16
92398 | South Lahontan | 100% | 14
92399 | South Coast | 99.9% | 10
92399 | Colorado River | 0.1034% | 10
92401 | South Coast | 100% | 10
92404 | South Coast | 100% | 16
92405 | South Coast | 100% | 10
92407 | South Coast | 99.68% | 10
92407 | South Lahontan | 0.3209% | 10
92408 | South Coast | 100% | 10
92410 | South Coast | 100% | 10
92411 | South Coast | 100% | 10
92415 | South Coast | More Data Needed
92501 | South Coast | 100% | 10
92503 | South Coast | 100% | 10
92504 | South Coast | 100% | 10
92505 | South Coast | 100% | 10
92506 | South Coast | 100% | 10
92507 | South Coast | 100% | 10
92508 | South Coast | 100% | 10
92509 | South Coast | 100% | 10
92518 | South Coast | 100% | 10
92521 | South Coast | More Data Needed
92530 | South Coast | 100% | 10
92532 | South Coast | 100% | 10
92536 | South Coast | 100% | 15
92539 | South Coast | 52.84% | 16
92539 | Colorado River | 47.16% | 16
92543 | South Coast | 100% | 10
92544 | South Coast | 100% | 10
92545 | South Coast | 100% | 10
92548 | South Coast | 100% | 10
92549 | South Coast | 96.58% | 16
92549 | Colorado River | 3.419% | 16
92551 | South Coast | 100% | 10
92553 | South Coast | 100% | 10
92555 | South Coast | 100% | 10
92557 | South Coast | 100% | 10
92561 | South Coast | 69.54% | 16
92561 | Colorado River | 30.46% | 16
92562 | South Coast | 100% | 10
92563 | South Coast | 100% | 10
92567 | South Coast | 100% | 10
92570 | South Coast | 100% | 10
92571 | South Coast | 100% | 10
92582 | South Coast | 100% | 10
92583 | South Coast | 100% | 10
92584 | South Coast | 100% | 10
92585 | South Coast | 100% | 10
92586 | South Coast | 100% | 10
92587 | South Coast | 100% | 10
92590 | South Coast | 100% | 10
92591 | South Coast | 100% | 10
92592 | South Coast | 100% | 10
92595 | South Coast | 100% | 10
92596 | South Coast | 100% | 10
92602 | South Coast | 100% | 8
92603 | South Coast | 100% | 8
92604 | South Coast | 100% | 8
92606 | South Coast | 100% | 8
92610 | South Coast | 100% | 8
92612 | South Coast | 100% | 8
92614 | South Coast | 100% | 8
92617 | South Coast | 100% | 6
92618 | South Coast | 100% | 8
92620 | South Coast | 100% | 8
92624 | South Coast | 100% | 6
92625 | South Coast | 100% | 6
92626 | South Coast | 100% | 6
92627 | South Coast | 100% | 6
92628 | South Coast | More Data Needed
92629 | South Coast | 100% | 6
92630 | South Coast | 100% | 8
92637 | South Coast | 100% | 8
92646 | South Coast | 100% | 6
92647 | South Coast | 100% | 6
92648 | South Coast | 100% | 6
92649 | South Coast | 100% | 6
92651 | South Coast | 100% | 6
92653 | South Coast | 100% | 6
92655 | South Coast | 100% | 6
92656 | South Coast | 100% | 6
92657 | South Coast | 100% | 6
92660 | South Coast | 100% | 6
92661 | South Coast | 100% | 6
92662 | South Coast | 100% | 6
92663 | South Coast | 100% | 6
92672 | South Coast | 100% | 6
92673 | South Coast | 100% | 6
92675 | South Coast | 100% | 6
92676 | South Coast | 100% | 8
92677 | South Coast | 100% | 6
92678 | South Coast | 100% | 8
92679 | South Coast | 100% | 8
92683 | South Coast | 100% | 6
92688 | South Coast | 100% | 8
92691 | South Coast | 100% | 8
92692 | South Coast | 100% | 8
92694 | South Coast | 100% | 8
92697 | South Coast | More Data Needed
92698 | South Coast | More Data Needed
92701 | South Coast | 100% | 8
92703 | South Coast | 100% | 8
92704 | South Coast | 100% | 8
92705 | South Coast | 100% | 8
92706 | South Coast | 100% | 8
92707 | South Coast | 100% | 8
92708 | South Coast | 100% | 6
92780 | South Coast | 100% | 8
92782 | South Coast | 100% | 8
92801 | South Coast | 100% | 8
92802 | South Coast | 100% | 8
92804 | South Coast | 100% | 8
92805 | South Coast | 100% | 8
92806 | South Coast | 100% | 8
92807 | South Coast | 100% | 8
92808 | South Coast | 100% | 8
92821 | South Coast | 100% | 8
92822 | South Coast | More Data Needed
92823 | South Coast | 100% | 8
92831 | South Coast | 100% | 8
92832 | South Coast | 100% | 8
92833 | South Coast | 100% | 8
92835 | South Coast | 100% | 8
92840 | South Coast | 100% | 8
92841 | South Coast | 100% | 8
92843 | South Coast | 100% | 8
92844 | South Coast | 100% | 6
92845 | South Coast | 100% | 8
92860 | South Coast | 100% | 10
92861 | South Coast | 100% | 8
92863 | South Coast | More Data Needed
92865 | South Coast | 100% | 8
92866 | South Coast | 100% | 8
92867 | South Coast | 100% | 8
92868 | South Coast | 100% | 8
92869 | South Coast | 100% | 8
92870 | South Coast | 100% | 8
92871 | South Coast | More Data Needed
92879 | South Coast | 100% | 10
92880 | South Coast | 100% | 10
92881 | South Coast | 100% | 10
92882 | South Coast | 100% | 10
92883 | South Coast | 100% | 10
92886 | South Coast | 100% | 8
92887 | South Coast | 100% | 8
93001 | South Coast | 95.66% | 6
93001 | Central Coast | 4.338% | 6
93003 | South Coast | 100% | 6
93004 | South Coast | 100% | 6
93009 | South Coast | More Data Needed
93010 | South Coast | 100% | 6
93012 | South Coast | 100% | 6
93013 | Central Coast | 94.34% | 6
93013 | South Coast | 5.663% | 6
93015 | South Coast | 100% | 9
93021 | South Coast | 100% | 9
93022 | South Coast | 100% | 9
93023 | South Coast | 89% | 9
93023 | Central Coast | 11% | 9
93030 | South Coast | 100% | 6
93033 | South Coast | 100% | 6
93035 | South Coast | 100% | 6
93036 | South Coast | 100% | 6
93040 | South Coast | 100% | 9
93041 | South Coast | 100% | 6
93042 | South Coast | 100% | 6
93043 | South Coast | 100% | 6
93060 | South Coast | 100% | 9
93062 | South Coast | More Data Needed
93063 | South Coast | 100% | 9
93064 | South Coast | 100% | 9
93065 | South Coast | 100% | 9
93066 | South Coast | 100% | 9
93067 | Central Coast | 100% | 6
93101 | Central Coast | 100% | 6
93102 | Central Coast | More Data Needed
93103 | Central Coast | 100% | 6
93105 | Central Coast | 100% | 6
93106 | Central Coast | More Data Needed
93107 | Central Coast | More Data Needed
93108 | Central Coast | 100% | 6
93109 | Central Coast | 100% | 6
93110 | Central Coast | 100% | 6
93111 | Central Coast | 100% | 6
93117 | Central Coast | 100% | 6
93130 | Central Coast | More Data Needed
93201 | Tulare Lake | 100% | 13
93202 | Tulare Lake | 100% | 13
93203 | Tulare Lake | 100% | 13
93204 | Tulare Lake | 100% | 13
93205 | Tulare Lake | 100% | 16
93206 | Tulare Lake | 100% | 13
93207 | Tulare Lake | 100% | 13
93208 | Tulare Lake | 100% | 16
93210 | Tulare Lake | 91.75% | 13
93210 | Central Coast | 8.253% | 13
93212 | Tulare Lake | 100% | 13
93215 | Tulare Lake | 100% | 13
93216 | Tulare Lake | More Data Needed
93218 | Tulare Lake | 100% | 13
93219 | Tulare Lake | 100% | 13
93220 | Tulare Lake | 100% | 13
93221 | Tulare Lake | 100% | 13
93222 | Tulare Lake | 58.37% | 16
93222 | Central Coast | 41.54% | 16
93222 | South Coast | 0.09717% | 16
93223 | Tulare Lake | 100% | 13
93224 | Tulare Lake | 100% | 13
93225 | South Coast | 62.36% | 16
93225 | Tulare Lake | 36.77% | 16
93225 | Central Coast | 0.8714% | 16
93226 | Tulare Lake | 100% | 16
93227 | Tulare Lake | More Data Needed
93230 | Tulare Lake | 100% | 13
93232 | Tulare Lake | More Data Needed
93234 | Tulare Lake | 100% | 13
93235 | Tulare Lake | 100% | 13
93237 | Tulare Lake | More Data Needed
93238 | Tulare Lake | 100% | 16
93239 | Tulare Lake | 100% | 13
93240 | Tulare Lake | 100% | 16
93241 | Tulare Lake | 100% | 13
93242 | Tulare Lake | 100% | 13
93243 | South Coast | 50.48% | 16
93243 | Tulare Lake | 29.68% | 16
93243 | South Lahontan | 19.84% | 16
93244 | Tulare Lake | 100% | 13
93245 | Tulare Lake | 100% | 13
93246 | Central Coast | More Data Needed
93247 | Tulare Lake | 100% | 13
93249 | Tulare Lake | 100% | 13
93250 | Tulare Lake | 100% | 13
93251 | Tulare Lake | 93.11% | 13
93251 | Central Coast | 6.89% | 13
93252 | Central Coast | 49.81% | 13
93252 | South Coast | 44.78% | 13
93252 | Tulare Lake | 5.418% | 13
93254 | Central Coast | 100% | 4
93255 | Tulare Lake | 75.17% | 16
93255 | South Lahontan | 24.83% | 16
93256 | Tulare Lake | 100% | 13
93257 | Tulare Lake | 100% | 13
93258 | Tulare Lake | 100% | 13
93260 | Tulare Lake | 100% | 13
93261 | Tulare Lake | 100% | 13
93262 | Tulare Lake | 100% | 16
93263 | Tulare Lake | 100% | 13
93265 | Tulare Lake | 100% | 16
93266 | Tulare Lake | 100% | 13
93267 | Tulare Lake | 100% | 13
93268 | Tulare Lake | 100% | 13
93270 | Tulare Lake | 100% | 13
93271 | Tulare Lake | 100% | 13
93272 | Tulare Lake | 100% | 13
93274 | Tulare Lake | 100% | 13
93275 | Tulare Lake | More Data Needed
93276 | Tulare Lake | 100% | 13
93277 | Tulare Lake | 100% | 13
93278 | Tulare Lake | More Data Needed
93279 | Tulare Lake | More Data Needed
93280 | Tulare Lake | 100% | 13
93283 | Tulare Lake | 95.54% | 16
93283 | South Lahontan | 4.459% | 16
93285 | Tulare Lake | 100% | 16
93286 | Tulare Lake | 100% | 13
93287 | Tulare Lake | 100% | 13
93291 | Tulare Lake | 100% | 13
93292 | Tulare Lake | 100% | 13
93301 | Tulare Lake | 100% | 13
93302 | Tulare Lake | More Data Needed
93303 | Tulare Lake | More Data Needed
93304 | Tulare Lake | 100% | 13
93305 | Tulare Lake | 100% | 13
93306 | Tulare Lake | 100% | 13
93307 | Tulare Lake | 100% | 13
93308 | Tulare Lake | 100% | 13
93309 | Tulare Lake | 100% | 13
93311 | Tulare Lake | 100% | 13
93312 | Tulare Lake | 100% | 13
93313 | Tulare Lake | 100% | 13
93314 | Tulare Lake | 100% | 13
93380 | Tulare Lake | More Data Needed
93383 | Tulare Lake | More Data Needed
93384 | Tulare Lake | More Data Needed
93385 | Tulare Lake | More Data Needed
93386 | Tulare Lake | More Data Needed
93387 | Tulare Lake | More Data Needed
93388 | Tulare Lake | More Data Needed
93389 | Tulare Lake | More Data Needed
93390 | Tulare Lake | More Data Needed
93401 | Central Coast | 100% | 5
93402 | Central Coast | 100% | 5
93403 | Central Coast | More Data Needed
93405 | Central Coast | 100% | 5
93406 | Central Coast | More Data Needed
93407 | Central Coast | More Data Needed
93408 | Central Coast | More Data Needed
93409 | Central Coast | More Data Needed
93410 | Central Coast | 100% | 5
93412 | Central Coast | More Data Needed
93420 | Central Coast | 100% | 5
93421 | Central Coast | More Data Needed
93422 | Central Coast | 100% | 4
93423 | Central Coast | More Data Needed
93424 | Central Coast | 100% | 5
93426 | Central Coast | 100% | 4
93427 | Central Coast | 100% | 5
93428 | Central Coast | 100% | 5
93429 | Central Coast | 100% | 5
93430 | Central Coast | 100% | 5
93432 | Central Coast | 100% | 4
93433 | Central Coast | 100% | 5
93434 | Central Coast | 100% | 5
93435 | Central Coast | More Data Needed
93436 | Central Coast | 100% | 5
93437 | Central Coast | 100% | 5
93438 | Central Coast | More Data Needed
93440 | Central Coast | 100% | 5
93441 | Central Coast | 100% | 5
93442 | Central Coast | 100% | 5
93443 | Central Coast | More Data Needed
93444 | Central Coast | 100% | 5
93445 | Central Coast | 100% | 5
93446 | Central Coast | 100% | 4
93447 | Central Coast | More Data Needed
93448 | Central Coast | More Data Needed
93449 | Central Coast | 100% | 5
93450 | Central Coast | 99.96% | 4
93450 | Tulare Lake | 0.03562% | 4
93451 | Central Coast | 99.98% | 4
93451 | Tulare Lake | 0.02049% | 4
93452 | Central Coast | 100% | 5
93453 | Central Coast | 98.1% | 4
93453 | Tulare Lake | 1.896% | 4
93454 | Central Coast | 100% | 5
93455 | Central Coast | 100% | 5
93456 | Central Coast | More Data Needed
93457 | Central Coast | More Data Needed
93458 | Central Coast | 100% | 5
93460 | Central Coast | 100% | 5
93461 | Central Coast | 82.87% | 4
93461 | Tulare Lake | 17.13% | 4
93463 | Central Coast | 100% | 5
93464 | Central Coast | More Data Needed
93465 | Central Coast | 100% | 4
93483 | Central Coast | More Data Needed
93501 | South Lahontan | 100% | 14
93502 | South Lahontan | More Data Needed
93505 | South Lahontan | 100% | 14
93510 | South Coast | 95.14% | 14
93510 | South Lahontan | 4.865% | 14
93512 | South Lahontan | 100% | 16
93513 | South Lahontan | 99.9% | 16
93513 | Tulare Lake | 0.09668% | 16
93514 | South Lahontan | 99.94% | 16
93514 | San Joaquin | 0.05224% | 16
93514 | Tulare Lake | 0.008835% | 16
93516 | South Lahontan | 100% | 14
93517 | North Lahontan | 99.16% | 16
93517 | South Lahontan | 0.7597% | 16
93517 | San Joaquin | 0.07617% | 16
93518 | Tulare Lake | 94.5% | 16
93518 | South Lahontan | 5.504% | 16
93519 | South Lahontan | 100% | 14
93522 | South Lahontan | 100% | 16
93523 | South Lahontan | 100% | 14
93524 | South Lahontan | 100% | 14
93526 | South Lahontan | 99.79% | 16
93526 | Tulare Lake | 0.2141% | 16
93527 | Tulare Lake | 86.64% | 16
93527 | South Lahontan | 13.36% | 16
93528 | South Lahontan | 100% | 14
93529 | South Lahontan | 100% | 16
93530 | South Lahontan | 100% | 16
93531 | Tulare Lake | 100% | 16
93532 | South Coast | 65.48% | 14
93532 | South Lahontan | 34.52% | 14
93534 | South Lahontan | 100% | 14
93535 | South Lahontan | 100% | 14
93536 | South Lahontan | 99.93% | 14
93536 | South Coast | 0.06857% | 14
93539 | South Coast | More Data Needed
93541 | South Lahontan | 93.09% | 16
93541 | North Lahontan | 6.806% | 16
93541 | San Joaquin | 0.1084% | 16
93543 | South Lahontan | 100% | 14
93544 | South Lahontan | 100% | 14
93545 | South Lahontan | 100% | 16
93546 | South Lahontan | 99.77% | 16
93546 | San Joaquin | 0.2294% | 16
93549 | South Lahontan | 99.95% | 16
93549 | Tulare Lake | 0.05207% | 16
93550 | South Coast | 68.74% | 14
93550 | South Lahontan | 31.26% | 14
93551 | South Lahontan | 97.51% | 14
93551 | South Coast | 2.485% | 14
93552 | South Lahontan | 99.43% | 14
93552 | South Coast | 0.5706% | 14
93553 | South Lahontan | 96.32% | 14
93553 | South Coast | 3.675% | 14
93554 | South Lahontan | 100% | 14
93555 | South Lahontan | 100% | 14
93556 | South Lahontan | More Data Needed
93558 | South Lahontan | 100% | 14
93560 | South Lahontan | 100% | 14
93561 | Tulare Lake | 58.07% | 16
93561 | South Lahontan | 41.93% | 16
93562 | South Lahontan | 100% | 14
93563 | South Lahontan | 98.28% | 16
93563 | South Coast | 1.719% | 16
93581 | Tulare Lake | More Data Needed
93591 | South Lahontan | 100% | 14
93592 | South Lahontan | 100% | 14
93596 | South Lahontan | More Data Needed
93599 | South Coast | More Data Needed
93601 | San Joaquin | 100% | 13
93602 | Tulare Lake | 54.66% | 16
93602 | San Joaquin | 45.34% | 16
93603 | Tulare Lake | 100% | 13
93604 | San Joaquin | 100% | 16
93605 | San Joaquin | 100% | 16
93606 | Tulare Lake | 100% | 13
93607 | Tulare Lake | More Data Needed
93608 | Tulare Lake | 100% | 13
93609 | Tulare Lake | 100% | 13
93610 | San Joaquin | 100% | 13
93611 | Tulare Lake | 100% | 13
93612 | Tulare Lake | 100% | 13
93613 | Tulare Lake | More Data Needed
93614 | San Joaquin | 100% | 13
93615 | Tulare Lake | 100% | 13
93616 | Tulare Lake | 100% | 13
93618 | Tulare Lake | 100% | 13
93619 | Tulare Lake | 74.39% | 13
93619 | San Joaquin | 25.61% | 13
93620 | San Joaquin | 100% | 12
93621 | Tulare Lake | 100% | 13
93622 | San Joaquin | 76.34% | 13
93622 | Tulare Lake | 23.66% | 13
93623 | San Joaquin | 100% | 16
93624 | Tulare Lake | 100% | 13
93625 | Tulare Lake | 100% | 13
93626 | San Joaquin | 91.59% | 13
93626 | Tulare Lake | 8.407% | 13
93627 | Tulare Lake | 100% | 13
93628 | Tulare Lake | 100% | 16
93630 | Tulare Lake | 99.92% | 13
93630 | San Joaquin | 0.08075% | 13
93631 | Tulare Lake | 100% | 13
93633 | Tulare Lake | 100% | 16
93634 | San Joaquin | 59.46% | 16
93634 | Tulare Lake | 40.5% | 16
93634 | South Lahontan | 0.0328% | 16
93635 | San Joaquin | 100% | 12
93636 | San Joaquin | 99.84% | 13
93636 | Tulare Lake | 0.164% | 13
93637 | San Joaquin | 99.9% | 13
93637 | Tulare Lake | 0.09541% | 13
93638 | San Joaquin | 100% | 13
93639 | San Joaquin | More Data Needed
93640 | Tulare Lake | 95.64% | 13
93640 | San Joaquin | 4.361% | 13
93641 | Tulare Lake | 100% | 13
93642 | San Joaquin | More Data Needed
93643 | San Joaquin | 100% | 16
93644 | San Joaquin | 100% | 13
93645 | San Joaquin | 100% | 13
93646 | Tulare Lake | 100% | 13
93647 | Tulare Lake | 100% | 13
93648 | Tulare Lake | 100% | 13
93649 | Tulare Lake | More Data Needed
93650 | Tulare Lake | 100% | 13
93651 | San Joaquin | 91.5% | 13
93651 | Tulare Lake | 8.497% | 13
93652 | Tulare Lake | 100% | 13
93653 | San Joaquin | 100% | 13
93654 | Tulare Lake | 100% | 13
93656 | Tulare Lake | 100% | 13
93657 | Tulare Lake | 100% | 13
93660 | Tulare Lake | 100% | 13
93661 | Central Coast | More Data Needed
93662 | Tulare Lake | 100% | 13
93664 | Tulare Lake | 53.7% | 16
93664 | San Joaquin | 46.3% | 16
93665 | San Joaquin | 100% | 12
93666 | Tulare Lake | 100% | 13
93667 | Tulare Lake | 88.71% | 13
93667 | San Joaquin | 11.29% | 13
93668 | Tulare Lake | 100% | 13
93669 | San Joaquin | 100% | 16
93670 | Tulare Lake | More Data Needed
93673 | Tulare Lake | 100% | 13
93675 | Tulare Lake | 100% | 13
93701 | Tulare Lake | 100% | 13
93702 | Tulare Lake | 100% | 13
93703 | Tulare Lake | 100% | 13
93704 | Tulare Lake | 100% | 13
93705 | Tulare Lake | 100% | 13
93706 | Tulare Lake | 100% | 13
93707 | Tulare Lake | More Data Needed
93708 | Tulare Lake | More Data Needed
93709 | Tulare Lake | More Data Needed
93710 | Tulare Lake | 100% | 13
93711 | Tulare Lake | 99.78% | 13
93711 | San Joaquin | 0.2204% | 13
93712 | Tulare Lake | More Data Needed
93714 | Tulare Lake | More Data Needed
93715 | Tulare Lake | More Data Needed
93716 | Tulare Lake | More Data Needed
93717 | Tulare Lake | More Data Needed
93718 | Tulare Lake | More Data Needed
93720 | Tulare Lake | 99.96% | 13
93720 | San Joaquin | 0.04155% | 13
93721 | Tulare Lake | 100% | 13
93722 | Tulare Lake | 99.98% | 13
93722 | San Joaquin | 0.01616% | 13
93723 | Tulare Lake | 99.94% | 13
93723 | San Joaquin | 0.06076% | 13
93724 | Tulare Lake | More Data Needed
93725 | Tulare Lake | 100% | 13
93726 | Tulare Lake | 100% | 13
93727 | Tulare Lake | 100% | 13
93728 | Tulare Lake | 100% | 13
93729 | Tulare Lake | More Data Needed
93730 | Tulare Lake | 99.51% | 13
93730 | San Joaquin | 0.4866% | 13
93737 | Central Coast | More Data Needed
93740 | Central Coast | More Data Needed
93741 | Central Coast | More Data Needed
93744 | Tulare Lake | More Data Needed
93745 | Tulare Lake | More Data Needed
93747 | Tulare Lake | More Data Needed
93750 | Tulare Lake | More Data Needed
93755 | Tulare Lake | More Data Needed
93760 | Tulare Lake | More Data Needed
93761 | Tulare Lake | More Data Needed
93764 | Central Coast | More Data Needed
93765 | Tulare Lake | More Data Needed
93771 | Tulare Lake | More Data Needed
93772 | Tulare Lake | More Data Needed
93773 | Tulare Lake | More Data Needed
93774 | Tulare Lake | More Data Needed
93775 | Tulare Lake | More Data Needed
93776 | Tulare Lake | More Data Needed
93777 | Tulare Lake | More Data Needed
93778 | Tulare Lake | More Data Needed
93779 | Tulare Lake | More Data Needed
93784 | Tulare Lake | More Data Needed
93786 | Tulare Lake | More Data Needed
93790 | Tulare Lake | More Data Needed
93791 | Tulare Lake | More Data Needed
93792 | Tulare Lake | More Data Needed
93793 | Tulare Lake | More Data Needed
93794 | Tulare Lake | More Data Needed
93844 | Tulare Lake | More Data Needed
93888 | Tulare Lake | More Data Needed
93901 | Central Coast | 100% | 3
93902 | Central Coast | More Data Needed
93905 | Central Coast | 100% | 3
93906 | Central Coast | 100% | 3
93907 | Central Coast | 100% | 3
93908 | Central Coast | 100% | 3
93912 | Central Coast | More Data Needed
93915 | Central Coast | More Data Needed
93920 | Central Coast | 100% | 3
93921 | Central Coast | 100% | 3
93922 | Central Coast | More Data Needed
93923 | Central Coast | 100% | 3
93924 | Central Coast | 100% | 3
93925 | Central Coast | 100% | 3
93926 | Central Coast | 100% | 3
93927 | Central Coast | 100% | 4
93928 | Central Coast | 100% | 4
93930 | Central Coast | 100% | 4
93932 | Central Coast | 100% | 4
93933 | Central Coast | 100% | 3
93940 | Central Coast | 100% | 3
93942 | Central Coast | More Data Needed
93943 | Central Coast | 100% | 3
93944 | Central Coast | More Data Needed
93950 | Central Coast | 100% | 3
93953 | Central Coast | 100% | 3
93954 | Central Coast | 100% | 4
93955 | Central Coast | 100% | 3
93960 | Central Coast | 100% | 3
93962 | Central Coast | 100% | 3
94002 | San Francisco Bay | 100% | 3
94005 | San Francisco Bay | 100% | 3
94010 | San Francisco Bay | 100% | 3
94011 | San Francisco Bay | More Data Needed
94014 | San Francisco Bay | 100% | 3
94015 | San Francisco Bay | 100% | 3
94016 | San Francisco Bay | More Data Needed
94017 | San Francisco Bay | More Data Needed
94018 | San Francisco Bay | More Data Needed
94019 | San Francisco Bay | 100% | 3
94020 | San Francisco Bay | 99.9% | 3
94020 | Central Coast | 0.1037% | 3
94021 | San Francisco Bay | 100% | 3
94022 | San Francisco Bay | 100% | 4
94023 | San Francisco Bay | More Data Needed
94024 | San Francisco Bay | 100% | 4
94025 | San Francisco Bay | 100% | 3
94026 | San Francisco Bay | More Data Needed
94027 | San Francisco Bay | 100% | 3
94028 | San Francisco Bay | 100% | 3
94030 | San Francisco Bay | 100% | 3
94035 | San Francisco Bay | More Data Needed
94037 | San Francisco Bay | 100% | 3
94038 | San Francisco Bay | 100% | 3
94039 | San Francisco Bay | More Data Needed
94040 | San Francisco Bay | 100% | 4
94041 | San Francisco Bay | 100% | 4
94042 | San Francisco Bay | More Data Needed
94043 | San Francisco Bay | 100% | 4
94044 | San Francisco Bay | 100% | 3
94060 | San Francisco Bay | 57.21% | 3
94060 | Central Coast | 42.79% | 3
94061 | San Francisco Bay | 100% | 3
94062 | San Francisco Bay | 100% | 3
94063 | San Francisco Bay | 100% | 3
94064 | San Francisco Bay | More Data Needed
94065 | San Francisco Bay | 100% | 3
94066 | San Francisco Bay | 100% | 3
94070 | San Francisco Bay | 100% | 3
94074 | San Francisco Bay | 100% | 3
94080 | San Francisco Bay | 100% | 3
94083 | San Francisco Bay | More Data Needed
94085 | San Francisco Bay | 100% | 4
94086 | San Francisco Bay | 100% | 4
94087 | San Francisco Bay | 100% | 4
94088 | San Francisco Bay | More Data Needed
94089 | San Francisco Bay | 100% | 4
94101 | San Francisco Bay | More Data Needed
94102 | San Francisco Bay | 100% | 3
94103 | San Francisco Bay | 100% | 3
94104 | San Francisco Bay | 100% | 3
94105 | San Francisco Bay | 100% | 3
94107 | San Francisco Bay | 100% | 3
94108 | San Francisco Bay | 100% | 3
94109 | San Francisco Bay | 100% | 3
94110 | San Francisco Bay | 100% | 3
94111 | San Francisco Bay | 100% | 3
94112 | San Francisco Bay | 100% | 3
94114 | San Francisco Bay | 100% | 3
94115 | San Francisco Bay | 100% | 3
94116 | San Francisco Bay | 100% | 3
94117 | San Francisco Bay | 100% | 3
94118 | San Francisco Bay | 100% | 3
94119 | San Francisco Bay | More Data Needed
94120 | San Francisco Bay | More Data Needed
94121 | San Francisco Bay | 100% | 3
94122 | San Francisco Bay | 100% | 3
94123 | San Francisco Bay | 100% | 3
94124 | San Francisco Bay | 100% | 3
94125 | San Francisco Bay | More Data Needed
94126 | San Francisco Bay | More Data Needed
94127 | San Francisco Bay | 100% | 3
94128 | San Francisco Bay | 100% | 3
94129 | San Francisco Bay | 100% | 3
94130 | San Francisco Bay | 100% | 3
94131 | San Francisco Bay | 100% | 3
94132 | San Francisco Bay | 100% | 3
94133 | San Francisco Bay | 100% | 3
94134 | San Francisco Bay | 100% | 3
94137 | San Francisco Bay | More Data Needed
94139 | San Francisco Bay | More Data Needed
94140 | San Francisco Bay | More Data Needed
94141 | San Francisco Bay | More Data Needed
94142 | San Francisco Bay | More Data Needed
94143 | San Francisco Bay | More Data Needed
94144 | San Francisco Bay | More Data Needed
94145 | San Francisco Bay | More Data Needed
94146 | San Francisco Bay | More Data Needed
94147 | San Francisco Bay | More Data Needed
94151 | San Francisco Bay | More Data Needed
94156 | San Francisco Bay | More Data Needed
94158 | San Francisco Bay | 100% | 3
94159 | San Francisco Bay | More Data Needed
94160 | San Francisco Bay | More Data Needed
94161 | San Francisco Bay | More Data Needed
94162 | San Francisco Bay | More Data Needed
94163 | San Francisco Bay | More Data Needed
94164 | San Francisco Bay | More Data Needed
94172 | San Francisco Bay | More Data Needed
94177 | San Francisco Bay | More Data Needed
94188 | San Francisco Bay | More Data Needed
94203 | Sacramento River | More Data Needed
94204 | Sacramento River | More Data Needed
94205 | Sacramento River | More Data Needed
94206 | Sacramento River | More Data Needed
94207 | Sacramento River | More Data Needed
94208 | Sacramento River | More Data Needed
94209 | Sacramento River | More Data Needed
94211 | Sacramento River | More Data Needed
94229 | Sacramento River | More Data Needed
94230 | Sacramento River | More Data Needed
94232 | Sacramento River | More Data Needed
94234 | Sacramento River | More Data Needed
94235 | Sacramento River | More Data Needed
94236 | Sacramento River | More Data Needed
94237 | Sacramento River | More Data Needed
94239 | Sacramento River | More Data Needed
94240 | Sacramento River | More Data Needed
94244 | Sacramento River | More Data Needed
94246 | Sacramento River | More Data Needed
94247 | Sacramento River | More Data Needed
94248 | Sacramento River | More Data Needed
94249 | Sacramento River | More Data Needed
94250 | Sacramento River | More Data Needed
94252 | Sacramento River | More Data Needed
94254 | Sacramento River | More Data Needed
94256 | Sacramento River | More Data Needed
94257 | Sacramento River | More Data Needed
94258 | Sacramento River | More Data Needed
94259 | Sacramento River | More Data Needed
94261 | Sacramento River | More Data Needed
94262 | Sacramento River | More Data Needed
94263 | Sacramento River | More Data Needed
94267 | Sacramento River | More Data Needed
94268 | Sacramento River | More Data Needed
94269 | Sacramento River | More Data Needed
94271 | Sacramento River | More Data Needed
94273 | Sacramento River | More Data Needed
94274 | Sacramento River | More Data Needed
94277 | Sacramento River | More Data Needed
94278 | Sacramento River | More Data Needed
94279 | Sacramento River | More Data Needed
94280 | Sacramento River | More Data Needed
94282 | Sacramento River | More Data Needed
94283 | Sacramento River | More Data Needed
94284 | Sacramento River | More Data Needed
94285 | Sacramento River | More Data Needed
94286 | Sacramento River | More Data Needed
94287 | Sacramento River | More Data Needed
94288 | Sacramento River | More Data Needed
94289 | Sacramento River | More Data Needed
94290 | Sacramento River | More Data Needed
94291 | Sacramento River | More Data Needed
94293 | Sacramento River | More Data Needed
94294 | Sacramento River | More Data Needed
94295 | Sacramento River | More Data Needed
94296 | Sacramento River | More Data Needed
94297 | Sacramento River | More Data Needed
94298 | Sacramento River | More Data Needed
94301 | San Francisco Bay | 100% | 4
94302 | San Francisco Bay | More Data Needed
94303 | San Francisco Bay | 100% | 4
94304 | San Francisco Bay | 100% | 4
94305 | San Francisco Bay | 100% | 4
94306 | San Francisco Bay | 100% | 4
94309 | San Francisco Bay | More Data Needed
94401 | San Francisco Bay | 100% | 3
94402 | San Francisco Bay | 100% | 3
94403 | San Francisco Bay | 100% | 3
94404 | San Francisco Bay | 100% | 3
94497 | San Francisco Bay | More Data Needed
94501 | San Francisco Bay | 100% | 3
94502 | San Francisco Bay | 100% | 3
94503 | San Francisco Bay | 100% | 2
94505 | San Joaquin | 100% | 12
94506 | San Francisco Bay | 100% | 12
94507 | San Francisco Bay | 100% | 12
94508 | San Francisco Bay | 75.13% | 2
94508 | Sacramento River | 24.87% | 2
94509 | San Joaquin | 95.7% | 12
94509 | San Francisco Bay | 3.933% | 12
94509 | Sacramento River | 0.3706% | 12
94510 | San Francisco Bay | 100% | 12
94511 | San Joaquin | 100% | 12
94512 | San Francisco Bay | 61.55% | 12
94512 | Sacramento River | 38.45% | 12
94513 | San Joaquin | 100% | 12
94514 | San Joaquin | 100% | 12
94515 | North Coast | 46.62% | 2
94515 | San Francisco Bay | 40.89% | 2
94515 | Sacramento River | 12.49% | 2
94516 | San Francisco Bay | 100% | 12
94517 | San Joaquin | 62.13% | 12
94517 | San Francisco Bay | 37.87% | 12
94518 | San Francisco Bay | 100% | 12
94519 | San Francisco Bay | 100% | 12
94520 | San Francisco Bay | 100% | 12
94521 | San Francisco Bay | 100% | 12
94522 | San Francisco Bay | More Data Needed
94523 | San Francisco Bay | 100% | 12
94524 | San Francisco Bay | More Data Needed
94525 | San Francisco Bay | 100% | 12
94526 | San Francisco Bay | 100% | 12
94527 | San Francisco Bay | More Data Needed
94528 | San Francisco Bay | 100% | 12
94529 | San Francisco Bay | More Data Needed
94530 | San Francisco Bay | 100% | 3
94531 | San Joaquin | 100% | 12
94533 | San Francisco Bay | 92.32% | 12
94533 | Sacramento River | 7.676% | 12
94534 | San Francisco Bay | 99.98% | 12
94534 | Sacramento River | 0.01676% | 12
94535 | San Francisco Bay | 76% | 12
94535 | Sacramento River | 24% | 12
94536 | San Francisco Bay | 100% | 3
94537 | San Francisco Bay | More Data Needed
94538 | San Francisco Bay | 100% | 3
94539 | San Francisco Bay | 100% | 3
94540 | San Francisco Bay | More Data Needed
94541 | San Francisco Bay | 100% | 3
94542 | San Francisco Bay | 100% | 3
94543 | San Francisco Bay | More Data Needed
94544 | San Francisco Bay | 100% | 3
94545 | San Francisco Bay | 100% | 3
94546 | San Francisco Bay | 100% | 3
94547 | San Francisco Bay | 100% | 3
94548 | San Joaquin | 100% | 12
94549 | San Francisco Bay | 100% | 12
94550 | San Francisco Bay | 87.08% | 12
94550 | San Joaquin | 12.92% | 12
94551 | San Francisco Bay | 76.91% | 12
94551 | San Joaquin | 23.09% | 12
94552 | San Francisco Bay | 100% | 3
94553 | San Francisco Bay | 100% | 12
94555 | San Francisco Bay | 100% | 3
94556 | San Francisco Bay | 100% | 12
94557 | San Francisco Bay | More Data Needed
94558 | San Francisco Bay | 57.05% | 2
94558 | Sacramento River | 42.95% | 2
94559 | San Francisco Bay | 100% | 2
94560 | San Francisco Bay | 100% | 3
94561 | San Joaquin | 99.99% | 12
94561 | Sacramento River | 0.005916% | 12
94562 | San Francisco Bay | More Data Needed
94563 | San Francisco Bay | 100% | 12
94564 | San Francisco Bay | 100% | 3
94565 | San Francisco Bay | 97.36% | 12
94565 | San Joaquin | 2.575% | 12
94565 | Sacramento River | 0.06836% | 12
94566 | San Francisco Bay | 100% | 12
94567 | Sacramento River | 98.41% | 2
94567 | San Francisco Bay | 1.591% | 2
94568 | San Francisco Bay | 100% | 12
94569 | San Francisco Bay | 100% | 12
94570 | San Francisco Bay | More Data Needed
94571 | Sacramento River | 99.33% | 12
94571 | San Joaquin | 0.6352% | 12
94571 | San Francisco Bay | 0.03474% | 12
94572 | San Francisco Bay | 100% | 3
94573 | San Francisco Bay | 100% | 2
94574 | San Francisco Bay | 65.58% | 2
94574 | Sacramento River | 34.41% | 2
94574 | North Coast | 0.0149% | 2
94575 | San Francisco Bay | 100% | 12
94576 | San Francisco Bay | 100% | 2
94577 | San Francisco Bay | 100% | 3
94578 | San Francisco Bay | 100% | 3
94579 | San Francisco Bay | 100% | 3
94580 | San Francisco Bay | 100% | 3
94581 | San Francisco Bay | More Data Needed
94582 | San Francisco Bay | 100% | 12
94583 | San Francisco Bay | 100% | 12
94585 | San Francisco Bay | 78.43% | 12
94585 | Sacramento River | 21.57% | 12
94586 | San Francisco Bay | 100% | 12
94587 | San Francisco Bay | 100% | 3
94588 | San Francisco Bay | 97.68% | 12
94588 | San Joaquin | 2.319% | 12
94589 | San Francisco Bay | 100% | 3
94590 | San Francisco Bay | 100% | 3
94591 | San Francisco Bay | 100% | 12
94592 | San Francisco Bay | 100% | 3
94595 | San Francisco Bay | 100% | 12
94596 | San Francisco Bay | 100% | 12
94597 | San Francisco Bay | 100% | 12
94598 | San Francisco Bay | 99.86% | 12
94598 | San Joaquin | 0.1441% | 12
94599 | San Francisco Bay | 100% | 2
94601 | San Francisco Bay | 100% | 3
94602 | San Francisco Bay | 100% | 3
94603 | San Francisco Bay | 100% | 3
94604 | San Francisco Bay | More Data Needed
94605 | San Francisco Bay | 100% | 3
94606 | San Francisco Bay | 100% | 3
94607 | San Francisco Bay | 100% | 3
94608 | San Francisco Bay | 100% | 3
94609 | San Francisco Bay | 100% | 3
94610 | San Francisco Bay | 100% | 3
94611 | San Francisco Bay | 100% | 3
94612 | San Francisco Bay | 100% | 3
94613 | San Francisco Bay | 100% | 3
94614 | San Francisco Bay | More Data Needed
94615 | San Francisco Bay | More Data Needed
94617 | San Francisco Bay | More Data Needed
94618 | San Francisco Bay | 100% | 3
94619 | San Francisco Bay | 100% | 3
94620 | San Francisco Bay | More Data Needed
94621 | San Francisco Bay | 100% | 3
94623 | San Francisco Bay | More Data Needed
94624 | San Francisco Bay | More Data Needed
94649 | San Francisco Bay | More Data Needed
94659 | San Francisco Bay | More Data Needed
94660 | San Francisco Bay | More Data Needed
94661 | San Francisco Bay | More Data Needed
94662 | San Francisco Bay | More Data Needed
94666 | San Francisco Bay | More Data Needed
94701 | San Francisco Bay | More Data Needed
94702 | San Francisco Bay | 100% | 3
94703 | San Francisco Bay | 100% | 3
94704 | San Francisco Bay | 100% | 3
94705 | San Francisco Bay | 100% | 3
94706 | San Francisco Bay | 100% | 3
94707 | San Francisco Bay | 100% | 3
94708 | San Francisco Bay | 100% | 3
94709 | San Francisco Bay | 100% | 3
94710 | San Francisco Bay | 100% | 3
94712 | San Francisco Bay | More Data Needed
94720 | San Francisco Bay | 100% | 3
94801 | San Francisco Bay | 100% | 3
94802 | San Francisco Bay | More Data Needed
94803 | San Francisco Bay | 100% | 3
94804 | San Francisco Bay | 100% | 3
94805 | San Francisco Bay | 100% | 3
94806 | San Francisco Bay | 100% | 3
94807 | San Francisco Bay | More Data Needed
94808 | San Francisco Bay | More Data Needed
94820 | San Francisco Bay | More Data Needed
94850 | San Francisco Bay | 100% | 3
94901 | San Francisco Bay | 100% | 2
94903 | San Francisco Bay | 100% | 2
94904 | San Francisco Bay | 100% | 2
94912 | San Francisco Bay | More Data Needed
94913 | San Francisco Bay | More Data Needed
94914 | San Francisco Bay | More Data Needed
94915 | San Francisco Bay | More Data Needed
94920 | San Francisco Bay | 100% | 3
94922 | North Coast | 100% | 1
94923 | North Coast | 100% | 1
94924 | San Francisco Bay | 100% | 3
94925 | San Francisco Bay | 100% | 3
94926 | North Coast | More Data Needed
94927 | North Coast | More Data Needed
94928 | North Coast | 95.75% | 2
94928 | San Francisco Bay | 4.255% | 2
94929 | San Francisco Bay | 96.87% | 3
94929 | North Coast | 3.133% | 3
94930 | San Francisco Bay | 100% | 2
94931 | North Coast | 81.92% | 2
94931 | San Francisco Bay | 18.08% | 2
94933 | San Francisco Bay | 100% | 3
94937 | San Francisco Bay | 100% | 3
94938 | San Francisco Bay | 100% | 3
94939 | San Francisco Bay | 100% | 2
94940 | San Francisco Bay | 100% | 3
94941 | San Francisco Bay | 100% | 3
94942 | San Francisco Bay | More Data Needed
94945 | San Francisco Bay | 100% | 2
94946 | San Francisco Bay | 100% | 2
94947 | San Francisco Bay | 100% | 2
94948 | San Francisco Bay | More Data Needed
94949 | San Francisco Bay | 100% | 2
94950 | San Francisco Bay | 100% | 3
94951 | San Francisco Bay | 62.68% | 2
94951 | North Coast | 37.32% | 2
94952 | San Francisco Bay | 61.69% | 2
94952 | North Coast | 38.31% | 2
94953 | San Francisco Bay | More Data Needed
94954 | San Francisco Bay | 98.29% | 2
94954 | North Coast | 1.714% | 2
94955 | San Francisco Bay | More Data Needed
94956 | San Francisco Bay | 100% | 3
94957 | San Francisco Bay | 100% | 2
94960 | San Francisco Bay | 100% | 2
94963 | San Francisco Bay | 100% | 2
94964 | San Francisco Bay | 100% | 2
94965 | San Francisco Bay | 100% | 3
94966 | San Francisco Bay | More Data Needed
94970 | San Francisco Bay | 100% | 3
94971 | San Francisco Bay | 76.43% | 3
94971 | North Coast | 23.57% | 3
94972 | North Coast | 98.64% | 2
94972 | San Francisco Bay | 1.363% | 2
94973 | San Francisco Bay | 100% | 2
94974 | San Francisco Bay | More Data Needed
94975 | San Francisco Bay | More Data Needed
94976 | San Francisco Bay | More Data Needed
94977 | San Francisco Bay | More Data Needed
94978 | San Francisco Bay | More Data Needed
94979 | San Francisco Bay | More Data Needed
94999 | San Francisco Bay | More Data Needed
95001 | Central Coast | More Data Needed
95002 | San Francisco Bay | 100% | 4
95003 | Central Coast | 100% | 3
95004 | Central Coast | 100% | 4
95005 | Central Coast | 100% | 3
95006 | Central Coast | 94.11% | 3
95006 | San Francisco Bay | 5.885% | 3
95007 | Central Coast | 100% | 3
95008 | San Francisco Bay | 100% | 4
95009 | San Francisco Bay | More Data Needed
95010 | Central Coast | 100% | 3
95011 | San Francisco Bay | More Data Needed
95012 | Central Coast | 100% | 3
95013 | San Francisco Bay | 100% | 4
95014 | San Francisco Bay | 100% | 4
95015 | San Francisco Bay | More Data Needed
95017 | Central Coast | 100% | 3
95018 | Central Coast | 100% | 3
95019 | Central Coast | 100% | 3
95020 | Central Coast | 82.19% | 4
95020 | San Francisco Bay | 17.81% | 4
95021 | Central Coast | More Data Needed
95023 | Central Coast | 96.25% | 4
95023 | San Francisco Bay | 3.624% | 4
95023 | San Joaquin | 0.1309% | 4
95024 | Central Coast | More Data Needed
95026 | San Francisco Bay | More Data Needed
95030 | San Francisco Bay | 100% | 4
95031 | San Francisco Bay | More Data Needed
95032 | San Francisco Bay | 100% | 4
95033 | Central Coast | 53.71% | 4
95033 | San Francisco Bay | 46.29% | 4
95035 | San Francisco Bay | 100% | 4
95036 | San Francisco Bay | More Data Needed
95037 | San Francisco Bay | 59.84% | 4
95037 | Central Coast | 39.99% | 4
95037 | San Joaquin | 0.1641% | 4
95038 | Central Coast | More Data Needed
95039 | Central Coast | 100% | 3
95041 | Central Coast | 100% | 3
95042 | San Francisco Bay | More Data Needed
95043 | Central Coast | 64.82% | 4
95043 | Tulare Lake | 32.8% | 4
95043 | San Joaquin | 2.379% | 4
95044 | San Francisco Bay | More Data Needed
95045 | Central Coast | 100% | 4
95046 | Central Coast | 91.38% | 4
95046 | San Francisco Bay | 8.616% | 4
95050 | San Francisco Bay | 100% | 4
95051 | San Francisco Bay | 100% | 4
95052 | San Francisco Bay | More Data Needed
95053 | San Francisco Bay | 100% | 4
95054 | San Francisco Bay | 100% | 4
95055 | San Francisco Bay | More Data Needed
95056 | San Francisco Bay | More Data Needed
95060 | Central Coast | 100% | 3
95061 | Central Coast | More Data Needed
95062 | Central Coast | 100% | 3
95063 | Central Coast | More Data Needed
95064 | Central Coast | 100% | 3
95065 | Central Coast | 100% | 3
95066 | Central Coast | 100% | 3
95067 | Central Coast | More Data Needed
95070 | San Francisco Bay | 99.98% | 4
95070 | Central Coast | 0.01705% | 4
95071 | San Francisco Bay | More Data Needed
95073 | Central Coast | 100% | 3
95075 | Central Coast | 73.75% | 4
95075 | San Joaquin | 26.25% | 4
95076 | Central Coast | 100% | 3
95077 | Central Coast | More Data Needed
95101 | San Francisco Bay | More Data Needed
95103 | San Francisco Bay | More Data Needed
95106 | San Francisco Bay | More Data Needed
95108 | San Francisco Bay | More Data Needed
95109 | San Francisco Bay | More Data Needed
95110 | San Francisco Bay | 100% | 4
95111 | San Francisco Bay | 100% | 4
95112 | San Francisco Bay | 100% | 4
95113 | San Francisco Bay | 100% | 4
95115 | San Francisco Bay | More Data Needed
95116 | San Francisco Bay | 100% | 4
95117 | San Francisco Bay | 100% | 4
95118 | San Francisco Bay | 100% | 4
95119 | San Francisco Bay | 100% | 4
95120 | San Francisco Bay | 99.48% | 4
95120 | Central Coast | 0.5152% | 4
95121 | San Francisco Bay | 100% | 4
95122 | San Francisco Bay | 100% | 4
95123 | San Francisco Bay | 100% | 4
95124 | San Francisco Bay | 100% | 4
95125 | San Francisco Bay | 100% | 4
95126 | San Francisco Bay | 100% | 4
95127 | San Francisco Bay | 100% | 4
95128 | San Francisco Bay | 100% | 4
95129 | San Francisco Bay | 100% | 4
95130 | San Francisco Bay | 100% | 4
95131 | San Francisco Bay | 100% | 4
95132 | San Francisco Bay | 100% | 4
95133 | San Francisco Bay | 100% | 4
95134 | San Francisco Bay | 100% | 4
95135 | San Francisco Bay | 100% | 4
95136 | San Francisco Bay | 100% | 4
95138 | San Francisco Bay | 100% | 4
95139 | San Francisco Bay | 100% | 4
95140 | San Francisco Bay | 99.95% | 4
95140 | San Joaquin | 0.04504% | 4
95141 | San Francisco Bay | More Data Needed
95148 | San Francisco Bay | 100% | 4
95150 | San Francisco Bay | More Data Needed
95151 | San Francisco Bay | More Data Needed
95152 | San Francisco Bay | More Data Needed
95153 | San Francisco Bay | More Data Needed
95154 | San Francisco Bay | More Data Needed
95155 | San Francisco Bay | More Data Needed
95156 | San Francisco Bay | More Data Needed
95157 | San Francisco Bay | More Data Needed
95158 | San Francisco Bay | More Data Needed
95159 | San Francisco Bay | More Data Needed
95160 | San Francisco Bay | More Data Needed
95161 | San Francisco Bay | More Data Needed
95164 | San Francisco Bay | More Data Needed
95170 | San Francisco Bay | More Data Needed
95172 | San Francisco Bay | More Data Needed
95173 | San Francisco Bay | More Data Needed
95190 | San Francisco Bay | More Data Needed
95191 | San Francisco Bay | More Data Needed
95192 | San Francisco Bay | More Data Needed
95193 | San Francisco Bay | More Data Needed
95194 | San Francisco Bay | More Data Needed
95196 | San Francisco Bay | More Data Needed
95201 | San Joaquin | More Data Needed
95202 | San Joaquin | 100% | 12
95203 | San Joaquin | 100% | 12
95204 | San Joaquin | 100% | 12
95205 | San Joaquin | 100% | 12
95206 | San Joaquin | 100% | 12
95207 | San Joaquin | 100% | 12
95208 | San Joaquin | More Data Needed
95209 | San Joaquin | 100% | 12
95210 | San Joaquin | 100% | 12
95211 | San Joaquin | 100% | 12
95212 | San Joaquin | 100% | 12
95213 | San Joaquin | More Data Needed
95215 | San Joaquin | 100% | 12
95219 | San Joaquin | 100% | 12
95219 | Sacramento River | 0.0007498% | 12
95220 | San Joaquin | 99.99% | 12
95220 | Sacramento River | 0.005289% | 12
95221 | San Joaquin | More Data Needed
95222 | San Joaquin | 100% | 12
95223 | San Joaquin | 95.95% | 16
95223 | North Lahontan | 4.054% | 16
95224 | San Joaquin | 100% | 16
95225 | San Joaquin | 100% | 12
95226 | San Joaquin | 100% | 12
95227 | San Joaquin | 100% | 12
95228 | San Joaquin | 100% | 12
95229 | Sacramento River | More Data Needed
95230 | San Joaquin | 100% | 12
95231 | San Joaquin | 100% | 12
95232 | San Joaquin | 100% | 12
95233 | San Joaquin | 100% | 16
95234 | San Joaquin | 100% | 12
95236 | San Joaquin | 100% | 12
95237 | San Joaquin | 100% | 12
95240 | San Joaquin | 100% | 12
95241 | San Joaquin | More Data Needed
95242 | San Joaquin | 100% | 12
95245 | San Joaquin | 100% | 12
95246 | San Joaquin | 100% | 12
95247 | San Joaquin | 100% | 12
95248 | San Joaquin | 100% | 12
95249 | San Joaquin | 100% | 12
95250 | San Joaquin | 100% | 12
95251 | San Joaquin | 100% | 12
95252 | San Joaquin | 100% | 12
95253 | San Joaquin | More Data Needed
95254 | San Joaquin | 100% | 12
95255 | San Joaquin | 100% | 12
95257 | San Joaquin | 100% | 12
95258 | San Joaquin | 100% | 12
95267 | San Joaquin | More Data Needed
95269 | San Joaquin | More Data Needed
95296 | San Joaquin | More Data Needed
95297 | San Joaquin | More Data Needed
95301 | San Joaquin | 100% | 12
95303 | San Joaquin | 100% | 12
95304 | San Joaquin | 99.99% | 12
95304 | San Francisco Bay | 0.009278% | 12
95305 | San Joaquin | 100% | 12
95306 | San Joaquin | 100% | 12
95307 | San Joaquin | 100% | 12
95309 | San Joaquin | More Data Needed
95310 | San Joaquin | 100% | 12
95311 | San Joaquin | 100% | 12
95312 | San Joaquin | 100% | 12
95313 | San Joaquin | 100% | 12
95314 | San Joaquin | 100% | 16
95315 | San Joaquin | 100% | 12
95316 | San Joaquin | 100% | 12
95317 | San Joaquin | 100% | 12
95318 | San Joaquin | 100% | 16
95319 | San Joaquin | 100% | 12
95320 | San Joaquin | 100% | 12
95321 | San Joaquin | 100% | 12
95322 | San Joaquin | 100% | 12
95323 | San Joaquin | 100% | 12
95324 | San Joaquin | 100% | 12
95325 | San Joaquin | 100% | 12
95326 | San Joaquin | 100% | 12
95327 | San Joaquin | 100% | 12
95328 | San Joaquin | 100% | 12
95329 | San Joaquin | 100% | 12
95330 | San Joaquin | 100% | 12
95333 | San Joaquin | 100% | 12
95334 | San Joaquin | 100% | 12
95335 | San Joaquin | 100% | 16
95336 | San Joaquin | 100% | 12
95337 | San Joaquin | 100% | 12
95338 | San Joaquin | 100% | 12
95340 | San Joaquin | 100% | 12
95341 | San Joaquin | 100% | 12
95343 | San Joaquin | More Data Needed
95344 | San Joaquin | More Data Needed
95345 | San Joaquin | 100% | 12
95346 | San Joaquin | 100% | 16
95347 | San Joaquin | More Data Needed
95348 | San Joaquin | 100% | 12
95350 | San Joaquin | 100% | 12
95351 | San Joaquin | 100% | 12
95352 | San Joaquin | More Data Needed
95353 | San Joaquin | More Data Needed
95354 | San Joaquin | 100% | 12
95355 | San Joaquin | 100% | 12
95356 | San Joaquin | 100% | 12
95357 | San Joaquin | 100% | 12
95358 | San Joaquin | 100% | 12
95360 | San Joaquin | 99.56% | 12
95360 | Central Coast | 0.3055% | 12
95360 | San Francisco Bay | 0.1353% | 12
95361 | San Joaquin | 100% | 12
95363 | San Joaquin | 99.99% | 12
95363 | San Francisco Bay | 0.01226% | 12
95364 | San Joaquin | 99.95% | 16
95364 | North Lahontan | 0.05145% | 16
95365 | San Joaquin | 100% | 12
95366 | San Joaquin | 100% | 12
95367 | San Joaquin | 100% | 12
95368 | San Joaquin | 100% | 12
95369 | San Joaquin | 100% | 12
95370 | San Joaquin | 100% | 12
95372 | San Joaquin | 100% | 12
95373 | San Joaquin | More Data Needed
95374 | San Joaquin | 100% | 12
95375 | San Joaquin | 100% | 16
95376 | San Joaquin | 100% | 12
95377 | San Joaquin | 100% | 12
95378 | San Joaquin | More Data Needed
95379 | San Joaquin | 100% | 12
95380 | San Joaquin | 100% | 12
95381 | San Joaquin | More Data Needed
95382 | San Joaquin | 100% | 12
95383 | San Joaquin | 100% | 12
95385 | San Joaquin | 100% | 12
95386 | San Joaquin | 100% | 12
95387 | San Joaquin | 99.86% | 12
95387 | San Francisco Bay | 0.1441% | 12
95388 | San Joaquin | 100% | 12
95389 | San Joaquin | 99.84% | 16
95389 | South Lahontan | 0.1589% | 16
95391 | San Joaquin | 92.74% | 12
95391 | San Francisco Bay | 7.263% | 12
95397 | San Joaquin | More Data Needed
95401 | North Coast | 100% | 2
95402 | North Coast | More Data Needed
95403 | North Coast | 100% | 2
95404 | North Coast | 93.13% | 2
95404 | San Francisco Bay | 6.872% | 2
95405 | North Coast | 100% | 2
95406 | North Coast | More Data Needed
95407 | North Coast | 100% | 2
95409 | North Coast | 77.82% | 2
95409 | San Francisco Bay | 22.18% | 2
95410 | North Coast | 100% | 1
95412 | North Coast | 100% | 1
95415 | North Coast | 100% | 2
95416 | North Coast | More Data Needed
95417 | North Coast | 100% | 1
95418 | North Coast | More Data Needed
95419 | North Coast | More Data Needed
95420 | North Coast | 100% | 1
95421 | North Coast | 100% | 1
95422 | Sacramento River | 100% | 2
95423 | Sacramento River | 100% | 2
95424 | Sacramento River | More Data Needed
95425 | North Coast | 99.64% | 2
95425 | Sacramento River | 0.3631% | 2
95426 | Sacramento River | 99.93% | 2
95426 | North Coast | 0.06978% | 2
95427 | North Coast | 100% | 1
95428 | North Coast | 99.98% | 2
95428 | Sacramento River | 0.01628% | 2
95429 | North Coast | 100% | 2
95430 | North Coast | 100% | 1
95431 | San Francisco Bay | 100% | 2
95432 | North Coast | 100% | 1
95433 | San Francisco Bay | More Data Needed
95435 | Sacramento River | 100% | 2
95436 | North Coast | 100% | 2
95437 | North Coast | 100% | 1
95439 | North Coast | 100% | 2
95441 | North Coast | 100% | 2
95442 | San Francisco Bay | 100% | 2
95443 | Sacramento River | 100% | 2
95444 | North Coast | 100% | 2
95445 | North Coast | 100% | 1
95446 | North Coast | 100% | 2
95448 | North Coast | 100% | 2
95448 | Sacramento River | 0.003964% | 2
95449 | North Coast | 99.18% | 2
95449 | Sacramento River | 0.821% | 2
95450 | North Coast | 100% | 1
95451 | Sacramento River | 98.96% | 2
95451 | North Coast | 1.043% | 2
95452 | San Francisco Bay | 100% | 2
95453 | Sacramento River | 99.67% | 2
95453 | North Coast | 0.3339% | 2
95454 | North Coast | 100% | 2
95456 | North Coast | 100% | 1
95457 | Sacramento River | 100% | 2
95458 | Sacramento River | 100% | 2
95459 | North Coast | 100% | 1
95460 | North Coast | 100% | 1
95461 | Sacramento River | 99.96% | 2
95461 | North Coast | 0.04267% | 2
95462 | North Coast | 100% | 1
95463 | North Coast | 100% | 2
95464 | Sacramento River | 100% | 2
95465 | North Coast | 100% | 1
95466 | North Coast | 100% | 2
95467 | Sacramento River | 100% | 2
95468 | North Coast | 100% | 1
95469 | North Coast | 99.68% | 2
95469 | Sacramento River | 0.3166% | 2
95470 | North Coast | 100% | 2
95471 | North Coast | 100% | 2
95472 | North Coast | 100% | 2
95473 | North Coast | More Data Needed
95476 | San Francisco Bay | 100% | 2
95480 | North Coast | More Data Needed
95481 | North Coast | More Data Needed
95482 | North Coast | 99.7% | 2
95482 | Sacramento River | 0.3032% | 2
95485 | Sacramento River | 95.22% | 2
95485 | North Coast | 4.777% | 2
95486 | North Coast | 100% | 1
95487 | San Francisco Bay | More Data Needed
95488 | North Coast | 100% | 1
95490 | North Coast | 100% | 2
95492 | North Coast | 100% | 2
95493 | Sacramento River | 100% | 2
95494 | North Coast | 100% | 2
95497 | North Coast | 100% | 1
95501 | North Coast | 100% | 1
95502 | North Coast | More Data Needed
95503 | North Coast | 100% | 1
95511 | North Coast | 100% | 2
95514 | North Coast | 100% | 2
95518 | North Coast | More Data Needed
95519 | North Coast | 100% | 1
95521 | North Coast | 100% | 1
95524 | North Coast | 100% | 1
95525 | North Coast | 100% | 1
95526 | North Coast | 100% | 2
95527 | North Coast | 100% | 16
95528 | North Coast | 100% | 1
95531 | North Coast | 100% | 1
95532 | North Coast | More Data Needed
95534 | North Coast | More Data Needed
95536 | North Coast | 100% | 1
95537 | North Coast | 100% | 1
95540 | North Coast | 100% | 1
95542 | North Coast | 100% | 2
95543 | North Coast | 100% | 16
95545 | North Coast | 100% | 1
95546 | North Coast | 100% | 2
95547 | North Coast | 100% | 1
95548 | North Coast | 100% | 1
95549 | North Coast | 100% | 1
95550 | North Coast | 100% | 2
95551 | North Coast | 100% | 1
95552 | North Coast | 99.99% | 2
95552 | Sacramento River | 0.01026% | 2
95553 | North Coast | 100% | 1
95554 | North Coast | 100% | 2
95555 | North Coast | 100% | 1
95556 | North Coast | 100% | 2
95558 | North Coast | 100% | 1
95559 | North Coast | 100% | 2
95560 | North Coast | 100% | 2
95562 | North Coast | 100% | 1
95563 | North Coast | 100% | 16
95564 | North Coast | 100% | 1
95565 | North Coast | 100% | 1
95567 | North Coast | 100% | 1
95568 | North Coast | 100% | 16
95569 | North Coast | 100% | 2
95570 | North Coast | 100% | 1
95571 | North Coast | 100% | 1
95573 | North Coast | 100% | 2
95585 | North Coast | 100% | 1
95587 | North Coast | 100% | 2
95589 | North Coast | 100% | 1
95595 | North Coast | 100% | 2
95601 | San Joaquin | 100% | 12
95602 | Sacramento River | 100% | 11
95603 | Sacramento River | 100% | 11
95604 | North Lahontan | 100% | 11
95605 | Sacramento River | 100% | 12
95606 | Sacramento River | 100% | 12
95607 | Sacramento River | 100% | 12
95608 | Sacramento River | 100% | 12
95609 | Sacramento River | More Data Needed
95610 | Sacramento River | 100% | 12
95611 | Sacramento River | More Data Needed
95612 | Sacramento River | 100% | 12
95613 | Sacramento River | More Data Needed
95614 | Sacramento River | 100% | 12
95615 | Sacramento River | 100% | 12
95616 | Sacramento River | 100% | 12
95617 | Sacramento River | More Data Needed
95618 | Sacramento River | 100% | 12
95619 | San Joaquin | 77.63% | 12
95619 | Sacramento River | 22.37% | 12
95620 | Sacramento River | 100% | 12
95621 | Sacramento River | 100% | 12
95623 | San Joaquin | 93.8% | 12
95623 | Sacramento River | 6.202% | 12
95624 | Sacramento River | 52.27% | 12
95624 | San Joaquin | 47.73% | 12
95625 | Sacramento River | 100% | 12
95626 | Sacramento River | 100% | 12
95627 | Sacramento River | 100% | 12
95628 | Sacramento River | 100% | 12
95629 | San Joaquin | 100% | 12
95630 | Sacramento River | 97.66% | 12
95630 | San Joaquin | 2.339% | 12
95631 | Sacramento River | 100% | 16
95632 | San Joaquin | 93.52% | 12
95632 | Sacramento River | 6.475% | 12
95633 | Sacramento River | 100% | 12
95634 | Sacramento River | 100% | 12
95635 | Sacramento River | 100% | 12
95636 | San Joaquin | 99.95% | 16
95636 | Sacramento River | 0.0483% | 16
95637 | Sacramento River | 100% | 12
95638 | San Joaquin | 100% | 12
95639 | Sacramento River | 100% | 12
95640 | San Joaquin | 100% | 12
95641 | Sacramento River | 79.03% | 12
95641 | San Joaquin | 20.97% | 12
95642 | San Joaquin | 100% | 12
95645 | Sacramento River | 100% | 11
95646 | Sacramento River | 100% | 16
95648 | Sacramento River | 100% | 11
95650 | Sacramento River | 100% | 11
95651 | Sacramento River | 100% | 12
95652 | Sacramento River | 100% | 12
95653 | Sacramento River | 100% | 12
95654 | North Coast | More Data Needed
95655 | Sacramento River | 100% | 12
95656 | North Coast | More Data Needed
95658 | Sacramento River | 100% | 11
95659 | Sacramento River | 100% | 11
95660 | Sacramento River | 100% | 12
95661 | Sacramento River | 100% | 11
95662 | Sacramento River | 100% | 12
95663 | Sacramento River | 100% | 11
95664 | Sacramento River | 100% | 12
95665 | San Joaquin | 100% | 12
95666 | San Joaquin | 71.96% | 16
95666 | Sacramento River | 28.04% | 16
95667 | Sacramento River | 73.98% | 12
95667 | San Joaquin | 26.02% | 12
95668 | Sacramento River | 100% | 11
95669 | San Joaquin | 100% | 12
95670 | Sacramento River | 100% | 12
95671 | Sacramento River | More Data Needed
95672 | Sacramento River | 93.19% | 12
95672 | San Joaquin | 6.809% | 12
95673 | Sacramento River | 100% | 12
95674 | Sacramento River | 100% | 11
95675 | San Joaquin | 100% | 12
95676 | North Coast | More Data Needed
95677 | Sacramento River | 100% | 11
95678 | Sacramento River | 100% | 11
95679 | Sacramento River | 100% | 12
95680 | Sacramento River | 100% | 12
95681 | Sacramento River | 100% | 11
95682 | San Joaquin | 88.9% | 12
95682 | Sacramento River | 11.1% | 12
95683 | San Joaquin | 96.58% | 12
95683 | Sacramento River | 3.421% | 12
95684 | San Joaquin | 100% | 12
95685 | San Joaquin | 100% | 12
95686 | San Joaquin | 99.81% | 12
95686 | Sacramento River | 0.1913% | 12
95687 | Sacramento River | 89.16% | 12
95687 | San Francisco Bay | 10.84% | 12
95688 | Sacramento River | 98.63% | 12
95688 | San Francisco Bay | 1.368% | 12
95689 | San Joaquin | 100% | 12
95690 | Sacramento River | 99.98% | 12
95690 | San Joaquin | 0.02323% | 12
95691 | Sacramento River | 100% | 12
95692 | Sacramento River | 100% | 11
95693 | San Joaquin | 100% | 12
95694 | Sacramento River | 100% | 12
95695 | Sacramento River | 100% | 12
95696 | Sacramento River | More Data Needed
95697 | Sacramento River | 100% | 12
95698 | Sacramento River | 100% | 12
95699 | San Joaquin | 100% | 12
95701 | Sacramento River | 100% | 16
95703 | Sacramento River | 100% | 11
95709 | Sacramento River | 100% | 12
95712 | Sacramento River | More Data Needed
95713 | Sacramento River | 100% | 11
95714 | Sacramento River | 100% | 16
95715 | Sacramento River | 100% | 16
95717 | Sacramento River | 100% | 16
95720 | Sacramento River | 99.34% | 16
95720 | San Joaquin | 0.655% | 16
95721 | North Lahontan | 52.26% | 16
95721 | Sacramento River | 47.74% | 16
95722 | Sacramento River | 100% | 11
95724 | Sacramento River | 60.9% | 16
95724 | North Lahontan | 39.1% | 16
95726 | Sacramento River | 78.06% | 16
95726 | San Joaquin | 21.94% | 16
95728 | Sacramento River | 88.73% | 16
95728 | North Lahontan | 11.27% | 16
95735 | Sacramento River | 99.71% | 16
95735 | North Lahontan | 0.2902% | 16
95736 | Sacramento River | 100% | 11
95741 | Sacramento River | More Data Needed
95742 | Sacramento River | 76.63% | 12
95742 | San Joaquin | 23.37% | 12
95746 | Sacramento River | 100% | 11
95747 | Sacramento River | 100% | 11
95757 | Sacramento River | 86.75% | 12
95757 | San Joaquin | 13.25% | 12
95758 | Sacramento River | 100% | 12
95759 | Sacramento River | More Data Needed
95762 | San Joaquin | 50.59% | 12
95762 | Sacramento River | 49.41% | 12
95763 | Sacramento River | More Data Needed
95765 | Sacramento River | 100% | 11
95776 | Sacramento River | 100% | 12
95798 | Sacramento River | More Data Needed
95799 | Sacramento River | More Data Needed
95811 | Sacramento River | 100% | 12
95812 | Sacramento River | More Data Needed
95813 | Sacramento River | More Data Needed
95814 | Sacramento River | 100% | 12
95815 | Sacramento River | 100% | 12
95816 | Sacramento River | 100% | 12
95817 | Sacramento River | 100% | 12
95818 | Sacramento River | 100% | 12
95819 | Sacramento River | 100% | 12
95820 | Sacramento River | 100% | 12
95821 | Sacramento River | 100% | 12
95822 | Sacramento River | 100% | 12
95823 | Sacramento River | 100% | 12
95824 | Sacramento River | 100% | 12
95825 | Sacramento River | 100% | 12
95826 | Sacramento River | 100% | 12
95827 | Sacramento River | 100% | 12
95828 | Sacramento River | 100% | 12
95829 | Sacramento River | 100% | 12
95830 | Sacramento River | 88.99% | 12
95830 | San Joaquin | 11.01% | 12
95831 | Sacramento River | 100% | 12
95832 | Sacramento River | 100% | 12
95833 | Sacramento River | 100% | 12
95834 | Sacramento River | 100% | 12
95835 | Sacramento River | 100% | 12
95836 | North Coast | More Data Needed
95837 | Sacramento River | 100% | 12
95838 | Sacramento River | 100% | 12
95840 | Sacramento River | More Data Needed
95841 | Sacramento River | 100% | 12
95842 | Sacramento River | 100% | 12
95843 | Sacramento River | 100% | 12
95851 | Sacramento River | More Data Needed
95852 | Sacramento River | More Data Needed
95853 | Sacramento River | More Data Needed
95860 | Sacramento River | More Data Needed
95864 | Sacramento River | 100% | 12
95865 | Sacramento River | More Data Needed
95866 | Sacramento River | More Data Needed
95867 | Sacramento River | More Data Needed
95887 | Sacramento River | More Data Needed
95894 | Sacramento River | More Data Needed
95899 | Sacramento River | More Data Needed
95901 | Sacramento River | 100% | 11
95903 | Sacramento River | 100% | 11
95910 | Sacramento River | 100% | 16
95912 | Sacramento River | 100% | 11
95913 | North Coast | More Data Needed
95914 | Sacramento River | 100% | 11
95915 | Sacramento River | 100% | 16
95916 | Sacramento River | 100% | 16
95917 | Sacramento River | 100% | 11
95918 | Sacramento River | 100% | 11
95919 | Sacramento River | 100% | 11
95920 | Sacramento River | 100% | 11
95922 | Sacramento River | 100% | 16
95923 | Sacramento River | 100% | 16
95924 | Sacramento River | More Data Needed
95925 | Sacramento River | 100% | 16
95926 | Sacramento River | 100% | 11
95927 | Sacramento River | More Data Needed
95928 | Sacramento River | 100% | 11
95929 | Sacramento River | More Data Needed
95930 | Sacramento River | 100% | 16
95932 | Sacramento River | 100% | 11
95934 | Sacramento River | 100% | 16
95935 | Sacramento River | 100% | 11
95936 | Sacramento River | 100% | 16
95937 | Sacramento River | 100% | 12
95938 | Sacramento River | 100% | 11
95939 | Sacramento River | 90.83% | 11
95939 | North Coast | 9.171% | 11
95940 | Sacramento River | More Data Needed
95941 | Sacramento River | 100% | 16
95942 | Sacramento River | 100% | 16
95943 | Sacramento River | 100% | 11
95944 | Sacramento River | 100% | 16
95945 | Sacramento River | 100% | 11
95946 | Sacramento River | 100% | 11
95947 | Sacramento River | 99.72% | 16
95947 | North Lahontan | 0.2832% | 16
95948 | Sacramento River | 100% | 11
95949 | Sacramento River | 100% | 11
95950 | Sacramento River | 100% | 11
95951 | Sacramento River | 100% | 11
95953 | Sacramento River | 100% | 11
95954 | Sacramento River | 100% | 16
95955 | Sacramento River | 100% | 11
95956 | Sacramento River | 100% | 16
95957 | Sacramento River | 100% | 11
95958 | North Coast | More Data Needed
95959 | Sacramento River | 100% | 11
95960 | Sacramento River | 100% | 16
95961 | Sacramento River | 100% | 11
95962 | Sacramento River | 100% | 11
95963 | Sacramento River | 100% | 11
95965 | Sacramento River | 100% | 11
95966 | Sacramento River | 100% | 11
95967 | Sacramento River | More Data Needed
95968 | Sacramento River | 100% | 11
95969 | Sacramento River | 100% | 11
95970 | Sacramento River | 100% | 11
95971 | Sacramento River | 100% | 16
95972 | North Coast | More Data Needed
95973 | Sacramento River | 100% | 11
95974 | Sacramento River | 100% | 11
95975 | Sacramento River | 100% | 11
95976 | Sacramento River | More Data Needed
95977 | Sacramento River | 100% | 11
95978 | Sacramento River | 100% | 16
95979 | Sacramento River | 99.98% | 11
95979 | North Coast | 0.01556% | 11
95980 | North Coast | More Data Needed
95981 | Sacramento River | 100% | 16
95982 | Sacramento River | 100% | 11
95983 | Sacramento River | 100% | 16
95984 | Sacramento River | 100% | 16
95986 | Sacramento River | 100% | 16
95987 | Sacramento River | 100% | 11
95988 | Sacramento River | 100% | 11
95991 | Sacramento River | 100% | 11
95992 | Sacramento River | More Data Needed
95993 | Sacramento River | 100% | 11
96001 | Sacramento River | 100% | 11
96002 | Sacramento River | 100% | 11
96003 | Sacramento River | 100% | 11
96006 | Sacramento River | 100% | 16
96007 | Sacramento River | 100% | 11
96008 | Sacramento River | 100% | 11
96009 | Sacramento River | 100% | 16
96010 | North Coast | 100% | 16
96011 | Sacramento River | 100% | 16
96013 | Sacramento River | 100% | 16
96014 | North Coast | 100% | 16
96015 | Sacramento River | 84.81% | 16
96015 | North Coast | 15.19% | 16
96016 | Sacramento River | 100% | 16
96017 | Sacramento River | 99.94% | 16
96017 | North Coast | 0.06325% | 16
96019 | Sacramento River | 100% | 11
96020 | Sacramento River | 100% | 16
96021 | Sacramento River | 100% | 11
96022 | Sacramento River | 100% | 11
96023 | North Coast | 100% | 16
96024 | North Coast | 99.97% | 16
96024 | Sacramento River | 0.03336% | 16
96025 | Sacramento River | 99.98% | 16
96025 | North Coast | 0.01719% | 16
96027 | North Coast | 100% | 16
96028 | Sacramento River | 100% | 16
96029 | Sacramento River | 100% | 11
96031 | North Coast | 100% | 16
96032 | North Coast | 100% | 16
96033 | Sacramento River | 99.99% | 11
96033 | North Coast | 0.01488% | 11
96034 | North Coast | 100% | 16
96035 | Sacramento River | 100% | 11
96037 | North Coast | 100% | 16
96038 | North Coast | 100% | 16
96039 | North Coast | 100% | 16
96040 | Sacramento River | 100% | 16
96041 | North Coast | 100% | 16
96044 | North Coast | 100% | 16
96046 | North Coast | 100% | 16
96047 | Sacramento River | 99.98% | 11
96047 | North Coast | 0.02323% | 11
96048 | North Coast | 100% | 16
96049 | North Coast | 100% | 16
96050 | North Coast | 100% | 16
96051 | Sacramento River | 99.96% | 11
96051 | North Coast | 0.04439% | 11
96052 | North Coast | 99.97% | 16
96052 | Sacramento River | 0.03152% | 16
96054 | Sacramento River | 100% | 16
96055 | Sacramento River | 100% | 11
96056 | Sacramento River | 100% | 16
96057 | Sacramento River | 100% | 16
96058 | North Coast | 98.21% | 16
96058 | Sacramento River | 1.786% | 16
96059 | Sacramento River | 100% | 11
96061 | Sacramento River | 100% | 16
96062 | Sacramento River | 100% | 11
96063 | Sacramento River | 100% | 16
96064 | North Coast | 100% | 16
96065 | Sacramento River | 100% | 16
96067 | Sacramento River | 88.17% | 16
96067 | North Coast | 11.83% | 16
96068 | Sacramento River | 100% | 16
96069 | Sacramento River | 100% | 11
96070 | Sacramento River | More Data Needed
96071 | Sacramento River | 100% | 16
96073 | Sacramento River | 100% | 11
96074 | Sacramento River | 100% | 11
96075 | Sacramento River | 100% | 16
96076 | Sacramento River | 75.22% | 16
96076 | North Coast | 24.78% | 16
96078 | Sacramento River | More Data Needed
96079 | Sacramento River | More Data Needed
96080 | Sacramento River | 100% | 11
96084 | Sacramento River | 100% | 11
96085 | North Coast | 100% | 16
96086 | North Coast | 100% | 16
96087 | Sacramento River | 99.98% | 11
96087 | North Coast | 0.02089% | 11
96088 | Sacramento River | 100% | 11
96089 | North Coast | More Data Needed
96090 | Sacramento River | 100% | 11
96091 | North Coast | 99.97% | 16
96091 | Sacramento River | 0.02647% | 16
96092 | Sacramento River | 100% | 11
96093 | North Coast | 100% | 16
96094 | North Coast | 99.85% | 16
96094 | Sacramento River | 0.1467% | 16
96095 | North Coast | More Data Needed
96096 | Sacramento River | 100% | 11
96097 | North Coast | 100% | 16
96099 | Sacramento River | More Data Needed
96101 | Sacramento River | 99.6% | 16
96101 | North Lahontan | 0.3958% | 16
96103 | Sacramento River | 100% | 16
96104 | North Lahontan | 99.4% | 16
96104 | Sacramento River | 0.5994% | 16
96105 | Sacramento River | 60.54% | 16
96105 | North Lahontan | 39.46% | 16
96106 | Sacramento River | 100% | 16
96107 | North Lahontan | 100% | 16
96108 | Sacramento River | 93.33% | 16
96108 | North Coast | 5.827% | 16
96108 | North Lahontan | 0.8445% | 16
96109 | North Lahontan | 98.8% | 16
96109 | Sacramento River | 1.203% | 16
96110 | North Lahontan | 90.3% | 16
96110 | Sacramento River | 9.705% | 16
96111 | North Lahontan | 100% | 16
96112 | North Lahontan | 99.15% | 16
96112 | Sacramento River | 0.846% | 16
96113 | North Lahontan | 100% | 16
96114 | North Lahontan | 98.4% | 16
96114 | Sacramento River | 1.596% | 16
96115 | North Lahontan | 97.65% | 16
96115 | Sacramento River | 2.354% | 16
96116 | Sacramento River | 100% | 16
96117 | North Lahontan | 100% | 16
96118 | Sacramento River | 82.14% | 16
96118 | North Lahontan | 17.86% | 16
96119 | North Lahontan | 69.3% | 16
96119 | Sacramento River | 30.7% | 16
96120 | North Lahontan | 97.98% | 16
96120 | Sacramento River | 2.02% | 16
96121 | North Lahontan | 96.16% | 16
96121 | Sacramento River | 3.84% | 16
96122 | Sacramento River | 100% | 16
96123 | North Lahontan | 100% | 16
96124 | Sacramento River | 100% | 16
96125 | Sacramento River | 100% | 16
96126 | Sacramento River | 93.99% | 16
96126 | North Lahontan | 6.011% | 16
96128 | North Lahontan | 100% | 16
96129 | Sacramento River | 100% | 16
96130 | North Lahontan | 95.57% | 16
96130 | Sacramento River | 4.433% | 16
96132 | North Lahontan | 90.68% | 16
96132 | Sacramento River | 9.325% | 16
96133 | North Lahontan | 100% | 16
96134 | North Coast | 99.71% | 16
96134 | Sacramento River | 0.2877% | 16
96135 | Sacramento River | 100% | 16
96136 | North Lahontan | 100% | 16
96137 | Sacramento River | 100% | 16
96140 | North Lahontan | 100% | 16
96141 | North Lahontan | 99.96% | 16
96141 | Sacramento River | 0.04167% | 16
96142 | North Lahontan | 99.88% | 16
96142 | Sacramento River | 0.1151% | 16
96143 | North Lahontan | 100% | 16
96145 | North Lahontan | 99.81% | 16
96145 | Sacramento River | 0.1895% | 16
96146 | North Lahontan | 88.53% | 16
96146 | Sacramento River | 11.47% | 16
96148 | North Lahontan | 100% | 16
96150 | North Lahontan | 99.49% | 16
96150 | Sacramento River | 0.5149% | 16
96151 | North Lahontan | More Data Needed
96152 | North Lahontan | More Data Needed
96154 | North Lahontan | More Data Needed
96155 | Sacramento River | 98.82% | 16
96155 | North Lahontan | 1.184% | 16
96156 | North Lahontan | More Data Needed
96158 | North Lahontan | More Data Needed
96161 | North Lahontan | 79.64% | 16
96161 | Sacramento River | 20.36% | 16
97635 | Sacramento River | 99.86% | 16
97635 | North Lahontan | 0.1354% | 16

## Data Dictionary
Data Dictionary
Field or Term | Unit | Description
Acre-Foot | ac-ft | The volume of water that would cover one acre to a depth of one foot (equivalent to 325,851 gallons)
Annual IOU Embedded Energy Savings | kWh | The portion of embedded energy savings that can be attributed to an IOU. Specific to historical or marginal energy savings.
Annual Non-IOU Embedded Energy Savings | kWh | The portion of embedded energy savings that cannot be attributed to an IOU. Specific to historical or marginal energy savings.
Annual Total Embedded Energy Savings | kWh | The total embedded energy savings regardless of source. Specific to historical or marginal energy savings.
Annual Water Savings per Device | gal | Annual water savings per unit installed (e.g., 1,000 gallons per showerhead).
Annualized IOU Embedded Energy Savings | kWh | The annualized portion of embedded energy savings that can be attributed to an IOU. If the RBY occurs before the measure was installed, this value will be equal to the marginal embeddd energy savings. If the RBY occurs after the measure's useful life, this value will be equal to the historical embeddd energy savings. If the RBY occurs at some point during the measure's life, this value will be an average of the historical and marginal energy savings, taking into account the portion of the measure life that occurred before and after the RBY.
Annualized Non-IOU Embedded Energy Savings | kWh | The annualized portion of embedded energy savings that cannot be attributed to an IOU. If the RBY occurs before the measure was installed, this value will be equal to the marginal energy savings. If the RBY occurs after the measure's useful life, this value will be equal to the historical energy savings. If the RBY occurs at some point during the measure's life, this value will be an average of the historical and marginal energy savings, taking into account the portion of the measure life that occurred before and after the RBY.
Annualized Total Embedded Energy Savings | kWh | The annualized portion of embedded energy savings regardless of the energy provider. If the RBY occurs before the measure was installed, this value will be equal to the marginal energy savings. If the RBY occurs after the measure's useful life, this value will be equal to the historical energy savings. If the RBY occurs at some point during the measure's life, this value will be an average of the historical and marginal energy savings, taking into account the portion of the measure life that occurred before and after the RBY.
Brackish Water |  | Water with a salinity ranging from 0.5 to 30 parts per thousand (ppt), which exceeds normally acceptable standards for municipal, domestic, and irrigation uses but is less than that of ocean water.
Central Valley Project and Other Federal Deliveries |  | The delivery of water to Central Valley Project contractors and to other federal water projects.
Colorado River Aqueduct |  | Water diverted from the Colorado River by the Metropolitan Water District of Southern California.
Desalination |  | Water treatment process for the removal of salt from water for beneficial use. Source water can be brackish or ocean water.
Embedded Energy | kWh | Energy used to extract, convey, treat, and distribute water to end users, and to collect and transport used water for treatment prior to safe discharge of the effluent in accordance with regulatory rules
Embedded Energy Savings | kWh | Energy saved due to reductions in the amount of water extracted, conveyed, treated, and distributed as well as the wastewater collected, treated, and discharged.
Energy Load Profile |  | The hourly variation in energy use over the course of a day.
Entergy Intensity | kWh/ac-ft kWh/kgal | The amount of energy used to extract, convey, treat, and distribute water and to collect and treat wastewater on a per-unit basis, e.g., kilowatt hours per acre-foot of water [kWh/ac-ft]
Groundwater |  | Water beneath the Earth’s surface in soil pore space and in the fractures of rock formations.
Historical Average Supply Mix |  | The historical mix of water sources for a given hydrologic region.
Hydrologic Region |  | A geographical division of the state based on the local hydrological basins. The Department of Water Resources divides California into 10 hydrologic regions, generally corresponding to the state’s major water drainage basins.
Installation Year |  | Input field to identify the year the measure was installed.
Installation Zip Code |  | Input field to identify the location where measure was implemented.
IOU Embedded Energy Intensity | kWh/kgal | Output field for use in eTRM measure development.
Local Surface Water |  | Water delivered by local water agencies and individuals. It includes direct deliveries of water from stream flows, as well as local water storage facilities.
Local Imported Water |  | Water transferred by local agencies from other regions of the state.
Marginal Water Supply |  | The next increment or unit of water supply developed within a region to meet demand in the absence of water conservation and efficiency.
Measure Life | yr | An estimate of the median number of years that the measure installed will remain in place and operable.
Measure Name |  | Input field to identify the measure being analyzed.
Non-IOU Embedded Energy Intensity | kWh/kgal | Output field for use in eTRM measure development.
Number of Devices Installed | each | Input field for the quantity of devices installed.
Recycled Water (Non-Potable) |  | Municipal wastewater that is treated to meet a non-potable beneficial use.
Recycled Water (Potable) |  | Municipal wastewater that is treated to meet a potable beneficial use.
Resource Balance Year |  | The year in which new capacity will be required to meet water demand.
Sector |  | Input field to identify whether the measure applies to Urban or Agricultural water usage.
State Water Project |  | A collection of canals, pipelines, reservoirs, and hydroelectric power facilities that extends more than 700 miles and is managed by the California Department of Water Resources.
Total Annual Water Savings | gal | Calculated field that is the product of the annual water savings per device and the number of installed devices.
Wastewater Collection |  | Movement of untreated wastewater from the end user to a wastewater treatment facility.
Wastewater Treatment |  | Application of biological, physical, and/or chemical processes to bring wastewater to discharge standards.
Water Distribution |  | The transport of treated water (both potable and non-potable) to the customer.
Water Extraction & Conveyance |  | The transport of untreated or partially-treated water from its source through aqueducts, canals, and pipelines to a water treatment facility, or directly to the end user if using untreated water.
Water Treatment |  | Processes and technologies that treat water prior to its distribution to the end user.
Water Use |  | Input field to identify where water is saved in the measure. Options include Indoor, Outdoor, and System Leaks. Indoor measures assume collection and treatment of wastewater as part of the water management cycle. Outdoor and System Leaks measures assume that collection and treatment of wastewater is not included.