## EnergyImpact
PA | EnergyImpactID | BldgType | BldgVint | BldgLoc | BldgHVAC | SourceDesc | Version | VersionSource | LastMod | NormUnit | NumUnit | MeasArea | ScaleBasis | APreWBkWh | APreWBkW | APreWBtherm | AStdWBkWh | AStdWBkW | AStdWBtherm | APreEUkWh | APreEUkW | APreEUtherm | AStdEUkWh | AStdEUkW | AStdEUtherm | ElecImpactProfile | GasImpactProfile | Flag
SDG | WPSDGENRAG0001-Rev02-Msr001 | APF | Any | Any | Any | WPSDGENRAG0001-2 | ExAnte2019 | IOU workpaper |  | Area-Acre |  |  | None | 424 | 0.211 | 0 | 424 | 0.211 | 0 | 0 | 0 | 0 | 0 | 0 | 0 | SDGE:35-OTI-OtherIndustrial-AG_PUMP | Annual | 0
SDG | WPSDGENRBS0001-Rev02-Msr001 | Asm | Ex | CZ06 | Any | WPSDGENRBS0001-2 | ExAnte2017 | IOU workpaper |  | Area-ft2 |  |  | None | 4.0391 | 0.0019866 | -0.20181 | 1.8949 | 0.00095145 | -0.10558 | 0 | 0 | 0 | 0 | 0 | 0 | SDGE:DEER:Com:HVAC_Split-Package_AC | WinterOnly | 0
SDG | WPSDGENRBS0001-Rev02-Msr001 | Asm | Ex | CZ07 | Any | WPSDGENRBS0001-2 | ExAnte2017 | IOU workpaper |  | Area-ft2 |  |  | None | 4.3344 | 0.0017802 | -0.14735 | 2.0439 | 0.00087261 | -0.075795 | 0 | 0 | 0 | 0 | 0 | 0 | SDGE:DEER:Com:HVAC_Split-Package_AC | WinterOnly | 0
SDG | WPSDGENRBS0001-Rev02-Msr001 | Asm | Ex | CZ08 | Any | WPSDGENRBS0001-2 | ExAnte2017 | IOU workpaper |  | Area-ft2 |  |  | None | 4.4204 | 0.001677 | -0.16455 | 2.0841 | 0.00076712 | -0.082159 | 0 | 0 | 0 | 0 | 0 | 0 | SDGE:DEER:Com:HVAC_Split-Package_AC | WinterOnly | 0
SDG | WPSDGENRBS0001-Rev02-Msr001 | Asm | Ex | CZ10 | Any | WPSDGENRBS0001-2 | ExAnte2017 | IOU workpaper |  | Area-ft2 |  |  | None | 6.8341 | 0.0023105 | -0.28007 | 1.1725 | 0.00038356 | -0.051543 | 0 | 0 | 0 | 0 | 0 | 0 | SDGE:DEER:Com:HVAC_Split-Package_AC | WinterOnly | 0
SDG | WPSDGENRBS0001-Rev02-Msr001 | Asm | Ex | CZ14 | Any | WPSDGENRBS0001-2 | ExAnte2017 | IOU workpaper |  | Area-ft2 |  |  | None | 5.4094 | 0.0024367 | -0.4128 | 1.032 | 0.00048504 | -0.084882 | 0 | 0 | 0 | 0 | 0 | 0 | SDGE:DEER:Com:HVAC_Split-Package_AC | WinterOnly | 0
SDG | WPSDGENRBS0001-Rev02-Msr001 | Asm | Ex | CZ15 | Any | WPSDGENRBS0001-2 | ExAnte2017 | IOU workpaper |  | Area-ft2 |  |  | None | 7.5021 | 0.0025628 | -0.13416 | 1.4362 | 0.00049364 | -0.027262 | 0 | 0 | 0 | 0 | 0 | 0 | SDGE:DEER:Com:HVAC_Split-Package_AC | WinterOnly | 0
SDG | WPSDGENRBS0001-Rev02-Msr001 | Asm | Ex | IOU | Any | WPSDGENRBS0001-2 | ExAnte2017 | IOU workpaper |  | Area-ft2 |  |  | None | 5.1084 | 0.0019551 | -0.19264 | 1.7659 | 0.00071896 | -0.069431 | 0 | 0 | 0 | 0 | 0 | 0 | SDGE:DEER:Com:HVAC_Split-Package_AC | WinterOnly | 0
SDG | WPSDGENRBS0001-Rev02-Msr001 | Asm | New | IOU | Any | WPSDGENRBS0001-2 | ExAnte2017 | IOU workpaper |  | Area-ft2 |  |  | None | 2.0124 | 0.00078805 | -0.079951 | 2.0124 | 0.00078805 | -0.079951 | 0 | 0 | 0 | 0 | 0 | 0 | SDGE:DEER:Com:HVAC_Split-Package_AC | WinterOnly | 0
SDG | WPSDGENRBS0001-Rev02-Msr001 | Com | Ex | IOU | Any | WPSDGENRBS0001-2 | ExAnte2017 | IOU workpaper |  | Area-ft2 |  |  | None | 4.1509 | 0.0019608 | -0.18605 | 1.3072 | 0.00065647 | -0.070721 | 0 | 0 | 0 | 0 | 0 | 0 | SDGE:DEER:Com:HVAC_Split-Package_AC | WinterOnly | 0
SDG | WPSDGENRBS0001-Rev02-Msr001 | Com | New | IOU | Any | WPSDGENRBS0001-2 | ExAnte2017 | IOU workpaper |  | Area-ft2 |  |  | None | 1.548 | 0.00066679 | -0.024854 | 1.548 | 0.00066679 | -0.024854 | 0 | 0 | 0 | 0 | 0 | 0 | SDGE:DEER:Com:HVAC_Split-Package_AC | WinterOnly | 0
SDG | WPSDGENRBS0001-Rev02-Msr001 | ECC | Ex | CZ06 | Any | WPSDGENRBS0001-2 | ExAnte2017 | IOU workpaper |  | Area-ft2 |  |  | None | 2.0382 | 0.0018031 | -0.61203 | 0.40506 | 0.00043803 | -0.11983 | 0 | 0 | 0 | 0 | 0 | 0 | SDGE:DEER:Com:HVAC_Split-Package_AC | WinterOnly | 0
SDG | WPSDGENRBS0001-Rev02-Msr001 | ECC | Ex | CZ07 | Any | WPSDGENRBS0001-2 | ExAnte2017 | IOU workpaper |  | Area-ft2 |  |  | None | 2.7434 | 0.0013359 | -0.57505 | 0.56301 | 0.00029584 | -0.11212 | 0 | 0 | 0 | 0 | 0 | 0 | SDGE:DEER:Com:HVAC_Split-Package_AC | WinterOnly | 0
SDG | WPSDGENRBS0001-Rev02-Msr001 | ECC | Ex | CZ08 | Any | WPSDGENRBS0001-2 | ExAnte2017 | IOU workpaper |  | Area-ft2 |  |  | None | 2.6459 | 0.0016217 | -0.59426 | 0.56789 | 0.00024209 | -0.11636 | 0 | 0 | 0 | 0 | 0 | 0 | SDGE:DEER:Com:HVAC_Split-Package_AC | WinterOnly | 0
SDG | WPSDGENRBS0001-Rev02-Msr001 | ECC | Ex | CZ10 | Any | WPSDGENRBS0001-2 | ExAnte2017 | IOU workpaper |  | Area-ft2 |  |  | None | 3.0071 | 0.0021557 | -0.60773 | 0.5762 | 0.00010865 | -0.10779 | 0 | 0 | 0 | 0 | 0 | 0 | SDGE:DEER:Com:HVAC_Split-Package_AC | WinterOnly | 0
SDG | WPSDGENRBS0001-Rev02-Msr001 | ECC | Ex | CZ14 | Any | WPSDGENRBS0001-2 | ExAnte2017 | IOU workpaper |  | Area-ft2 |  |  | None | 3.1849 | 0.00066707 | -0.61834 | 0.67252 | 0.00020021 | -0.10575 | 0 | 0 | 0 | 0 | 0 | 0 | SDGE:DEER:Com:HVAC_Split-Package_AC | WinterOnly | 0
SDG | WPSDGENRBS0001-Rev02-Msr001 | ECC | Ex | IOU | Any | WPSDGENRBS0001-2 | ExAnte2017 | IOU workpaper |  | Area-ft2 |  |  | None | 2.8036 | 0.0015279 | -0.58337 | 0.56588 | 0.00025169 | -0.11094 | 0 | 0 | 0 | 0 | 0 | 0 | SDGE:DEER:Com:HVAC_Split-Package_AC | WinterOnly | 0
SDG | WPSDGENRBS0001-Rev02-Msr001 | ECC | New | IOU | Any | WPSDGENRBS0001-2 | ExAnte2017 | IOU workpaper |  | Area-ft2 |  |  | None | 1.1438 | 0.00044548 | -0.026677 | 1.1438 | 0.00044548 | -0.026677 | 0 | 0 | 0 | 0 | 0 | 0 | SDGE:DEER:Com:HVAC_Split-Package_AC | WinterOnly | 0
SDG | WPSDGENRBS0001-Rev02-Msr001 | EPr | Ex | CZ06 | Any | WPSDGENRBS0001-2 | ExAnte2017 | IOU workpaper |  | Area-ft2 |  |  | None | 3.0358 | 0.0023163 | -0.088207 | 1.2585 | 0.00098069 | -0.041624 | 0 | 0 | 0 | 0 | 0 | 0 | SDGE:DEER:Com:HVAC_Split-Package_AC | WinterOnly | 0
SDG | WPSDGENRBS0001-Rev02-Msr001 | EPr | Ex | CZ07 | Any | WPSDGENRBS0001-2 | ExAnte2017 | IOU workpaper |  | Area-ft2 |  |  | None | 3.1132 | 0.0019006 | -0.072383 | 1.3015 | 0.00080697 | -0.034056 | 0 | 0 | 0 | 0 | 0 | 0 | SDGE:DEER:Com:HVAC_Split-Package_AC | WinterOnly | 0
SDG | WPSDGENRBS0001-Rev02-Msr001 | EPr | Ex | CZ08 | Any | WPSDGENRBS0001-2 | ExAnte2017 | IOU workpaper |  | Area-ft2 |  |  | None | 3.3196 | 0.0025657 | -0.072383 | 1.3989 | 0.0011277 | -0.034085 | 0 | 0 | 0 | 0 | 0 | 0 | SDGE:DEER:Com:HVAC_Split-Package_AC | WinterOnly | 0
SDG | WPSDGENRBS0001-Rev02-Msr001 | EPr | Ex | CZ10 | Any | WPSDGENRBS0001-2 | ExAnte2017 | IOU workpaper |  | Area-ft2 |  |  | None | 5.2403 | 0.0041251 | -0.13155 | 0.80955 | 0.00065876 | -0.024223 | 0 | 0 | 0 | 0 | 0 | 0 | SDGE:DEER:Com:HVAC_Split-Package_AC | WinterOnly | 0
SDG | WPSDGENRBS0001-Rev02-Msr001 | EPr | Ex | CZ14 | Any | WPSDGENRBS0001-2 | ExAnte2017 | IOU workpaper |  | Area-ft2 |  |  | None | 4.4835 | 0.0041223 | -0.23908 | 0.70262 | 0.00069832 | -0.045809 | 0 | 0 | 0 | 0 | 0 | 0 | SDGE:DEER:Com:HVAC_Split-Package_AC | WinterOnly | 0
SDG | WPSDGENRBS0001-Rev02-Msr001 | EPr | Ex | CZ15 | Any | WPSDGENRBS0001-2 | ExAnte2017 | IOU workpaper |  | Area-ft2 |  |  | None | 6.1805 | 0.0040592 | -0.055671 | 1.0254 | 0.00070635 | -0.010612 | 0 | 0 | 0 | 0 | 0 | 0 | SDGE:DEER:Com:HVAC_Split-Package_AC | WinterOnly | 0
SDG | WPSDGENRBS0001-Rev02-Msr001 | EPr | Ex | IOU | Any | WPSDGENRBS0001-2 | ExAnte2017 | IOU workpaper |  | Area-ft2 |  |  | None | 3.8327 | 0.0027061 | -0.093998 | 1.1381 | 0.00078317 | -0.031275 | 0 | 0 | 0 | 0 | 0 | 0 | SDGE:DEER:Com:HVAC_Split-Package_AC | WinterOnly | 0
SDG | WPSDGENRBS0001-Rev02-Msr001 | EPr | New | IOU | Any | WPSDGENRBS0001-2 | ExAnte2017 | IOU workpaper |  | Area-ft2 |  |  | None | 1.1065 | 0.00079607 | -0.033655 | 1.1065 | 0.00079607 | -0.033655 | 0 | 0 | 0 | 0 | 0 | 0 | SDGE:DEER:Com:HVAC_Split-Package_AC | WinterOnly | 0
SDG | WPSDGENRBS0001-Rev02-Msr001 | ERC | Ex | CZ06 | Any | WPSDGENRBS0001-2 | ExAnte2017 | IOU workpaper |  | Area-ft2 |  |  | None | 1.4075 | 0.0020611 | -0.0028265 | 0.61089 | 0.00036619 | -0.0013588 | 0 | 0 | 0 | 0 | 0 | 0 | SDGE:DEER:Com:HVAC_Split-Package_AC | WinterOnly | 0
SDG | WPSDGENRBS0001-Rev02-Msr001 | ERC | Ex | CZ07 | Any | WPSDGENRBS0001-2 | ExAnte2017 | IOU workpaper |  | Area-ft2 |  |  | None | 1.4958 | 0.0016942 | -0.0026574 | 0.66449 | 0 | -0.0012785 | 0 | 0 | 0 | 0 | 0 | 0 | SDGE:DEER:Com:HVAC_Split-Package_AC | WinterOnly | 0
SDG | WPSDGENRBS0001-Rev02-Msr001 | ERC | Ex | CZ08 | Any | WPSDGENRBS0001-2 | ExAnte2017 | IOU workpaper |  | Area-ft2 |  |  | None | 1.5288 | 0.0014219 | -0.0028265 | 0.67367 | 0.0014219 | -0.0013617 | 0 | 0 | 0 | 0 | 0 | 0 | SDGE:DEER:Com:HVAC_Split-Package_AC | WinterOnly | 0
SDG | WPSDGENRBS0001-Rev02-Msr001 | ERC | Ex | CZ10 | Any | WPSDGENRBS0001-2 | ExAnte2017 | IOU workpaper |  | Area-ft2 |  |  | None | 1.6925 | 0.003139 | -0.0039474 | 0.40162 | 0.0011524 | -0.0011123 | 0 | 0 | 0 | 0 | 0 | 0 | SDGE:DEER:Com:HVAC_Split-Package_AC | WinterOnly | 0
SDG | WPSDGENRBS0001-Rev02-Msr001 | ERC | Ex | CZ14 | Any | WPSDGENRBS0001-2 | ExAnte2017 | IOU workpaper |  | Area-ft2 |  |  | None | 0.34285 | 0.0034945 | -0.0043774 | 0.055642 | 0.0010905 | -0.0013301 | 0 | 0 | 0 | 0 | 0 | 0 | SDGE:DEER:Com:HVAC_Split-Package_AC | WinterOnly | 0
SDG | WPSDGENRBS0001-Rev02-Msr001 | ERC | Ex | CZ15 | Any | WPSDGENRBS0001-2 | ExAnte2017 | IOU workpaper |  | Area-ft2 |  |  | None | 2.6717 | 0.001718 | -0.0037381 | 0.68227 | 0.00029699 | -0.0011352 | 0 | 0 | 0 | 0 | 0 | 0 | SDGE:DEER:Com:HVAC_Split-Package_AC | WinterOnly | 0
SDG | WPSDGENRBS0001-Rev02-Msr001 | ERC | Ex | IOU | Any | WPSDGENRBS0001-2 | ExAnte2017 | IOU workpaper |  | Area-ft2 |  |  | None | 1.5486 | 0.0021815 | -0.0031132 | 0.5719 | 0.00048212 | -0.0012355 | 0 | 0 | 0 | 0 | 0 | 0 | SDGE:DEER:Com:HVAC_Split-Package_AC | WinterOnly | 0
SDG | WPSDGENRBS0001-Rev02-Msr001 | ERC | New | IOU | Any | WPSDGENRBS0001-2 | ExAnte2017 | IOU workpaper |  | Area-ft2 |  |  | None | 0.93969 | 0.0008256 | -0.0018777 | 0.93969 | 0.0008256 | -0.0018777 | 0 | 0 | 0 | 0 | 0 | 0 | SDGE:DEER:Com:HVAC_Split-Package_AC | WinterOnly | 0
SDG | WPSDGENRBS0001-Rev02-Msr001 | ESe | Ex | CZ06 | Any | WPSDGENRBS0001-2 | ExAnte2017 | IOU workpaper |  | Area-ft2 |  |  | None | 2.236 | 0.0018863 | -0.072412 | 0.96693 | 0.00082617 | -0.032709 | 0 | 0 | 0 | 0 | 0 | 0 | SDGE:DEER:Com:HVAC_Split-Package_AC | WinterOnly | 0
SDG | WPSDGENRBS0001-Rev02-Msr001 | ESe | Ex | CZ07 | Any | WPSDGENRBS0001-2 | ExAnte2017 | IOU workpaper |  | Area-ft2 |  |  | None | 2.3105 | 0.0014907 | -0.049679 | 1.001 | 0.00064844 | -0.023851 | 0 | 0 | 0 | 0 | 0 | 0 | SDGE:DEER:Com:HVAC_Split-Package_AC | WinterOnly | 0
SDG | WPSDGENRBS0001-Rev02-Msr001 | ESe | Ex | CZ08 | Any | WPSDGENRBS0001-2 | ExAnte2017 | IOU workpaper |  | Area-ft2 |  |  | None | 2.4768 | 0.0020468 | -0.053033 | 1.0696 | 0.00090271 | -0.021844 | 0 | 0 | 0 | 0 | 0 | 0 | SDGE:DEER:Com:HVAC_Split-Package_AC | WinterOnly | 0
SDG | WPSDGENRBS0001-Rev02-Msr001 | ESe | Ex | CZ10 | Any | WPSDGENRBS0001-2 | ExAnte2017 | IOU workpaper |  | Area-ft2 |  |  | None | 3.8987 | 0.0030616 | -0.12384 | 0.58996 | 0.00053435 | -0.030071 | 0 | 0 | 0 | 0 | 0 | 0 | SDGE:DEER:Com:HVAC_Split-Package_AC | WinterOnly | 0
SDG | WPSDGENRBS0001-Rev02-Msr001 | ESe | Ex | CZ14 | Any | WPSDGENRBS0001-2 | ExAnte2017 | IOU workpaper |  | Area-ft2 |  |  | None | 3.3798 | 0.0033741 | -0.20181 | 0.54237 | 0.00059569 | -0.040334 | 0 | 0 | 0 | 0 | 0 | 0 | SDGE:DEER:Com:HVAC_Split-Package_AC | WinterOnly | 0
SDG | WPSDGENRBS0001-Rev02-Msr001 | ESe | Ex | CZ15 | Any | WPSDGENRBS0001-2 | ExAnte2017 | IOU workpaper |  | Area-ft2 |  |  | None | 4.7157 | 0.0032193 | -0.037668 | 0.80037 | 0.00056187 | -0.0067309 | 0 | 0 | 0 | 0 | 0 | 0 | SDGE:DEER:Com:HVAC_Split-Package_AC | WinterOnly | 0
SDG | WPSDGENRBS0001-Rev02-Msr001 | ESe | Ex | IOU | Any | WPSDGENRBS0001-2 | ExAnte2017 | IOU workpaper |  | Area-ft2 |  |  | None | 2.8495 | 0.0020726 | -0.076311 | 0.86602 | 0.00063325 | -0.026287 | 0 | 0 | 0 | 0 | 0 | 0 | SDGE:DEER:Com:HVAC_Split-Package_AC | WinterOnly | 0
SDG | WPSDGENRBS0001-Rev02-Msr001 | ESe | New | IOU | Any | WPSDGENRBS0001-2 | ExAnte2017 | IOU workpaper |  | Area-ft2 |  |  | None | 1.0767 | 0.00068685 | -0.019293 | 1.0767 | 0.00068685 | -0.019293 | 0 | 0 | 0 | 0 | 0 | 0 | SDGE:DEER:Com:HVAC_Split-Package_AC | WinterOnly | 0
SDG | WPSDGENRBS0001-Rev02-Msr001 | EUn | Ex | CZ06 | Any | WPSDGENRBS0001-2 | ExAnte2017 | IOU workpaper |  | Area-ft2 |  |  | None | 2.3707 | 0.0016942 | -0.37009 | 0.69861 | 0.00084165 | -0.17315 | 0 | 0 | 0 | 0 | 0 | 0 | SDGE:DEER:Com:HVAC_Split-Package_AC | WinterOnly | 0
SDG | WPSDGENRBS0001-Rev02-Msr001 | EUn | Ex | CZ07 | Any | WPSDGENRBS0001-2 | ExAnte2017 | IOU workpaper |  | Area-ft2 |  |  | None | 2.2618 | 0.00070176 | -0.35919 | 0.76053 | 0.00032307 | -0.16684 | 0 | 0 | 0 | 0 | 0 | 0 | SDGE:DEER:Com:HVAC_Split-Package_AC | WinterOnly | 0
SDG | WPSDGENRBS0001-Rev02-Msr001 | EUn | Ex | CZ08 | Any | WPSDGENRBS0001-2 | ExAnte2017 | IOU workpaper |  | Area-ft2 |  |  | None | 2.3994 | 0.0020264 | -0.36521 | 0.81184 | 0.0012602 | -0.16971 | 0 | 0 | 0 | 0 | 0 | 0 | SDGE:DEER:Com:HVAC_Split-Package_AC | WinterOnly | 0
SDG | WPSDGENRBS0001-Rev02-Msr001 | EUn | Ex | CZ10 | Any | WPSDGENRBS0001-2 | ExAnte2017 | IOU workpaper |  | Area-ft2 |  |  | None | 3.3597 | 0.0012186 | -0.71208 | 0.44548 | 0.00046841 | -0.14821 | 0 | 0 | 0 | 0 | 0 | 0 | SDGE:DEER:Com:HVAC_Split-Package_AC | WinterOnly | 0
SDG | WPSDGENRBS0001-Rev02-Msr001 | EUn | Ex | CZ14 | Any | WPSDGENRBS0001-2 | ExAnte2017 | IOU workpaper |  | Area-ft2 |  |  | None | 3.8069 | 0.00067109 | -0.62694 | 0.57792 | 0.00026975 | -0.12728 | 0 | 0 | 0 | 0 | 0 | 0 | SDGE:DEER:Com:HVAC_Split-Package_AC | WinterOnly | 0
SDG | WPSDGENRBS0001-Rev02-Msr001 | EUn | Ex | IOU | Any | WPSDGENRBS0001-2 | ExAnte2017 | IOU workpaper |  | Area-ft2 |  |  | None | 2.5284 | 0.00084079 | -0.44376 | 0.68685 | 0.00036779 | -0.16254 | 0 | 0 | 0 | 0 | 0 | 0 | SDGE:DEER:Com:HVAC_Split-Package_AC | WinterOnly | 0
SDG | WPSDGENRBS0001-Rev02-Msr001 | EUn | New | IOU | Any | WPSDGENRBS0001-2 | ExAnte2017 | IOU workpaper |  | Area-ft2 |  |  | None | 1.8031 | 0.00067281 | 0.012003 | 1.8031 | 0.00067281 | 0.012003 | 0 | 0 | 0 | 0 | 0 | 0 | SDGE:DEER:Com:HVAC_Split-Package_AC | WinterOnly | 0
SDG | WPSDGENRBS0001-Rev02-Msr001 | Gro | Ex | CZ06 | Any | WPSDGENRBS0001-2 | ExAnte2017 | IOU workpaper |  | Area-ft2 |  |  | None | 1.4935 | 0.00030501 | -0.19952 | 0.71552 | 0.00014588 | -0.10005 | 0 | 0 | 0 | 0 | 0 | 0 | SDGE:DEER:Com:HVAC_Split-Package_AC | WinterOnly | 0
SDG | WPSDGENRBS0001-Rev02-Msr001 | Gro | Ex | CZ07 | Any | WPSDGENRBS0001-2 | ExAnte2017 | IOU workpaper |  | Area-ft2 |  |  | None | 1.6254 | 0.00053119 | -0.18433 | 0.77916 | 0.00026402 | -0.090873 | 0 | 0 | 0 | 0 | 0 | 0 | SDGE:DEER:Com:HVAC_Split-Package_AC | WinterOnly | 0
SDG | WPSDGENRBS0001-Rev02-Msr001 | Gro | Ex | CZ08 | Any | WPSDGENRBS0001-2 | ExAnte2017 | IOU workpaper |  | Area-ft2 |  |  | None | 1.7487 | 0.00068628 | -0.16053 | 0.81442 | 0.00026029 | -0.082187 | 0 | 0 | 0 | 0 | 0 | 0 | SDGE:DEER:Com:HVAC_Split-Package_AC | WinterOnly | 0
SDG | WPSDGENRBS0001-Rev02-Msr001 | Gro | Ex | CZ10 | Any | WPSDGENRBS0001-2 | ExAnte2017 | IOU workpaper |  | Area-ft2 |  |  | None | 2.5513 | 0.00088523 | -0.21156 | 0.73358 | 0.00031447 | -0.060229 | 0 | 0 | 0 | 0 | 0 | 0 | SDGE:DEER:Com:HVAC_Split-Package_AC | WinterOnly | 0
SDG | WPSDGENRBS0001-Rev02-Msr001 | Gro | Ex | CZ14 | Any | WPSDGENRBS0001-2 | ExAnte2017 | IOU workpaper |  | Area-ft2 |  |  | None | 2.3908 | 0.00087634 | -0.23421 | 0.6622 | 0.00023163 | -0.074992 | 0 | 0 | 0 | 0 | 0 | 0 | SDGE:DEER:Com:HVAC_Split-Package_AC | WinterOnly | 0
SDG | WPSDGENRBS0001-Rev02-Msr001 | Gro | Ex | CZ15 | Any | WPSDGENRBS0001-2 | ExAnte2017 | IOU workpaper |  | Area-ft2 |  |  | None | 3.2479 | 0.00072871 | -0.12719 | 1.0234 | 0.00022589 | -0.042742 | 0 | 0 | 0 | 0 | 0 | 0 | SDGE:DEER:Com:HVAC_Split-Package_AC | WinterOnly | 0
SDG | WPSDGENRBS0001-Rev02-Msr001 | Gro | Ex | IOU | Any | WPSDGENRBS0001-2 | ExAnte2017 | IOU workpaper |  | Area-ft2 |  |  | None | 1.8777 | 0.0006192 | -0.19178 | 0.76368 | 0.00027033 | -0.082847 | 0 | 0 | 0 | 0 | 0 | 0 | SDGE:DEER:Com:HVAC_Split-Package_AC | WinterOnly | 0
SDG | WPSDGENRBS0001-Rev02-Msr001 | Gro | New | IOU | Any | WPSDGENRBS0001-2 | ExAnte2017 | IOU workpaper |  | Area-ft2 |  |  | None | 0.68685 | 0.00026975 | -0.073215 | 0.68685 | 0.00026975 | -0.073215 | 0 | 0 | 0 | 0 | 0 | 0 | SDGE:DEER:Com:HVAC_Split-Package_AC | WinterOnly | 0
SDG | WPSDGENRBS0001-Rev02-Msr001 | Hsp | Ex | CZ06 | Any | WPSDGENRBS0001-2 | ExAnte2017 | IOU workpaper |  | Area-ft2 |  |  | None | 0.55527 | 0.00039359 | -0.74247 | 0.31562 | 0.00015557 | -0.31333 | 0 | 0 | 0 | 0 | 0 | 0 | SDGE:DEER:Com:HVAC_Split-Package_AC | WinterOnly | 0
SDG | WPSDGENRBS0001-Rev02-Msr001 | Hsp | Ex | CZ07 | Any | WPSDGENRBS0001-2 | ExAnte2017 | IOU workpaper |  | Area-ft2 |  |  | None | 0.6278 | 0.00042169 | -0.74648 | 0.29441 | 0.00014861 | -0.32537 | 0 | 0 | 0 | 0 | 0 | 0 | SDGE:DEER:Com:HVAC_Split-Package_AC | WinterOnly | 0
SDG | WPSDGENRBS0001-Rev02-Msr001 | Hsp | Ex | CZ08 | Any | WPSDGENRBS0001-2 | ExAnte2017 | IOU workpaper |  | Area-ft2 |  |  | None | 0.76167 | 0.00060773 | -0.75135 | 0.31705 | 0.00028036 | -0.32393 | 0 | 0 | 0 | 0 | 0 | 0 | SDGE:DEER:Com:HVAC_Split-Package_AC | WinterOnly | 0
SDG | WPSDGENRBS0001-Rev02-Msr001 | Hsp | Ex | CZ10 | Any | WPSDGENRBS0001-2 | ExAnte2017 | IOU workpaper |  | Area-ft2 |  |  | None | 1.5205 | 0.00075766 | -1.2384 | 0.25112 | 8.967e-05 | -0.19321 | 0 | 0 | 0 | 0 | 0 | 0 | SDGE:DEER:Com:HVAC_Split-Package_AC | WinterOnly | 0
SDG | WPSDGENRBS0001-Rev02-Msr001 | Hsp | Ex | CZ14 | Any | WPSDGENRBS0001-2 | ExAnte2017 | IOU workpaper |  | Area-ft2 |  |  | None | 1.7773 | 0.00077457 | -1.1438 | 0.23564 | 0.00012547 | -0.20153 | 0 | 0 | 0 | 0 | 0 | 0 | SDGE:DEER:Com:HVAC_Split-Package_AC | WinterOnly | 0
SDG | WPSDGENRBS0001-Rev02-Msr001 | Hsp | Ex | IOU | Any | WPSDGENRBS0001-2 | ExAnte2017 | IOU workpaper |  | Area-ft2 |  |  | None | 0.75938 | 0.00047644 | -0.81557 | 0.28982 | 0.00014614 | -0.30645 | 0 | 0 | 0 | 0 | 0 | 0 | SDGE:DEER:Com:HVAC_Split-Package_AC | WinterOnly | 0
SDG | WPSDGENRBS0001-Rev02-Msr001 | Hsp | New | IOU | Any | WPSDGENRBS0001-2 | ExAnte2017 | IOU workpaper |  | Area-ft2 |  |  | None | 1.0452 | 0.00023813 | -0.13674 | 1.0452 | 0.00023813 | -0.13674 | 0 | 0 | 0 | 0 | 0 | 0 | SDGE:DEER:Com:HVAC_Split-Package_AC | WinterOnly | 0
SDG | WPSDGENRBS0001-Rev02-Msr001 | Htl | Ex | CZ06 | Any | WPSDGENRBS0001-2 | ExAnte2017 | IOU workpaper |  | Area-ft2 |  |  | None | 9.7323 | 0.0032938 | -0.029928 | 1.7802 | 0.00060573 | -0.012355 | 0 | 0 | 0 | 0 | 0 | 0 | SDGE:DEER:Com:HVAC_Split-Package_AC | WinterOnly | 0
SDG | WPSDGENRBS0001-Rev02-Msr001 | Htl | Ex | CZ07 | Any | WPSDGENRBS0001-2 | ExAnte2017 | IOU workpaper |  | Area-ft2 |  |  | None | 9.2192 | 0.0025341 | -0.024797 | 1.72 | 0.00049192 | -0.0091905 | 0 | 0 | 0 | 0 | 0 | 0 | SDGE:DEER:Com:HVAC_Split-Package_AC | WinterOnly | 0
SDG | WPSDGENRBS0001-Rev02-Msr001 | Htl | Ex | CZ08 | Any | WPSDGENRBS0001-2 | ExAnte2017 | IOU workpaper |  | Area-ft2 |  |  | None | 9.6406 | 0.0027033 | -0.027864 | 1.7773 | 0.00062379 | -0.011768 | 0 | 0 | 0 | 0 | 0 | 0 | SDGE:DEER:Com:HVAC_Split-Package_AC | WinterOnly | 0
SDG | WPSDGENRBS0001-Rev02-Msr001 | Htl | Ex | CZ10 | Any | WPSDGENRBS0001-2 | ExAnte2017 | IOU workpaper |  | Area-ft2 |  |  | None | 11.352 | 0.0042025 | -0.051686 | 1.4878 | 0.00055814 | -0.008815 | 0 | 0 | 0 | 0 | 0 | 0 | SDGE:DEER:Com:HVAC_Split-Package_AC | WinterOnly | 0
SDG | WPSDGENRBS0001-Rev02-Msr001 | Htl | Ex | CZ14 | Any | WPSDGENRBS0001-2 | ExAnte2017 | IOU workpaper |  | Area-ft2 |  |  | None | 10.1193 | 0.0049536 | -0.062895 | 1.1352 | 0.00064213 | -0.010555 | 0 | 0 | 0 | 0 | 0 | 0 | SDGE:DEER:Com:HVAC_Split-Package_AC | WinterOnly | 0
SDG | WPSDGENRBS0001-Rev02-Msr001 | Htl | Ex | CZ15 | Any | WPSDGENRBS0001-2 | ExAnte2017 | IOU workpaper |  | Area-ft2 |  |  | None | 13.2727 | 0.0040907 | -0.046526 | 1.6053 | 0.00051829 | -0.0065933 | 0 | 0 | 0 | 0 | 0 | 0 | SDGE:DEER:Com:HVAC_Split-Package_AC | WinterOnly | 0
SDG | WPSDGENRBS0001-Rev02-Msr001 | Htl | Ex | IOU | Any | WPSDGENRBS0001-2 | ExAnte2017 | IOU workpaper |  | Area-ft2 |  |  | None | 9.5317 | 0.0027692 | -0.028179 | 1.6942 | 0.00050568 | -0.0092966 | 0 | 0 | 0 | 0 | 0 | 0 | SDGE:DEER:Com:HVAC_Split-Package_AC | WinterOnly | 0
SDG | WPSDGENRBS0001-Rev02-Msr001 | Htl | New | IOU | Any | WPSDGENRBS0001-2 | ExAnte2017 | IOU workpaper |  | Area-ft2 |  |  | None | 1.7085 | 0.00045093 | 0.0012943 | 1.7085 | 0.00045093 | 0.0012943 | 0 | 0 | 0 | 0 | 0 | 0 | SDGE:DEER:Com:HVAC_Split-Package_AC | WinterOnly | 0
SDG | WPSDGENRBS0001-Rev02-Msr001 | MBT | Ex | CZ06 | Any | WPSDGENRBS0001-2 | ExAnte2017 | IOU workpaper |  | Area-ft2 |  |  | None | 3.5518 | 0.0015858 | -0.0044003 | 1.6254 | 0.00075307 | -0.0025141 | 0 | 0 | 0 | 0 | 0 | 0 | SDGE:DEER:Com:HVAC_Split-Package_AC | WinterOnly | 0
SDG | WPSDGENRBS0001-Rev02-Msr001 | MBT | Ex | CZ07 | Any | WPSDGENRBS0001-2 | ExAnte2017 | IOU workpaper |  | Area-ft2 |  |  | None | 3.5805 | 0.0015394 | -0.0033454 | 1.6569 | 0.00072871 | -0.0018146 | 0 | 0 | 0 | 0 | 0 | 0 | SDGE:DEER:Com:HVAC_Split-Package_AC | WinterOnly | 0
SDG | WPSDGENRBS0001-Rev02-Msr001 | MBT | Ex | CZ08 | Any | WPSDGENRBS0001-2 | ExAnte2017 | IOU workpaper |  | Area-ft2 |  |  | None | 3.8356 | 0.0020755 | -0.0064414 | 1.7773 | 0.00097065 | -0.0035059 | 0 | 0 | 0 | 0 | 0 | 0 | SDGE:DEER:Com:HVAC_Split-Package_AC | WinterOnly | 0
SDG | WPSDGENRBS0001-Rev02-Msr001 | MBT | Ex | CZ10 | Any | WPSDGENRBS0001-2 | ExAnte2017 | IOU workpaper |  | Area-ft2 |  |  | None | 5.5269 | 0.0024911 | -0.01151 | 1.4706 | 0.00068743 | -0.0034916 | 0 | 0 | 0 | 0 | 0 | 0 | SDGE:DEER:Com:HVAC_Split-Package_AC | WinterOnly | 0
SDG | WPSDGENRBS0001-Rev02-Msr001 | MBT | Ex | CZ14 | Any | WPSDGENRBS0001-2 | ExAnte2017 | IOU workpaper |  | Area-ft2 |  |  | None | 5.1743 | 0.0023851 | -0.037267 | 1.462 | 0.00068829 | -0.012178 | 0 | 0 | 0 | 0 | 0 | 0 | SDGE:DEER:Com:HVAC_Split-Package_AC | WinterOnly | 0
SDG | WPSDGENRBS0001-Rev02-Msr001 | MBT | Ex | CZ15 | Any | WPSDGENRBS0001-2 | ExAnte2017 | IOU workpaper |  | Area-ft2 |  |  | None | 6.1375 | 0.0020927 | -0.0027692 | 1.8003 | 0.00067567 | -0.00099932 | 0 | 0 | 0 | 0 | 0 | 0 | SDGE:DEER:Com:HVAC_Split-Package_AC | WinterOnly | 0
SDG | WPSDGENRBS0001-Rev02-Msr001 | MBT | Ex | IOU | Any | WPSDGENRBS0001-2 | ExAnte2017 | IOU workpaper |  | Area-ft2 |  |  | None | 4.1997 | 0.001849 | -0.006235 | 1.6025 | 0.0007224 | -0.0024768 | 0 | 0 | 0 | 0 | 0 | 0 | SDGE:DEER:Com:HVAC_Split-Package_AC | WinterOnly | 0
SDG | WPSDGENRBS0001-Rev02-Msr001 | MBT | New | IOU | Any | WPSDGENRBS0001-2 | ExAnte2017 | IOU workpaper |  | Area-ft2 |  |  | None | 1.8547 | 0.00092106 | -0.0025141 | 1.8547 | 0.00092106 | -0.0025141 | 0 | 0 | 0 | 0 | 0 | 0 | SDGE:DEER:Com:HVAC_Split-Package_AC | WinterOnly | 0
SDG | WPSDGENRBS0001-Rev02-Msr001 | MLI | Ex | CZ06 | Any | WPSDGENRBS0001-2 | ExAnte2017 | IOU workpaper |  | Area-ft2 |  |  | None | 2.5399 | 0.001384 | -0.10598 | 1.1811 | 0.00054123 | -0.055413 | 0 | 0 | 0 | 0 | 0 | 0 | SDGE:DEER:Com:HVAC_Split-Package_AC | WinterOnly | 0
SDG | WPSDGENRBS0001-Rev02-Msr001 | MLI | Ex | CZ07 | Any | WPSDGENRBS0001-2 | ExAnte2017 | IOU workpaper |  | Area-ft2 |  |  | None | 2.6373 | 0.0015824 | -0.079005 | 1.2155 | 0.00063984 | -0.038929 | 0 | 0 | 0 | 0 | 0 | 0 | SDGE:DEER:Com:HVAC_Split-Package_AC | WinterOnly | 0
SDG | WPSDGENRBS0001-Rev02-Msr001 | MLI | Ex | CZ08 | Any | WPSDGENRBS0001-2 | ExAnte2017 | IOU workpaper |  | Area-ft2 |  |  | None | 2.9326 | 0.001806 | -0.081041 | 1.3588 | 0.00096033 | -0.040133 | 0 | 0 | 0 | 0 | 0 | 0 | SDGE:DEER:Com:HVAC_Split-Package_AC | WinterOnly | 0
SDG | WPSDGENRBS0001-Rev02-Msr001 | MLI | Ex | CZ10 | Any | WPSDGENRBS0001-2 | ExAnte2017 | IOU workpaper |  | Area-ft2 |  |  | None | 4.1452 | 0.0021586 | -0.15107 | 1.118 | 0.00061117 | -0.043201 | 0 | 0 | 0 | 0 | 0 | 0 | SDGE:DEER:Com:HVAC_Split-Package_AC | WinterOnly | 0
SDG | WPSDGENRBS0001-Rev02-Msr001 | MLI | Ex | CZ14 | Any | WPSDGENRBS0001-2 | ExAnte2017 | IOU workpaper |  | Area-ft2 |  |  | None | 3.5948 | 0.0023077 | -0.26459 | 1.0664 | 0.00083019 | -0.083621 | 0 | 0 | 0 | 0 | 0 | 0 | SDGE:DEER:Com:HVAC_Split-Package_AC | WinterOnly | 0
SDG | WPSDGENRBS0001-Rev02-Msr001 | MLI | Ex | CZ15 | Any | WPSDGENRBS0001-2 | ExAnte2017 | IOU workpaper |  | Area-ft2 |  |  | None | 4.8819 | 0.0018146 | -0.06579 | 1.4649 | 0.00056932 | -0.021787 | 0 | 0 | 0 | 0 | 0 | 0 | SDGE:DEER:Com:HVAC_Split-Package_AC | WinterOnly | 0
SDG | WPSDGENRBS0001-Rev02-Msr001 | MLI | Ex | IOU | Any | WPSDGENRBS0001-2 | ExAnte2017 | IOU workpaper |  | Area-ft2 |  |  | None | 3.1132 | 0.001763 | -0.10369 | 1.1897 | 0.00063726 | -0.041165 | 0 | 0 | 0 | 0 | 0 | 0 | SDGE:DEER:Com:HVAC_Split-Package_AC | WinterOnly | 0
SDG | WPSDGENRBS0001-Rev02-Msr001 | MLI | New | IOU | Any | WPSDGENRBS0001-2 | ExAnte2017 | IOU workpaper |  | Area-ft2 |  |  | None | 0.98613 | 0.00058193 | -0.047816 | 0.98613 | 0.00058193 | -0.047816 | 0 | 0 | 0 | 0 | 0 | 0 | SDGE:DEER:Com:HVAC_Split-Package_AC | WinterOnly | 0
SDG | WPSDGENRBS0001-Rev02-Msr001 | Mtl | Ex | CZ06 | Any | WPSDGENRBS0001-2 | ExAnte2017 | IOU workpaper |  | Area-ft2 |  |  | None | 8.6287 | 0.0033425 | -0.00043456 | 1.1323 | 0.00043717 | -6.5174e-05 | 0 | 0 | 0 | 0 | 0 | 0 | SDGE:DEER:Com:HVAC_Split-Package_AC | WinterOnly | 0
SDG | WPSDGENRBS0001-Rev02-Msr001 | Mtl | Ex | CZ07 | Any | WPSDGENRBS0001-2 | ExAnte2017 | IOU workpaper |  | Area-ft2 |  |  | None | 8.5427 | 0.0030014 | -0.00042197 | 1.1438 | 0.00039445 | -6.3895e-05 | 0 | 0 | 0 | 0 | 0 | 0 | SDGE:DEER:Com:HVAC_Split-Package_AC | WinterOnly | 0
SDG | WPSDGENRBS0001-Rev02-Msr001 | Mtl | Ex | CZ08 | Any | WPSDGENRBS0001-2 | ExAnte2017 | IOU workpaper |  | Area-ft2 |  |  | None | 8.8551 | 0.0032221 | -0.00039583 | 1.1839 | 0.0005547 | -5.9575e-05 | 0 | 0 | 0 | 0 | 0 | 0 | SDGE:DEER:Com:HVAC_Split-Package_AC | WinterOnly | 0
SDG | WPSDGENRBS0001-Rev02-Msr001 | Mtl | Ex | CZ10 | Any | WPSDGENRBS0001-2 | ExAnte2017 | IOU workpaper |  | Area-ft2 |  |  | None | 10.148 | 0.0045781 | -0.00041833 | 1.0005 | 0.00042197 | -4.8143e-05 | 0 | 0 | 0 | 0 | 0 | 0 | SDGE:DEER:Com:HVAC_Split-Package_AC | WinterOnly | 0
SDG | WPSDGENRBS0001-Rev02-Msr001 | Mtl | Ex | CZ14 | Any | WPSDGENRBS0001-2 | ExAnte2017 | IOU workpaper |  | Area-ft2 |  |  | None | 8.5943 | 0.0049937 | -0.00043694 | 0.86803 | 0.00051829 | -5.41e-05 | 0 | 0 | 0 | 0 | 0 | 0 | SDGE:DEER:Com:HVAC_Split-Package_AC | WinterOnly | 0
SDG | WPSDGENRBS0001-Rev02-Msr001 | Mtl | Ex | CZ15 | Any | WPSDGENRBS0001-2 | ExAnte2017 | IOU workpaper |  | Area-ft2 |  |  | None | 11.7247 | 0.0053693 | -0.00033586 | 1.3416 | 0.00067625 | -4.3553e-05 | 0 | 0 | 0 | 0 | 0 | 0 | SDGE:DEER:Com:HVAC_Split-Package_AC | WinterOnly | 0
SDG | WPSDGENRBS0001-Rev02-Msr001 | Mtl | Ex | IOU | Any | WPSDGENRBS0001-2 | ExAnte2017 | IOU workpaper |  | Area-ft2 |  |  | None | 8.7204 | 0.0032135 | -0.00042011 | 1.1266 | 0.0004042 | -6.2083e-05 | 0 | 0 | 0 | 0 | 0 | 0 | SDGE:DEER:Com:HVAC_Split-Package_AC | WinterOnly | 0
SDG | WPSDGENRBS0001-Rev02-Msr001 | Mtl | New | IOU | Any | WPSDGENRBS0001-2 | ExAnte2017 | IOU workpaper |  | Area-ft2 |  |  | None | 1.2843 | 0.00040506 | -6.9603e-05 | 1.2843 | 0.00040506 | -6.9603e-05 | 0 | 0 | 0 | 0 | 0 | 0 | SDGE:DEER:Com:HVAC_Split-Package_AC | WinterOnly | 0
SDG | WPSDGENRBS0001-Rev02-Msr001 | Nrs | Ex | CZ06 | Any | WPSDGENRBS0001-2 | ExAnte2017 | IOU workpaper |  | Area-ft2 |  |  | None | 5.9483 | 0.0027463 | -0.47472 | 1.1782 | 0.00055155 | -0.083879 | 0 | 0 | 0 | 0 | 0 | 0 | SDGE:DEER:Com:HVAC_Split-Package_AC | WinterOnly | 0
SDG | WPSDGENRBS0001-Rev02-Msr001 | Nrs | Ex | CZ07 | Any | WPSDGENRBS0001-2 | ExAnte2017 | IOU workpaper |  | Area-ft2 |  |  | None | 6.0601 | 0.0021471 | -0.47415 | 1.0521 | 0.00035375 | -0.09245 | 0 | 0 | 0 | 0 | 0 | 0 | SDGE:DEER:Com:HVAC_Split-Package_AC | WinterOnly | 0
SDG | WPSDGENRBS0001-Rev02-Msr001 | Nrs | Ex | CZ08 | Any | WPSDGENRBS0001-2 | ExAnte2017 | IOU workpaper |  | Area-ft2 |  |  | None | 6.5475 | 0.0029957 | -0.42226 | 1.0696 | 0.00055241 | -0.085369 | 0 | 0 | 0 | 0 | 0 | 0 | SDGE:DEER:Com:HVAC_Split-Package_AC | WinterOnly | 0
SDG | WPSDGENRBS0001-Rev02-Msr001 | Nrs | Ex | CZ10 | Any | WPSDGENRBS0001-2 | ExAnte2017 | IOU workpaper |  | Area-ft2 |  |  | None | 7.6368 | 0.003139 | -0.41051 | 1.2441 | 0.00047472 | -0.048275 | 0 | 0 | 0 | 0 | 0 | 0 | SDGE:DEER:Com:HVAC_Split-Package_AC | WinterOnly | 0
SDG | WPSDGENRBS0001-Rev02-Msr001 | Nrs | Ex | CZ14 | Any | WPSDGENRBS0001-2 | ExAnte2017 | IOU workpaper |  | Area-ft2 |  |  | None | 7.7801 | 0.0030014 | -0.54094 | 1.3846 | 0.00045666 | -0.084366 | 0 | 0 | 0 | 0 | 0 | 0 | SDGE:DEER:Com:HVAC_Split-Package_AC | WinterOnly | 0
SDG | WPSDGENRBS0001-Rev02-Msr001 | Nrs | Ex | IOU | Any | WPSDGENRBS0001-2 | ExAnte2017 | IOU workpaper |  | Area-ft2 |  |  | None | 6.3009 | 0.0023363 | -0.46325 | 1.0836 | 0.00038442 | -0.085885 | 0 | 0 | 0 | 0 | 0 | 0 | SDGE:DEER:Com:HVAC_Split-Package_AC | WinterOnly | 0
SDG | WPSDGENRBS0001-Rev02-Msr001 | Nrs | New | IOU | Any | WPSDGENRBS0001-2 | ExAnte2017 | IOU workpaper |  | Area-ft2 |  |  | None | 0.90759 | 0.00031393 | -0.093969 | 0.90759 | 0.00031393 | -0.093969 | 0 | 0 | 0 | 0 | 0 | 0 | SDGE:DEER:Com:HVAC_Split-Package_AC | WinterOnly | 0
SDG | WPSDGENRBS0001-Rev02-Msr001 | OfL | Ex | CZ06 | Any | WPSDGENRBS0001-2 | ExAnte2017 | IOU workpaper |  | Area-ft2 |  |  | None | 3.8069 | 0.0033253 | -0.56101 | 1.5423 | 0.0016799 | -0.27752 | 0 | 0 | 0 | 0 | 0 | 0 | SDGE:DEER:Com:HVAC_Split-Package_AC | WinterOnly | 0
SDG | WPSDGENRBS0001-Rev02-Msr001 | OfL | Ex | CZ07 | Any | WPSDGENRBS0001-2 | ExAnte2017 | IOU workpaper |  | Area-ft2 |  |  | None | 3.6407 | 0.0021672 | -0.49995 | 1.5165 | 0.0010535 | -0.26287 | 0 | 0 | 0 | 0 | 0 | 0 | SDGE:DEER:Com:HVAC_Split-Package_AC | WinterOnly | 0
SDG | WPSDGENRBS0001-Rev02-Msr001 | OfL | Ex | CZ08 | Any | WPSDGENRBS0001-2 | ExAnte2017 | IOU workpaper |  | Area-ft2 |  |  | None | 4.2111 | 0.0030387 | -0.46956 | 1.7601 | 0.0017659 | -0.23421 | 0 | 0 | 0 | 0 | 0 | 0 | SDGE:DEER:Com:HVAC_Split-Package_AC | WinterOnly | 0
SDG | WPSDGENRBS0001-Rev02-Msr001 | OfL | Ex | CZ10 | Any | WPSDGENRBS0001-2 | ExAnte2017 | IOU workpaper |  | Area-ft2 |  |  | None | 5.1457 | 0.0030415 | -0.74447 | 1.1576 | 0.00083821 | -0.23168 | 0 | 0 | 0 | 0 | 0 | 0 | SDGE:DEER:Com:HVAC_Split-Package_AC | WinterOnly | 0
SDG | WPSDGENRBS0001-Rev02-Msr001 | OfL | Ex | CZ14 | Any | WPSDGENRBS0001-2 | ExAnte2017 | IOU workpaper |  | Area-ft2 |  |  | None | 5.2403 | 0.0053062 | -0.59598 | 1.4133 | 0.001808 | -0.19416 | 0 | 0 | 0 | 0 | 0 | 0 | SDGE:DEER:Com:HVAC_Split-Package_AC | WinterOnly | 0
SDG | WPSDGENRBS0001-Rev02-Msr001 | OfL | Ex | CZ15 | Any | WPSDGENRBS0001-2 | ExAnte2017 | IOU workpaper |  | Area-ft2 |  |  | None | 5.9111 | 0.0033569 | -0.46182 | 1.6311 | 0.0011283 | -0.1642 | 0 | 0 | 0 | 0 | 0 | 0 | SDGE:DEER:Com:HVAC_Split-Package_AC | WinterOnly | 0
SDG | WPSDGENRBS0001-Rev02-Msr001 | OfL | Ex | IOU | Any | WPSDGENRBS0001-2 | ExAnte2017 | IOU workpaper |  | Area-ft2 |  |  | None | 3.9273 | 0.0023736 | -0.54323 | 1.462 | 0.0010475 | -0.25671 | 0 | 0 | 0 | 0 | 0 | 0 | SDGE:DEER:Com:HVAC_Split-Package_AC | WinterOnly | 0
SDG | WPSDGENRBS0001-Rev02-Msr001 | OfL | New | IOU | Any | WPSDGENRBS0001-2 | ExAnte2017 | IOU workpaper |  | Area-ft2 |  |  | None | 2.6345 | 0.00081557 | 0.17048 | 2.6345 | 0.00081557 | 0.17048 | 0 | 0 | 0 | 0 | 0 | 0 | SDGE:DEER:Com:HVAC_Split-Package_AC | WinterOnly | 0
SDG | WPSDGENRBS0001-Rev02-Msr001 | OfS | Ex | CZ06 | Any | WPSDGENRBS0001-2 | ExAnte2017 | IOU workpaper |  | Area-ft2 |  |  | None | 4.5179 | 0.0016595 | -0.015021 | 1.7974 | 0.00070893 | -0.008127 | 0 | 0 | 0 | 0 | 0 | 0 | SDGE:DEER:Com:HVAC_Split-Package_AC | WinterOnly | 0
SDG | WPSDGENRBS0001-Rev02-Msr001 | OfS | Ex | CZ07 | Any | WPSDGENRBS0001-2 | ExAnte2017 | IOU workpaper |  | Area-ft2 |  |  | None | 4.4347 | 0.0016913 | -0.0089211 | 1.7945 | 0.00074677 | -0.0047472 | 0 | 0 | 0 | 0 | 0 | 0 | SDGE:DEER:Com:HVAC_Split-Package_AC | WinterOnly | 0
SDG | WPSDGENRBS0001-Rev02-Msr001 | OfS | Ex | CZ08 | Any | WPSDGENRBS0001-2 | ExAnte2017 | IOU workpaper |  | Area-ft2 |  |  | None | 4.7787 | 0.0021443 | -0.021185 | 1.935 | 0.00089985 | -0.010592 | 0 | 0 | 0 | 0 | 0 | 0 | SDGE:DEER:Com:HVAC_Split-Package_AC | WinterOnly | 0
SDG | WPSDGENRBS0001-Rev02-Msr001 | OfS | Ex | CZ10 | Any | WPSDGENRBS0001-2 | ExAnte2017 | IOU workpaper |  | Area-ft2 |  |  | None | 6.923 | 0.0028724 | -0.041882 | 1.6225 | 0.00071237 | -0.012814 | 0 | 0 | 0 | 0 | 0 | 0 | SDGE:DEER:Com:HVAC_Split-Package_AC | WinterOnly | 0
SDG | WPSDGENRBS0001-Rev02-Msr001 | OfS | Ex | CZ14 | Any | WPSDGENRBS0001-2 | ExAnte2017 | IOU workpaper |  | Area-ft2 |  |  | None | 6.9717 | 0.0032909 | -0.12327 | 1.6197 | 0.00082273 | -0.036063 | 0 | 0 | 0 | 0 | 0 | 0 | SDGE:DEER:Com:HVAC_Split-Package_AC | WinterOnly | 0
SDG | WPSDGENRBS0001-Rev02-Msr001 | OfS | Ex | CZ15 | Any | WPSDGENRBS0001-2 | ExAnte2017 | IOU workpaper |  | Area-ft2 |  |  | None | 8.1499 | 0.0033024 | -0.0138 | 1.9637 | 0.00076941 | -0.0043831 | 0 | 0 | 0 | 0 | 0 | 0 | SDGE:DEER:Com:HVAC_Split-Package_AC | WinterOnly | 0
SDG | WPSDGENRBS0001-Rev02-Msr001 | OfS | Ex | IOU | Any | WPSDGENRBS0001-2 | ExAnte2017 | IOU workpaper |  | Area-ft2 |  |  | None | 4.8905 | 0.0019149 | -0.01548 | 1.7659 | 0.00074361 | -0.0064643 | 0 | 0 | 0 | 0 | 0 | 0 | SDGE:DEER:Com:HVAC_Split-Package_AC | WinterOnly | 0
SDG | WPSDGENRBS0001-Rev02-Msr001 | OfS | New | IOU | Any | WPSDGENRBS0001-2 | ExAnte2017 | IOU workpaper |  | Area-ft2 |  |  | None | 1.8289 | 0.0007869 | -0.0063009 | 1.8289 | 0.0007869 | -0.0063009 | 0 | 0 | 0 | 0 | 0 | 0 | SDGE:DEER:Com:HVAC_Split-Package_AC | WinterOnly | 0
SDG | WPSDGENRBS0001-Rev02-Msr001 | RFF | Ex | CZ06 | Any | WPSDGENRBS0001-2 | ExAnte2017 | IOU workpaper |  | Area-ft2 |  |  | None | 4.3401 | 0.0021815 | -0.15165 | 1.7544 | 0.00087634 | -0.073415 | 0 | 0 | 0 | 0 | 0 | 0 | SDGE:DEER:Com:HVAC_Split-Package_AC | WinterOnly | 0
SDG | WPSDGENRBS0001-Rev02-Msr001 | RFF | Ex | CZ07 | Any | WPSDGENRBS0001-2 | ExAnte2017 | IOU workpaper |  | Area-ft2 |  |  | None | 4.5809 | 0.0019551 | -0.11123 | 1.8719 | 0.00073473 | -0.054065 | 0 | 0 | 0 | 0 | 0 | 0 | SDGE:DEER:Com:HVAC_Split-Package_AC | WinterOnly | 0
SDG | WPSDGENRBS0001-Rev02-Msr001 | RFF | Ex | CZ08 | Any | WPSDGENRBS0001-2 | ExAnte2017 | IOU workpaper |  | Area-ft2 |  |  | None | 4.7988 | 0.0021156 | -0.11888 | 1.9723 | 0.00094629 | -0.055613 | 0 | 0 | 0 | 0 | 0 | 0 | SDGE:DEER:Com:HVAC_Split-Package_AC | WinterOnly | 0
SDG | WPSDGENRBS0001-Rev02-Msr001 | RFF | Ex | CZ10 | Any | WPSDGENRBS0001-2 | ExAnte2017 | IOU workpaper |  | Area-ft2 |  |  | None | 6.2809 | 0.0025513 | -0.18089 | 1.4792 | 0.00068141 | -0.049593 | 0 | 0 | 0 | 0 | 0 | 0 | SDGE:DEER:Com:HVAC_Split-Package_AC | WinterOnly | 0
SDG | WPSDGENRBS0001-Rev02-Msr001 | RFF | Ex | CZ14 | Any | WPSDGENRBS0001-2 | ExAnte2017 | IOU workpaper |  | Area-ft2 |  |  | None | 5.3033 | 0.0027233 | -0.34085 | 1.2671 | 0.00063239 | -0.093023 | 0 | 0 | 0 | 0 | 0 | 0 | SDGE:DEER:Com:HVAC_Split-Package_AC | WinterOnly | 0
SDG | WPSDGENRBS0001-Rev02-Msr001 | RFF | Ex | CZ15 | Any | WPSDGENRBS0001-2 | ExAnte2017 | IOU workpaper |  | Area-ft2 |  |  | None | 7.4218 | 0.0026975 | -0.072727 | 1.8089 | 0.00064615 | -0.021844 | 0 | 0 | 0 | 0 | 0 | 0 | SDGE:DEER:Com:HVAC_Split-Package_AC | WinterOnly | 0
SDG | WPSDGENRBS0001-Rev02-Msr001 | RFF | Ex | IOU | Any | WPSDGENRBS0001-2 | ExAnte2017 | IOU workpaper |  | Area-ft2 |  |  | None | 4.9536 | 0.0021041 | -0.129 | 1.7802 | 0.00073587 | -0.054065 | 0 | 0 | 0 | 0 | 0 | 0 | SDGE:DEER:Com:HVAC_Split-Package_AC | WinterOnly | 0
SDG | WPSDGENRBS0001-Rev02-Msr001 | RFF | New | IOU | Any | WPSDGENRBS0001-2 | ExAnte2017 | IOU workpaper |  | Area-ft2 |  |  | None | 1.8289 | 0.00079034 | -0.069115 | 1.8289 | 0.00079034 | -0.069115 | 0 | 0 | 0 | 0 | 0 | 0 | SDGE:DEER:Com:HVAC_Split-Package_AC | WinterOnly | 0
SDG | WPSDGENRBS0001-Rev02-Msr001 | RSD | Ex | CZ06 | Any | WPSDGENRBS0001-2 | ExAnte2017 | IOU workpaper |  | Area-ft2 |  |  | None | 4.6182 | 0.0025112 | -0.25169 | 1.8863 | 0.0010919 | -0.11358 | 0 | 0 | 0 | 0 | 0 | 0 | SDGE:DEER:Com:HVAC_Split-Package_AC | WinterOnly | 0
SDG | WPSDGENRBS0001-Rev02-Msr001 | RSD | Ex | CZ07 | Any | WPSDGENRBS0001-2 | ExAnte2017 | IOU workpaper |  | Area-ft2 |  |  | None | 4.8504 | 0.002623 | -0.20583 | 1.9866 | 0.001128 | -0.093482 | 0 | 0 | 0 | 0 | 0 | 0 | SDGE:DEER:Com:HVAC_Split-Package_AC | WinterOnly | 0
SDG | WPSDGENRBS0001-Rev02-Msr001 | RSD | Ex | CZ08 | Any | WPSDGENRBS0001-2 | ExAnte2017 | IOU workpaper |  | Area-ft2 |  |  | None | 5.2603 | 0.0024338 | -0.19327 | 2.1672 | 0.0010899 | -0.086373 | 0 | 0 | 0 | 0 | 0 | 0 | SDGE:DEER:Com:HVAC_Split-Package_AC | WinterOnly | 0
SDG | WPSDGENRBS0001-Rev02-Msr001 | RSD | Ex | CZ10 | Any | WPSDGENRBS0001-2 | ExAnte2017 | IOU workpaper |  | Area-ft2 |  |  | None | 6.88 | 0.0023707 | -0.28208 | 1.6254 | 0.00060687 | -0.072555 | 0 | 0 | 0 | 0 | 0 | 0 | SDGE:DEER:Com:HVAC_Split-Package_AC | WinterOnly | 0
SDG | WPSDGENRBS0001-Rev02-Msr001 | RSD | Ex | CZ14 | Any | WPSDGENRBS0001-2 | ExAnte2017 | IOU workpaper |  | Area-ft2 |  |  | None | 5.891 | 0.0025972 | -0.43545 | 1.4161 | 0.00078833 | -0.11401 | 0 | 0 | 0 | 0 | 0 | 0 | SDGE:DEER:Com:HVAC_Split-Package_AC | WinterOnly | 0
SDG | WPSDGENRBS0001-Rev02-Msr001 | RSD | Ex | CZ15 | Any | WPSDGENRBS0001-2 | ExAnte2017 | IOU workpaper |  | Area-ft2 |  |  | None | 8.2216 | 0.0031075 | -0.13341 | 2.0095 | 0.00077515 | -0.035403 | 0 | 0 | 0 | 0 | 0 | 0 | SDGE:DEER:Com:HVAC_Split-Package_AC | WinterOnly | 0
SDG | WPSDGENRBS0001-Rev02-Msr001 | RSD | Ex | IOU | Any | WPSDGENRBS0001-2 | ExAnte2017 | IOU workpaper |  | Area-ft2 |  |  | None | 5.3033 | 0.0025542 | -0.22475 | 1.9092 | 0.0010122 | -0.08944 | 0 | 0 | 0 | 0 | 0 | 0 | SDGE:DEER:Com:HVAC_Split-Package_AC | WinterOnly | 0
SDG | WPSDGENRBS0001-Rev02-Msr001 | RSD | New | IOU | Any | WPSDGENRBS0001-2 | ExAnte2017 | IOU workpaper |  | Area-ft2 |  |  | None | 1.7343 | 0.00087491 | -0.098843 | 1.7343 | 0.00087491 | -0.098843 | 0 | 0 | 0 | 0 | 0 | 0 | SDGE:DEER:Com:HVAC_Split-Package_AC | WinterOnly | 0
SDG | WPSDGENRBS0001-Rev02-Msr001 | RtL | Ex | CZ06 | Any | WPSDGENRBS0001-2 | ExAnte2017 | IOU workpaper |  | Area-ft2 |  |  | None | 3.7897 | 0.0016847 | -0.079206 | 1.6369 | 0.00068284 | -0.040047 | 0 | 0 | 0 | 0 | 0 | 0 | SDGE:DEER:Com:HVAC_Split-Package_AC | WinterOnly | 0
SDG | WPSDGENRBS0001-Rev02-Msr001 | RtL | Ex | CZ07 | Any | WPSDGENRBS0001-2 | ExAnte2017 | IOU workpaper |  | Area-ft2 |  |  | None | 3.9187 | 0.0016397 | -0.05934 | 1.7028 | 0.00077687 | -0.030559 | 0 | 0 | 0 | 0 | 0 | 0 | SDGE:DEER:Com:HVAC_Split-Package_AC | WinterOnly | 0
SDG | WPSDGENRBS0001-Rev02-Msr001 | RtL | Ex | CZ08 | Any | WPSDGENRBS0001-2 | ExAnte2017 | IOU workpaper |  | Area-ft2 |  |  | None | 4.2226 | 0.0015087 | -0.058738 | 1.8433 | 0.00070921 | -0.031075 | 0 | 0 | 0 | 0 | 0 | 0 | SDGE:DEER:Com:HVAC_Split-Package_AC | WinterOnly | 0
SDG | WPSDGENRBS0001-Rev02-Msr001 | RtL | Ex | CZ10 | Any | WPSDGENRBS0001-2 | ExAnte2017 | IOU workpaper |  | Area-ft2 |  |  | None | 5.8079 | 0.0019293 | -0.097897 | 1.4534 | 0.00046612 | -0.028208 | 0 | 0 | 0 | 0 | 0 | 0 | SDGE:DEER:Com:HVAC_Split-Package_AC | WinterOnly | 0
SDG | WPSDGENRBS0001-Rev02-Msr001 | RtL | Ex | CZ14 | Any | WPSDGENRBS0001-2 | ExAnte2017 | IOU workpaper |  | Area-ft2 |  |  | None | 5.0683 | 0.0019923 | -0.22073 | 1.3473 | 0.00060859 | -0.064987 | 0 | 0 | 0 | 0 | 0 | 0 | SDGE:DEER:Com:HVAC_Split-Package_AC | WinterOnly | 0
SDG | WPSDGENRBS0001-Rev02-Msr001 | RtL | Ex | CZ15 | Any | WPSDGENRBS0001-2 | ExAnte2017 | IOU workpaper |  | Area-ft2 |  |  | None | 6.6449 | 0.0019178 | -0.040133 | 1.806 | 0.00060257 | -0.012269 | 0 | 0 | 0 | 0 | 0 | 0 | SDGE:DEER:Com:HVAC_Split-Package_AC | WinterOnly | 0
SDG | WPSDGENRBS0001-Rev02-Msr001 | RtL | Ex | IOU | Any | WPSDGENRBS0001-2 | ExAnte2017 | IOU workpaper |  | Area-ft2 |  |  | None | 4.4003 | 0.0017057 | -0.06966 | 1.6512 | 0.00069488 | -0.030358 | 0 | 0 | 0 | 0 | 0 | 0 | SDGE:DEER:Com:HVAC_Split-Package_AC | WinterOnly | 0
SDG | WPSDGENRBS0001-Rev02-Msr001 | RtL | New | IOU | Any | WPSDGENRBS0001-2 | ExAnte2017 | IOU workpaper |  | Area-ft2 |  |  | None | 1.548 | 0.00068141 | -0.046669 | 1.548 | 0.00068141 | -0.046669 | 0 | 0 | 0 | 0 | 0 | 0 | SDGE:DEER:Com:HVAC_Split-Package_AC | WinterOnly | 0
SDG | WPSDGENRBS0001-Rev02-Msr001 | RtS | Ex | CZ06 | Any | WPSDGENRBS0001-2 | ExAnte2017 | IOU workpaper |  | Area-ft2 |  |  | None | 3.7324 | 0.0015061 | -0.083334 | 1.6082 | 0.00068628 | -0.042312 | 0 | 0 | 0 | 0 | 0 | 0 | SDGE:DEER:Com:HVAC_Split-Package_AC | WinterOnly | 0
SDG | WPSDGENRBS0001-Rev02-Msr001 | RtS | Ex | CZ07 | Any | WPSDGENRBS0001-2 | ExAnte2017 | IOU workpaper |  | Area-ft2 |  |  | None | 3.8557 | 0.0015623 | -0.069947 | 1.677 | 0.000731 | -0.034314 | 0 | 0 | 0 | 0 | 0 | 0 | SDGE:DEER:Com:HVAC_Split-Package_AC | WinterOnly | 0
SDG | WPSDGENRBS0001-Rev02-Msr001 | RtS | Ex | CZ08 | Any | WPSDGENRBS0001-2 | ExAnte2017 | IOU workpaper |  | Area-ft2 |  |  | None | 4.2025 | 0.0018977 | -0.073559 | 1.8318 | 0.00083936 | -0.036005 | 0 | 0 | 0 | 0 | 0 | 0 | SDGE:DEER:Com:HVAC_Split-Package_AC | WinterOnly | 0
SDG | WPSDGENRBS0001-Rev02-Msr001 | RtS | Ex | CZ10 | Any | WPSDGENRBS0001-2 | ExAnte2017 | IOU workpaper |  | Area-ft2 |  |  | None | 5.8107 | 0.0022733 | -0.11481 | 1.4591 | 0.00061834 | -0.033425 | 0 | 0 | 0 | 0 | 0 | 0 | SDGE:DEER:Com:HVAC_Split-Package_AC | WinterOnly | 0
SDG | WPSDGENRBS0001-Rev02-Msr001 | RtS | Ex | CZ14 | Any | WPSDGENRBS0001-2 | ExAnte2017 | IOU workpaper |  | Area-ft2 |  |  | None | 5.1715 | 0.0022532 | -0.21987 | 1.3588 | 0.00057305 | -0.069173 | 0 | 0 | 0 | 0 | 0 | 0 | SDGE:DEER:Com:HVAC_Split-Package_AC | WinterOnly | 0
SDG | WPSDGENRBS0001-Rev02-Msr001 | RtS | Ex | CZ15 | Any | WPSDGENRBS0001-2 | ExAnte2017 | IOU workpaper |  | Area-ft2 |  |  | None | 6.7252 | 0.0023478 | -0.051371 | 1.8261 | 0.00071208 | -0.016512 | 0 | 0 | 0 | 0 | 0 | 0 | SDGE:DEER:Com:HVAC_Split-Package_AC | WinterOnly | 0
SDG | WPSDGENRBS0001-Rev02-Msr001 | RtS | Ex | IOU | Any | WPSDGENRBS0001-2 | ExAnte2017 | IOU workpaper |  | Area-ft2 |  |  | None | 4.3516 | 0.0017544 | -0.081815 | 1.6311 | 0.00070979 | -0.034486 | 0 | 0 | 0 | 0 | 0 | 0 | SDGE:DEER:Com:HVAC_Split-Package_AC | WinterOnly | 0
SDG | WPSDGENRBS0001-Rev02-Msr001 | RtS | New | IOU | Any | WPSDGENRBS0001-2 | ExAnte2017 | IOU workpaper |  | Area-ft2 |  |  | None | 1.806 | 0.00066163 | -0.044548 | 1.806 | 0.00066163 | -0.044548 | 0 | 0 | 0 | 0 | 0 | 0 | SDGE:DEER:Com:HVAC_Split-Package_AC | WinterOnly | 0
SDG | WPSDGENRBS0001-Rev02-Msr001 | SCn | Ex | CZ06 | Any | WPSDGENRBS0001-2 | ExAnte2017 | IOU workpaper |  | Area-ft2 |  |  | None | 1.6741 | 0.0028925 | -0.20181 | 0.76941 | 0.0013416 | -0.096922 | 0 | 0 | 0 | 0 | 0 | 0 | SDGE:DEER:Com:HVAC_Split-Package_AC | WinterOnly | 0
SDG | WPSDGENRBS0001-Rev02-Msr001 | SCn | Ex | CZ07 | Any | WPSDGENRBS0001-2 | ExAnte2017 | IOU workpaper |  | Area-ft2 |  |  | None | 1.7716 | 0.0018375 | -0.16225 | 0.80582 | 0.00074849 | -0.082703 | 0 | 0 | 0 | 0 | 0 | 0 | SDGE:DEER:Com:HVAC_Split-Package_AC | WinterOnly | 0
SDG | WPSDGENRBS0001-Rev02-Msr001 | SCn | Ex | CZ08 | Any | WPSDGENRBS0001-2 | ExAnte2017 | IOU workpaper |  | Area-ft2 |  |  | None | 2.4395 | 0.0022303 | -0.16025 | 1.1008 | 0.00096693 | -0.082474 | 0 | 0 | 0 | 0 | 0 | 0 | SDGE:DEER:Com:HVAC_Split-Package_AC | WinterOnly | 0
SDG | WPSDGENRBS0001-Rev02-Msr001 | SCn | Ex | CZ10 | Any | WPSDGENRBS0001-2 | ExAnte2017 | IOU workpaper |  | Area-ft2 |  |  | None | 3.6005 | 0.0026201 | -0.23507 | 0.9374 | 0.00073473 | -0.0645 | 0 | 0 | 0 | 0 | 0 | 0 | SDGE:DEER:Com:HVAC_Split-Package_AC | WinterOnly | 0
SDG | WPSDGENRBS0001-Rev02-Msr001 | SCn | Ex | CZ14 | Any | WPSDGENRBS0001-2 | ExAnte2017 | IOU workpaper |  | Area-ft2 |  |  | None | 3.2823 | 0.002408 | -0.32078 | 0.95661 | 0.00069975 | -0.097495 | 0 | 0 | 0 | 0 | 0 | 0 | SDGE:DEER:Com:HVAC_Split-Package_AC | WinterOnly | 0
SDG | WPSDGENRBS0001-Rev02-Msr001 | SCn | Ex | CZ15 | Any | WPSDGENRBS0001-2 | ExAnte2017 | IOU workpaper |  | Area-ft2 |  |  | None | 4.4663 | 0.0021357 | -0.1237 | 1.2929 | 0.00067567 | -0.036235 | 0 | 0 | 0 | 0 | 0 | 0 | SDGE:DEER:Com:HVAC_Split-Package_AC | WinterOnly | 0
SDG | WPSDGENRBS0001-Rev02-Msr001 | SCn | Ex | IOU | Any | WPSDGENRBS0001-2 | ExAnte2017 | IOU workpaper |  | Area-ft2 |  |  | None | 2.3335 | 0.002107 | -0.18547 | 0.84997 | 0.00076397 | -0.077457 | 0 | 0 | 0 | 0 | 0 | 0 | SDGE:DEER:Com:HVAC_Split-Package_AC | WinterOnly | 0
SDG | WPSDGENRBS0001-Rev02-Msr001 | SCn | New | IOU | Any | WPSDGENRBS0001-2 | ExAnte2017 | IOU workpaper |  | Area-ft2 |  |  | None | 0.72613 | 0.00072899 | -0.078031 | 0.72613 | 0.00072899 | -0.078031 | 0 | 0 | 0 | 0 | 0 | 0 | SDGE:DEER:Com:HVAC_Split-Package_AC | WinterOnly | 0
SDG | WPSDGENRCC0001-Rev04-Msr001 | Com | Ex | IOU | Any | WPSDGENRCC0001-4 | ExAnte2016 | IOU workpaper |  | Each |  |  | None | 21109 | 4.341 | 0 | 21109 | 4.341 | 0 | 21109 | 4.341 | 0 | 21109 | 4.341 | 0 | SDGE:35-OTI-OtherIndustrial-PROC_OTH | WinterOnly | 0
SDG | WPSDGENRCC0001-Rev04-Msr002 | Com | Ex | Any | Any | WPSDGENRCC0001-4 | ExAnte2016 | IOU workpaper |  | Each |  |  | None | 0 | 0 | 2595 | 0 | 0 | 2595 | 0 | 0 | 2595 | 0 | 0 | 2595 | SDGE:35-OTI-OtherIndustrial-PROC_OTH | Annual | 0
SDG | WPSDGENRCC0004-Rev04-Msr001 | Com | Any | Any | cWtd | WPSDGENRCC0004-4 | ExAnte2018 | IOU workpaper |  | Each |  |  | None | 0 | 0 | 0 | 344 | 0.035 | 0 | 0 | 0 | 0 | 344 | 0.035 | 0 | SDGE:01-ALC-AllCommercial-Refrig | WinterOnly | 0
SDG | WPSDGENRCC0004-Rev04-Msr002 | Com | Any | Any | cWtd | WPSDGENRCC0004-4 | ExAnte2018 | IOU workpaper |  | Each |  |  | None | 0 | 0 | 0 | 497 | 0.051 | 0 | 0 | 0 | 0 | 497 | 0.051 | 0 | SDGE:01-ALC-AllCommercial-Refrig | WinterOnly | 0
SDG | WPSDGENRCC0004-Rev04-Msr003 | Com | Any | Any | cWtd | WPSDGENRCC0004-4 | ExAnte2018 | IOU workpaper |  | Each |  |  | None | 0 | 0 | 0 | 745 | 0.077 | 0 | 0 | 0 | 0 | 745 | 0.077 | 0 | SDGE:01-ALC-AllCommercial-Refrig | WinterOnly | 0
SDG | WPSDGENRCC0004-Rev04-Msr004 | Com | Any | Any | cWtd | WPSDGENRCC0004-4 | ExAnte2018 | IOU workpaper |  | Each |  |  | None | 0 | 0 | 0 | 414 | 0.042 | 0 | 0 | 0 | 0 | 414 | 0.042 | 0 | SDGE:01-ALC-AllCommercial-Refrig | WinterOnly | 0
SDG | WPSDGENRCC0004-Rev04-Msr005 | Com | Any | Any | cWtd | WPSDGENRCC0004-4 | ExAnte2018 | IOU workpaper |  | Each |  |  | None | 0 | 0 | 0 | 666 | 0.068 | 0 | 0 | 0 | 0 | 666 | 0.068 | 0 | SDGE:01-ALC-AllCommercial-Refrig | WinterOnly | 0
SDG | WPSDGENRCC0004-Rev04-Msr006 | Com | Any | Any | cWtd | WPSDGENRCC0004-4 | ExAnte2018 | IOU workpaper |  | Each |  |  | None | 0 | 0 | 0 | 1177 | 0.121 | 0 | 0 | 0 | 0 | 1177 | 0.121 | 0 | SDGE:01-ALC-AllCommercial-Refrig | WinterOnly | 0
SDG | WPSDGENRCC0004-Rev04-Msr007 | Com | Any | Any | cWtd | WPSDGENRCC0004-4 | ExAnte2018 | IOU workpaper |  | Each |  |  | None | 0 | 0 | 0 | 1553 | 0.16 | 0 | 0 | 0 | 0 | 1553 | 0.16 | 0 | SDGE:01-ALC-AllCommercial-Refrig | WinterOnly | 0
SDG | WPSDGENRCC0004-Rev04-Msr008 | Com | Any | Any | cWtd | WPSDGENRCC0004-4 | ExAnte2018 | IOU workpaper |  | Each |  |  | None | 0 | 0 | 0 | 1319 | 0.135 | 0 | 0 | 0 | 0 | 1319 | 0.135 | 0 | SDGE:01-ALC-AllCommercial-Refrig | WinterOnly | 0
SDG | WPSDGENRCC0004-Rev04-Msr009 | Com | Any | Any | cWtd | WPSDGENRCC0004-4 | ExAnte2018 | IOU workpaper |  | Each |  |  | None | 0 | 0 | 0 | 2123 | 0.218 | 0 | 0 | 0 | 0 | 2123 | 0.218 | 0 | SDGE:01-ALC-AllCommercial-Refrig | WinterOnly | 0
SDG | WPSDGENRCC0005-Rev04-Msr003 | Com | Ex | IOU | Any | WPSDGENRCC0005-4 | ExAnte2016 | IOU workpaper |  | Each |  |  | None | 11501 | 2.34 | 0 | 11501 | 2.34 | 0 | 11501 | 2.34 | 0 | 11501 | 2.34 | 0 | SDGE:35-OTI-OtherIndustrial-PROC_OTH | WinterOnly | 0
SDG | WPSDGENRCC0005-Rev04-Msr004 | Com | Ex | IOU | Any | WPSDGENRCC0005-4 | ExAnte2016 | IOU workpaper |  | Each |  |  | None | 15095 | 3.15 | 0 | 15095 | 3.15 | 0 | 15095 | 3.15 | 0 | 15095 | 3.15 | 0 | SDGE:35-OTI-OtherIndustrial-PROC_OTH | WinterOnly | 0
SDG | WPSDGENRCC0005-Rev04-Msr006 | Com | Ex | IOU | Any | WPSDGENRCC0005-4 | ExAnte2016 | IOU workpaper |  | Each |  |  | None | 22045 | 4.5 | 0 | 22045 | 4.5 | 0 | 22045 | 4.5 | 0 | 22045 | 4.5 | 0 | SDGE:35-OTI-OtherIndustrial-PROC_OTH | WinterOnly | 0
SDG | WPSDGENRCC0005-Rev04-Msr007 | Com | Ex | IOU | Any | WPSDGENRCC0005-4 | ExAnte2016 | IOU workpaper |  | Each |  |  | None | 0 | 0 | 798 | 0 | 0 | 798 | 0 | 0 | 798 | 0 | 0 | 798 | SDGE:35-OTI-OtherIndustrial-PROC_OTH | Annual | 0
SDG | WPSDGENRCC0005-Rev04-Msr008 | Com | Ex | IOU | Any | WPSDGENRCC0005-4 | ExAnte2016 | IOU workpaper |  | Each |  |  | None | 0 | 0 | 1120 | 0 | 0 | 1120 | 0 | 0 | 1120 | 0 | 0 | 1120 | SDGE:35-OTI-OtherIndustrial-PROC_OTH | Annual | 0
SDG | WPSDGENRCC0005-Rev04-Msr009 | Com | Ex | IOU | Any | WPSDGENRCC0005-4 | ExAnte2016 | IOU workpaper |  | Each |  |  | None | 0 | 0 | 1573 | 0 | 0 | 1573 | 0 | 0 | 1573 | 0 | 0 | 1573 | SDGE:35-OTI-OtherIndustrial-PROC_OTH | Annual | 0
SDG | WPSDGENRCC0006-Rev04-Msr002 | Com | Ex | Any | Any | WPSDGENRCC0006-4 | ExAnte2016 | IOU workpaper |  | Each |  |  | None | 1951 | 0.441 | 0 | 1951 | 0.441 | 0 | 1951 | 0.441 | 0 | 1951 | 0.441 | 0 | SDGE:35-OTI-OtherIndustrial-PROC_OTH | Annual | 0
SDG | WPSDGENRCC0006-Rev04-Msr005 | Com | Ex | Any | Any | WPSDGENRCC0006-4 | ExAnte2016 | IOU workpaper |  | Each |  |  | None | 0 | 0 | 250 | 0 | 0 | 250 | 0 | 0 | 250 | 0 | 0 | 250 | SDGE:35-OTI-OtherIndustrial-PROC_OTH | Annual | 0
SDG | WPSDGENRCC0011-Rev03-Msr002 | Com | Ex | IOU | Any | WPSDGENRCC0011-3 | ExAnte2016 | IOU workpaper |  | Each |  |  | None | 0 | 0 | 2104 | 0 | 0 | 2104 | 0 | 0 | 0 | 0 | 0 | 2104 | SDGE:35-OTI-OtherIndustrial-PROC_OTH | Annual | 0
SDG | WPSDGENRCC0014-Rev04-Msr001 | Com | Ex | IOU | Any | WPSDGENRCC0014-4 | ExAnte2016 | IOU workpaper |  | Each |  |  | None | 2083 | 0.315 | 0 | 2083 | 0.315 | 0 | 2083 | 0.315 | 0 | 2083 | 0.315 | 0 | SDGE:35-OTI-OtherIndustrial-PROC_OTH | WinterOnly | 0
SDG | WPSDGENRCC0014-Rev04-Msr002 | Com | Ex | IOU | Any | WPSDGENRCC0014-4 | ExAnte2016 | IOU workpaper |  | Each |  |  | None | 0 | 0 | 548 | 0 | 0 | 548 | 0 | 0 | 0 | 0 | 0 | 548 | SDGE:35-OTI-OtherIndustrial-PROC_OTH | WinterOnly | 0
SDG | WPSDGENRCC0014-Rev04-Msr003 | Com | Ex | IOU | Any | WPSDGENRCC0014-4 | ExAnte2016 | IOU workpaper |  | Each |  |  | None | 2083 | 0.315 | 0 | 2083 | 0.315 | 0 | 2083 | 0.315 | 0 | 2083 | 0.315 | 0 | SDGE:35-OTI-OtherIndustrial-PROC_OTH | WinterOnly | 0
SDG | WPSDGENRCC0014-Rev04-Msr004 | Com | Ex | IOU | Any | WPSDGENRCC0014-4 | ExAnte2016 | IOU workpaper |  | Each |  |  | None | 0 | 0 | 548 | 0 | 0 | 548 | 0 | 0 | 0 | 0 | 0 | 548 | SDGE:35-OTI-OtherIndustrial-PROC_OTH | WinterOnly | 0
SDG | WPSDGENRCC0015-Rev01-Msr001 | Com | Ex | IOU | Any | WPSDGENRCC0015-1 | ExAnte2018 | IOU workpaper |  | Each |  |  | None | 0 | 0 | 733 | 0 | 0 | 733 | 0 | 0 | 0 | 0 | 0 | 733 | SDGE:35-OTI-OtherIndustrial-PROC_OTH | Annual | 0
SDG | WPSDGENRCC0015-Rev01-Msr002 | Com | Ex | IOU | Any | WPSDGENRCC0015-1 | ExAnte2018 | IOU workpaper |  | Each |  |  | None | 0 | 0 | 884 | 0 | 0 | 884 | 0 | 0 | 0 | 0 | 0 | 884 | SDGE:35-OTI-OtherIndustrial-PROC_OTH | Annual | 0
SDG | WPSDGENRCC0016-Rev02-Msr001 | Com | Ex | IOU | Any | WPSDGENRCC0016-2 | ExAnte2016 | IOU workpaper |  | Len-ft |  |  | None | 1322 | 0.27 | 0 | 1322 | 0.27 | 0 | 1322 | 0.27 | 0 | 1322 | 0.27 | 0 | SDGE:35-OTI-OtherIndustrial-PROC_OTH | Annual | 0
SDG | WPSDGENRCC0016-Rev02-Msr002 | Com | Ex | IOU | Any | WPSDGENRCC0016-2 | ExAnte2016 | IOU workpaper |  | Len-ft |  |  | None | 0 | 0 | 126 | 0 | 0 | 126 | 0 | 0 | 126 | 0 | 0 | 126 | SDGE:35-OTI-OtherIndustrial-PROC_OTH | Annual | 0
SDG | WPSDGENRCC0018-Rev01-Msr001 | Any | Any | Any | Any | WPSDGENRCC0018-1 | ExAnte2018 | IOU workpaper |  | Each |  |  | None | 3928 | 0.645 | 0 | 3928 | 0.645 | 0 | 0 | 0 | 0 | 0 | 0 | 0 | SDGE:35-OTI-OtherIndustrial-PROC_OTH | Annual | 0
SDG | WPSDGENRCC0018-Rev01-Msr002 | Any | Any | Any | Any | WPSDGENRCC0018-1 | ExAnte2018 | IOU workpaper |  | Each |  |  | None | 1916 | 0.315 | 0 | 1916 | 0.315 | 0 | 1916 | 0.315 | 0 | 1916 | 0.315 | 0 | SDGE:35-OTI-OtherIndustrial-PROC_OTH | Annual | 0
SDG | WPSDGENRCC0019-Rev02-Msr001 | Com | Ex | CZ06 | Any | WPSDGENRCC0019-2 | ExAnte2016 | IOU workpaper |  | Rated-HP |  |  | None | 4423 | 0.551 | 65 | 0 | 0 | 0 | 4423 | 0.551 | 65 | 0 | 0 | 0 | SDGE:DEER:Com:HVAC_Split-Package_AC | WinterOnly | 0
SDG | WPSDGENRCC0019-Rev02-Msr001 | Com | Ex | CZ07 | Any | WPSDGENRCC0019-2 | ExAnte2016 | IOU workpaper |  | Rated-HP |  |  | None | 4423 | 0.551 | 53 | 0 | 0 | 0 | 4423 | 0.551 | 53 | 0 | 0 | 0 | SDGE:DEER:Com:HVAC_Split-Package_AC | WinterOnly | 0
SDG | WPSDGENRCC0019-Rev02-Msr001 | Com | Ex | CZ08 | Any | WPSDGENRCC0019-2 | ExAnte2016 | IOU workpaper |  | Rated-HP |  |  | None | 4423 | 0.551 | 63 | 0 | 0 | 0 | 4423 | 0.551 | 63 | 0 | 0 | 0 | SDGE:DEER:Com:HVAC_Split-Package_AC | WinterOnly | 0
SDG | WPSDGENRCC0019-Rev02-Msr001 | Com | Ex | CZ10 | Any | WPSDGENRCC0019-2 | ExAnte2016 | IOU workpaper |  | Rated-HP |  |  | None | 4423 | 0.551 | 68 | 0 | 0 | 0 | 4423 | 0.551 | 68 | 0 | 0 | 0 | SDGE:DEER:Com:HVAC_Split-Package_AC | WinterOnly | 0
SDG | WPSDGENRCC0019-Rev02-Msr001 | Com | Ex | CZ14 | Any | WPSDGENRCC0019-2 | ExAnte2016 | IOU workpaper |  | Rated-HP |  |  | None | 4423 | 0.551 | 110 | 0 | 0 | 0 | 4423 | 0.551 | 110 | 0 | 0 | 0 | SDGE:DEER:Com:HVAC_Split-Package_AC | WinterOnly | 0
SDG | WPSDGENRCC0019-Rev02-Msr001 | Com | Ex | CZ15 | Any | WPSDGENRCC0019-2 | ExAnte2016 | IOU workpaper |  | Rated-HP |  |  | None | 4423 | 0.551 | 36 | 0 | 0 | 0 | 4423 | 0.551 | 36 | 0 | 0 | 0 | SDGE:DEER:Com:HVAC_Split-Package_AC | WinterOnly | 0
SDG | WPSDGENRCC0019-Rev02-Msr001 | ECC | Ex | CZ06 | Any | WPSDGENRCC0019-2 | ExAnte2016 | IOU workpaper |  | Rated-HP |  |  | None | 4423 | 0.551 | 65 | 0 | 0 | 0 | 4423 | 0.551 | 65 | 0 | 0 | 0 | SDGE:DEER:Com:HVAC_Split-Package_AC | WinterOnly | 0
SDG | WPSDGENRCC0019-Rev02-Msr001 | ECC | Ex | CZ07 | Any | WPSDGENRCC0019-2 | ExAnte2016 | IOU workpaper |  | Rated-HP |  |  | None | 4423 | 0.551 | 53 | 0 | 0 | 0 | 4423 | 0.551 | 53 | 0 | 0 | 0 | SDGE:DEER:Com:HVAC_Split-Package_AC | WinterOnly | 0
SDG | WPSDGENRCC0019-Rev02-Msr001 | ECC | Ex | CZ08 | Any | WPSDGENRCC0019-2 | ExAnte2016 | IOU workpaper |  | Rated-HP |  |  | None | 4423 | 0.551 | 63 | 0 | 0 | 0 | 4423 | 0.551 | 63 | 0 | 0 | 0 | SDGE:DEER:Com:HVAC_Split-Package_AC | WinterOnly | 0
SDG | WPSDGENRCC0019-Rev02-Msr001 | ECC | Ex | CZ10 | Any | WPSDGENRCC0019-2 | ExAnte2016 | IOU workpaper |  | Rated-HP |  |  | None | 4423 | 0.551 | 68 | 0 | 0 | 0 | 4423 | 0.551 | 68 | 0 | 0 | 0 | SDGE:DEER:Com:HVAC_Split-Package_AC | WinterOnly | 0
SDG | WPSDGENRCC0019-Rev02-Msr001 | ECC | Ex | CZ14 | Any | WPSDGENRCC0019-2 | ExAnte2016 | IOU workpaper |  | Rated-HP |  |  | None | 4423 | 0.551 | 110 | 0 | 0 | 0 | 4423 | 0.551 | 110 | 0 | 0 | 0 | SDGE:DEER:Com:HVAC_Split-Package_AC | WinterOnly | 0
SDG | WPSDGENRCC0019-Rev02-Msr001 | ECC | Ex | CZ15 | Any | WPSDGENRCC0019-2 | ExAnte2016 | IOU workpaper |  | Rated-HP |  |  | None | 4423 | 0.551 | 36 | 0 | 0 | 0 | 4423 | 0.551 | 36 | 0 | 0 | 0 | SDGE:DEER:Com:HVAC_Split-Package_AC | WinterOnly | 0
SDG | WPSDGENRCC0019-Rev02-Msr001 | EPr | Ex | CZ06 | Any | WPSDGENRCC0019-2 | ExAnte2016 | IOU workpaper |  | Rated-HP |  |  | None | 4423 | 0.551 | 65 | 0 | 0 | 0 | 4423 | 0.551 | 65 | 0 | 0 | 0 | SDGE:DEER:Com:HVAC_Split-Package_AC | WinterOnly | 0
SDG | WPSDGENRCC0019-Rev02-Msr001 | EPr | Ex | CZ07 | Any | WPSDGENRCC0019-2 | ExAnte2016 | IOU workpaper |  | Rated-HP |  |  | None | 4423 | 0.551 | 53 | 0 | 0 | 0 | 4423 | 0.551 | 53 | 0 | 0 | 0 | SDGE:DEER:Com:HVAC_Split-Package_AC | WinterOnly | 0
SDG | WPSDGENRCC0019-Rev02-Msr001 | EPr | Ex | CZ08 | Any | WPSDGENRCC0019-2 | ExAnte2016 | IOU workpaper |  | Rated-HP |  |  | None | 4423 | 0.551 | 63 | 0 | 0 | 0 | 4423 | 0.551 | 63 | 0 | 0 | 0 | SDGE:DEER:Com:HVAC_Split-Package_AC | WinterOnly | 0
SDG | WPSDGENRCC0019-Rev02-Msr001 | EPr | Ex | CZ10 | Any | WPSDGENRCC0019-2 | ExAnte2016 | IOU workpaper |  | Rated-HP |  |  | None | 4423 | 0.551 | 68 | 0 | 0 | 0 | 4423 | 0.551 | 68 | 0 | 0 | 0 | SDGE:DEER:Com:HVAC_Split-Package_AC | WinterOnly | 0
SDG | WPSDGENRCC0019-Rev02-Msr001 | EPr | Ex | CZ14 | Any | WPSDGENRCC0019-2 | ExAnte2016 | IOU workpaper |  | Rated-HP |  |  | None | 4423 | 0.551 | 110 | 0 | 0 | 0 | 4423 | 0.551 | 110 | 0 | 0 | 0 | SDGE:DEER:Com:HVAC_Split-Package_AC | WinterOnly | 0
SDG | WPSDGENRCC0019-Rev02-Msr001 | EPr | Ex | CZ15 | Any | WPSDGENRCC0019-2 | ExAnte2016 | IOU workpaper |  | Rated-HP |  |  | None | 4423 | 0.551 | 36 | 0 | 0 | 0 | 4423 | 0.551 | 36 | 0 | 0 | 0 | SDGE:DEER:Com:HVAC_Split-Package_AC | WinterOnly | 0
SDG | WPSDGENRCC0019-Rev02-Msr001 | ERC | Ex | CZ06 | Any | WPSDGENRCC0019-2 | ExAnte2016 | IOU workpaper |  | Rated-HP |  |  | None | 4423 | 0.551 | 65 | 0 | 0 | 0 | 4423 | 0.551 | 65 | 0 | 0 | 0 | SDGE:DEER:Com:HVAC_Split-Package_AC | WinterOnly | 0
SDG | WPSDGENRCC0019-Rev02-Msr001 | ERC | Ex | CZ07 | Any | WPSDGENRCC0019-2 | ExAnte2016 | IOU workpaper |  | Rated-HP |  |  | None | 4423 | 0.551 | 53 | 0 | 0 | 0 | 4423 | 0.551 | 53 | 0 | 0 | 0 | SDGE:DEER:Com:HVAC_Split-Package_AC | WinterOnly | 0
SDG | WPSDGENRCC0019-Rev02-Msr001 | ERC | Ex | CZ08 | Any | WPSDGENRCC0019-2 | ExAnte2016 | IOU workpaper |  | Rated-HP |  |  | None | 4423 | 0.551 | 63 | 0 | 0 | 0 | 4423 | 0.551 | 63 | 0 | 0 | 0 | SDGE:DEER:Com:HVAC_Split-Package_AC | WinterOnly | 0
SDG | WPSDGENRCC0019-Rev02-Msr001 | ERC | Ex | CZ10 | Any | WPSDGENRCC0019-2 | ExAnte2016 | IOU workpaper |  | Rated-HP |  |  | None | 4423 | 0.551 | 68 | 0 | 0 | 0 | 4423 | 0.551 | 68 | 0 | 0 | 0 | SDGE:DEER:Com:HVAC_Split-Package_AC | WinterOnly | 0
SDG | WPSDGENRCC0019-Rev02-Msr001 | ERC | Ex | CZ14 | Any | WPSDGENRCC0019-2 | ExAnte2016 | IOU workpaper |  | Rated-HP |  |  | None | 4423 | 0.551 | 110 | 0 | 0 | 0 | 4423 | 0.551 | 110 | 0 | 0 | 0 | SDGE:DEER:Com:HVAC_Split-Package_AC | WinterOnly | 0
SDG | WPSDGENRCC0019-Rev02-Msr001 | ERC | Ex | CZ15 | Any | WPSDGENRCC0019-2 | ExAnte2016 | IOU workpaper |  | Rated-HP |  |  | None | 4423 | 0.551 | 36 | 0 | 0 | 0 | 4423 | 0.551 | 36 | 0 | 0 | 0 | SDGE:DEER:Com:HVAC_Split-Package_AC | WinterOnly | 0
SDG | WPSDGENRCC0019-Rev02-Msr001 | ESe | Ex | CZ06 | Any | WPSDGENRCC0019-2 | ExAnte2016 | IOU workpaper |  | Rated-HP |  |  | None | 4423 | 0.551 | 65 | 0 | 0 | 0 | 4423 | 0.551 | 65 | 0 | 0 | 0 | SDGE:DEER:Com:HVAC_Split-Package_AC | WinterOnly | 0
SDG | WPSDGENRCC0019-Rev02-Msr001 | ESe | Ex | CZ07 | Any | WPSDGENRCC0019-2 | ExAnte2016 | IOU workpaper |  | Rated-HP |  |  | None | 4423 | 0.551 | 53 | 0 | 0 | 0 | 4423 | 0.551 | 53 | 0 | 0 | 0 | SDGE:DEER:Com:HVAC_Split-Package_AC | WinterOnly | 0
SDG | WPSDGENRCC0019-Rev02-Msr001 | ESe | Ex | CZ08 | Any | WPSDGENRCC0019-2 | ExAnte2016 | IOU workpaper |  | Rated-HP |  |  | None | 4423 | 0.551 | 63 | 0 | 0 | 0 | 4423 | 0.551 | 63 | 0 | 0 | 0 | SDGE:DEER:Com:HVAC_Split-Package_AC | WinterOnly | 0
SDG | WPSDGENRCC0019-Rev02-Msr001 | ESe | Ex | CZ10 | Any | WPSDGENRCC0019-2 | ExAnte2016 | IOU workpaper |  | Rated-HP |  |  | None | 4423 | 0.551 | 68 | 0 | 0 | 0 | 4423 | 0.551 | 68 | 0 | 0 | 0 | SDGE:DEER:Com:HVAC_Split-Package_AC | WinterOnly | 0
SDG | WPSDGENRCC0019-Rev02-Msr001 | ESe | Ex | CZ14 | Any | WPSDGENRCC0019-2 | ExAnte2016 | IOU workpaper |  | Rated-HP |  |  | None | 4423 | 0.551 | 110 | 0 | 0 | 0 | 4423 | 0.551 | 110 | 0 | 0 | 0 | SDGE:DEER:Com:HVAC_Split-Package_AC | WinterOnly | 0
SDG | WPSDGENRCC0019-Rev02-Msr001 | ESe | Ex | CZ15 | Any | WPSDGENRCC0019-2 | ExAnte2016 | IOU workpaper |  | Rated-HP |  |  | None | 4423 | 0.551 | 36 | 0 | 0 | 0 | 4423 | 0.551 | 36 | 0 | 0 | 0 | SDGE:DEER:Com:HVAC_Split-Package_AC | WinterOnly | 0
SDG | WPSDGENRCC0019-Rev02-Msr001 | EUn | Ex | CZ06 | Any | WPSDGENRCC0019-2 | ExAnte2016 | IOU workpaper |  | Rated-HP |  |  | None | 4423 | 0.551 | 65 | 0 | 0 | 0 | 4423 | 0.551 | 65 | 0 | 0 | 0 | SDGE:DEER:Com:HVAC_Split-Package_AC | WinterOnly | 0
SDG | WPSDGENRCC0019-Rev02-Msr001 | EUn | Ex | CZ07 | Any | WPSDGENRCC0019-2 | ExAnte2016 | IOU workpaper |  | Rated-HP |  |  | None | 4423 | 0.551 | 53 | 0 | 0 | 0 | 4423 | 0.551 | 53 | 0 | 0 | 0 | SDGE:DEER:Com:HVAC_Split-Package_AC | WinterOnly | 0
SDG | WPSDGENRCC0019-Rev02-Msr001 | EUn | Ex | CZ08 | Any | WPSDGENRCC0019-2 | ExAnte2016 | IOU workpaper |  | Rated-HP |  |  | None | 4423 | 0.551 | 63 | 0 | 0 | 0 | 4423 | 0.551 | 63 | 0 | 0 | 0 | SDGE:DEER:Com:HVAC_Split-Package_AC | WinterOnly | 0
SDG | WPSDGENRCC0019-Rev02-Msr001 | EUn | Ex | CZ10 | Any | WPSDGENRCC0019-2 | ExAnte2016 | IOU workpaper |  | Rated-HP |  |  | None | 4423 | 0.551 | 68 | 0 | 0 | 0 | 4423 | 0.551 | 68 | 0 | 0 | 0 | SDGE:DEER:Com:HVAC_Split-Package_AC | WinterOnly | 0
SDG | WPSDGENRCC0019-Rev02-Msr001 | EUn | Ex | CZ14 | Any | WPSDGENRCC0019-2 | ExAnte2016 | IOU workpaper |  | Rated-HP |  |  | None | 4423 | 0.551 | 110 | 0 | 0 | 0 | 4423 | 0.551 | 110 | 0 | 0 | 0 | SDGE:DEER:Com:HVAC_Split-Package_AC | WinterOnly | 0
SDG | WPSDGENRCC0019-Rev02-Msr001 | EUn | Ex | CZ15 | Any | WPSDGENRCC0019-2 | ExAnte2016 | IOU workpaper |  | Rated-HP |  |  | None | 4423 | 0.551 | 36 | 0 | 0 | 0 | 4423 | 0.551 | 36 | 0 | 0 | 0 | SDGE:DEER:Com:HVAC_Split-Package_AC | WinterOnly | 0
SDG | WPSDGENRCC0019-Rev02-Msr001 | Gro | Ex | CZ06 | Any | WPSDGENRCC0019-2 | ExAnte2016 | IOU workpaper |  | Rated-HP |  |  | None | 4423 | 0.551 | 65 | 0 | 0 | 0 | 4423 | 0.551 | 65 | 0 | 0 | 0 | SDGE:DEER:Com:HVAC_Split-Package_AC | WinterOnly | 0
SDG | WPSDGENRCC0019-Rev02-Msr001 | Gro | Ex | CZ07 | Any | WPSDGENRCC0019-2 | ExAnte2016 | IOU workpaper |  | Rated-HP |  |  | None | 4423 | 0.551 | 53 | 0 | 0 | 0 | 4423 | 0.551 | 53 | 0 | 0 | 0 | SDGE:DEER:Com:HVAC_Split-Package_AC | WinterOnly | 0
SDG | WPSDGENRCC0019-Rev02-Msr001 | Gro | Ex | CZ08 | Any | WPSDGENRCC0019-2 | ExAnte2016 | IOU workpaper |  | Rated-HP |  |  | None | 4423 | 0.551 | 63 | 0 | 0 | 0 | 4423 | 0.551 | 63 | 0 | 0 | 0 | SDGE:DEER:Com:HVAC_Split-Package_AC | WinterOnly | 0
SDG | WPSDGENRCC0019-Rev02-Msr001 | Gro | Ex | CZ10 | Any | WPSDGENRCC0019-2 | ExAnte2016 | IOU workpaper |  | Rated-HP |  |  | None | 4423 | 0.551 | 68 | 0 | 0 | 0 | 4423 | 0.551 | 68 | 0 | 0 | 0 | SDGE:DEER:Com:HVAC_Split-Package_AC | WinterOnly | 0
SDG | WPSDGENRCC0019-Rev02-Msr001 | Gro | Ex | CZ14 | Any | WPSDGENRCC0019-2 | ExAnte2016 | IOU workpaper |  | Rated-HP |  |  | None | 4423 | 0.551 | 110 | 0 | 0 | 0 | 4423 | 0.551 | 110 | 0 | 0 | 0 | SDGE:DEER:Com:HVAC_Split-Package_AC | WinterOnly | 0
SDG | WPSDGENRCC0019-Rev02-Msr001 | Gro | Ex | CZ15 | Any | WPSDGENRCC0019-2 | ExAnte2016 | IOU workpaper |  | Rated-HP |  |  | None | 4423 | 0.551 | 36 | 0 | 0 | 0 | 4423 | 0.551 | 36 | 0 | 0 | 0 | SDGE:DEER:Com:HVAC_Split-Package_AC | WinterOnly | 0
SDG | WPSDGENRCC0019-Rev02-Msr001 | Hsp | Ex | CZ06 | Any | WPSDGENRCC0019-2 | ExAnte2016 | IOU workpaper |  | Rated-HP |  |  | None | 4423 | 0.551 | 65 | 0 | 0 | 0 | 4423 | 0.551 | 65 | 0 | 0 | 0 | SDGE:DEER:Com:HVAC_Split-Package_AC | WinterOnly | 0
SDG | WPSDGENRCC0019-Rev02-Msr001 | Hsp | Ex | CZ07 | Any | WPSDGENRCC0019-2 | ExAnte2016 | IOU workpaper |  | Rated-HP |  |  | None | 4423 | 0.551 | 53 | 0 | 0 | 0 | 4423 | 0.551 | 53 | 0 | 0 | 0 | SDGE:DEER:Com:HVAC_Split-Package_AC | WinterOnly | 0
SDG | WPSDGENRCC0019-Rev02-Msr001 | Hsp | Ex | CZ08 | Any | WPSDGENRCC0019-2 | ExAnte2016 | IOU workpaper |  | Rated-HP |  |  | None | 4423 | 0.551 | 63 | 0 | 0 | 0 | 4423 | 0.551 | 63 | 0 | 0 | 0 | SDGE:DEER:Com:HVAC_Split-Package_AC | WinterOnly | 0
SDG | WPSDGENRCC0019-Rev02-Msr001 | Hsp | Ex | CZ10 | Any | WPSDGENRCC0019-2 | ExAnte2016 | IOU workpaper |  | Rated-HP |  |  | None | 4423 | 0.551 | 68 | 0 | 0 | 0 | 4423 | 0.551 | 68 | 0 | 0 | 0 | SDGE:DEER:Com:HVAC_Split-Package_AC | WinterOnly | 0
SDG | WPSDGENRCC0019-Rev02-Msr001 | Hsp | Ex | CZ14 | Any | WPSDGENRCC0019-2 | ExAnte2016 | IOU workpaper |  | Rated-HP |  |  | None | 4423 | 0.551 | 110 | 0 | 0 | 0 | 4423 | 0.551 | 110 | 0 | 0 | 0 | SDGE:DEER:Com:HVAC_Split-Package_AC | WinterOnly | 0
SDG | WPSDGENRCC0019-Rev02-Msr001 | Hsp | Ex | CZ15 | Any | WPSDGENRCC0019-2 | ExAnte2016 | IOU workpaper |  | Rated-HP |  |  | None | 4423 | 0.551 | 36 | 0 | 0 | 0 | 4423 | 0.551 | 36 | 0 | 0 | 0 | SDGE:DEER:Com:HVAC_Split-Package_AC | WinterOnly | 0
SDG | WPSDGENRCC0019-Rev02-Msr001 | Htl | Ex | CZ06 | Any | WPSDGENRCC0019-2 | ExAnte2016 | IOU workpaper |  | Rated-HP |  |  | None | 4423 | 0.551 | 65 | 0 | 0 | 0 | 4423 | 0.551 | 65 | 0 | 0 | 0 | SDGE:DEER:Com:HVAC_Split-Package_AC | WinterOnly | 0
SDG | WPSDGENRCC0019-Rev02-Msr001 | Htl | Ex | CZ07 | Any | WPSDGENRCC0019-2 | ExAnte2016 | IOU workpaper |  | Rated-HP |  |  | None | 4423 | 0.551 | 53 | 0 | 0 | 0 | 4423 | 0.551 | 53 | 0 | 0 | 0 | SDGE:DEER:Com:HVAC_Split-Package_AC | WinterOnly | 0
SDG | WPSDGENRCC0019-Rev02-Msr001 | Htl | Ex | CZ08 | Any | WPSDGENRCC0019-2 | ExAnte2016 | IOU workpaper |  | Rated-HP |  |  | None | 4423 | 0.551 | 63 | 0 | 0 | 0 | 4423 | 0.551 | 63 | 0 | 0 | 0 | SDGE:DEER:Com:HVAC_Split-Package_AC | WinterOnly | 0
SDG | WPSDGENRCC0019-Rev02-Msr001 | Htl | Ex | CZ10 | Any | WPSDGENRCC0019-2 | ExAnte2016 | IOU workpaper |  | Rated-HP |  |  | None | 4423 | 0.551 | 68 | 0 | 0 | 0 | 4423 | 0.551 | 68 | 0 | 0 | 0 | SDGE:DEER:Com:HVAC_Split-Package_AC | WinterOnly | 0
SDG | WPSDGENRCC0019-Rev02-Msr001 | Htl | Ex | CZ14 | Any | WPSDGENRCC0019-2 | ExAnte2016 | IOU workpaper |  | Rated-HP |  |  | None | 4423 | 0.551 | 110 | 0 | 0 | 0 | 4423 | 0.551 | 110 | 0 | 0 | 0 | SDGE:DEER:Com:HVAC_Split-Package_AC | WinterOnly | 0
SDG | WPSDGENRCC0019-Rev02-Msr001 | Htl | Ex | CZ15 | Any | WPSDGENRCC0019-2 | ExAnte2016 | IOU workpaper |  | Rated-HP |  |  | None | 4423 | 0.551 | 36 | 0 | 0 | 0 | 4423 | 0.551 | 36 | 0 | 0 | 0 | SDGE:DEER:Com:HVAC_Split-Package_AC | WinterOnly | 0
SDG | WPSDGENRCC0019-Rev02-Msr001 | Nrs | Ex | CZ06 | Any | WPSDGENRCC0019-2 | ExAnte2016 | IOU workpaper |  | Rated-HP |  |  | None | 4423 | 0.551 | 65 | 0 | 0 | 0 | 4423 | 0.551 | 65 | 0 | 0 | 0 | SDGE:DEER:Com:HVAC_Split-Package_AC | WinterOnly | 0
SDG | WPSDGENRCC0019-Rev02-Msr001 | Nrs | Ex | CZ07 | Any | WPSDGENRCC0019-2 | ExAnte2016 | IOU workpaper |  | Rated-HP |  |  | None | 4423 | 0.551 | 53 | 0 | 0 | 0 | 4423 | 0.551 | 53 | 0 | 0 | 0 | SDGE:DEER:Com:HVAC_Split-Package_AC | WinterOnly | 0
SDG | WPSDGENRCC0019-Rev02-Msr001 | Nrs | Ex | CZ08 | Any | WPSDGENRCC0019-2 | ExAnte2016 | IOU workpaper |  | Rated-HP |  |  | None | 4423 | 0.551 | 63 | 0 | 0 | 0 | 4423 | 0.551 | 63 | 0 | 0 | 0 | SDGE:DEER:Com:HVAC_Split-Package_AC | WinterOnly | 0
SDG | WPSDGENRCC0019-Rev02-Msr001 | Nrs | Ex | CZ10 | Any | WPSDGENRCC0019-2 | ExAnte2016 | IOU workpaper |  | Rated-HP |  |  | None | 4423 | 0.551 | 68 | 0 | 0 | 0 | 4423 | 0.551 | 68 | 0 | 0 | 0 | SDGE:DEER:Com:HVAC_Split-Package_AC | WinterOnly | 0
SDG | WPSDGENRCC0019-Rev02-Msr001 | Nrs | Ex | CZ14 | Any | WPSDGENRCC0019-2 | ExAnte2016 | IOU workpaper |  | Rated-HP |  |  | None | 4423 | 0.551 | 110 | 0 | 0 | 0 | 4423 | 0.551 | 110 | 0 | 0 | 0 | SDGE:DEER:Com:HVAC_Split-Package_AC | WinterOnly | 0
SDG | WPSDGENRCC0019-Rev02-Msr001 | Nrs | Ex | CZ15 | Any | WPSDGENRCC0019-2 | ExAnte2016 | IOU workpaper |  | Rated-HP |  |  | None | 4423 | 0.551 | 36 | 0 | 0 | 0 | 4423 | 0.551 | 36 | 0 | 0 | 0 | SDGE:DEER:Com:HVAC_Split-Package_AC | WinterOnly | 0
SDG | WPSDGENRCC0019-Rev02-Msr001 | OfL | Ex | CZ06 | Any | WPSDGENRCC0019-2 | ExAnte2016 | IOU workpaper |  | Rated-HP |  |  | None | 4423 | 0.551 | 65 | 0 | 0 | 0 | 4423 | 0.551 | 65 | 0 | 0 | 0 | SDGE:DEER:Com:HVAC_Split-Package_AC | WinterOnly | 0
SDG | WPSDGENRCC0019-Rev02-Msr001 | OfL | Ex | CZ07 | Any | WPSDGENRCC0019-2 | ExAnte2016 | IOU workpaper |  | Rated-HP |  |  | None | 4423 | 0.551 | 53 | 0 | 0 | 0 | 4423 | 0.551 | 53 | 0 | 0 | 0 | SDGE:DEER:Com:HVAC_Split-Package_AC | WinterOnly | 0
SDG | WPSDGENRCC0019-Rev02-Msr001 | OfL | Ex | CZ08 | Any | WPSDGENRCC0019-2 | ExAnte2016 | IOU workpaper |  | Rated-HP |  |  | None | 4423 | 0.551 | 63 | 0 | 0 | 0 | 4423 | 0.551 | 63 | 0 | 0 | 0 | SDGE:DEER:Com:HVAC_Split-Package_AC | WinterOnly | 0
SDG | WPSDGENRCC0019-Rev02-Msr001 | OfL | Ex | CZ10 | Any | WPSDGENRCC0019-2 | ExAnte2016 | IOU workpaper |  | Rated-HP |  |  | None | 4423 | 0.551 | 68 | 0 | 0 | 0 | 4423 | 0.551 | 68 | 0 | 0 | 0 | SDGE:DEER:Com:HVAC_Split-Package_AC | WinterOnly | 0
SDG | WPSDGENRCC0019-Rev02-Msr001 | OfL | Ex | CZ14 | Any | WPSDGENRCC0019-2 | ExAnte2016 | IOU workpaper |  | Rated-HP |  |  | None | 4423 | 0.551 | 110 | 0 | 0 | 0 | 4423 | 0.551 | 110 | 0 | 0 | 0 | SDGE:DEER:Com:HVAC_Split-Package_AC | WinterOnly | 0
SDG | WPSDGENRCC0019-Rev02-Msr001 | OfL | Ex | CZ15 | Any | WPSDGENRCC0019-2 | ExAnte2016 | IOU workpaper |  | Rated-HP |  |  | None | 4423 | 0.551 | 36 | 0 | 0 | 0 | 4423 | 0.551 | 36 | 0 | 0 | 0 | SDGE:DEER:Com:HVAC_Split-Package_AC | WinterOnly | 0
SDG | WPSDGENRCC0019-Rev02-Msr001 | OfS | Ex | CZ06 | Any | WPSDGENRCC0019-2 | ExAnte2016 | IOU workpaper |  | Rated-HP |  |  | None | 4423 | 0.551 | 65 | 0 | 0 | 0 | 4423 | 0.551 | 65 | 0 | 0 | 0 | SDGE:DEER:Com:HVAC_Split-Package_AC | WinterOnly | 0
SDG | WPSDGENRCC0019-Rev02-Msr001 | OfS | Ex | CZ07 | Any | WPSDGENRCC0019-2 | ExAnte2016 | IOU workpaper |  | Rated-HP |  |  | None | 4423 | 0.551 | 53 | 0 | 0 | 0 | 4423 | 0.551 | 53 | 0 | 0 | 0 | SDGE:DEER:Com:HVAC_Split-Package_AC | WinterOnly | 0
SDG | WPSDGENRCC0019-Rev02-Msr001 | OfS | Ex | CZ08 | Any | WPSDGENRCC0019-2 | ExAnte2016 | IOU workpaper |  | Rated-HP |  |  | None | 4423 | 0.551 | 63 | 0 | 0 | 0 | 4423 | 0.551 | 63 | 0 | 0 | 0 | SDGE:DEER:Com:HVAC_Split-Package_AC | WinterOnly | 0
SDG | WPSDGENRCC0019-Rev02-Msr001 | OfS | Ex | CZ10 | Any | WPSDGENRCC0019-2 | ExAnte2016 | IOU workpaper |  | Rated-HP |  |  | None | 4423 | 0.551 | 68 | 0 | 0 | 0 | 4423 | 0.551 | 68 | 0 | 0 | 0 | SDGE:DEER:Com:HVAC_Split-Package_AC | WinterOnly | 0
SDG | WPSDGENRCC0019-Rev02-Msr001 | OfS | Ex | CZ14 | Any | WPSDGENRCC0019-2 | ExAnte2016 | IOU workpaper |  | Rated-HP |  |  | None | 4423 | 0.551 | 110 | 0 | 0 | 0 | 4423 | 0.551 | 110 | 0 | 0 | 0 | SDGE:DEER:Com:HVAC_Split-Package_AC | WinterOnly | 0
SDG | WPSDGENRCC0019-Rev02-Msr001 | OfS | Ex | CZ15 | Any | WPSDGENRCC0019-2 | ExAnte2016 | IOU workpaper |  | Rated-HP |  |  | None | 4423 | 0.551 | 36 | 0 | 0 | 0 | 4423 | 0.551 | 36 | 0 | 0 | 0 | SDGE:DEER:Com:HVAC_Split-Package_AC | WinterOnly | 0
SDG | WPSDGENRCC0019-Rev02-Msr001 | RFF | Ex | CZ06 | Any | WPSDGENRCC0019-2 | ExAnte2016 | IOU workpaper |  | Rated-HP |  |  | None | 4423 | 0.551 | 65 | 0 | 0 | 0 | 4423 | 0.551 | 65 | 0 | 0 | 0 | SDGE:DEER:Com:HVAC_Split-Package_AC | WinterOnly | 0
SDG | WPSDGENRCC0019-Rev02-Msr001 | RFF | Ex | CZ07 | Any | WPSDGENRCC0019-2 | ExAnte2016 | IOU workpaper |  | Rated-HP |  |  | None | 4423 | 0.551 | 53 | 0 | 0 | 0 | 4423 | 0.551 | 53 | 0 | 0 | 0 | SDGE:DEER:Com:HVAC_Split-Package_AC | WinterOnly | 0
SDG | WPSDGENRCC0019-Rev02-Msr001 | RFF | Ex | CZ08 | Any | WPSDGENRCC0019-2 | ExAnte2016 | IOU workpaper |  | Rated-HP |  |  | None | 4423 | 0.551 | 63 | 0 | 0 | 0 | 4423 | 0.551 | 63 | 0 | 0 | 0 | SDGE:DEER:Com:HVAC_Split-Package_AC | WinterOnly | 0
SDG | WPSDGENRCC0019-Rev02-Msr001 | RFF | Ex | CZ10 | Any | WPSDGENRCC0019-2 | ExAnte2016 | IOU workpaper |  | Rated-HP |  |  | None | 4423 | 0.551 | 68 | 0 | 0 | 0 | 4423 | 0.551 | 68 | 0 | 0 | 0 | SDGE:DEER:Com:HVAC_Split-Package_AC | WinterOnly | 0
SDG | WPSDGENRCC0019-Rev02-Msr001 | RFF | Ex | CZ14 | Any | WPSDGENRCC0019-2 | ExAnte2016 | IOU workpaper |  | Rated-HP |  |  | None | 4423 | 0.551 | 110 | 0 | 0 | 0 | 4423 | 0.551 | 110 | 0 | 0 | 0 | SDGE:DEER:Com:HVAC_Split-Package_AC | WinterOnly | 0
SDG | WPSDGENRCC0019-Rev02-Msr001 | RFF | Ex | CZ15 | Any | WPSDGENRCC0019-2 | ExAnte2016 | IOU workpaper |  | Rated-HP |  |  | None | 4423 | 0.551 | 36 | 0 | 0 | 0 | 4423 | 0.551 | 36 | 0 | 0 | 0 | SDGE:DEER:Com:HVAC_Split-Package_AC | WinterOnly | 0
SDG | WPSDGENRCC0019-Rev02-Msr001 | RSD | Ex | CZ06 | Any | WPSDGENRCC0019-2 | ExAnte2016 | IOU workpaper |  | Rated-HP |  |  | None | 4423 | 0.551 | 65 | 0 | 0 | 0 | 4423 | 0.551 | 65 | 0 | 0 | 0 | SDGE:DEER:Com:HVAC_Split-Package_AC | WinterOnly | 0
SDG | WPSDGENRCC0019-Rev02-Msr001 | RSD | Ex | CZ07 | Any | WPSDGENRCC0019-2 | ExAnte2016 | IOU workpaper |  | Rated-HP |  |  | None | 4423 | 0.551 | 53 | 0 | 0 | 0 | 4423 | 0.551 | 53 | 0 | 0 | 0 | SDGE:DEER:Com:HVAC_Split-Package_AC | WinterOnly | 0
SDG | WPSDGENRCC0019-Rev02-Msr001 | RSD | Ex | CZ08 | Any | WPSDGENRCC0019-2 | ExAnte2016 | IOU workpaper |  | Rated-HP |  |  | None | 4423 | 0.551 | 63 | 0 | 0 | 0 | 4423 | 0.551 | 63 | 0 | 0 | 0 | SDGE:DEER:Com:HVAC_Split-Package_AC | WinterOnly | 0
SDG | WPSDGENRCC0019-Rev02-Msr001 | RSD | Ex | CZ10 | Any | WPSDGENRCC0019-2 | ExAnte2016 | IOU workpaper |  | Rated-HP |  |  | None | 4423 | 0.551 | 68 | 0 | 0 | 0 | 4423 | 0.551 | 68 | 0 | 0 | 0 | SDGE:DEER:Com:HVAC_Split-Package_AC | WinterOnly | 0
SDG | WPSDGENRCC0019-Rev02-Msr001 | RSD | Ex | CZ14 | Any | WPSDGENRCC0019-2 | ExAnte2016 | IOU workpaper |  | Rated-HP |  |  | None | 4423 | 0.551 | 110 | 0 | 0 | 0 | 4423 | 0.551 | 110 | 0 | 0 | 0 | SDGE:DEER:Com:HVAC_Split-Package_AC | WinterOnly | 0
SDG | WPSDGENRCC0019-Rev02-Msr001 | RSD | Ex | CZ15 | Any | WPSDGENRCC0019-2 | ExAnte2016 | IOU workpaper |  | Rated-HP |  |  | None | 4423 | 0.551 | 36 | 0 | 0 | 0 | 4423 | 0.551 | 36 | 0 | 0 | 0 | SDGE:DEER:Com:HVAC_Split-Package_AC | WinterOnly | 0
SDG | WPSDGENRCC0019-Rev02-Msr002 | Com | Ex | CZ06 | Any | WPSDGENRCC0019-2 | ExAnte2016 | IOU workpaper |  | Rated-HP |  |  | None | 4423 | 0.551 | 65 | 0 | 0 | 0 | 4423 | 0.551 | 65 | 0 | 0 | 0 | SDGE:DEER:Com:HVAC_Split-Package_AC | WinterOnly | 0
SDG | WPSDGENRCC0019-Rev02-Msr002 | Com | Ex | CZ07 | Any | WPSDGENRCC0019-2 | ExAnte2016 | IOU workpaper |  | Rated-HP |  |  | None | 4423 | 0.551 | 53 | 0 | 0 | 0 | 4423 | 0.551 | 53 | 0 | 0 | 0 | SDGE:DEER:Com:HVAC_Split-Package_AC | WinterOnly | 0
SDG | WPSDGENRCC0019-Rev02-Msr002 | Com | Ex | CZ08 | Any | WPSDGENRCC0019-2 | ExAnte2016 | IOU workpaper |  | Rated-HP |  |  | None | 4423 | 0.551 | 63 | 0 | 0 | 0 | 4423 | 0.551 | 63 | 0 | 0 | 0 | SDGE:DEER:Com:HVAC_Split-Package_AC | WinterOnly | 0
SDG | WPSDGENRCC0019-Rev02-Msr002 | Com | Ex | CZ10 | Any | WPSDGENRCC0019-2 | ExAnte2016 | IOU workpaper |  | Rated-HP |  |  | None | 4423 | 0.551 | 68 | 0 | 0 | 0 | 4423 | 0.551 | 68 | 0 | 0 | 0 | SDGE:DEER:Com:HVAC_Split-Package_AC | WinterOnly | 0
SDG | WPSDGENRCC0019-Rev02-Msr002 | Com | Ex | CZ14 | Any | WPSDGENRCC0019-2 | ExAnte2016 | IOU workpaper |  | Rated-HP |  |  | None | 4423 | 0.551 | 110 | 0 | 0 | 0 | 4423 | 0.551 | 110 | 0 | 0 | 0 | SDGE:DEER:Com:HVAC_Split-Package_AC | WinterOnly | 0
SDG | WPSDGENRCC0019-Rev02-Msr002 | Com | Ex | CZ15 | Any | WPSDGENRCC0019-2 | ExAnte2016 | IOU workpaper |  | Rated-HP |  |  | None | 4423 | 0.551 | 36 | 0 | 0 | 0 | 4423 | 0.551 | 36 | 0 | 0 | 0 | SDGE:DEER:Com:HVAC_Split-Package_AC | WinterOnly | 0
SDG | WPSDGENRCC0019-Rev02-Msr002 | ECC | Ex | CZ06 | Any | WPSDGENRCC0019-2 | ExAnte2016 | IOU workpaper |  | Rated-HP |  |  | None | 4423 | 0.551 | 65 | 0 | 0 | 0 | 4423 | 0.551 | 65 | 0 | 0 | 0 | SDGE:DEER:Com:HVAC_Split-Package_AC | WinterOnly | 0
SDG | WPSDGENRCC0019-Rev02-Msr002 | ECC | Ex | CZ07 | Any | WPSDGENRCC0019-2 | ExAnte2016 | IOU workpaper |  | Rated-HP |  |  | None | 4423 | 0.551 | 53 | 0 | 0 | 0 | 4423 | 0.551 | 53 | 0 | 0 | 0 | SDGE:DEER:Com:HVAC_Split-Package_AC | WinterOnly | 0
SDG | WPSDGENRCC0019-Rev02-Msr002 | ECC | Ex | CZ08 | Any | WPSDGENRCC0019-2 | ExAnte2016 | IOU workpaper |  | Rated-HP |  |  | None | 4423 | 0.551 | 63 | 0 | 0 | 0 | 4423 | 0.551 | 63 | 0 | 0 | 0 | SDGE:DEER:Com:HVAC_Split-Package_AC | WinterOnly | 0
SDG | WPSDGENRCC0019-Rev02-Msr002 | ECC | Ex | CZ10 | Any | WPSDGENRCC0019-2 | ExAnte2016 | IOU workpaper |  | Rated-HP |  |  | None | 4423 | 0.551 | 68 | 0 | 0 | 0 | 4423 | 0.551 | 68 | 0 | 0 | 0 | SDGE:DEER:Com:HVAC_Split-Package_AC | WinterOnly | 0
SDG | WPSDGENRCC0019-Rev02-Msr002 | ECC | Ex | CZ14 | Any | WPSDGENRCC0019-2 | ExAnte2016 | IOU workpaper |  | Rated-HP |  |  | None | 4423 | 0.551 | 110 | 0 | 0 | 0 | 4423 | 0.551 | 110 | 0 | 0 | 0 | SDGE:DEER:Com:HVAC_Split-Package_AC | WinterOnly | 0
SDG | WPSDGENRCC0019-Rev02-Msr002 | ECC | Ex | CZ15 | Any | WPSDGENRCC0019-2 | ExAnte2016 | IOU workpaper |  | Rated-HP |  |  | None | 4423 | 0.551 | 36 | 0 | 0 | 0 | 4423 | 0.551 | 36 | 0 | 0 | 0 | SDGE:DEER:Com:HVAC_Split-Package_AC | WinterOnly | 0
SDG | WPSDGENRCC0019-Rev02-Msr002 | EPr | Ex | CZ06 | Any | WPSDGENRCC0019-2 | ExAnte2016 | IOU workpaper |  | Rated-HP |  |  | None | 4423 | 0.551 | 65 | 0 | 0 | 0 | 4423 | 0.551 | 65 | 0 | 0 | 0 | SDGE:DEER:Com:HVAC_Split-Package_AC | WinterOnly | 0
SDG | WPSDGENRCC0019-Rev02-Msr002 | EPr | Ex | CZ07 | Any | WPSDGENRCC0019-2 | ExAnte2016 | IOU workpaper |  | Rated-HP |  |  | None | 4423 | 0.551 | 53 | 0 | 0 | 0 | 4423 | 0.551 | 53 | 0 | 0 | 0 | SDGE:DEER:Com:HVAC_Split-Package_AC | WinterOnly | 0
SDG | WPSDGENRCC0019-Rev02-Msr002 | EPr | Ex | CZ08 | Any | WPSDGENRCC0019-2 | ExAnte2016 | IOU workpaper |  | Rated-HP |  |  | None | 4423 | 0.551 | 63 | 0 | 0 | 0 | 4423 | 0.551 | 63 | 0 | 0 | 0 | SDGE:DEER:Com:HVAC_Split-Package_AC | WinterOnly | 0
SDG | WPSDGENRCC0019-Rev02-Msr002 | EPr | Ex | CZ10 | Any | WPSDGENRCC0019-2 | ExAnte2016 | IOU workpaper |  | Rated-HP |  |  | None | 4423 | 0.551 | 68 | 0 | 0 | 0 | 4423 | 0.551 | 68 | 0 | 0 | 0 | SDGE:DEER:Com:HVAC_Split-Package_AC | WinterOnly | 0
SDG | WPSDGENRCC0019-Rev02-Msr002 | EPr | Ex | CZ14 | Any | WPSDGENRCC0019-2 | ExAnte2016 | IOU workpaper |  | Rated-HP |  |  | None | 4423 | 0.551 | 110 | 0 | 0 | 0 | 4423 | 0.551 | 110 | 0 | 0 | 0 | SDGE:DEER:Com:HVAC_Split-Package_AC | WinterOnly | 0
SDG | WPSDGENRCC0019-Rev02-Msr002 | EPr | Ex | CZ15 | Any | WPSDGENRCC0019-2 | ExAnte2016 | IOU workpaper |  | Rated-HP |  |  | None | 4423 | 0.551 | 36 | 0 | 0 | 0 | 4423 | 0.551 | 36 | 0 | 0 | 0 | SDGE:DEER:Com:HVAC_Split-Package_AC | WinterOnly | 0
SDG | WPSDGENRCC0019-Rev02-Msr002 | ERC | Ex | CZ06 | Any | WPSDGENRCC0019-2 | ExAnte2016 | IOU workpaper |  | Rated-HP |  |  | None | 4423 | 0.551 | 65 | 0 | 0 | 0 | 4423 | 0.551 | 65 | 0 | 0 | 0 | SDGE:DEER:Com:HVAC_Split-Package_AC | WinterOnly | 0
SDG | WPSDGENRCC0019-Rev02-Msr002 | ERC | Ex | CZ07 | Any | WPSDGENRCC0019-2 | ExAnte2016 | IOU workpaper |  | Rated-HP |  |  | None | 4423 | 0.551 | 53 | 0 | 0 | 0 | 4423 | 0.551 | 53 | 0 | 0 | 0 | SDGE:DEER:Com:HVAC_Split-Package_AC | WinterOnly | 0
SDG | WPSDGENRCC0019-Rev02-Msr002 | ERC | Ex | CZ08 | Any | WPSDGENRCC0019-2 | ExAnte2016 | IOU workpaper |  | Rated-HP |  |  | None | 4423 | 0.551 | 63 | 0 | 0 | 0 | 4423 | 0.551 | 63 | 0 | 0 | 0 | SDGE:DEER:Com:HVAC_Split-Package_AC | WinterOnly | 0
SDG | WPSDGENRCC0019-Rev02-Msr002 | ERC | Ex | CZ10 | Any | WPSDGENRCC0019-2 | ExAnte2016 | IOU workpaper |  | Rated-HP |  |  | None | 4423 | 0.551 | 68 | 0 | 0 | 0 | 4423 | 0.551 | 68 | 0 | 0 | 0 | SDGE:DEER:Com:HVAC_Split-Package_AC | WinterOnly | 0
SDG | WPSDGENRCC0019-Rev02-Msr002 | ERC | Ex | CZ14 | Any | WPSDGENRCC0019-2 | ExAnte2016 | IOU workpaper |  | Rated-HP |  |  | None | 4423 | 0.551 | 110 | 0 | 0 | 0 | 4423 | 0.551 | 110 | 0 | 0 | 0 | SDGE:DEER:Com:HVAC_Split-Package_AC | WinterOnly | 0
SDG | WPSDGENRCC0019-Rev02-Msr002 | ERC | Ex | CZ15 | Any | WPSDGENRCC0019-2 | ExAnte2016 | IOU workpaper |  | Rated-HP |  |  | None | 4423 | 0.551 | 36 | 0 | 0 | 0 | 4423 | 0.551 | 36 | 0 | 0 | 0 | SDGE:DEER:Com:HVAC_Split-Package_AC | WinterOnly | 0
SDG | WPSDGENRCC0019-Rev02-Msr002 | ESe | Ex | CZ06 | Any | WPSDGENRCC0019-2 | ExAnte2016 | IOU workpaper |  | Rated-HP |  |  | None | 4423 | 0.551 | 65 | 0 | 0 | 0 | 4423 | 0.551 | 65 | 0 | 0 | 0 | SDGE:DEER:Com:HVAC_Split-Package_AC | WinterOnly | 0
SDG | WPSDGENRCC0019-Rev02-Msr002 | ESe | Ex | CZ07 | Any | WPSDGENRCC0019-2 | ExAnte2016 | IOU workpaper |  | Rated-HP |  |  | None | 4423 | 0.551 | 53 | 0 | 0 | 0 | 4423 | 0.551 | 53 | 0 | 0 | 0 | SDGE:DEER:Com:HVAC_Split-Package_AC | WinterOnly | 0
SDG | WPSDGENRCC0019-Rev02-Msr002 | ESe | Ex | CZ08 | Any | WPSDGENRCC0019-2 | ExAnte2016 | IOU workpaper |  | Rated-HP |  |  | None | 4423 | 0.551 | 63 | 0 | 0 | 0 | 4423 | 0.551 | 63 | 0 | 0 | 0 | SDGE:DEER:Com:HVAC_Split-Package_AC | WinterOnly | 0
SDG | WPSDGENRCC0019-Rev02-Msr002 | ESe | Ex | CZ10 | Any | WPSDGENRCC0019-2 | ExAnte2016 | IOU workpaper |  | Rated-HP |  |  | None | 4423 | 0.551 | 68 | 0 | 0 | 0 | 4423 | 0.551 | 68 | 0 | 0 | 0 | SDGE:DEER:Com:HVAC_Split-Package_AC | WinterOnly | 0
SDG | WPSDGENRCC0019-Rev02-Msr002 | ESe | Ex | CZ14 | Any | WPSDGENRCC0019-2 | ExAnte2016 | IOU workpaper |  | Rated-HP |  |  | None | 4423 | 0.551 | 110 | 0 | 0 | 0 | 4423 | 0.551 | 110 | 0 | 0 | 0 | SDGE:DEER:Com:HVAC_Split-Package_AC | WinterOnly | 0
SDG | WPSDGENRCC0019-Rev02-Msr002 | ESe | Ex | CZ15 | Any | WPSDGENRCC0019-2 | ExAnte2016 | IOU workpaper |  | Rated-HP |  |  | None | 4423 | 0.551 | 36 | 0 | 0 | 0 | 4423 | 0.551 | 36 | 0 | 0 | 0 | SDGE:DEER:Com:HVAC_Split-Package_AC | WinterOnly | 0
SDG | WPSDGENRCC0019-Rev02-Msr002 | EUn | Ex | CZ06 | Any | WPSDGENRCC0019-2 | ExAnte2016 | IOU workpaper |  | Rated-HP |  |  | None | 4423 | 0.551 | 65 | 0 | 0 | 0 | 4423 | 0.551 | 65 | 0 | 0 | 0 | SDGE:DEER:Com:HVAC_Split-Package_AC | WinterOnly | 0
SDG | WPSDGENRCC0019-Rev02-Msr002 | EUn | Ex | CZ07 | Any | WPSDGENRCC0019-2 | ExAnte2016 | IOU workpaper |  | Rated-HP |  |  | None | 4423 | 0.551 | 53 | 0 | 0 | 0 | 4423 | 0.551 | 53 | 0 | 0 | 0 | SDGE:DEER:Com:HVAC_Split-Package_AC | WinterOnly | 0
SDG | WPSDGENRCC0019-Rev02-Msr002 | EUn | Ex | CZ08 | Any | WPSDGENRCC0019-2 | ExAnte2016 | IOU workpaper |  | Rated-HP |  |  | None | 4423 | 0.551 | 63 | 0 | 0 | 0 | 4423 | 0.551 | 63 | 0 | 0 | 0 | SDGE:DEER:Com:HVAC_Split-Package_AC | WinterOnly | 0
SDG | WPSDGENRCC0019-Rev02-Msr002 | EUn | Ex | CZ10 | Any | WPSDGENRCC0019-2 | ExAnte2016 | IOU workpaper |  | Rated-HP |  |  | None | 4423 | 0.551 | 68 | 0 | 0 | 0 | 4423 | 0.551 | 68 | 0 | 0 | 0 | SDGE:DEER:Com:HVAC_Split-Package_AC | WinterOnly | 0
SDG | WPSDGENRCC0019-Rev02-Msr002 | EUn | Ex | CZ14 | Any | WPSDGENRCC0019-2 | ExAnte2016 | IOU workpaper |  | Rated-HP |  |  | None | 4423 | 0.551 | 110 | 0 | 0 | 0 | 4423 | 0.551 | 110 | 0 | 0 | 0 | SDGE:DEER:Com:HVAC_Split-Package_AC | WinterOnly | 0
SDG | WPSDGENRCC0019-Rev02-Msr002 | EUn | Ex | CZ15 | Any | WPSDGENRCC0019-2 | ExAnte2016 | IOU workpaper |  | Rated-HP |  |  | None | 4423 | 0.551 | 36 | 0 | 0 | 0 | 4423 | 0.551 | 36 | 0 | 0 | 0 | SDGE:DEER:Com:HVAC_Split-Package_AC | WinterOnly | 0
SDG | WPSDGENRCC0019-Rev02-Msr002 | Gro | Ex | CZ06 | Any | WPSDGENRCC0019-2 | ExAnte2016 | IOU workpaper |  | Rated-HP |  |  | None | 4423 | 0.551 | 65 | 0 | 0 | 0 | 4423 | 0.551 | 65 | 0 | 0 | 0 | SDGE:DEER:Com:HVAC_Split-Package_AC | WinterOnly | 0
SDG | WPSDGENRCC0019-Rev02-Msr002 | Gro | Ex | CZ07 | Any | WPSDGENRCC0019-2 | ExAnte2016 | IOU workpaper |  | Rated-HP |  |  | None | 4423 | 0.551 | 53 | 0 | 0 | 0 | 4423 | 0.551 | 53 | 0 | 0 | 0 | SDGE:DEER:Com:HVAC_Split-Package_AC | WinterOnly | 0
SDG | WPSDGENRCC0019-Rev02-Msr002 | Gro | Ex | CZ08 | Any | WPSDGENRCC0019-2 | ExAnte2016 | IOU workpaper |  | Rated-HP |  |  | None | 4423 | 0.551 | 63 | 0 | 0 | 0 | 4423 | 0.551 | 63 | 0 | 0 | 0 | SDGE:DEER:Com:HVAC_Split-Package_AC | WinterOnly | 0
SDG | WPSDGENRCC0019-Rev02-Msr002 | Gro | Ex | CZ10 | Any | WPSDGENRCC0019-2 | ExAnte2016 | IOU workpaper |  | Rated-HP |  |  | None | 4423 | 0.551 | 68 | 0 | 0 | 0 | 4423 | 0.551 | 68 | 0 | 0 | 0 | SDGE:DEER:Com:HVAC_Split-Package_AC | WinterOnly | 0
SDG | WPSDGENRCC0019-Rev02-Msr002 | Gro | Ex | CZ14 | Any | WPSDGENRCC0019-2 | ExAnte2016 | IOU workpaper |  | Rated-HP |  |  | None | 4423 | 0.551 | 110 | 0 | 0 | 0 | 4423 | 0.551 | 110 | 0 | 0 | 0 | SDGE:DEER:Com:HVAC_Split-Package_AC | WinterOnly | 0
SDG | WPSDGENRCC0019-Rev02-Msr002 | Gro | Ex | CZ15 | Any | WPSDGENRCC0019-2 | ExAnte2016 | IOU workpaper |  | Rated-HP |  |  | None | 4423 | 0.551 | 36 | 0 | 0 | 0 | 4423 | 0.551 | 36 | 0 | 0 | 0 | SDGE:DEER:Com:HVAC_Split-Package_AC | WinterOnly | 0
SDG | WPSDGENRCC0019-Rev02-Msr002 | Hsp | Ex | CZ06 | Any | WPSDGENRCC0019-2 | ExAnte2016 | IOU workpaper |  | Rated-HP |  |  | None | 4423 | 0.551 | 65 | 0 | 0 | 0 | 4423 | 0.551 | 65 | 0 | 0 | 0 | SDGE:DEER:Com:HVAC_Split-Package_AC | WinterOnly | 0
SDG | WPSDGENRCC0019-Rev02-Msr002 | Hsp | Ex | CZ07 | Any | WPSDGENRCC0019-2 | ExAnte2016 | IOU workpaper |  | Rated-HP |  |  | None | 4423 | 0.551 | 53 | 0 | 0 | 0 | 4423 | 0.551 | 53 | 0 | 0 | 0 | SDGE:DEER:Com:HVAC_Split-Package_AC | WinterOnly | 0
SDG | WPSDGENRCC0019-Rev02-Msr002 | Hsp | Ex | CZ08 | Any | WPSDGENRCC0019-2 | ExAnte2016 | IOU workpaper |  | Rated-HP |  |  | None | 4423 | 0.551 | 63 | 0 | 0 | 0 | 4423 | 0.551 | 63 | 0 | 0 | 0 | SDGE:DEER:Com:HVAC_Split-Package_AC | WinterOnly | 0
SDG | WPSDGENRCC0019-Rev02-Msr002 | Hsp | Ex | CZ10 | Any | WPSDGENRCC0019-2 | ExAnte2016 | IOU workpaper |  | Rated-HP |  |  | None | 4423 | 0.551 | 68 | 0 | 0 | 0 | 4423 | 0.551 | 68 | 0 | 0 | 0 | SDGE:DEER:Com:HVAC_Split-Package_AC | WinterOnly | 0
SDG | WPSDGENRCC0019-Rev02-Msr002 | Hsp | Ex | CZ14 | Any | WPSDGENRCC0019-2 | ExAnte2016 | IOU workpaper |  | Rated-HP |  |  | None | 4423 | 0.551 | 110 | 0 | 0 | 0 | 4423 | 0.551 | 110 | 0 | 0 | 0 | SDGE:DEER:Com:HVAC_Split-Package_AC | WinterOnly | 0
SDG | WPSDGENRCC0019-Rev02-Msr002 | Hsp | Ex | CZ15 | Any | WPSDGENRCC0019-2 | ExAnte2016 | IOU workpaper |  | Rated-HP |  |  | None | 4423 | 0.551 | 36 | 0 | 0 | 0 | 4423 | 0.551 | 36 | 0 | 0 | 0 | SDGE:DEER:Com:HVAC_Split-Package_AC | WinterOnly | 0
SDG | WPSDGENRCC0019-Rev02-Msr002 | Htl | Ex | CZ06 | Any | WPSDGENRCC0019-2 | ExAnte2016 | IOU workpaper |  | Rated-HP |  |  | None | 4423 | 0.551 | 65 | 0 | 0 | 0 | 4423 | 0.551 | 65 | 0 | 0 | 0 | SDGE:DEER:Com:HVAC_Split-Package_AC | WinterOnly | 0
SDG | WPSDGENRCC0019-Rev02-Msr002 | Htl | Ex | CZ07 | Any | WPSDGENRCC0019-2 | ExAnte2016 | IOU workpaper |  | Rated-HP |  |  | None | 4423 | 0.551 | 53 | 0 | 0 | 0 | 4423 | 0.551 | 53 | 0 | 0 | 0 | SDGE:DEER:Com:HVAC_Split-Package_AC | WinterOnly | 0
SDG | WPSDGENRCC0019-Rev02-Msr002 | Htl | Ex | CZ08 | Any | WPSDGENRCC0019-2 | ExAnte2016 | IOU workpaper |  | Rated-HP |  |  | None | 4423 | 0.551 | 63 | 0 | 0 | 0 | 4423 | 0.551 | 63 | 0 | 0 | 0 | SDGE:DEER:Com:HVAC_Split-Package_AC | WinterOnly | 0
SDG | WPSDGENRCC0019-Rev02-Msr002 | Htl | Ex | CZ10 | Any | WPSDGENRCC0019-2 | ExAnte2016 | IOU workpaper |  | Rated-HP |  |  | None | 4423 | 0.551 | 68 | 0 | 0 | 0 | 4423 | 0.551 | 68 | 0 | 0 | 0 | SDGE:DEER:Com:HVAC_Split-Package_AC | WinterOnly | 0
SDG | WPSDGENRCC0019-Rev02-Msr002 | Htl | Ex | CZ14 | Any | WPSDGENRCC0019-2 | ExAnte2016 | IOU workpaper |  | Rated-HP |  |  | None | 4423 | 0.551 | 110 | 0 | 0 | 0 | 4423 | 0.551 | 110 | 0 | 0 | 0 | SDGE:DEER:Com:HVAC_Split-Package_AC | WinterOnly | 0
SDG | WPSDGENRCC0019-Rev02-Msr002 | Htl | Ex | CZ15 | Any | WPSDGENRCC0019-2 | ExAnte2016 | IOU workpaper |  | Rated-HP |  |  | None | 4423 | 0.551 | 36 | 0 | 0 | 0 | 4423 | 0.551 | 36 | 0 | 0 | 0 | SDGE:DEER:Com:HVAC_Split-Package_AC | WinterOnly | 0
SDG | WPSDGENRCC0019-Rev02-Msr002 | Nrs | Ex | CZ06 | Any | WPSDGENRCC0019-2 | ExAnte2016 | IOU workpaper |  | Rated-HP |  |  | None | 4423 | 0.551 | 65 | 0 | 0 | 0 | 4423 | 0.551 | 65 | 0 | 0 | 0 | SDGE:DEER:Com:HVAC_Split-Package_AC | WinterOnly | 0
SDG | WPSDGENRCC0019-Rev02-Msr002 | Nrs | Ex | CZ07 | Any | WPSDGENRCC0019-2 | ExAnte2016 | IOU workpaper |  | Rated-HP |  |  | None | 4423 | 0.551 | 53 | 0 | 0 | 0 | 4423 | 0.551 | 53 | 0 | 0 | 0 | SDGE:DEER:Com:HVAC_Split-Package_AC | WinterOnly | 0
SDG | WPSDGENRCC0019-Rev02-Msr002 | Nrs | Ex | CZ08 | Any | WPSDGENRCC0019-2 | ExAnte2016 | IOU workpaper |  | Rated-HP |  |  | None | 4423 | 0.551 | 63 | 0 | 0 | 0 | 4423 | 0.551 | 63 | 0 | 0 | 0 | SDGE:DEER:Com:HVAC_Split-Package_AC | WinterOnly | 0
SDG | WPSDGENRCC0019-Rev02-Msr002 | Nrs | Ex | CZ10 | Any | WPSDGENRCC0019-2 | ExAnte2016 | IOU workpaper |  | Rated-HP |  |  | None | 4423 | 0.551 | 68 | 0 | 0 | 0 | 4423 | 0.551 | 68 | 0 | 0 | 0 | SDGE:DEER:Com:HVAC_Split-Package_AC | WinterOnly | 0
SDG | WPSDGENRCC0019-Rev02-Msr002 | Nrs | Ex | CZ14 | Any | WPSDGENRCC0019-2 | ExAnte2016 | IOU workpaper |  | Rated-HP |  |  | None | 4423 | 0.551 | 110 | 0 | 0 | 0 | 4423 | 0.551 | 110 | 0 | 0 | 0 | SDGE:DEER:Com:HVAC_Split-Package_AC | WinterOnly | 0
SDG | WPSDGENRCC0019-Rev02-Msr002 | Nrs | Ex | CZ15 | Any | WPSDGENRCC0019-2 | ExAnte2016 | IOU workpaper |  | Rated-HP |  |  | None | 4423 | 0.551 | 36 | 0 | 0 | 0 | 4423 | 0.551 | 36 | 0 | 0 | 0 | SDGE:DEER:Com:HVAC_Split-Package_AC | WinterOnly | 0
SDG | WPSDGENRCC0019-Rev02-Msr002 | OfL | Ex | CZ06 | Any | WPSDGENRCC0019-2 | ExAnte2016 | IOU workpaper |  | Rated-HP |  |  | None | 4423 | 0.551 | 65 | 0 | 0 | 0 | 4423 | 0.551 | 65 | 0 | 0 | 0 | SDGE:DEER:Com:HVAC_Split-Package_AC | WinterOnly | 0
SDG | WPSDGENRCC0019-Rev02-Msr002 | OfL | Ex | CZ07 | Any | WPSDGENRCC0019-2 | ExAnte2016 | IOU workpaper |  | Rated-HP |  |  | None | 4423 | 0.551 | 53 | 0 | 0 | 0 | 4423 | 0.551 | 53 | 0 | 0 | 0 | SDGE:DEER:Com:HVAC_Split-Package_AC | WinterOnly | 0
SDG | WPSDGENRCC0019-Rev02-Msr002 | OfL | Ex | CZ08 | Any | WPSDGENRCC0019-2 | ExAnte2016 | IOU workpaper |  | Rated-HP |  |  | None | 4423 | 0.551 | 63 | 0 | 0 | 0 | 4423 | 0.551 | 63 | 0 | 0 | 0 | SDGE:DEER:Com:HVAC_Split-Package_AC | WinterOnly | 0
SDG | WPSDGENRCC0019-Rev02-Msr002 | OfL | Ex | CZ10 | Any | WPSDGENRCC0019-2 | ExAnte2016 | IOU workpaper |  | Rated-HP |  |  | None | 4423 | 0.551 | 68 | 0 | 0 | 0 | 4423 | 0.551 | 68 | 0 | 0 | 0 | SDGE:DEER:Com:HVAC_Split-Package_AC | WinterOnly | 0
SDG | WPSDGENRCC0019-Rev02-Msr002 | OfL | Ex | CZ14 | Any | WPSDGENRCC0019-2 | ExAnte2016 | IOU workpaper |  | Rated-HP |  |  | None | 4423 | 0.551 | 110 | 0 | 0 | 0 | 4423 | 0.551 | 110 | 0 | 0 | 0 | SDGE:DEER:Com:HVAC_Split-Package_AC | WinterOnly | 0
SDG | WPSDGENRCC0019-Rev02-Msr002 | OfL | Ex | CZ15 | Any | WPSDGENRCC0019-2 | ExAnte2016 | IOU workpaper |  | Rated-HP |  |  | None | 4423 | 0.551 | 36 | 0 | 0 | 0 | 4423 | 0.551 | 36 | 0 | 0 | 0 | SDGE:DEER:Com:HVAC_Split-Package_AC | WinterOnly | 0
SDG | WPSDGENRCC0019-Rev02-Msr002 | OfS | Ex | CZ06 | Any | WPSDGENRCC0019-2 | ExAnte2016 | IOU workpaper |  | Rated-HP |  |  | None | 4423 | 0.551 | 65 | 0 | 0 | 0 | 4423 | 0.551 | 65 | 0 | 0 | 0 | SDGE:DEER:Com:HVAC_Split-Package_AC | WinterOnly | 0
SDG | WPSDGENRCC0019-Rev02-Msr002 | OfS | Ex | CZ07 | Any | WPSDGENRCC0019-2 | ExAnte2016 | IOU workpaper |  | Rated-HP |  |  | None | 4423 | 0.551 | 53 | 0 | 0 | 0 | 4423 | 0.551 | 53 | 0 | 0 | 0 | SDGE:DEER:Com:HVAC_Split-Package_AC | WinterOnly | 0
SDG | WPSDGENRCC0019-Rev02-Msr002 | OfS | Ex | CZ08 | Any | WPSDGENRCC0019-2 | ExAnte2016 | IOU workpaper |  | Rated-HP |  |  | None | 4423 | 0.551 | 63 | 0 | 0 | 0 | 4423 | 0.551 | 63 | 0 | 0 | 0 | SDGE:DEER:Com:HVAC_Split-Package_AC | WinterOnly | 0
SDG | WPSDGENRCC0019-Rev02-Msr002 | OfS | Ex | CZ10 | Any | WPSDGENRCC0019-2 | ExAnte2016 | IOU workpaper |  | Rated-HP |  |  | None | 4423 | 0.551 | 68 | 0 | 0 | 0 | 4423 | 0.551 | 68 | 0 | 0 | 0 | SDGE:DEER:Com:HVAC_Split-Package_AC | WinterOnly | 0
SDG | WPSDGENRCC0019-Rev02-Msr002 | OfS | Ex | CZ14 | Any | WPSDGENRCC0019-2 | ExAnte2016 | IOU workpaper |  | Rated-HP |  |  | None | 4423 | 0.551 | 110 | 0 | 0 | 0 | 4423 | 0.551 | 110 | 0 | 0 | 0 | SDGE:DEER:Com:HVAC_Split-Package_AC | WinterOnly | 0
SDG | WPSDGENRCC0019-Rev02-Msr002 | OfS | Ex | CZ15 | Any | WPSDGENRCC0019-2 | ExAnte2016 | IOU workpaper |  | Rated-HP |  |  | None | 4423 | 0.551 | 36 | 0 | 0 | 0 | 4423 | 0.551 | 36 | 0 | 0 | 0 | SDGE:DEER:Com:HVAC_Split-Package_AC | WinterOnly | 0
SDG | WPSDGENRCC0019-Rev02-Msr002 | RFF | Ex | CZ06 | Any | WPSDGENRCC0019-2 | ExAnte2016 | IOU workpaper |  | Rated-HP |  |  | None | 4423 | 0.551 | 65 | 0 | 0 | 0 | 4423 | 0.551 | 65 | 0 | 0 | 0 | SDGE:DEER:Com:HVAC_Split-Package_AC | WinterOnly | 0
SDG | WPSDGENRCC0019-Rev02-Msr002 | RFF | Ex | CZ07 | Any | WPSDGENRCC0019-2 | ExAnte2016 | IOU workpaper |  | Rated-HP |  |  | None | 4423 | 0.551 | 53 | 0 | 0 | 0 | 4423 | 0.551 | 53 | 0 | 0 | 0 | SDGE:DEER:Com:HVAC_Split-Package_AC | WinterOnly | 0
SDG | WPSDGENRCC0019-Rev02-Msr002 | RFF | Ex | CZ08 | Any | WPSDGENRCC0019-2 | ExAnte2016 | IOU workpaper |  | Rated-HP |  |  | None | 4423 | 0.551 | 63 | 0 | 0 | 0 | 4423 | 0.551 | 63 | 0 | 0 | 0 | SDGE:DEER:Com:HVAC_Split-Package_AC | WinterOnly | 0
SDG | WPSDGENRCC0019-Rev02-Msr002 | RFF | Ex | CZ10 | Any | WPSDGENRCC0019-2 | ExAnte2016 | IOU workpaper |  | Rated-HP |  |  | None | 4423 | 0.551 | 68 | 0 | 0 | 0 | 4423 | 0.551 | 68 | 0 | 0 | 0 | SDGE:DEER:Com:HVAC_Split-Package_AC | WinterOnly | 0
SDG | WPSDGENRCC0019-Rev02-Msr002 | RFF | Ex | CZ14 | Any | WPSDGENRCC0019-2 | ExAnte2016 | IOU workpaper |  | Rated-HP |  |  | None | 4423 | 0.551 | 110 | 0 | 0 | 0 | 4423 | 0.551 | 110 | 0 | 0 | 0 | SDGE:DEER:Com:HVAC_Split-Package_AC | WinterOnly | 0
SDG | WPSDGENRCC0019-Rev02-Msr002 | RFF | Ex | CZ15 | Any | WPSDGENRCC0019-2 | ExAnte2016 | IOU workpaper |  | Rated-HP |  |  | None | 4423 | 0.551 | 36 | 0 | 0 | 0 | 4423 | 0.551 | 36 | 0 | 0 | 0 | SDGE:DEER:Com:HVAC_Split-Package_AC | WinterOnly | 0
SDG | WPSDGENRCC0019-Rev02-Msr002 | RSD | Ex | CZ06 | Any | WPSDGENRCC0019-2 | ExAnte2016 | IOU workpaper |  | Rated-HP |  |  | None | 4423 | 0.551 | 65 | 0 | 0 | 0 | 4423 | 0.551 | 65 | 0 | 0 | 0 | SDGE:DEER:Com:HVAC_Split-Package_AC | WinterOnly | 0
SDG | WPSDGENRCC0019-Rev02-Msr002 | RSD | Ex | CZ07 | Any | WPSDGENRCC0019-2 | ExAnte2016 | IOU workpaper |  | Rated-HP |  |  | None | 4423 | 0.551 | 53 | 0 | 0 | 0 | 4423 | 0.551 | 53 | 0 | 0 | 0 | SDGE:DEER:Com:HVAC_Split-Package_AC | WinterOnly | 0
SDG | WPSDGENRCC0019-Rev02-Msr002 | RSD | Ex | CZ08 | Any | WPSDGENRCC0019-2 | ExAnte2016 | IOU workpaper |  | Rated-HP |  |  | None | 4423 | 0.551 | 63 | 0 | 0 | 0 | 4423 | 0.551 | 63 | 0 | 0 | 0 | SDGE:DEER:Com:HVAC_Split-Package_AC | WinterOnly | 0
SDG | WPSDGENRCC0019-Rev02-Msr002 | RSD | Ex | CZ10 | Any | WPSDGENRCC0019-2 | ExAnte2016 | IOU workpaper |  | Rated-HP |  |  | None | 4423 | 0.551 | 68 | 0 | 0 | 0 | 4423 | 0.551 | 68 | 0 | 0 | 0 | SDGE:DEER:Com:HVAC_Split-Package_AC | WinterOnly | 0
SDG | WPSDGENRCC0019-Rev02-Msr002 | RSD | Ex | CZ14 | Any | WPSDGENRCC0019-2 | ExAnte2016 | IOU workpaper |  | Rated-HP |  |  | None | 4423 | 0.551 | 110 | 0 | 0 | 0 | 4423 | 0.551 | 110 | 0 | 0 | 0 | SDGE:DEER:Com:HVAC_Split-Package_AC | WinterOnly | 0
SDG | WPSDGENRCC0019-Rev02-Msr002 | RSD | Ex | CZ15 | Any | WPSDGENRCC0019-2 | ExAnte2016 | IOU workpaper |  | Rated-HP |  |  | None | 4423 | 0.551 | 36 | 0 | 0 | 0 | 4423 | 0.551 | 36 | 0 | 0 | 0 | SDGE:DEER:Com:HVAC_Split-Package_AC | WinterOnly | 0
SDG | WPSDGENRCS0001-Rev01-Msr001 | Asm | Ex | IOU | Any | WPSDGENRCS0001-1 | ExAnte2016 | IOU workpaper |  | Each |  |  | None | 775.4 | 0 | 0 | 775.4 | 0 | 0 | 0 | 0 | 0 | 0 | 0 | 0 | SDGE:01-ALC-AllCommercial-Refrig | WinterOnly | 0
SDG | WPSDGENRCS0001-Rev01-Msr001 | ECC | Ex | IOU | Any | WPSDGENRCS0001-1 | ExAnte2016 | IOU workpaper |  | Each |  |  | None | 701.24 | 0 | 0 | 701.24 | 0 | 0 | 0 | 0 | 0 | 0 | 0 | 0 | SDGE:01-ALC-AllCommercial-Refrig | WinterOnly | 0
SDG | WPSDGENRCS0001-Rev01-Msr001 | EPr | Ex | IOU | Any | WPSDGENRCS0001-1 | ExAnte2016 | IOU workpaper |  | Each |  |  | None | 772.52 | 0 | 0 | 772.52 | 0 | 0 | 0 | 0 | 0 | 0 | 0 | 0 | SDGE:01-ALC-AllCommercial-Refrig | WinterOnly | 0
SDG | WPSDGENRCS0001-Rev01-Msr001 | ERC | Ex | IOU | Any | WPSDGENRCS0001-1 | ExAnte2016 | IOU workpaper |  | Each |  |  | None | 787.856 | 0 | 0 | 787.856 | 0 | 0 | 0 | 0 | 0 | 0 | 0 | 0 | SDGE:01-ALC-AllCommercial-Refrig | WinterOnly | 0
SDG | WPSDGENRCS0001-Rev01-Msr001 | ESe | Ex | IOU | Any | WPSDGENRCS0001-1 | ExAnte2016 | IOU workpaper |  | Each |  |  | None | 742.28 | 0 | 0 | 742.28 | 0 | 0 | 0 | 0 | 0 | 0 | 0 | 0 | SDGE:01-ALC-AllCommercial-Refrig | WinterOnly | 0
SDG | WPSDGENRCS0001-Rev01-Msr001 | EUn | Ex | IOU | Any | WPSDGENRCS0001-1 | ExAnte2016 | IOU workpaper |  | Each |  |  | None | 714.2 | 0 | 0 | 714.2 | 0 | 0 | 0 | 0 | 0 | 0 | 0 | 0 | SDGE:01-ALC-AllCommercial-Refrig | WinterOnly | 0
SDG | WPSDGENRCS0001-Rev01-Msr001 | Gro | Ex | IOU | Any | WPSDGENRCS0001-1 | ExAnte2016 | IOU workpaper |  | Each |  |  | None | 517.64 | 0 | 0 | 517.64 | 0 | 0 | 0 | 0 | 0 | 0 | 0 | 0 | SDGE:01-ALC-AllCommercial-Refrig | WinterOnly | 0
SDG | WPSDGENRCS0001-Rev01-Msr001 | Hsp | Ex | IOU | Any | WPSDGENRCS0001-1 | ExAnte2016 | IOU workpaper |  | Each |  |  | None | 491 | 0 | 0 | 491 | 0 | 0 | 0 | 0 | 0 | 0 | 0 | 0 | SDGE:01-ALC-AllCommercial-Refrig | WinterOnly | 0
SDG | WPSDGENRCS0001-Rev01-Msr001 | Htl | Ex | IOU | Any | WPSDGENRCS0001-1 | ExAnte2016 | IOU workpaper |  | Each |  |  | None | 769.64 | 0 | 0 | 769.64 | 0 | 0 | 0 | 0 | 0 | 0 | 0 | 0 | SDGE:01-ALC-AllCommercial-Refrig | WinterOnly | 0
SDG | WPSDGENRCS0001-Rev01-Msr001 | MBT | Ex | IOU | Any | WPSDGENRCS0001-1 | ExAnte2016 | IOU workpaper |  | Each |  |  | None | 696.92 | 0 | 0 | 696.92 | 0 | 0 | 0 | 0 | 0 | 0 | 0 | 0 | SDGE:01-ALC-AllCommercial-Refrig | WinterOnly | 0
SDG | WPSDGENRCS0001-Rev01-Msr001 | MFm | Ex | Any | Any | WPSDGENRCS0001-1 | ExAnte2016 | IOU workpaper |  | Each |  |  | None | 817.808 | 0 | 0 | 817.808 | 0 | 0 | 0 | 0 | 0 | 0 | 0 | 0 | SDGE:01-ALC-AllCommercial-Refrig | WinterOnly | 0
SDG | WPSDGENRCS0001-Rev01-Msr001 | MLI | Ex | IOU | Any | WPSDGENRCS0001-1 | ExAnte2016 | IOU workpaper |  | Each |  |  | None | 689.72 | 0 | 0 | 689.72 | 0 | 0 | 0 | 0 | 0 | 0 | 0 | 0 | SDGE:01-ALC-AllCommercial-Refrig | WinterOnly | 0
SDG | WPSDGENRCS0001-Rev01-Msr001 | Mtl | Ex | IOU | Any | WPSDGENRCS0001-1 | ExAnte2016 | IOU workpaper |  | Each |  |  | None | 784.76 | 0 | 0 | 784.76 | 0 | 0 | 0 | 0 | 0 | 0 | 0 | 0 | SDGE:01-ALC-AllCommercial-Refrig | WinterOnly | 0
SDG | WPSDGENRCS0001-Rev01-Msr001 | Nrs | Ex | IOU | Any | WPSDGENRCS0001-1 | ExAnte2016 | IOU workpaper |  | Each |  |  | None | 571.64 | 0 | 0 | 571.64 | 0 | 0 | 0 | 0 | 0 | 0 | 0 | 0 | SDGE:01-ALC-AllCommercial-Refrig | WinterOnly | 0
SDG | WPSDGENRCS0001-Rev01-Msr001 | OfL | Ex | IOU | Any | WPSDGENRCS0001-1 | ExAnte2016 | IOU workpaper |  | Each |  |  | None | 707.72 | 0 | 0 | 707.72 | 0 | 0 | 0 | 0 | 0 | 0 | 0 | 0 | SDGE:01-ALC-AllCommercial-Refrig | WinterOnly | 0
SDG | WPSDGENRCS0001-Rev01-Msr001 | OfS | Ex | IOU | Any | WPSDGENRCS0001-1 | ExAnte2016 | IOU workpaper |  | Each |  |  | None | 746.6 | 0 | 0 | 746.6 | 0 | 0 | 0 | 0 | 0 | 0 | 0 | 0 | SDGE:01-ALC-AllCommercial-Refrig | WinterOnly | 0
SDG | WPSDGENRCS0001-Rev01-Msr001 | RFF | Ex | IOU | Any | WPSDGENRCS0001-1 | ExAnte2016 | IOU workpaper |  | Each |  |  | None | 577.4 | 0 | 0 | 577.4 | 0 | 0 | 0 | 0 | 0 | 0 | 0 | 0 | SDGE:01-ALC-AllCommercial-Refrig | WinterOnly | 0
SDG | WPSDGENRCS0001-Rev01-Msr001 | RSD | Ex | IOU | Any | WPSDGENRCS0001-1 | ExAnte2016 | IOU workpaper |  | Each |  |  | None | 632.12 | 0 | 0 | 632.12 | 0 | 0 | 0 | 0 | 0 | 0 | 0 | 0 | SDGE:01-ALC-AllCommercial-Refrig | WinterOnly | 0
SDG | WPSDGENRCS0001-Rev01-Msr001 | Rt3 | Ex | IOU | Any | WPSDGENRCS0001-1 | ExAnte2016 | IOU workpaper |  | Each |  |  | None | 478.76 | 0 | 0 | 478.76 | 0 | 0 | 0 | 0 | 0 | 0 | 0 | 0 | SDGE:01-ALC-AllCommercial-Refrig | WinterOnly | 0
SDG | WPSDGENRCS0001-Rev01-Msr001 | RtL | Ex | IOU | Any | WPSDGENRCS0001-1 | ExAnte2016 | IOU workpaper |  | Each |  |  | None | 637.16 | 0 | 0 | 637.16 | 0 | 0 | 0 | 0 | 0 | 0 | 0 | 0 | SDGE:01-ALC-AllCommercial-Refrig | WinterOnly | 0
SDG | WPSDGENRCS0001-Rev01-Msr001 | RtS | Ex | IOU | Any | WPSDGENRCS0001-1 | ExAnte2016 | IOU workpaper |  | Each |  |  | None | 659.48 | 0 | 0 | 659.48 | 0 | 0 | 0 | 0 | 0 | 0 | 0 | 0 | SDGE:01-ALC-AllCommercial-Refrig | WinterOnly | 0
SDG | WPSDGENRCS0001-Rev01-Msr001 | SCn | Ex | IOU | Any | WPSDGENRCS0001-1 | ExAnte2016 | IOU workpaper |  | Each |  |  | None | 710.6 | 0 | 0 | 710.6 | 0 | 0 | 0 | 0 | 0 | 0 | 0 | 0 | SDGE:01-ALC-AllCommercial-Refrig | WinterOnly | 0
SDG | WPSDGENRCS0001-Rev01-Msr001 | SUn | Ex | IOU | Any | WPSDGENRCS0001-1 | ExAnte2016 | IOU workpaper |  | Each |  |  | None | 722.12 | 0 | 0 | 72212 | 0 | 0 | 0 | 0 | 0 | 0 | 0 | 0 | SDGE:01-ALC-AllCommercial-Refrig | WinterOnly | 0
SDG | WPSDGENRCS0001-Rev01-Msr001 | WRf | Ex | IOU | Any | WPSDGENRCS0001-1 | ExAnte2016 | IOU workpaper |  | Each |  |  | None | 534.92 | 0 | 0 | 534.92 | 0 | 0 | 0 | 0 | 0 | 0 | 0 | 0 | SDGE:01-ALC-AllCommercial-Refrig | WinterOnly | 0
SDG | WPSDGENRCS0001-Rev01-Msr002 | DMo | Ex | IOU | Any | WPSDGENRCS0001-1 | ExAnte2016 | IOU workpaper |  | Each |  |  | None | 817.808 | 0 | 0 | 817.808 | 0 | 0 | 0 | 0 | 0 | 0 | 0 | 0 | SDGE:03-BCR-BothResidentialandCommercial-LIT_EXT | WinterOnly | 0
SDG | WPSDGENRCS0001-Rev01-Msr002 | MFm | Ex | IOU | Any | WPSDGENRCS0001-1 | ExAnte2016 | IOU workpaper |  | Each |  |  | None | 817.808 | 0 | 0 | 817.808 | 0 | 0 | 0 | 0 | 0 | 0 | 0 | 0 | SDGE:03-BCR-BothResidentialandCommercial-LIT_EXT | WinterOnly | 0
SDG | WPSDGENRHC1051-Rev01-Msr001 | Com | Ex | IOU | cPTAC | WPSDGENRHC1051-1 | ExAnte2016 | IOU workpaper |  | Cap-Tons |  |  | None | 622.2575 | 0.22716 | 0 | 622.2575 | 0.22716 | 0 | 622.2575 | 0.22716 | 0 | 622.2575 | 0.22716 | 0 | SDGE:DEER:Com:HVAC_Split-Package_AC | WinterOnly | 0
SDG | WPSDGENRHC1051-Rev01-Msr001 | Htl | Ex | CZ06 | cPTAC | WPSDGENRHC1051-1 | ExAnte2016 | IOU workpaper |  | Cap-Tons |  |  | None | 564.8735 | 0.20621 | 0 | 564.8735 | 0.20621 | 0 | 564.8735 | 0.20621 | 0 | 564.8735 | 0.20621 | 0 | SDGE:DEER:Com:HVAC_Split-Package_AC | WinterOnly | 0
SDG | WPSDGENRHC1051-Rev01-Msr001 | Htl | Ex | CZ07 | cPTAC | WPSDGENRHC1051-1 | ExAnte2016 | IOU workpaper |  | Cap-Tons |  |  | None | 685.0212 | 0.25007 | 0 | 685.0212 | 0.25007 | 0 | 685.0212 | 0.25007 | 0 | 685.0212 | 0.25007 | 0 | SDGE:DEER:Com:HVAC_Split-Package_AC | WinterOnly | 0
SDG | WPSDGENRHC1051-Rev01-Msr001 | Htl | Ex | CZ08 | cPTAC | WPSDGENRHC1051-1 | ExAnte2016 | IOU workpaper |  | Cap-Tons |  |  | None | 688.6077 | 0.25138 | 0 | 688.6077 | 0.25138 | 0 | 688.6077 | 0.25138 | 0 | 688.6077 | 0.25138 | 0 | SDGE:DEER:Com:HVAC_Split-Package_AC | WinterOnly | 0
SDG | WPSDGENRHC1051-Rev01-Msr001 | Htl | Ex | CZ10 | cPTAC | WPSDGENRHC1051-1 | ExAnte2016 | IOU workpaper |  | Cap-Tons |  |  | None | 633.017 | 0.23109 | 0 | 633.017 | 0.23109 | 0 | 633.017 | 0.23109 | 0 | 633.017 | 0.23109 | 0 | SDGE:DEER:Com:HVAC_Split-Package_AC | WinterOnly | 0
SDG | WPSDGENRHC1051-Rev01-Msr001 | Htl | Ex | CZ14 | cPTAC | WPSDGENRHC1051-1 | ExAnte2016 | IOU workpaper |  | Cap-Tons |  |  | None | 577.4263 | 0.2108 | 0 | 577.4263 | 0.2108 | 0 | 577.4263 | 0.2108 | 0 | 577.4263 | 0.2108 | 0 | SDGE:DEER:Com:HVAC_Split-Package_AC | WinterOnly | 0
SDG | WPSDGENRHC1051-Rev01-Msr001 | Htl | Ex | CZ15 | cPTAC | WPSDGENRHC1051-1 | ExAnte2016 | IOU workpaper |  | Cap-Tons |  |  | None | 925.3166 | 0.3378 | 0 | 925.3166 | 0.3378 | 0 | 925.3166 | 0.3378 | 0 | 925.3166 | 0.3378 | 0 | SDGE:DEER:Com:HVAC_Split-Package_AC | WinterOnly | 0
SDG | WPSDGENRHC1051-Rev01-Msr001 | Htl | Ex | IOU | cPTAC | WPSDGENRHC1051-1 | ExAnte2016 | IOU workpaper |  | Cap-Tons |  |  | None | 676.055 | 0.2468 | 0 | 676.055 | 0.2468 | 0 | 676.055 | 0.2468 | 0 | 676.055 | 0.2468 | 0 | SDGE:DEER:Com:HVAC_Split-Package_AC | WinterOnly | 0
SDG | WPSDGENRHC1051-Rev01-Msr001 | Mtl | Ex | CZ06 | cPTAC | WPSDGENRHC1051-1 | ExAnte2016 | IOU workpaper |  | Cap-Tons |  |  | None | 469.8313 | 0.17152 | 0 | 469.8313 | 0.17152 | 0 | 469.8313 | 0.17152 | 0 | 469.8313 | 0.17152 | 0 | SDGE:DEER:Com:HVAC_Split-Package_AC | WinterOnly | 0
SDG | WPSDGENRHC1051-Rev01-Msr001 | Mtl | Ex | CZ07 | cPTAC | WPSDGENRHC1051-1 | ExAnte2016 | IOU workpaper |  | Cap-Tons |  |  | None | 575.633 | 0.21014 | 0 | 575.633 | 0.21014 | 0 | 575.633 | 0.21014 | 0 | 575.633 | 0.21014 | 0 | SDGE:DEER:Com:HVAC_Split-Package_AC | WinterOnly | 0
SDG | WPSDGENRHC1051-Rev01-Msr001 | Mtl | Ex | CZ08 | cPTAC | WPSDGENRHC1051-1 | ExAnte2016 | IOU workpaper |  | Cap-Tons |  |  | None | 586.3925 | 0.21407 | 0 | 586.3925 | 0.21407 | 0 | 586.3925 | 0.21407 | 0 | 586.3925 | 0.21407 | 0 | SDGE:DEER:Com:HVAC_Split-Package_AC | WinterOnly | 0
SDG | WPSDGENRHC1051-Rev01-Msr001 | Mtl | Ex | CZ10 | cPTAC | WPSDGENRHC1051-1 | ExAnte2016 | IOU workpaper |  | Cap-Tons |  |  | None | 559.4938 | 0.20425 | 0 | 559.4938 | 0.20425 | 0 | 559.4938 | 0.20425 | 0 | 559.4938 | 0.20425 | 0 | SDGE:DEER:Com:HVAC_Split-Package_AC | WinterOnly | 0
SDG | WPSDGENRHC1051-Rev01-Msr001 | Mtl | Ex | CZ14 | cPTAC | WPSDGENRHC1051-1 | ExAnte2016 | IOU workpaper |  | Cap-Tons |  |  | None | 507.4895 | 0.18526 | 0 | 507.4895 | 0.18526 | 0 | 507.4895 | 0.18526 | 0 | 507.4895 | 0.18526 | 0 | SDGE:DEER:Com:HVAC_Split-Package_AC | WinterOnly | 0
SDG | WPSDGENRHC1051-Rev01-Msr001 | Mtl | Ex | CZ15 | cPTAC | WPSDGENRHC1051-1 | ExAnte2016 | IOU workpaper |  | Cap-Tons |  |  | None | 726.2659 | 0.26513 | 0 | 726.2659 | 0.26513 | 0 | 726.2659 | 0.26513 | 0 | 726.2659 | 0.26513 | 0 | SDGE:DEER:Com:HVAC_Split-Package_AC | WinterOnly | 0
SDG | WPSDGENRHC1051-Rev01-Msr001 | Mtl | Ex | IOU | cPTAC | WPSDGENRHC1051-1 | ExAnte2016 | IOU workpaper |  | Cap-Tons |  |  | None | 570.2533 | 0.20818 | 0 | 570.2533 | 0.20818 | 0 | 570.2533 | 0.20818 | 0 | 570.2533 | 0.20818 | 0 | SDGE:DEER:Com:HVAC_Split-Package_AC | WinterOnly | 0
SDG | WPSDGENRHC1051-Rev01-Msr002 | Com | Ex | IOU | cPTHP | WPSDGENRHC1051-1 | ExAnte2016 | IOU workpaper |  | Cap-Tons |  |  | None | 416.7875 | 0.11007 | 0 | 416.7875 | 0.11007 | 0 | 416.7875 | 0.11007 | 0 | 416.7875 | 0.11007 | 0 | SDGE:NON_res:DEER:HVAC_Split-Package_HP | WinterOnly | 0
SDG | WPSDGENRHC1051-Rev01-Msr002 | Htl | Ex | CZ06 | cPTHP | WPSDGENRHC1051-1 | ExAnte2016 | IOU workpaper |  | Cap-Tons |  |  | None | 370.747 | 0.097908 | 0 | 370.747 | 0.097908 | 0 | 370.747 | 0.097908 | 0 | 370.747 | 0.097908 | 0 | SDGE:NON_res:DEER:HVAC_Split-Package_HP | WinterOnly | 0
SDG | WPSDGENRHC1051-Rev01-Msr002 | Htl | Ex | CZ07 | cPTHP | WPSDGENRHC1051-1 | ExAnte2016 | IOU workpaper |  | Cap-Tons |  |  | None | 449.5005 | 0.11871 | 0 | 449.5005 | 0.11871 | 0 | 449.5005 | 0.11871 | 0 | 449.5005 | 0.11871 | 0 | SDGE:NON_res:DEER:HVAC_Split-Package_HP | WinterOnly | 0
SDG | WPSDGENRHC1051-Rev01-Msr002 | Htl | Ex | CZ08 | cPTHP | WPSDGENRHC1051-1 | ExAnte2016 | IOU workpaper |  | Cap-Tons |  |  | None | 453.1353 | 0.11967 | 0 | 453.1353 | 0.11967 | 0 | 453.1353 | 0.11967 | 0 | 453.1353 | 0.11967 | 0 | SDGE:NON_res:DEER:HVAC_Split-Package_HP | WinterOnly | 0
SDG | WPSDGENRHC1051-Rev01-Msr002 | Htl | Ex | CZ10 | cPTHP | WPSDGENRHC1051-1 | ExAnte2016 | IOU workpaper |  | Cap-Tons |  |  | None | 419.2107 | 0.11071 | 0 | 419.2107 | 0.11071 | 0 | 419.2107 | 0.11071 | 0 | 419.2107 | 0.11071 | 0 | SDGE:NON_res:DEER:HVAC_Split-Package_HP | WinterOnly | 0
SDG | WPSDGENRHC1051-Rev01-Msr002 | Htl | Ex | CZ14 | cPTHP | WPSDGENRHC1051-1 | ExAnte2016 | IOU workpaper |  | Cap-Tons |  |  | None | 391.3441 | 0.10335 | 0 | 391.3441 | 0.10335 | 0 | 391.3441 | 0.10335 | 0 | 391.3441 | 0.10335 | 0 | SDGE:NON_res:DEER:HVAC_Split-Package_HP | WinterOnly | 0
SDG | WPSDGENRHC1051-Rev01-Msr002 | Htl | Ex | CZ15 | cPTHP | WPSDGENRHC1051-1 | ExAnte2016 | IOU workpaper |  | Cap-Tons |  |  | None | 607.0074 | 0.1603 | 0 | 607.0074 | 0.1603 | 0 | 607.0074 | 0.1603 | 0 | 607.0074 | 0.1603 | 0 | SDGE:NON_res:DEER:HVAC_Split-Package_HP | WinterOnly | 0
SDG | WPSDGENRHC1051-Rev01-Msr002 | Htl | Ex | IOU | cPTHP | WPSDGENRHC1051-1 | ExAnte2016 | IOU workpaper |  | Cap-Tons |  |  | None | 444.6541 | 0.11743 | 0 | 444.6541 | 0.11743 | 0 | 444.6541 | 0.11743 | 0 | 444.6541 | 0.11743 | 0 | SDGE:NON_res:DEER:HVAC_Split-Package_HP | WinterOnly | 0
SDG | WPSDGENRHC1051-Rev01-Msr002 | Mtl | Ex | CZ06 | cPTHP | WPSDGENRHC1051-1 | ExAnte2016 | IOU workpaper |  | Cap-Tons |  |  | None | 324.7066 | 0.08575 | 0 | 324.7066 | 0.08575 | 0 | 324.7066 | 0.08575 | 0 | 324.7066 | 0.08575 | 0 | SDGE:NON_res:DEER:HVAC_Split-Package_HP | WinterOnly | 0
SDG | WPSDGENRHC1051-Rev01-Msr002 | Mtl | Ex | CZ07 | cPTHP | WPSDGENRHC1051-1 | ExAnte2016 | IOU workpaper |  | Cap-Tons |  |  | None | 391.3441 | 0.10335 | 0 | 391.3441 | 0.10335 | 0 | 391.3441 | 0.10335 | 0 | 391.3441 | 0.10335 | 0 | SDGE:NON_res:DEER:HVAC_Split-Package_HP | WinterOnly | 0
SDG | WPSDGENRHC1051-Rev01-Msr002 | Mtl | Ex | CZ08 | cPTHP | WPSDGENRHC1051-1 | ExAnte2016 | IOU workpaper |  | Cap-Tons |  |  | None | 403.46 | 0.10655 | 0 | 403.46 | 0.10655 | 0 | 403.46 | 0.10655 | 0 | 403.46 | 0.10655 | 0 | SDGE:NON_res:DEER:HVAC_Split-Package_HP | WinterOnly | 0
SDG | WPSDGENRHC1051-Rev01-Msr002 | Mtl | Ex | CZ10 | cPTHP | WPSDGENRHC1051-1 | ExAnte2016 | IOU workpaper |  | Cap-Tons |  |  | None | 387.7093 | 0.10239 | 0 | 387.7093 | 0.10239 | 0 | 387.7093 | 0.10239 | 0 | 387.7093 | 0.10239 | 0 | SDGE:NON_res:DEER:HVAC_Split-Package_HP | WinterOnly | 0
SDG | WPSDGENRHC1051-Rev01-Msr002 | Mtl | Ex | CZ14 | cPTHP | WPSDGENRHC1051-1 | ExAnte2016 | IOU workpaper |  | Cap-Tons |  |  | None | 364.6891 | 0.096309 | 0 | 364.6891 | 0.096309 | 0 | 364.6891 | 0.096309 | 0 | 364.6891 | 0.096309 | 0 | SDGE:NON_res:DEER:HVAC_Split-Package_HP | WinterOnly | 0
SDG | WPSDGENRHC1051-Rev01-Msr002 | Mtl | Ex | CZ15 | cPTHP | WPSDGENRHC1051-1 | ExAnte2016 | IOU workpaper |  | Cap-Tons |  |  | None | 484.6367 | 0.12798 | 0 | 484.6367 | 0.12798 | 0 | 484.6367 | 0.12798 | 0 | 484.6367 | 0.12798 | 0 | SDGE:NON_res:DEER:HVAC_Split-Package_HP | WinterOnly | 0
SDG | WPSDGENRHC1051-Rev01-Msr002 | Mtl | Ex | IOU | cPTHP | WPSDGENRHC1051-1 | ExAnte2016 | IOU workpaper |  | Cap-Tons |  |  | None | 387.7093 | 0.10239 | 0 | 387.7093 | 0.10239 | 0 | 387.7093 | 0.10239 | 0 | 387.7093 | 0.10239 | 0 | SDGE:NON_res:DEER:HVAC_Split-Package_HP | WinterOnly | 0
SDG | WPSDGENRLG0028-Rev01-Msr001 | DMo | Ex | IOU | Any | WPSDGENRLG0028-1 | ExAnte2017 | IOU workpaper |  | Fixture |  |  | None | 370.11 | 0 | 0 | 370.11 | 0 | 0 | 0 | 0 | 0 | 0 | 0 | 0 | SDGE:03-BCR-BothResidentialandCommercial-LIT_EXT | WinterOnly | 0
SDG | WPSDGENRLG0028-Rev01-Msr001 | MFm | Ex | IOU | Any | WPSDGENRLG0028-1 | ExAnte2017 | IOU workpaper |  | Fixture |  |  | None | 370.11 | 0 | 0 | 370.11 | 0 | 0 | 0 | 0 | 0 | 0 | 0 | 0 | SDGE:03-BCR-BothResidentialandCommercial-LIT_EXT | WinterOnly | 0
SDG | WPSDGENRLG0028-Rev01-Msr001 | SFm | Ex | IOU | Any | WPSDGENRLG0028-1 | ExAnte2017 | IOU workpaper |  | Fixture |  |  | None | 4.056 | 0 | 0 | 4.056 | 0 | 0 | 0 | 0 | 0 | 0 | 0 | 0 | SDGE:03-BCR-BothResidentialandCommercial-LIT_EXT | WinterOnly | 0
SDG | WPSDGENRLG0028-Rev01-Msr002 | DMo | Ex | IOU | Any | WPSDGENRLG0028-1 | ExAnte2017 | IOU workpaper |  | Fixture |  |  | None | 370.11 | 0 | 0 | 370.11 | 0 | 0 | 0 | 0 | 0 | 0 | 0 | 0 | SDGE:03-BCR-BothResidentialandCommercial-LIT_EXT | WinterOnly | 0
SDG | WPSDGENRLG0028-Rev01-Msr002 | MFm | Ex | IOU | Any | WPSDGENRLG0028-1 | ExAnte2017 | IOU workpaper |  | Fixture |  |  | None | 370.11 | 0 | 0 | 370.11 | 0 | 0 | 0 | 0 | 0 | 0 | 0 | 0 | SDGE:03-BCR-BothResidentialandCommercial-LIT_EXT | WinterOnly | 0
SDG | WPSDGENRLG0028-Rev01-Msr002 | SFm | Ex | IOU | Any | WPSDGENRLG0028-1 | ExAnte2017 | IOU workpaper |  | Fixture |  |  | None | 5.577 | 0 | 0 | 5.577 | 0 | 0 | 0 | 0 | 0 | 0 | 0 | 0 | SDGE:03-BCR-BothResidentialandCommercial-LIT_EXT | WinterOnly | 0
SDG | WPSDGENRLG0028-Rev01-Msr003 | DMo | Ex | IOU | Any | WPSDGENRLG0028-1 | ExAnte2017 | IOU workpaper |  | Fixture |  |  | None | 1113.396 | 0 | 0 | 1113.396 | 0 | 0 | 0 | 0 | 0 | 0 | 0 | 0 | SDGE:03-BCR-BothResidentialandCommercial-LIT_EXT | WinterOnly | 0
SDG | WPSDGENRLG0028-Rev01-Msr003 | MFm | Ex | IOU | Any | WPSDGENRLG0028-1 | ExAnte2017 | IOU workpaper |  | Fixture |  |  | None | 1113.396 | 0 | 0 | 1113.396 | 0 | 0 | 0 | 0 | 0 | 0 | 0 | 0 | SDGE:03-BCR-BothResidentialandCommercial-LIT_EXT | WinterOnly | 0
SDG | WPSDGENRLG0028-Rev01-Msr003 | SFm | Ex | IOU | Any | WPSDGENRLG0028-1 | ExAnte2017 | IOU workpaper |  | Fixture |  |  | None | 12.2016 | 0 | 0 | 12.2016 | 0 | 0 | 0 | 0 | 0 | 0 | 0 | 0 | SDGE:03-BCR-BothResidentialandCommercial-LIT_EXT | WinterOnly | 0
SDG | WPSDGENRLG0028-Rev01-Msr004 | DMo | Ex | IOU | Any | WPSDGENRLG0028-1 | ExAnte2017 | IOU workpaper |  | Fixture |  |  | None | 1113.396 | 0 | 0 | 1113.396 | 0 | 0 | 0 | 0 | 0 | 0 | 0 | 0 | SDGE:03-BCR-BothResidentialandCommercial-LIT_EXT | WinterOnly | 0
SDG | WPSDGENRLG0028-Rev01-Msr004 | MFm | Ex | IOU | Any | WPSDGENRLG0028-1 | ExAnte2017 | IOU workpaper |  | Fixture |  |  | None | 1113.396 | 0 | 0 | 1113.396 | 0 | 0 | 0 | 0 | 0 | 0 | 0 | 0 | SDGE:03-BCR-BothResidentialandCommercial-LIT_EXT | WinterOnly | 0
SDG | WPSDGENRLG0028-Rev01-Msr004 | SFm | Ex | IOU | Any | WPSDGENRLG0028-1 | ExAnte2017 | IOU workpaper |  | Fixture |  |  | None | 16.7772 | 0 | 0 | 16.7772 | 0 | 0 | 0 | 0 | 0 | 0 | 0 | 0 | SDGE:03-BCR-BothResidentialandCommercial-LIT_EXT | WinterOnly | 0
SDG | WPSDGENRLG0028-Rev01-Msr005 | DMo | Ex | IOU | Any | WPSDGENRLG0028-1 | ExAnte2017 | IOU workpaper |  | Fixture |  |  | None | 1522.488 | 0 | 0 | 1522.488 | 0 | 0 | 0 | 0 | 0 | 0 | 0 | 0 | SDGE:03-BCR-BothResidentialandCommercial-LIT_EXT | WinterOnly | 0
SDG | WPSDGENRLG0028-Rev01-Msr005 | MFm | Ex | IOU | Any | WPSDGENRLG0028-1 | ExAnte2017 | IOU workpaper |  | Fixture |  |  | None | 1522.488 | 0 | 0 | 1522.488 | 0 | 0 | 0 | 0 | 0 | 0 | 0 | 0 | SDGE:03-BCR-BothResidentialandCommercial-LIT_EXT | WinterOnly | 0
SDG | WPSDGENRLG0028-Rev01-Msr005 | SFm | Ex | IOU | Any | WPSDGENRLG0028-1 | ExAnte2017 | IOU workpaper |  | Fixture |  |  | None | 16.6848 | 0 | 0 | 6.6868 | 0 | 0 | 0 | 0 | 0 | 0 | 0 | 0 | SDGE:03-BCR-BothResidentialandCommercial-LIT_EXT | WinterOnly | 0
SDG | WPSDGENRLG0028-Rev01-Msr006 | DMo | Ex | IOU | Any | WPSDGENRLG0028-1 | ExAnte2017 | IOU workpaper |  | Fixture |  |  | None | 1522.488 | 0 | 0 | 1522.488 | 0 | 0 | 0 | 0 | 0 | 0 | 0 | 0 | SDGE:03-BCR-BothResidentialandCommercial-LIT_EXT | WinterOnly | 0
SDG | WPSDGENRLG0028-Rev01-Msr006 | MFm | Ex | IOU | Any | WPSDGENRLG0028-1 | ExAnte2017 | IOU workpaper |  | Fixture |  |  | None | 1522.488 | 0 | 0 | 1522.488 | 0 | 0 | 0 | 0 | 0 | 0 | 0 | 0 | SDGE:03-BCR-BothResidentialandCommercial-LIT_EXT | WinterOnly | 0
SDG | WPSDGENRLG0028-Rev01-Msr006 | SFm | Ex | IOU | Any | WPSDGENRLG0028-1 | ExAnte2017 | IOU workpaper |  | Fixture |  |  | None | 22.9416 | 0 | 0 | 22.9416 | 0 | 0 | 0 | 0 | 0 | 0 | 0 | 0 | SDGE:03-BCR-BothResidentialandCommercial-LIT_EXT | WinterOnly | 0
SDG | WPSDGENRLG0028-Rev01-Msr007 | DMo | Ex | IOU | Any | WPSDGENRLG0028-1 | ExAnte2017 | IOU workpaper |  | Fixture |  |  | None | 1894.788 | 0 | 0 | 1894.788 | 0 | 0 | 0 | 0 | 0 | 0 | 0 | 0 | SDGE:03-BCR-BothResidentialandCommercial-LIT_EXT | WinterOnly | 0
SDG | WPSDGENRLG0028-Rev01-Msr007 | MFm | Ex | IOU | Any | WPSDGENRLG0028-1 | ExAnte2017 | IOU workpaper |  | Fixture |  |  | None | 1894.788 | 0 | 0 | 1894.788 | 0 | 0 | 0 | 0 | 0 | 0 | 0 | 0 | SDGE:03-BCR-BothResidentialandCommercial-LIT_EXT | WinterOnly | 0
SDG | WPSDGENRLG0028-Rev01-Msr007 | SFm | Ex | IOU | Any | WPSDGENRLG0028-1 | ExAnte2017 | IOU workpaper |  | Fixture |  |  | None | 20.7648 | 0 | 0 | 20.7648 | 0 | 0 | 0 | 0 | 0 | 0 | 0 | 0 | SDGE:03-BCR-BothResidentialandCommercial-LIT_EXT | WinterOnly | 0
SDG | WPSDGENRLG0028-Rev01-Msr008 | DMo | Ex | IOU | Any | WPSDGENRLG0028-1 | ExAnte2017 | IOU workpaper |  | Fixture |  |  | None | 1894.788 | 0 | 0 | 1894.788 | 0 | 0 | 0 | 0 | 0 | 0 | 0 | 0 | SDGE:03-BCR-BothResidentialandCommercial-LIT_EXT | WinterOnly | 0
SDG | WPSDGENRLG0028-Rev01-Msr008 | MFm | Ex | IOU | Any | WPSDGENRLG0028-1 | ExAnte2017 | IOU workpaper |  | Fixture |  |  | None | 1894.788 | 0 | 0 | 1894.788 | 0 | 0 | 0 | 0 | 0 | 0 | 0 | 0 | SDGE:03-BCR-BothResidentialandCommercial-LIT_EXT | WinterOnly | 0
SDG | WPSDGENRLG0028-Rev01-Msr008 | SFm | Ex | IOU | Any | WPSDGENRLG0028-1 | ExAnte2017 | IOU workpaper |  | Fixture |  |  | None | 28.5516 | 0 | 0 | 28.5516 | 0 | 0 | 0 | 0 | 0 | 0 | 0 | 0 | SDGE:03-BCR-BothResidentialandCommercial-LIT_EXT | WinterOnly | 0
SDG | WPSDGENRLG0028-Rev01-Msr009 | DMo | Ex | IOU | Any | WPSDGENRLG0028-1 | ExAnte2017 | IOU workpaper |  | Lamp |  |  | None | 1113.396 | 0 | 0 | 1113.396 | 0 | 0 | 0 | 0 | 0 | 0 | 0 | 0 | SDGE:03-BCR-BothResidentialandCommercial-LIT_EXT | WinterOnly | 0
SDG | WPSDGENRLG0028-Rev01-Msr009 | MFm | Ex | IOU | Any | WPSDGENRLG0028-1 | ExAnte2017 | IOU workpaper |  | Lamp |  |  | None | 1113.396 | 0 | 0 | 1113.396 | 0 | 0 | 0 | 0 | 0 | 0 | 0 | 0 | SDGE:03-BCR-BothResidentialandCommercial-LIT_EXT | WinterOnly | 0
SDG | WPSDGENRLG0028-Rev01-Msr009 | SFm | Ex | IOU | Any | WPSDGENRLG0028-1 | ExAnte2017 | IOU workpaper |  | Lamp |  |  | None | 12.2016 | 0 | 0 | 12.2016 | 0 | 0 | 0 | 0 | 0 | 0 | 0 | 0 | SDGE:03-BCR-BothResidentialandCommercial-LIT_EXT | WinterOnly | 0
SDG | WPSDGENRLG0028-Rev01-Msr010 | DMo | Ex | IOU | Any | WPSDGENRLG0028-1 | ExAnte2017 | IOU workpaper |  | Lamp |  |  | None | 370.11 | 0 | 0 | 370.11 | 0 | 0 | 0 | 0 | 0 | 0 | 0 | 0 | SDGE:03-BCR-BothResidentialandCommercial-LIT_EXT | WinterOnly | 0
SDG | WPSDGENRLG0028-Rev01-Msr010 | MFm | Ex | IOU | Any | WPSDGENRLG0028-1 | ExAnte2017 | IOU workpaper |  | Lamp |  |  | None | 370.11 | 0 | 0 | 370.11 | 0 | 0 | 0 | 0 | 0 | 0 | 0 | 0 | SDGE:03-BCR-BothResidentialandCommercial-LIT_EXT | WinterOnly | 0
SDG | WPSDGENRLG0028-Rev01-Msr010 | SFm | Ex | IOU | Any | WPSDGENRLG0028-1 | ExAnte2017 | IOU workpaper |  | Lamp |  |  | None | 5.577 | 0 | 0 | 5.577 | 0 | 0 | 0 | 0 | 0 | 0 | 0 | 0 | SDGE:03-BCR-BothResidentialandCommercial-LIT_EXT | WinterOnly | 0
SDG | WPSDGENRLG0028-Rev01-Msr011 | DMo | Ex | IOU | Any | WPSDGENRLG0028-1 | ExAnte2017 | IOU workpaper |  | Lamp |  |  | None | 1522.488 | 0 | 0 | 1522.488 | 0 | 0 | 0 | 0 | 0 | 0 | 0 | 0 | SDGE:03-BCR-BothResidentialandCommercial-LIT_EXT | WinterOnly | 0
SDG | WPSDGENRLG0028-Rev01-Msr011 | MFm | Ex | IOU | Any | WPSDGENRLG0028-1 | ExAnte2017 | IOU workpaper |  | Lamp |  |  | None | 1522.488 | 0 | 0 | 1522.488 | 0 | 0 | 0 | 0 | 0 | 0 | 0 | 0 | SDGE:03-BCR-BothResidentialandCommercial-LIT_EXT | WinterOnly | 0
SDG | WPSDGENRLG0028-Rev01-Msr011 | SFm | Ex | IOU | Any | WPSDGENRLG0028-1 | ExAnte2017 | IOU workpaper |  | Lamp |  |  | None | 16.6848 | 0 | 0 | 16.6848 | 0 | 0 | 0 | 0 | 0 | 0 | 0 | 0 | SDGE:03-BCR-BothResidentialandCommercial-LIT_EXT | WinterOnly | 0
SDG | WPSDGENRLG0028-Rev01-Msr012 | DMo | Ex | IOU | Any | WPSDGENRLG0028-1 | ExAnte2017 | IOU workpaper |  | Lamp |  |  | None | 1894.788 | 0 | 0 | 1894.788 | 0 | 0 | 0 | 0 | 0 | 0 | 0 | 0 | SDGE:03-BCR-BothResidentialandCommercial-LIT_EXT | WinterOnly | 0
SDG | WPSDGENRLG0028-Rev01-Msr012 | MFm | Ex | IOU | Any | WPSDGENRLG0028-1 | ExAnte2017 | IOU workpaper |  | Lamp |  |  | None | 1894.788 | 0 | 0 | 1894.788 | 0 | 0 | 0 | 0 | 0 | 0 | 0 | 0 | SDGE:03-BCR-BothResidentialandCommercial-LIT_EXT | WinterOnly | 0
SDG | WPSDGENRLG0028-Rev01-Msr012 | SFm | Ex | IOU | Any | WPSDGENRLG0028-1 | ExAnte2017 | IOU workpaper |  | Lamp |  |  | None | 28.5516 | 0 | 0 | 28.5516 | 0 | 0 | 0 | 0 | 0 | 0 | 0 | 0 | SDGE:03-BCR-BothResidentialandCommercial-LIT_EXT | WinterOnly | 0
SDG | WPSDGENRLG0028-Rev01-Msr013 | DMo | Ex | IOU | Any | WPSDGENRLG0028-1 | ExAnte2017 | IOU workpaper |  | Lamp |  |  | None | 1522.488 | 0 | 0 | 1522.488 | 0 | 0 | 0 | 0 | 0 | 0 | 0 | 0 | SDGE:03-BCR-BothResidentialandCommercial-LIT_EXT | WinterOnly | 0
SDG | WPSDGENRLG0028-Rev01-Msr013 | MFm | Ex | IOU | Any | WPSDGENRLG0028-1 | ExAnte2017 | IOU workpaper |  | Lamp |  |  | None | 1522.488 | 0 | 0 | 1522.488 | 0 | 0 | 0 | 0 | 0 | 0 | 0 | 0 | SDGE:03-BCR-BothResidentialandCommercial-LIT_EXT | WinterOnly | 0
SDG | WPSDGENRLG0028-Rev01-Msr013 | SFm | Ex | IOU | Any | WPSDGENRLG0028-1 | ExAnte2017 | IOU workpaper |  | Lamp |  |  | None | 16.6848 | 0 | 0 | 16.6848 | 0 | 0 | 0 | 0 | 0 | 0 | 0 | 0 | SDGE:03-BCR-BothResidentialandCommercial-LIT_EXT | WinterOnly | 0
SDG | WPSDGENRLG0028-Rev01-Msr014 | DMo | Ex | IOU | Any | WPSDGENRLG0028-1 | ExAnte2017 | IOU workpaper |  | Lamp |  |  | None | 1113.396 | 0 | 0 | 1113.396 | 0 | 0 | 0 | 0 | 0 | 0 | 0 | 0 | SDGE:03-BCR-BothResidentialandCommercial-LIT_EXT | WinterOnly | 0
SDG | WPSDGENRLG0028-Rev01-Msr014 | MFm | Ex | IOU | Any | WPSDGENRLG0028-1 | ExAnte2017 | IOU workpaper |  | Lamp |  |  | None | 1113.396 | 0 | 0 | 1113.396 | 0 | 0 | 0 | 0 | 0 | 0 | 0 | 0 | SDGE:03-BCR-BothResidentialandCommercial-LIT_EXT | WinterOnly | 0
SDG | WPSDGENRLG0028-Rev01-Msr014 | SFm | Ex | IOU | Any | WPSDGENRLG0028-1 | ExAnte2017 | IOU workpaper |  | Lamp |  |  | None | 16.7772 | 0 | 0 | 16.7772 | 0 | 0 | 0 | 0 | 0 | 0 | 0 | 0 | SDGE:03-BCR-BothResidentialandCommercial-LIT_EXT | WinterOnly | 0
SDG | WPSDGENRLG0028-Rev01-Msr015 | DMo | Ex | IOU | Any | WPSDGENRLG0028-1 | ExAnte2017 | IOU workpaper |  | Lamp |  |  | None | 1894.788 | 0 | 0 | 1894.788 | 0 | 0 | 0 | 0 | 0 | 0 | 0 | 0 | SDGE:03-BCR-BothResidentialandCommercial-LIT_EXT | WinterOnly | 0
SDG | WPSDGENRLG0028-Rev01-Msr015 | MFm | Ex | IOU | Any | WPSDGENRLG0028-1 | ExAnte2017 | IOU workpaper |  | Lamp |  |  | None | 1894.788 | 0 | 0 | 1894.788 | 0 | 0 | 0 | 0 | 0 | 0 | 0 | 0 | SDGE:03-BCR-BothResidentialandCommercial-LIT_EXT | WinterOnly | 0
SDG | WPSDGENRLG0028-Rev01-Msr015 | SFm | Ex | IOU | Any | WPSDGENRLG0028-1 | ExAnte2017 | IOU workpaper |  | Lamp |  |  | None | 20.7648 | 0 | 0 | 20.7648 | 0 | 0 | 0 | 0 | 0 | 0 | 0 | 0 | SDGE:03-BCR-BothResidentialandCommercial-LIT_EXT | WinterOnly | 0
SDG | WPSDGENRLG0028-Rev01-Msr016 | DMo | Ex | IOU | Any | WPSDGENRLG0028-1 | ExAnte2017 | IOU workpaper |  | Lamp |  |  | None | 1894.788 | 0 | 0 | 1894.788 | 0 | 0 | 0 | 0 | 0 | 0 | 0 | 0 | SDGE:03-BCR-BothResidentialandCommercial-LIT_EXT | WinterOnly | 0
SDG | WPSDGENRLG0028-Rev01-Msr016 | MFm | Ex | IOU | Any | WPSDGENRLG0028-1 | ExAnte2017 | IOU workpaper |  | Lamp |  |  | None | 1894.788 | 0 | 0 | 1894.788 | 0 | 0 | 0 | 0 | 0 | 0 | 0 | 0 | SDGE:03-BCR-BothResidentialandCommercial-LIT_EXT | WinterOnly | 0
SDG | WPSDGENRLG0028-Rev01-Msr016 | SFm | Ex | IOU | Any | WPSDGENRLG0028-1 | ExAnte2017 | IOU workpaper |  | Lamp |  |  | None | 28.5516 | 0 | 0 | 28.5516 | 0 | 0 | 0 | 0 | 0 | 0 | 0 | 0 | SDGE:03-BCR-BothResidentialandCommercial-LIT_EXT | WinterOnly | 0
SDG | WPSDGENRLG0028-Rev01-Msr017 | Htl | Ex | IOU | Any | WPSDGENRLG0028-1 | ExAnte2017 | IOU workpaper |  | Fixture |  |  | None | 370.11 | 0 | 0 | 370.11 | 0 | 0 | 0 | 0 | 0 | 0 | 0 | 0 | SDGE:03-BCR-BothResidentialandCommercial-LIT_EXT | WinterOnly | 0
SDG | WPSDGENRLG0028-Rev01-Msr017 | Mtl | Ex | IOU | Any | WPSDGENRLG0028-1 | ExAnte2017 | IOU workpaper |  | Fixture |  |  | None | 370.11 | 0 | 0 | 370.11 | 0 | 0 | 0 | 0 | 0 | 0 | 0 | 0 | SDGE:03-BCR-BothResidentialandCommercial-LIT_EXT | WinterOnly | 0
SDG | WPSDGENRLG0028-Rev01-Msr018 | Htl | Ex | IOU | Any | WPSDGENRLG0028-1 | ExAnte2017 | IOU workpaper |  | Fixture |  |  | None | 370.11 | 0 | 0 | 370.11 | 0 | 0 | 0 | 0 | 0 | 0 | 0 | 0 | SDGE:03-BCR-BothResidentialandCommercial-LIT_EXT | WinterOnly | 0
SDG | WPSDGENRLG0028-Rev01-Msr018 | Mtl | Ex | IOU | Any | WPSDGENRLG0028-1 | ExAnte2017 | IOU workpaper |  | Fixture |  |  | None | 370.11 | 0 | 0 | 370.11 | 0 | 0 | 0 | 0 | 0 | 0 | 0 | 0 | SDGE:03-BCR-BothResidentialandCommercial-LIT_EXT | WinterOnly | 0
SDG | WPSDGENRLG0028-Rev01-Msr019 | Htl | Ex | IOU | Any | WPSDGENRLG0028-1 | ExAnte2017 | IOU workpaper |  | Fixture |  |  | None | 1113.396 | 0 | 0 | 1113.396 | 0 | 0 | 0 | 0 | 0 | 0 | 0 | 0 | SDGE:03-BCR-BothResidentialandCommercial-LIT_EXT | WinterOnly | 0
SDG | WPSDGENRLG0028-Rev01-Msr019 | Mtl | Ex | IOU | Any | WPSDGENRLG0028-1 | ExAnte2017 | IOU workpaper |  | Fixture |  |  | None | 1113.396 | 0 | 0 | 1113.396 | 0 | 0 | 0 | 0 | 0 | 0 | 0 | 0 | SDGE:03-BCR-BothResidentialandCommercial-LIT_EXT | WinterOnly | 0
SDG | WPSDGENRLG0028-Rev01-Msr020 | Htl | Ex | IOU | Any | WPSDGENRLG0028-1 | ExAnte2017 | IOU workpaper |  | Fixture |  |  | None | 1113.396 | 0 | 0 | 1113.396 | 0 | 0 | 0 | 0 | 0 | 0 | 0 | 0 | SDGE:03-BCR-BothResidentialandCommercial-LIT_EXT | WinterOnly | 0
SDG | WPSDGENRLG0028-Rev01-Msr020 | Mtl | Ex | IOU | Any | WPSDGENRLG0028-1 | ExAnte2017 | IOU workpaper |  | Fixture |  |  | None | 1113.396 | 0 | 0 | 1113.396 | 0 | 0 | 0 | 0 | 0 | 0 | 0 | 0 | SDGE:03-BCR-BothResidentialandCommercial-LIT_EXT | WinterOnly | 0
SDG | WPSDGENRLG0028-Rev01-Msr021 | Htl | Ex | IOU | Any | WPSDGENRLG0028-1 | ExAnte2017 | IOU workpaper |  | Fixture |  |  | None | 1522.488 | 0 | 0 | 1522.488 | 0 | 0 | 0 | 0 | 0 | 0 | 0 | 0 | SDGE:03-BCR-BothResidentialandCommercial-LIT_EXT | WinterOnly | 0
SDG | WPSDGENRLG0028-Rev01-Msr021 | Mtl | Ex | IOU | Any | WPSDGENRLG0028-1 | ExAnte2017 | IOU workpaper |  | Fixture |  |  | None | 1522.488 | 0 | 0 | 1522.488 | 0 | 0 | 0 | 0 | 0 | 0 | 0 | 0 | SDGE:03-BCR-BothResidentialandCommercial-LIT_EXT | WinterOnly | 0
SDG | WPSDGENRLG0028-Rev01-Msr022 | Htl | Ex | IOU | Any | WPSDGENRLG0028-1 | ExAnte2017 | IOU workpaper |  | Fixture |  |  | None | 1522.488 | 0 | 0 | 1522.488 | 0 | 0 | 0 | 0 | 0 | 0 | 0 | 0 | SDGE:03-BCR-BothResidentialandCommercial-LIT_EXT | WinterOnly | 0
SDG | WPSDGENRLG0028-Rev01-Msr022 | Mtl | Ex | IOU | Any | WPSDGENRLG0028-1 | ExAnte2017 | IOU workpaper |  | Fixture |  |  | None | 1522.488 | 0 | 0 | 1522.488 | 0 | 0 | 0 | 0 | 0 | 0 | 0 | 0 | SDGE:03-BCR-BothResidentialandCommercial-LIT_EXT | WinterOnly | 0
SDG | WPSDGENRLG0028-Rev01-Msr023 | Htl | Ex | IOU | Any | WPSDGENRLG0028-1 | ExAnte2017 | IOU workpaper |  | Fixture |  |  | None | 1894.788 | 0 | 0 | 1894.788 | 0 | 0 | 0 | 0 | 0 | 0 | 0 | 0 | SDGE:03-BCR-BothResidentialandCommercial-LIT_EXT | WinterOnly | 0
SDG | WPSDGENRLG0028-Rev01-Msr023 | Mtl | Ex | IOU | Any | WPSDGENRLG0028-1 | ExAnte2017 | IOU workpaper |  | Fixture |  |  | None | 1894.788 | 0 | 0 | 1894.788 | 0 | 0 | 0 | 0 | 0 | 0 | 0 | 0 | SDGE:03-BCR-BothResidentialandCommercial-LIT_EXT | WinterOnly | 0
SDG | WPSDGENRLG0028-Rev01-Msr024 | Htl | Ex | IOU | Any | WPSDGENRLG0028-1 | ExAnte2017 | IOU workpaper |  | Fixture |  |  | None | 1894.788 | 0 | 0 | 1894.788 | 0 | 0 | 0 | 0 | 0 | 0 | 0 | 0 | SDGE:03-BCR-BothResidentialandCommercial-LIT_EXT | WinterOnly | 0
SDG | WPSDGENRLG0028-Rev01-Msr024 | Mtl | Ex | IOU | Any | WPSDGENRLG0028-1 | ExAnte2017 | IOU workpaper |  | Fixture |  |  | None | 1894.788 | 0 | 0 | 1894.788 | 0 | 0 | 0 | 0 | 0 | 0 | 0 | 0 | SDGE:03-BCR-BothResidentialandCommercial-LIT_EXT | WinterOnly | 0
SDG | WPSDGENRLG0028-Rev01-Msr025 | Htl | Ex | IOU | Any | WPSDGENRLG0028-1 | ExAnte2017 | IOU workpaper |  | Lamp |  |  | None | 370.11 | 0 | 0 | 370.11 | 0 | 0 | 0 | 0 | 0 | 0 | 0 | 0 | SDGE:03-BCR-BothResidentialandCommercial-LIT_EXT | WinterOnly | 0
SDG | WPSDGENRLG0028-Rev01-Msr025 | Mtl | Ex | IOU | Any | WPSDGENRLG0028-1 | ExAnte2017 | IOU workpaper |  | Lamp |  |  | None | 370.11 | 0 | 0 | 370.11 | 0 | 0 | 0 | 0 | 0 | 0 | 0 | 0 | SDGE:03-BCR-BothResidentialandCommercial-LIT_EXT | WinterOnly | 0
SDG | WPSDGENRLG0028-Rev01-Msr026 | Htl | Ex | IOU | Any | WPSDGENRLG0028-1 | ExAnte2017 | IOU workpaper |  | Lamp |  |  | None | 370.11 | 0 | 0 | 370.11 | 0 | 0 | 0 | 0 | 0 | 0 | 0 | 0 | SDGE:03-BCR-BothResidentialandCommercial-LIT_EXT | WinterOnly | 0
SDG | WPSDGENRLG0028-Rev01-Msr026 | Mtl | Ex | IOU | Any | WPSDGENRLG0028-1 | ExAnte2017 | IOU workpaper |  | Lamp |  |  | None | 370.11 | 0 | 0 | 370.11 | 0 | 0 | 0 | 0 | 0 | 0 | 0 | 0 | SDGE:03-BCR-BothResidentialandCommercial-LIT_EXT | WinterOnly | 0
SDG | WPSDGENRLG0028-Rev01-Msr027 | Htl | Ex | IOU | Any | WPSDGENRLG0028-1 | ExAnte2017 | IOU workpaper |  | Lamp |  |  | None | 1113.396 | 0 | 0 | 1113.396 | 0 | 0 | 0 | 0 | 0 | 0 | 0 | 0 | SDGE:03-BCR-BothResidentialandCommercial-LIT_EXT | WinterOnly | 0
SDG | WPSDGENRLG0028-Rev01-Msr027 | Mtl | Ex | IOU | Any | WPSDGENRLG0028-1 | ExAnte2017 | IOU workpaper |  | Lamp |  |  | None | 1113.396 | 0 | 0 | 1113.396 | 0 | 0 | 0 | 0 | 0 | 0 | 0 | 0 | SDGE:03-BCR-BothResidentialandCommercial-LIT_EXT | WinterOnly | 0
SDG | WPSDGENRLG0028-Rev01-Msr028 | Htl | Ex | IOU | Any | WPSDGENRLG0028-1 | ExAnte2017 | IOU workpaper |  | Lamp |  |  | None | 1113.396 | 0 | 0 | 1113.396 | 0 | 0 | 0 | 0 | 0 | 0 | 0 | 0 | SDGE:03-BCR-BothResidentialandCommercial-LIT_EXT | WinterOnly | 0
SDG | WPSDGENRLG0028-Rev01-Msr028 | Mtl | Ex | IOU | Any | WPSDGENRLG0028-1 | ExAnte2017 | IOU workpaper |  | Lamp |  |  | None | 1113.396 | 0 | 0 | 1113.396 | 0 | 0 | 0 | 0 | 0 | 0 | 0 | 0 | SDGE:03-BCR-BothResidentialandCommercial-LIT_EXT | WinterOnly | 0
SDG | WPSDGENRLG0028-Rev01-Msr029 | Htl | Ex | IOU | Any | WPSDGENRLG0028-1 | ExAnte2017 | IOU workpaper |  | Lamp |  |  | None | 1522.488 | 0 | 0 | 1522.488 | 0 | 0 | 0 | 0 | 0 | 0 | 0 | 0 | SDGE:03-BCR-BothResidentialandCommercial-LIT_EXT | WinterOnly | 0
SDG | WPSDGENRLG0028-Rev01-Msr029 | Mtl | Ex | IOU | Any | WPSDGENRLG0028-1 | ExAnte2017 | IOU workpaper |  | Lamp |  |  | None | 1522.488 | 0 | 0 | 1522.488 | 0 | 0 | 0 | 0 | 0 | 0 | 0 | 0 | SDGE:03-BCR-BothResidentialandCommercial-LIT_EXT | WinterOnly | 0
SDG | WPSDGENRLG0028-Rev01-Msr030 | Htl | Ex | IOU | Any | WPSDGENRLG0028-1 | ExAnte2017 | IOU workpaper |  | Lamp |  |  | None | 1522.488 | 0 | 0 | 1522.488 | 0 | 0 | 0 | 0 | 0 | 0 | 0 | 0 | SDGE:03-BCR-BothResidentialandCommercial-LIT_EXT | WinterOnly | 0
SDG | WPSDGENRLG0028-Rev01-Msr030 | Mtl | Ex | IOU | Any | WPSDGENRLG0028-1 | ExAnte2017 | IOU workpaper |  | Lamp |  |  | None | 1522.488 | 0 | 0 | 1522.488 | 0 | 0 | 0 | 0 | 0 | 0 | 0 | 0 | SDGE:03-BCR-BothResidentialandCommercial-LIT_EXT | WinterOnly | 0
SDG | WPSDGENRLG0028-Rev01-Msr031 | Htl | Ex | IOU | Any | WPSDGENRLG0028-1 | ExAnte2017 | IOU workpaper |  | Lamp |  |  | None | 1894.788 | 0 | 0 | 1894.788 | 0 | 0 | 0 | 0 | 0 | 0 | 0 | 0 | SDGE:03-BCR-BothResidentialandCommercial-LIT_EXT | WinterOnly | 0
SDG | WPSDGENRLG0028-Rev01-Msr031 | Mtl | Ex | IOU | Any | WPSDGENRLG0028-1 | ExAnte2017 | IOU workpaper |  | Lamp |  |  | None | 1894.788 | 0 | 0 | 1894.788 | 0 | 0 | 0 | 0 | 0 | 0 | 0 | 0 | SDGE:03-BCR-BothResidentialandCommercial-LIT_EXT | WinterOnly | 0
SDG | WPSDGENRLG0028-Rev01-Msr032 | Htl | Ex | IOU | Any | WPSDGENRLG0028-1 | ExAnte2017 | IOU workpaper |  | Lamp |  |  | None | 1894.788 | 0 | 0 | 1894.788 | 0 | 0 | 0 | 0 | 0 | 0 | 0 | 0 | SDGE:03-BCR-BothResidentialandCommercial-LIT_EXT | WinterOnly | 0
SDG | WPSDGENRLG0028-Rev01-Msr032 | Mtl | Ex | IOU | Any | WPSDGENRLG0028-1 | ExAnte2017 | IOU workpaper |  | Lamp |  |  | None | 1894.788 | 0 | 0 | 1894.788 | 0 | 0 | 0 | 0 | 0 | 0 | 0 | 0 | SDGE:03-BCR-BothResidentialandCommercial-LIT_EXT | WinterOnly | 0
SDG | WPSDGENRLG0083-Rev01-Msr001 | Asm | Ex | CZ06 | Any | WPSDGENRLG0083-1 | ExAnte2018 | IOU workpaper |  | KiloLumen |  |  | None | 12.716 | 0.0042 | -0.108 | 12.1176 | 0.004 | -0.1029 | 0 | 0 | 0 | 0 | 0 | 0 | SDGE:DEER:Com:Indoor_Non-CFL_Ltg | Annual | 0
SDG | WPSDGENRLG0083-Rev01-Msr001 | Asm | Ex | CZ07 | Any | WPSDGENRLG0083-1 | ExAnte2018 | IOU workpaper |  | KiloLumen |  |  | None | 12.8316 | 0.0042 | -0.0998 | 12.2278 | 0.004 | -0.0951 | 0 | 0 | 0 | 0 | 0 | 0 | SDGE:DEER:Com:Indoor_Non-CFL_Ltg | Annual | 0
SDG | WPSDGENRLG0083-Rev01-Msr001 | Asm | Ex | CZ08 | Any | WPSDGENRLG0083-1 | ExAnte2018 | IOU workpaper |  | KiloLumen |  |  | None | 12.8316 | 0.0041 | -0.0913 | 12.2278 | 0.0039 | -0.087 | 0 | 0 | 0 | 0 | 0 | 0 | SDGE:DEER:Com:Indoor_Non-CFL_Ltg | Annual | 0
SDG | WPSDGENRLG0083-Rev01-Msr001 | Asm | Ex | CZ10 | Any | WPSDGENRLG0083-1 | ExAnte2018 | IOU workpaper |  | KiloLumen |  |  | None | 12.716 | 0.0041 | -0.1168 | 12.1176 | 0.0039 | -0.1113 | 0 | 0 | 0 | 0 | 0 | 0 | SDGE:DEER:Com:Indoor_Non-CFL_Ltg | Annual | 0
SDG | WPSDGENRLG0083-Rev01-Msr001 | Asm | Ex | CZ14 | Any | WPSDGENRLG0083-1 | ExAnte2018 | IOU workpaper |  | KiloLumen |  |  | None | 12.3692 | 0.0039 | -0.1861 | 11.7871 | 0.0037 | -0.1774 | 0 | 0 | 0 | 0 | 0 | 0 | SDGE:DEER:Com:Indoor_Non-CFL_Ltg | Annual | 0
SDG | WPSDGENRLG0083-Rev01-Msr001 | Asm | Ex | CZ15 | Any | WPSDGENRLG0083-1 | ExAnte2018 | IOU workpaper |  | KiloLumen |  |  | None | 13.9876 | 0.0041 | -0.0516 | 13.3294 | 0.0039 | -0.0491 | 0 | 0 | 0 | 0 | 0 | 0 | SDGE:DEER:Com:Indoor_Non-CFL_Ltg | Annual | 0
SDG | WPSDGENRLG0083-Rev01-Msr001 | Asm | Ex | IOU | Any | WPSDGENRLG0083-1 | ExAnte2018 | IOU workpaper |  | KiloLumen |  |  | None | 12.8316 | 0.0042 | -0.1057 | 12.2278 | 0.004 | -0.1007 | 0 | 0 | 0 | 0 | 0 | 0 | SDGE:DEER:Com:Indoor_Non-CFL_Ltg | Annual | 0
SDG | WPSDGENRLG0083-Rev01-Msr001 | Com | Ex | IOU | Any | WPSDGENRLG0083-1 | ExAnte2018 | IOU workpaper |  | KiloLumen |  |  | None | 24.6758 | 0.006 | -0.2424 | 23.305 | 0.0055 | -0.2289 | 0 | 0 | 0 | 0 | 0 | 0 | SDGE:DEER:Com:Indoor_Non-CFL_Ltg | Annual | 0
SDG | WPSDGENRLG0083-Rev01-Msr001 | ECC | Ex | CZ06 | Any | WPSDGENRLG0083-1 | ExAnte2018 | IOU workpaper |  | KiloLumen |  |  | None | 20.0552 | 0.0074 | -0.2538 | 17.8269 | 0.006 | -0.2256 | 0 | 0 | 0 | 0 | 0 | 0 | SDGE:DEER:Com:Indoor_Non-CFL_Ltg | Annual | 0
SDG | WPSDGENRLG0083-Rev01-Msr001 | ECC | Ex | CZ07 | Any | WPSDGENRLG0083-1 | ExAnte2018 | IOU workpaper |  | KiloLumen |  |  | None | 20.2327 | 0.0074 | -0.213 | 17.9846 | 0.006 | -0.1893 | 0 | 0 | 0 | 0 | 0 | 0 | SDGE:DEER:Com:Indoor_Non-CFL_Ltg | Annual | 0
SDG | WPSDGENRLG0083-Rev01-Msr001 | ECC | Ex | CZ08 | Any | WPSDGENRLG0083-1 | ExAnte2018 | IOU workpaper |  | KiloLumen |  |  | None | 20.4102 | 0.0074 | -0.2307 | 18.1424 | 0.006 | -0.2051 | 0 | 0 | 0 | 0 | 0 | 0 | SDGE:DEER:Com:Indoor_Non-CFL_Ltg | Annual | 0
SDG | WPSDGENRLG0083-Rev01-Msr001 | ECC | Ex | CZ10 | Any | WPSDGENRLG0083-1 | ExAnte2018 | IOU workpaper |  | KiloLumen |  |  | None | 20.2327 | 0.0075 | -0.2733 | 17.9846 | 0.0061 | -0.243 | 0 | 0 | 0 | 0 | 0 | 0 | SDGE:DEER:Com:Indoor_Non-CFL_Ltg | Annual | 0
SDG | WPSDGENRLG0083-Rev01-Msr001 | ECC | Ex | CZ14 | Any | WPSDGENRLG0083-1 | ExAnte2018 | IOU workpaper |  | KiloLumen |  |  | None | 19.8778 | 0.0074 | -0.4118 | 17.6691 | 0.006 | -0.366 | 0 | 0 | 0 | 0 | 0 | 0 | SDGE:DEER:Com:Indoor_Non-CFL_Ltg | Annual | 0
SDG | WPSDGENRLG0083-Rev01-Msr001 | ECC | Ex | CZ15 | Any | WPSDGENRLG0083-1 | ExAnte2018 | IOU workpaper |  | KiloLumen |  |  | None | 19.8778 | 0.0074 | -0.4118 | 17.6691 | 0.006 | -0.366 | 0 | 0 | 0 | 0 | 0 | 0 | SDGE:DEER:Com:Indoor_Non-CFL_Ltg | Annual | 0
SDG | WPSDGENRLG0083-Rev01-Msr001 | ECC | Ex | IOU | Any | WPSDGENRLG0083-1 | ExAnte2018 | IOU workpaper |  | KiloLumen |  |  | None | 20.2327 | 0.0074 | -0.2289 | 17.9846 | 0.006 | -0.2035 | 0 | 0 | 0 | 0 | 0 | 0 | SDGE:DEER:Com:Indoor_Non-CFL_Ltg | Annual | 0
SDG | WPSDGENRLG0083-Rev01-Msr001 | EPr | Ex | CZ06 | Any | WPSDGENRLG0083-1 | ExAnte2018 | IOU workpaper |  | KiloLumen |  |  | None | 19.225 | 0.0072 | -0.172 | 16.2017 | 0.0058 | -0.145 | 0 | 0 | 0 | 0 | 0 | 0 | SDGE:DEER:Com:Indoor_Non-CFL_Ltg | Annual | 0
SDG | WPSDGENRLG0083-Rev01-Msr001 | EPr | Ex | CZ07 | Any | WPSDGENRLG0083-1 | ExAnte2018 | IOU workpaper |  | KiloLumen |  |  | None | 19.225 | 0.0072 | -0.1533 | 16.2017 | 0.0059 | -0.1292 | 0 | 0 | 0 | 0 | 0 | 0 | SDGE:DEER:Com:Indoor_Non-CFL_Ltg | Annual | 0
SDG | WPSDGENRLG0083-Rev01-Msr001 | EPr | Ex | CZ08 | Any | WPSDGENRLG0083-1 | ExAnte2018 | IOU workpaper |  | KiloLumen |  |  | None | 19.3936 | 0.0073 | -0.1422 | 16.3438 | 0.0059 | -0.1198 | 0 | 0 | 0 | 0 | 0 | 0 | SDGE:DEER:Com:Indoor_Non-CFL_Ltg | Annual | 0
SDG | WPSDGENRLG0083-Rev01-Msr001 | EPr | Ex | CZ10 | Any | WPSDGENRLG0083-1 | ExAnte2018 | IOU workpaper |  | KiloLumen |  |  | None | 19.225 | 0.0072 | -0.1821 | 16.2017 | 0.0059 | -0.1535 | 0 | 0 | 0 | 0 | 0 | 0 | SDGE:DEER:Com:Indoor_Non-CFL_Ltg | Annual | 0
SDG | WPSDGENRLG0083-Rev01-Msr001 | EPr | Ex | CZ14 | Any | WPSDGENRLG0083-1 | ExAnte2018 | IOU workpaper |  | KiloLumen |  |  | None | 18.5504 | 0.0072 | -0.3103 | 15.6332 | 0.0059 | -0.2615 | 0 | 0 | 0 | 0 | 0 | 0 | SDGE:DEER:Com:Indoor_Non-CFL_Ltg | Annual | 0
SDG | WPSDGENRLG0083-Rev01-Msr001 | EPr | Ex | CZ15 | Any | WPSDGENRLG0083-1 | ExAnte2018 | IOU workpaper |  | KiloLumen |  |  | None | 20.5741 | 0.0072 | -0.0745 | 17.3386 | 0.0059 | -0.0628 | 0 | 0 | 0 | 0 | 0 | 0 | SDGE:DEER:Com:Indoor_Non-CFL_Ltg | Annual | 0
SDG | WPSDGENRLG0083-Rev01-Msr001 | EPr | Ex | IOU | Any | WPSDGENRLG0083-1 | ExAnte2018 | IOU workpaper |  | KiloLumen |  |  | None | 19.225 | 0.0072 | -0.1643 | 16.2017 | 0.0059 | -0.1384 | 0 | 0 | 0 | 0 | 0 | 0 | SDGE:DEER:Com:Indoor_Non-CFL_Ltg | Annual | 0
SDG | WPSDGENRLG0083-Rev01-Msr001 | ERC | Ex | CZ06 | Any | WPSDGENRLG0083-1 | ExAnte2018 | IOU workpaper |  | KiloLumen |  |  | None | 9.0576 | 0.0042 | -0.0546 | 7.2461 | 0.0032 | -0.0437 | 0 | 0 | 0 | 0 | 0 | 0 | SDGE:DEER:Com:Indoor_Non-CFL_Ltg | Annual | 0
SDG | WPSDGENRLG0083-Rev01-Msr001 | ERC | Ex | CZ07 | Any | WPSDGENRLG0083-1 | ExAnte2018 | IOU workpaper |  | KiloLumen |  |  | None | 9.2208 | 0.0043 | -0.0451 | 7.3766 | 0.0032 | -0.0361 | 0 | 0 | 0 | 0 | 0 | 0 | SDGE:DEER:Com:Indoor_Non-CFL_Ltg | Annual | 0
SDG | WPSDGENRLG0083-Rev01-Msr001 | ERC | Ex | CZ08 | Any | WPSDGENRLG0083-1 | ExAnte2018 | IOU workpaper |  | KiloLumen |  |  | None | 9.0576 | 0.0042 | -0.0477 | 7.2461 | 0.0032 | -0.0382 | 0 | 0 | 0 | 0 | 0 | 0 | SDGE:DEER:Com:Indoor_Non-CFL_Ltg | Annual | 0
SDG | WPSDGENRLG0083-Rev01-Msr001 | ERC | Ex | CZ10 | Any | WPSDGENRLG0083-1 | ExAnte2018 | IOU workpaper |  | KiloLumen |  |  | None | 9.0576 | 0.0042 | -0.0564 | 7.2461 | 0.0032 | -0.0451 | 0 | 0 | 0 | 0 | 0 | 0 | SDGE:DEER:Com:Indoor_Non-CFL_Ltg | Annual | 0
SDG | WPSDGENRLG0083-Rev01-Msr001 | ERC | Ex | CZ14 | Any | WPSDGENRLG0083-1 | ExAnte2018 | IOU workpaper |  | KiloLumen |  |  | None | 8.8944 | 0.0043 | -0.0745 | 7.1155 | 0.0032 | -0.0596 | 0 | 0 | 0 | 0 | 0 | 0 | SDGE:DEER:Com:Indoor_Non-CFL_Ltg | Annual | 0
SDG | WPSDGENRLG0083-Rev01-Msr001 | ERC | Ex | CZ15 | Any | WPSDGENRLG0083-1 | ExAnte2018 | IOU workpaper |  | KiloLumen |  |  | None | 9.6288 | 0.0044 | -0.0263 | 7.703 | 0.0033 | -0.021 | 0 | 0 | 0 | 0 | 0 | 0 | SDGE:DEER:Com:Indoor_Non-CFL_Ltg | Annual | 0
SDG | WPSDGENRLG0083-Rev01-Msr001 | ERC | Ex | IOU | Any | WPSDGENRLG0083-1 | ExAnte2018 | IOU workpaper |  | KiloLumen |  |  | None | 9.1392 | 0.0043 | -0.0496 | 7.3114 | 0.0032 | -0.0397 | 0 | 0 | 0 | 0 | 0 | 0 | SDGE:DEER:Com:Indoor_Non-CFL_Ltg | Annual | 0
SDG | WPSDGENRLG0083-Rev01-Msr001 | ESe | Ex | CZ06 | Any | WPSDGENRLG0083-1 | ExAnte2018 | IOU workpaper |  | KiloLumen |  |  | None | 19.3446 | 0.0075 | -0.2297 | 16.679 | 0.0063 | -0.1981 | 0 | 0 | 0 | 0 | 0 | 0 | SDGE:DEER:Com:Indoor_Non-CFL_Ltg | Annual | 0
SDG | WPSDGENRLG0083-Rev01-Msr001 | ESe | Ex | CZ07 | Any | WPSDGENRLG0083-1 | ExAnte2018 | IOU workpaper |  | KiloLumen |  |  | None | 19.3446 | 0.0073 | -0.2021 | 16.679 | 0.0062 | -0.1742 | 0 | 0 | 0 | 0 | 0 | 0 | SDGE:DEER:Com:Indoor_Non-CFL_Ltg | Annual | 0
SDG | WPSDGENRLG0083-Rev01-Msr001 | ESe | Ex | CZ08 | Any | WPSDGENRLG0083-1 | ExAnte2018 | IOU workpaper |  | KiloLumen |  |  | None | 19.5174 | 0.0074 | -0.1969 | 16.828 | 0.0063 | -0.1698 | 0 | 0 | 0 | 0 | 0 | 0 | SDGE:DEER:Com:Indoor_Non-CFL_Ltg | Annual | 0
SDG | WPSDGENRLG0083-Rev01-Msr001 | ESe | Ex | CZ10 | Any | WPSDGENRLG0083-1 | ExAnte2018 | IOU workpaper |  | KiloLumen |  |  | None | 19.5174 | 0.0074 | -0.247 | 16.828 | 0.0063 | -0.213 | 0 | 0 | 0 | 0 | 0 | 0 | SDGE:DEER:Com:Indoor_Non-CFL_Ltg | Annual | 0
SDG | WPSDGENRLG0083-Rev01-Msr001 | ESe | Ex | CZ14 | Any | WPSDGENRLG0083-1 | ExAnte2018 | IOU workpaper |  | KiloLumen |  |  | None | 18.8265 | 0.0072 | -0.3973 | 16.2323 | 0.0061 | -0.3425 | 0 | 0 | 0 | 0 | 0 | 0 | SDGE:DEER:Com:Indoor_Non-CFL_Ltg | Annual | 0
SDG | WPSDGENRLG0083-Rev01-Msr001 | ESe | Ex | CZ15 | Any | WPSDGENRLG0083-1 | ExAnte2018 | IOU workpaper |  | KiloLumen |  |  | None | 21.0718 | 0.0074 | -0.1088 | 18.1682 | 0.0063 | -0.0938 | 0 | 0 | 0 | 0 | 0 | 0 | SDGE:DEER:Com:Indoor_Non-CFL_Ltg | Annual | 0
SDG | WPSDGENRLG0083-Rev01-Msr001 | ESe | Ex | IOU | Any | WPSDGENRLG0083-1 | ExAnte2018 | IOU workpaper |  | KiloLumen |  |  | None | 19.3446 | 0.0073 | -0.2194 | 16.679 | 0.0062 | -0.1891 | 0 | 0 | 0 | 0 | 0 | 0 | SDGE:DEER:Com:Indoor_Non-CFL_Ltg | Annual | 0
SDG | WPSDGENRLG0083-Rev01-Msr001 | EUn | Ex | CZ06 | Any | WPSDGENRLG0083-1 | ExAnte2018 | IOU workpaper |  | KiloLumen |  |  | None | 21.7831 | 0.008 | -0.2159 | 19.225 | 0.0065 | -0.1906 | 0 | 0 | 0 | 0 | 0 | 0 | SDGE:DEER:Com:Indoor_Non-CFL_Ltg | Annual | 0
SDG | WPSDGENRLG0083-Rev01-Msr001 | EUn | Ex | CZ07 | Any | WPSDGENRLG0083-1 | ExAnte2018 | IOU workpaper |  | KiloLumen |  |  | None | 21.7831 | 0.0079 | -0.1874 | 19.225 | 0.0064 | -0.1654 | 0 | 0 | 0 | 0 | 0 | 0 | SDGE:DEER:Com:Indoor_Non-CFL_Ltg | Annual | 0
SDG | WPSDGENRLG0083-Rev01-Msr001 | EUn | Ex | CZ08 | Any | WPSDGENRLG0083-1 | ExAnte2018 | IOU workpaper |  | KiloLumen |  |  | None | 21.9742 | 0.008 | -0.2083 | 19.3936 | 0.0065 | -0.1838 | 0 | 0 | 0 | 0 | 0 | 0 | SDGE:DEER:Com:Indoor_Non-CFL_Ltg | Annual | 0
SDG | WPSDGENRLG0083-Rev01-Msr001 | EUn | Ex | CZ10 | Any | WPSDGENRLG0083-1 | ExAnte2018 | IOU workpaper |  | KiloLumen |  |  | None | 21.9742 | 0.0081 | -0.2408 | 19.3936 | 0.0066 | -0.2125 | 0 | 0 | 0 | 0 | 0 | 0 | SDGE:DEER:Com:Indoor_Non-CFL_Ltg | Annual | 0
SDG | WPSDGENRLG0083-Rev01-Msr001 | EUn | Ex | CZ14 | Any | WPSDGENRLG0083-1 | ExAnte2018 | IOU workpaper |  | KiloLumen |  |  | None | 21.592 | 0.008 | -0.3229 | 19.0563 | 0.0065 | -0.285 | 0 | 0 | 0 | 0 | 0 | 0 | SDGE:DEER:Com:Indoor_Non-CFL_Ltg | Annual | 0
SDG | WPSDGENRLG0083-Rev01-Msr001 | EUn | Ex | CZ15 | Any | WPSDGENRLG0083-1 | ExAnte2018 | IOU workpaper |  | KiloLumen |  |  | None | 21.592 | 0.008 | -0.3229 | 19.0563 | 0.0065 | -0.285 | 0 | 0 | 0 | 0 | 0 | 0 | SDGE:DEER:Com:Indoor_Non-CFL_Ltg | Annual | 0
SDG | WPSDGENRLG0083-Rev01-Msr001 | EUn | Ex | IOU | Any | WPSDGENRLG0083-1 | ExAnte2018 | IOU workpaper |  | KiloLumen |  |  | None | 21.7831 | 0.008 | -0.2006 | 19.225 | 0.0065 | -0.1771 | 0 | 0 | 0 | 0 | 0 | 0 | SDGE:DEER:Com:Indoor_Non-CFL_Ltg | Annual | 0
SDG | WPSDGENRLG0083-Rev01-Msr001 | Gro | Ex | CZ06 | Any | WPSDGENRLG0083-1 | ExAnte2018 | IOU workpaper |  | KiloLumen |  |  | None | 37.774 | 0.0076 | -2.5881 | 37.0185 | 0.0074 | -2.5363 | 0 | 0 | 0 | 0 | 0 | 0 | SDGE:DEER:Com:Indoor_Non-CFL_Ltg | Annual | 0
SDG | WPSDGENRLG0083-Rev01-Msr001 | Gro | Ex | CZ07 | Any | WPSDGENRLG0083-1 | ExAnte2018 | IOU workpaper |  | KiloLumen |  |  | None | 37.4 | 0.0074 | -2.7526 | 36.652 | 0.0072 | -2.6976 | 0 | 0 | 0 | 0 | 0 | 0 | SDGE:DEER:Com:Indoor_Non-CFL_Ltg | Annual | 0
SDG | WPSDGENRLG0083-Rev01-Msr001 | Gro | Ex | CZ08 | Any | WPSDGENRLG0083-1 | ExAnte2018 | IOU workpaper |  | KiloLumen |  |  | None | 38.522 | 0.0078 | -2.345 | 37.7516 | 0.0076 | -2.2981 | 0 | 0 | 0 | 0 | 0 | 0 | SDGE:DEER:Com:Indoor_Non-CFL_Ltg | Annual | 0
SDG | WPSDGENRLG0083-Rev01-Msr001 | Gro | Ex | CZ10 | Any | WPSDGENRLG0083-1 | ExAnte2018 | IOU workpaper |  | KiloLumen |  |  | None | 39.27 | 0.0081 | -2.2216 | 38.4846 | 0.008 | -2.1771 | 0 | 0 | 0 | 0 | 0 | 0 | SDGE:DEER:Com:Indoor_Non-CFL_Ltg | Annual | 0
SDG | WPSDGENRLG0083-Rev01-Msr001 | Gro | Ex | CZ14 | Any | WPSDGENRLG0083-1 | ExAnte2018 | IOU workpaper |  | KiloLumen |  |  | None | 38.896 | 0.0082 | -2.345 | 38.1181 | 0.008 | -2.2981 | 0 | 0 | 0 | 0 | 0 | 0 | SDGE:DEER:Com:Indoor_Non-CFL_Ltg | Annual | 0
SDG | WPSDGENRLG0083-Rev01-Msr001 | Gro | Ex | CZ15 | Any | WPSDGENRLG0083-1 | ExAnte2018 | IOU workpaper |  | KiloLumen |  |  | None | 41.888 | 0.008 | -1.2492 | 41.0502 | 0.0078 | -1.2242 | 0 | 0 | 0 | 0 | 0 | 0 | SDGE:DEER:Com:Indoor_Non-CFL_Ltg | Annual | 0
SDG | WPSDGENRLG0083-Rev01-Msr001 | Gro | Ex | IOU | Any | WPSDGENRLG0083-1 | ExAnte2018 | IOU workpaper |  | KiloLumen |  |  | None | 37.774 | 0.0076 | -2.5843 | 37.0185 | 0.0075 | -2.5327 | 0 | 0 | 0 | 0 | 0 | 0 | SDGE:DEER:Com:Indoor_Non-CFL_Ltg | Annual | 0
SDG | WPSDGENRLG0083-Rev01-Msr001 | Hsp | Ex | CZ06 | Any | WPSDGENRLG0083-1 | ExAnte2018 | IOU workpaper |  | KiloLumen |  |  | None | 46.0598 | 0.0066 | -1.2096 | 45.6688 | 0.0065 | -1.1993 | 0 | 0 | 0 | 0 | 0 | 0 | SDGE:DEER:Com:Indoor_Non-CFL_Ltg | Annual | 0
SDG | WPSDGENRLG0083-Rev01-Msr001 | Hsp | Ex | CZ07 | Any | WPSDGENRLG0083-1 | ExAnte2018 | IOU workpaper |  | KiloLumen |  |  | None | 46.0598 | 0.0066 | -1.1054 | 45.6688 | 0.0065 | -1.0961 | 0 | 0 | 0 | 0 | 0 | 0 | SDGE:DEER:Com:Indoor_Non-CFL_Ltg | Annual | 0
SDG | WPSDGENRLG0083-Rev01-Msr001 | Hsp | Ex | CZ08 | Any | WPSDGENRLG0083-1 | ExAnte2018 | IOU workpaper |  | KiloLumen |  |  | None | 46.0598 | 0.0066 | -1.1935 | 45.6688 | 0.0065 | -1.1834 | 0 | 0 | 0 | 0 | 0 | 0 | SDGE:DEER:Com:Indoor_Non-CFL_Ltg | Annual | 0
SDG | WPSDGENRLG0083-Rev01-Msr001 | Hsp | Ex | CZ10 | Any | WPSDGENRLG0083-1 | ExAnte2018 | IOU workpaper |  | KiloLumen |  |  | None | 46.0598 | 0.0068 | -1.2897 | 45.6688 | 0.0067 | -1.2787 | 0 | 0 | 0 | 0 | 0 | 0 | SDGE:DEER:Com:Indoor_Non-CFL_Ltg | Annual | 0
SDG | WPSDGENRLG0083-Rev01-Msr001 | Hsp | Ex | CZ14 | Any | WPSDGENRLG0083-1 | ExAnte2018 | IOU workpaper |  | KiloLumen |  |  | None | 45.2588 | 0.0067 | -1.578 | 44.8746 | 0.0066 | -1.5647 | 0 | 0 | 0 | 0 | 0 | 0 | SDGE:DEER:Com:Indoor_Non-CFL_Ltg | Annual | 0
SDG | WPSDGENRLG0083-Rev01-Msr001 | Hsp | Ex | CZ15 | Any | WPSDGENRLG0083-1 | ExAnte2018 | IOU workpaper |  | KiloLumen |  |  | None | 45.2588 | 0.0067 | -1.578 | 44.8746 | 0.0066 | -1.5647 | 0 | 0 | 0 | 0 | 0 | 0 | SDGE:DEER:Com:Indoor_Non-CFL_Ltg | Annual | 0
SDG | WPSDGENRLG0083-Rev01-Msr001 | Hsp | Ex | IOU | Any | WPSDGENRLG0083-1 | ExAnte2018 | IOU workpaper |  | KiloLumen |  |  | None | 46.0598 | 0.0066 | -1.1375 | 45.6688 | 0.0065 | -1.1278 | 0 | 0 | 0 | 0 | 0 | 0 | SDGE:DEER:Com:Indoor_Non-CFL_Ltg | Annual | 0
SDG | WPSDGENRLG0083-Rev01-Msr001 | Htl | Ex | CZ06 | Any | WPSDGENRLG0083-1 | ExAnte2018 | IOU workpaper |  | KiloLumen |  |  | None | 39.3632 | 0.0059 | -0.493 | 38.1262 | 0.0057 | -0.4775 | 0 | 0 | 0 | 0 | 0 | 0 | SDGE:DEER:Com:Indoor_Non-CFL_Ltg | Annual | 0
SDG | WPSDGENRLG0083-Rev01-Msr001 | Htl | Ex | CZ07 | Any | WPSDGENRLG0083-1 | ExAnte2018 | IOU workpaper |  | KiloLumen |  |  | None | 40.4668 | 0.0058 | -0.3973 | 39.1952 | 0.0056 | -0.3848 | 0 | 0 | 0 | 0 | 0 | 0 | SDGE:DEER:Com:Indoor_Non-CFL_Ltg | Annual | 0
SDG | WPSDGENRLG0083-Rev01-Msr001 | Htl | Ex | CZ08 | Any | WPSDGENRLG0083-1 | ExAnte2018 | IOU workpaper |  | KiloLumen |  |  | None | 40.0989 | 0.0059 | -0.4378 | 38.8389 | 0.0057 | -0.424 | 0 | 0 | 0 | 0 | 0 | 0 | SDGE:DEER:Com:Indoor_Non-CFL_Ltg | Annual | 0
SDG | WPSDGENRLG0083-Rev01-Msr001 | Htl | Ex | CZ10 | Any | WPSDGENRLG0083-1 | ExAnte2018 | IOU workpaper |  | KiloLumen |  |  | None | 39.3632 | 0.006 | -0.4893 | 38.1262 | 0.0058 | -0.4739 | 0 | 0 | 0 | 0 | 0 | 0 | SDGE:DEER:Com:Indoor_Non-CFL_Ltg | Annual | 0
SDG | WPSDGENRLG0083-Rev01-Msr001 | Htl | Ex | CZ14 | Any | WPSDGENRLG0083-1 | ExAnte2018 | IOU workpaper |  | KiloLumen |  |  | None | 37.5238 | 0.006 | -0.6548 | 36.3446 | 0.0058 | -0.6342 | 0 | 0 | 0 | 0 | 0 | 0 | SDGE:DEER:Com:Indoor_Non-CFL_Ltg | Annual | 0
SDG | WPSDGENRLG0083-Rev01-Msr001 | Htl | Ex | CZ15 | Any | WPSDGENRLG0083-1 | ExAnte2018 | IOU workpaper |  | KiloLumen |  |  | None | 42.6741 | 0.0061 | -0.2814 | 41.3331 | 0.0059 | -0.2726 | 0 | 0 | 0 | 0 | 0 | 0 | SDGE:DEER:Com:Indoor_Non-CFL_Ltg | Annual | 0
SDG | WPSDGENRLG0083-Rev01-Msr001 | Htl | Ex | IOU | Any | WPSDGENRLG0083-1 | ExAnte2018 | IOU workpaper |  | KiloLumen |  |  | None | 40.0989 | 0.0059 | -0.412 | 38.8389 | 0.0057 | -0.3991 | 0 | 0 | 0 | 0 | 0 | 0 | SDGE:DEER:Com:Indoor_Non-CFL_Ltg | Annual | 0
SDG | WPSDGENRLG0083-Rev01-Msr001 | MBT | Ex | CZ06 | Any | WPSDGENRLG0083-1 | ExAnte2018 | IOU workpaper |  | KiloLumen |  |  | None | 22.6386 | 0.0048 | -0.0144 | 21.4554 | 0.0047 | -0.0137 | 0 | 0 | 0 | 0 | 0 | 0 | SDGE:DEER:Com:Indoor_Non-CFL_Ltg | Annual | 0
SDG | WPSDGENRLG0083-Rev01-Msr001 | MBT | Ex | CZ07 | Any | WPSDGENRLG0083-1 | ExAnte2018 | IOU workpaper |  | KiloLumen |  |  | None | 22.8337 | 0.0047 | -0.0028 | 21.6403 | 0.0046 | -0.0027 | 0 | 0 | 0 | 0 | 0 | 0 | SDGE:DEER:Com:Indoor_Non-CFL_Ltg | Annual | 0
SDG | WPSDGENRLG0083-Rev01-Msr001 | MBT | Ex | CZ08 | Any | WPSDGENRLG0083-1 | ExAnte2018 | IOU workpaper |  | KiloLumen |  |  | None | 22.6386 | 0.005 | -0.0092 | 21.4554 | 0.0048 | -0.0087 | 0 | 0 | 0 | 0 | 0 | 0 | SDGE:DEER:Com:Indoor_Non-CFL_Ltg | Annual | 0
SDG | WPSDGENRLG0083-Rev01-Msr001 | MBT | Ex | CZ10 | Any | WPSDGENRLG0083-1 | ExAnte2018 | IOU workpaper |  | KiloLumen |  |  | None | 22.6386 | 0.0051 | -0.0187 | 21.4554 | 0.005 | -0.0178 | 0 | 0 | 0 | 0 | 0 | 0 | SDGE:DEER:Com:Indoor_Non-CFL_Ltg | Annual | 0
SDG | WPSDGENRLG0083-Rev01-Msr001 | MBT | Ex | CZ14 | Any | WPSDGENRLG0083-1 | ExAnte2018 | IOU workpaper |  | KiloLumen |  |  | None | 22.2482 | 0.0051 | -0.0451 | 21.0854 | 0.0049 | -0.0427 | 0 | 0 | 0 | 0 | 0 | 0 | SDGE:DEER:Com:Indoor_Non-CFL_Ltg | Annual | 0
SDG | WPSDGENRLG0083-Rev01-Msr001 | MBT | Ex | CZ15 | Any | WPSDGENRLG0083-1 | ExAnte2018 | IOU workpaper |  | KiloLumen |  |  | None | 23.6144 | 0.0051 | 0 | 22.3802 | 0.005 | 0 | 0 | 0 | 0 | 0 | 0 | 0 | SDGE:DEER:Com:Indoor_Non-CFL_Ltg | Annual | 0
SDG | WPSDGENRLG0083-Rev01-Msr001 | MBT | Ex | IOU | Any | WPSDGENRLG0083-1 | ExAnte2018 | IOU workpaper |  | KiloLumen |  |  | None | 22.6386 | 0.0049 | -0.0085 | 21.4554 | 0.0047 | -0.0081 | 0 | 0 | 0 | 0 | 0 | 0 | SDGE:DEER:Com:Indoor_Non-CFL_Ltg | Annual | 0
SDG | WPSDGENRLG0083-Rev01-Msr001 | MLI | Ex | CZ06 | Any | WPSDGENRLG0083-1 | ExAnte2018 | IOU workpaper |  | KiloLumen |  |  | None | 21.4445 | 0.0048 | -0.1217 | 21.371 | 0.0048 | -0.1213 | 0 | 0 | 0 | 0 | 0 | 0 | SDGE:DEER:Com:Indoor_Non-CFL_Ltg | Annual | 0
SDG | WPSDGENRLG0083-Rev01-Msr001 | MLI | Ex | CZ07 | Any | WPSDGENRLG0083-1 | ExAnte2018 | IOU workpaper |  | KiloLumen |  |  | None | 21.4445 | 0.0048 | -0.061 | 21.371 | 0.0047 | -0.0607 | 0 | 0 | 0 | 0 | 0 | 0 | SDGE:DEER:Com:Indoor_Non-CFL_Ltg | Annual | 0
SDG | WPSDGENRLG0083-Rev01-Msr001 | MLI | Ex | CZ08 | Any | WPSDGENRLG0083-1 | ExAnte2018 | IOU workpaper |  | KiloLumen |  |  | None | 21.643 | 0.0048 | -0.0997 | 21.5689 | 0.0048 | -0.0993 | 0 | 0 | 0 | 0 | 0 | 0 | SDGE:DEER:Com:Indoor_Non-CFL_Ltg | Annual | 0
SDG | WPSDGENRLG0083-Rev01-Msr001 | MLI | Ex | CZ10 | Any | WPSDGENRLG0083-1 | ExAnte2018 | IOU workpaper |  | KiloLumen |  |  | None | 21.643 | 0.0049 | -0.1374 | 21.5689 | 0.0049 | -0.1369 | 0 | 0 | 0 | 0 | 0 | 0 | SDGE:DEER:Com:Indoor_Non-CFL_Ltg | Annual | 0
SDG | WPSDGENRLG0083-Rev01-Msr001 | MLI | Ex | CZ14 | Any | WPSDGENRLG0083-1 | ExAnte2018 | IOU workpaper |  | KiloLumen |  |  | None | 21.0474 | 0.0049 | -0.3892 | 20.9753 | 0.0049 | -0.3878 | 0 | 0 | 0 | 0 | 0 | 0 | SDGE:DEER:Com:Indoor_Non-CFL_Ltg | Annual | 0
SDG | WPSDGENRLG0083-Rev01-Msr001 | MLI | Ex | CZ15 | Any | WPSDGENRLG0083-1 | ExAnte2018 | IOU workpaper |  | KiloLumen |  |  | None | 23.2315 | 0.0048 | -0.0373 | 23.152 | 0.0048 | -0.0372 | 0 | 0 | 0 | 0 | 0 | 0 | SDGE:DEER:Com:Indoor_Non-CFL_Ltg | Annual | 0
SDG | WPSDGENRLG0083-Rev01-Msr001 | MLI | Ex | IOU | Any | WPSDGENRLG0083-1 | ExAnte2018 | IOU workpaper |  | KiloLumen |  |  | None | 21.4445 | 0.0048 | -0.0899 | 21.371 | 0.0048 | -0.0896 | 0 | 0 | 0 | 0 | 0 | 0 | SDGE:DEER:Com:Indoor_Non-CFL_Ltg | Annual | 0
SDG | WPSDGENRLG0083-Rev01-Msr001 | Mtl | Ex | CZ06 | Any | WPSDGENRLG0083-1 | ExAnte2018 | IOU workpaper |  | KiloLumen |  |  | None | 32.7488 | 0.0033 | -0.3947 | 30.921 | 0.0031 | -0.3727 | 0 | 0 | 0 | 0 | 0 | 0 | SDGE:DEER:Com:Indoor_Non-CFL_Ltg | Annual | 0
SDG | WPSDGENRLG0083-Rev01-Msr001 | Mtl | Ex | CZ07 | Any | WPSDGENRLG0083-1 | ExAnte2018 | IOU workpaper |  | KiloLumen |  |  | None | 33.626 | 0.0032 | -0.2898 | 31.7492 | 0.003 | -0.2736 | 0 | 0 | 0 | 0 | 0 | 0 | SDGE:DEER:Com:Indoor_Non-CFL_Ltg | Annual | 0
SDG | WPSDGENRLG0083-Rev01-Msr001 | Mtl | Ex | CZ08 | Any | WPSDGENRLG0083-1 | ExAnte2018 | IOU workpaper |  | KiloLumen |  |  | None | 33.0412 | 0.0033 | -0.3333 | 31.197 | 0.0031 | -0.3147 | 0 | 0 | 0 | 0 | 0 | 0 | SDGE:DEER:Com:Indoor_Non-CFL_Ltg | Annual | 0
SDG | WPSDGENRLG0083-Rev01-Msr001 | Mtl | Ex | CZ10 | Any | WPSDGENRLG0083-1 | ExAnte2018 | IOU workpaper |  | KiloLumen |  |  | None | 32.7488 | 0.0034 | -0.3918 | 30.921 | 0.0032 | -0.3699 | 0 | 0 | 0 | 0 | 0 | 0 | SDGE:DEER:Com:Indoor_Non-CFL_Ltg | Annual | 0
SDG | WPSDGENRLG0083-Rev01-Msr001 | Mtl | Ex | CZ14 | Any | WPSDGENRLG0083-1 | ExAnte2018 | IOU workpaper |  | KiloLumen |  |  | None | 31.5792 | 0.0034 | -0.538 | 29.8166 | 0.0032 | -0.508 | 0 | 0 | 0 | 0 | 0 | 0 | SDGE:DEER:Com:Indoor_Non-CFL_Ltg | Annual | 0
SDG | WPSDGENRLG0083-Rev01-Msr001 | Mtl | Ex | CZ15 | Any | WPSDGENRLG0083-1 | ExAnte2018 | IOU workpaper |  | KiloLumen |  |  | None | 35.088 | 0.0034 | -0.1646 | 33.1296 | 0.0032 | -0.1554 | 0 | 0 | 0 | 0 | 0 | 0 | SDGE:DEER:Com:Indoor_Non-CFL_Ltg | Annual | 0
SDG | WPSDGENRLG0083-Rev01-Msr001 | Mtl | Ex | IOU | Any | WPSDGENRLG0083-1 | ExAnte2018 | IOU workpaper |  | KiloLumen |  |  | None | 33.3336 | 0.0033 | -0.3041 | 31.4731 | 0.0031 | -0.2871 | 0 | 0 | 0 | 0 | 0 | 0 | SDGE:DEER:Com:Indoor_Non-CFL_Ltg | Annual | 0
SDG | WPSDGENRLG0083-Rev01-Msr001 | Nrs | Ex | CZ06 | Any | WPSDGENRLG0083-1 | ExAnte2018 | IOU workpaper |  | KiloLumen |  |  | None | 28.4213 | 0.0061 | -1.0316 | 27.4666 | 0.0059 | -0.9969 | 0 | 0 | 0 | 0 | 0 | 0 | SDGE:DEER:Com:Indoor_Non-CFL_Ltg | Annual | 0
SDG | WPSDGENRLG0083-Rev01-Msr001 | Nrs | Ex | CZ07 | Any | WPSDGENRLG0083-1 | ExAnte2018 | IOU workpaper |  | KiloLumen |  |  | None | 28.1581 | 0.006 | -0.9421 | 27.2122 | 0.0058 | -0.9105 | 0 | 0 | 0 | 0 | 0 | 0 | SDGE:DEER:Com:Indoor_Non-CFL_Ltg | Annual | 0
SDG | WPSDGENRLG0083-Rev01-Msr001 | Nrs | Ex | CZ08 | Any | WPSDGENRLG0083-1 | ExAnte2018 | IOU workpaper |  | KiloLumen |  |  | None | 28.6844 | 0.0061 | -1.0026 | 27.7209 | 0.0059 | -0.969 | 0 | 0 | 0 | 0 | 0 | 0 | SDGE:DEER:Com:Indoor_Non-CFL_Ltg | Annual | 0
SDG | WPSDGENRLG0083-Rev01-Msr001 | Nrs | Ex | CZ10 | Any | WPSDGENRLG0083-1 | ExAnte2018 | IOU workpaper |  | KiloLumen |  |  | None | 28.6844 | 0.0063 | -1.0632 | 27.7209 | 0.0061 | -1.0275 | 0 | 0 | 0 | 0 | 0 | 0 | SDGE:DEER:Com:Indoor_Non-CFL_Ltg | Annual | 0
SDG | WPSDGENRLG0083-Rev01-Msr001 | Nrs | Ex | CZ14 | Any | WPSDGENRLG0083-1 | ExAnte2018 | IOU workpaper |  | KiloLumen |  |  | None | 28.4213 | 0.0062 | -1.2421 | 27.4666 | 0.006 | -1.2004 | 0 | 0 | 0 | 0 | 0 | 0 | SDGE:DEER:Com:Indoor_Non-CFL_Ltg | Annual | 0
SDG | WPSDGENRLG0083-Rev01-Msr001 | Nrs | Ex | CZ15 | Any | WPSDGENRLG0083-1 | ExAnte2018 | IOU workpaper |  | KiloLumen |  |  | None | 28.4213 | 0.0062 | -1.2421 | 27.4666 | 0.006 | -1.2004 | 0 | 0 | 0 | 0 | 0 | 0 | SDGE:DEER:Com:Indoor_Non-CFL_Ltg | Annual | 0
SDG | WPSDGENRLG0083-Rev01-Msr001 | Nrs | Ex | IOU | Any | WPSDGENRLG0083-1 | ExAnte2018 | IOU workpaper |  | KiloLumen |  |  | None | 28.1581 | 0.006 | -0.9632 | 27.2122 | 0.0058 | -0.9308 | 0 | 0 | 0 | 0 | 0 | 0 | SDGE:DEER:Com:Indoor_Non-CFL_Ltg | Annual | 0
SDG | WPSDGENRLG0083-Rev01-Msr001 | OfL | Ex | CZ06 | Any | WPSDGENRLG0083-1 | ExAnte2018 | IOU workpaper |  | KiloLumen |  |  | None | 23.7429 | 0.0065 | -0.1335 | 21.2976 | 0.0059 | -0.1197 | 0 | 0 | 0 | 0 | 0 | 0 | SDGE:DEER:Com:Indoor_Non-CFL_Ltg | Annual | 0
SDG | WPSDGENRLG0083-Rev01-Msr001 | OfL | Ex | CZ07 | Any | WPSDGENRLG0083-1 | ExAnte2018 | IOU workpaper |  | KiloLumen |  |  | None | 23.7429 | 0.0064 | -0.1183 | 21.2976 | 0.0058 | -0.1061 | 0 | 0 | 0 | 0 | 0 | 0 | SDGE:DEER:Com:Indoor_Non-CFL_Ltg | Annual | 0
SDG | WPSDGENRLG0083-Rev01-Msr001 | OfL | Ex | CZ08 | Any | WPSDGENRLG0083-1 | ExAnte2018 | IOU workpaper |  | KiloLumen |  |  | None | 23.7429 | 0.0065 | -0.1328 | 21.2976 | 0.0059 | -0.1192 | 0 | 0 | 0 | 0 | 0 | 0 | SDGE:DEER:Com:Indoor_Non-CFL_Ltg | Annual | 0
SDG | WPSDGENRLG0083-Rev01-Msr001 | OfL | Ex | CZ10 | Any | WPSDGENRLG0083-1 | ExAnte2018 | IOU workpaper |  | KiloLumen |  |  | None | 23.7429 | 0.0066 | -0.1564 | 21.2976 | 0.006 | -0.1403 | 0 | 0 | 0 | 0 | 0 | 0 | SDGE:DEER:Com:Indoor_Non-CFL_Ltg | Annual | 0
SDG | WPSDGENRLG0083-Rev01-Msr001 | OfL | Ex | CZ14 | Any | WPSDGENRLG0083-1 | ExAnte2018 | IOU workpaper |  | KiloLumen |  |  | None | 23.5382 | 0.0066 | -0.1955 | 21.114 | 0.006 | -0.1753 | 0 | 0 | 0 | 0 | 0 | 0 | SDGE:DEER:Com:Indoor_Non-CFL_Ltg | Annual | 0
SDG | WPSDGENRLG0083-Rev01-Msr001 | OfL | Ex | CZ15 | Any | WPSDGENRLG0083-1 | ExAnte2018 | IOU workpaper |  | KiloLumen |  |  | None | 24.971 | 0.0067 | -0.0907 | 22.3992 | 0.0061 | -0.0813 | 0 | 0 | 0 | 0 | 0 | 0 | SDGE:DEER:Com:Indoor_Non-CFL_Ltg | Annual | 0
SDG | WPSDGENRLG0083-Rev01-Msr001 | OfL | Ex | IOU | Any | WPSDGENRLG0083-1 | ExAnte2018 | IOU workpaper |  | KiloLumen |  |  | None | 23.7429 | 0.0065 | -0.1259 | 21.2976 | 0.0059 | -0.1129 | 0 | 0 | 0 | 0 | 0 | 0 | SDGE:DEER:Com:Indoor_Non-CFL_Ltg | Annual | 0
SDG | WPSDGENRLG0083-Rev01-Msr001 | OfS | Ex | CZ06 | Any | WPSDGENRLG0083-1 | ExAnte2018 | IOU workpaper |  | KiloLumen |  |  | None | 18.4552 | 0.0066 | -0.0262 | 14.3106 | 0.0052 | -0.0203 | 0 | 0 | 0 | 0 | 0 | 0 | SDGE:DEER:Com:Indoor_Non-CFL_Ltg | Annual | 0
SDG | WPSDGENRLG0083-Rev01-Msr001 | OfS | Ex | CZ07 | Any | WPSDGENRLG0083-1 | ExAnte2018 | IOU workpaper |  | KiloLumen |  |  | None | 18.6157 | 0.0066 | -0.0074 | 14.435 | 0.0052 | -0.0058 | 0 | 0 | 0 | 0 | 0 | 0 | SDGE:DEER:Com:Indoor_Non-CFL_Ltg | Annual | 0
SDG | WPSDGENRLG0083-Rev01-Msr001 | OfS | Ex | CZ08 | Any | WPSDGENRLG0083-1 | ExAnte2018 | IOU workpaper |  | KiloLumen |  |  | None | 18.6157 | 0.0067 | -0.0225 | 14.435 | 0.0053 | -0.0174 | 0 | 0 | 0 | 0 | 0 | 0 | SDGE:DEER:Com:Indoor_Non-CFL_Ltg | Annual | 0
SDG | WPSDGENRLG0083-Rev01-Msr001 | OfS | Ex | CZ10 | Any | WPSDGENRLG0083-1 | ExAnte2018 | IOU workpaper |  | KiloLumen |  |  | None | 18.6157 | 0.0067 | -0.034 | 14.435 | 0.0053 | -0.0264 | 0 | 0 | 0 | 0 | 0 | 0 | SDGE:DEER:Com:Indoor_Non-CFL_Ltg | Annual | 0
SDG | WPSDGENRLG0083-Rev01-Msr001 | OfS | Ex | CZ14 | Any | WPSDGENRLG0083-1 | ExAnte2018 | IOU workpaper |  | KiloLumen |  |  | None | 18.1342 | 0.0068 | -0.0843 | 14.0617 | 0.0054 | -0.0653 | 0 | 0 | 0 | 0 | 0 | 0 | SDGE:DEER:Com:Indoor_Non-CFL_Ltg | Annual | 0
SDG | WPSDGENRLG0083-Rev01-Msr001 | OfS | Ex | CZ15 | Any | WPSDGENRLG0083-1 | ExAnte2018 | IOU workpaper |  | KiloLumen |  |  | None | 19.5786 | 0.0067 | -0.007 | 15.1817 | 0.0053 | -0.0054 | 0 | 0 | 0 | 0 | 0 | 0 | SDGE:DEER:Com:Indoor_Non-CFL_Ltg | Annual | 0
SDG | WPSDGENRLG0083-Rev01-Msr001 | OfS | Ex | IOU | Any | WPSDGENRLG0083-1 | ExAnte2018 | IOU workpaper |  | KiloLumen |  |  | None | 18.6157 | 0.0066 | -0.0131 | 14.435 | 0.0052 | -0.0102 | 0 | 0 | 0 | 0 | 0 | 0 | SDGE:DEER:Com:Indoor_Non-CFL_Ltg | Annual | 0
SDG | WPSDGENRLG0083-Rev01-Msr001 | RFF | Ex | CZ06 | Any | WPSDGENRLG0083-1 | ExAnte2018 | IOU workpaper |  | KiloLumen |  |  | None | 25.6632 | 0.0052 | -0.4532 | 25.6632 | 0.0052 | -0.4532 | 0 | 0 | 0 | 0 | 0 | 0 | SDGE:DEER:Com:Indoor_Non-CFL_Ltg | Annual | 0
SDG | WPSDGENRLG0083-Rev01-Msr001 | RFF | Ex | CZ07 | Any | WPSDGENRLG0083-1 | ExAnte2018 | IOU workpaper |  | KiloLumen |  |  | None | 25.8944 | 0.0052 | -0.4115 | 25.8944 | 0.0052 | -0.4115 | 0 | 0 | 0 | 0 | 0 | 0 | SDGE:DEER:Com:Indoor_Non-CFL_Ltg | Annual | 0
SDG | WPSDGENRLG0083-Rev01-Msr001 | RFF | Ex | CZ08 | Any | WPSDGENRLG0083-1 | ExAnte2018 | IOU workpaper |  | KiloLumen |  |  | None | 25.8944 | 0.0052 | -0.4 | 25.8944 | 0.0052 | -0.4 | 0 | 0 | 0 | 0 | 0 | 0 | SDGE:DEER:Com:Indoor_Non-CFL_Ltg | Annual | 0
SDG | WPSDGENRLG0083-Rev01-Msr001 | RFF | Ex | CZ10 | Any | WPSDGENRLG0083-1 | ExAnte2018 | IOU workpaper |  | KiloLumen |  |  | None | 25.8944 | 0.0053 | -0.4439 | 25.8944 | 0.0053 | -0.4439 | 0 | 0 | 0 | 0 | 0 | 0 | SDGE:DEER:Com:Indoor_Non-CFL_Ltg | Annual | 0
SDG | WPSDGENRLG0083-Rev01-Msr001 | RFF | Ex | CZ14 | Any | WPSDGENRLG0083-1 | ExAnte2018 | IOU workpaper |  | KiloLumen |  |  | None | 25.432 | 0.0054 | -0.6312 | 25.432 | 0.0054 | -0.6312 | 0 | 0 | 0 | 0 | 0 | 0 | SDGE:DEER:Com:Indoor_Non-CFL_Ltg | Annual | 0
SDG | WPSDGENRLG0083-Rev01-Msr001 | RFF | Ex | CZ15 | Any | WPSDGENRLG0083-1 | ExAnte2018 | IOU workpaper |  | KiloLumen |  |  | None | 27.5128 | 0.0054 | -0.2028 | 27.5128 | 0.0054 | -0.2028 | 0 | 0 | 0 | 0 | 0 | 0 | SDGE:DEER:Com:Indoor_Non-CFL_Ltg | Annual | 0
SDG | WPSDGENRLG0083-Rev01-Msr001 | RFF | Ex | IOU | Any | WPSDGENRLG0083-1 | ExAnte2018 | IOU workpaper |  | KiloLumen |  |  | None | 25.8944 | 0.0052 | -0.4208 | 25.8944 | 0.0052 | -0.4208 | 0 | 0 | 0 | 0 | 0 | 0 | SDGE:DEER:Com:Indoor_Non-CFL_Ltg | Annual | 0
SDG | WPSDGENRLG0083-Rev01-Msr001 | RSD | Ex | CZ06 | Any | WPSDGENRLG0083-1 | ExAnte2018 | IOU workpaper |  | KiloLumen |  |  | None | 29.0931 | 0.0053 | -0.626 | 29.0931 | 0.0053 | -0.626 | 0 | 0 | 0 | 0 | 0 | 0 | SDGE:DEER:Com:Indoor_Non-CFL_Ltg | Annual | 0
SDG | WPSDGENRLG0083-Rev01-Msr001 | RSD | Ex | CZ07 | Any | WPSDGENRLG0083-1 | ExAnte2018 | IOU workpaper |  | KiloLumen |  |  | None | 29.0931 | 0.0054 | -0.5767 | 29.0931 | 0.0054 | -0.5767 | 0 | 0 | 0 | 0 | 0 | 0 | SDGE:DEER:Com:Indoor_Non-CFL_Ltg | Annual | 0
SDG | WPSDGENRLG0083-Rev01-Msr001 | RSD | Ex | CZ08 | Any | WPSDGENRLG0083-1 | ExAnte2018 | IOU workpaper |  | KiloLumen |  |  | None | 29.3529 | 0.0052 | -0.5195 | 29.3529 | 0.0052 | -0.5195 | 0 | 0 | 0 | 0 | 0 | 0 | SDGE:DEER:Com:Indoor_Non-CFL_Ltg | Annual | 0
SDG | WPSDGENRLG0083-Rev01-Msr001 | RSD | Ex | CZ10 | Any | WPSDGENRLG0083-1 | ExAnte2018 | IOU workpaper |  | KiloLumen |  |  | None | 29.0931 | 0.0049 | -0.6104 | 29.0931 | 0.0049 | -0.6104 | 0 | 0 | 0 | 0 | 0 | 0 | SDGE:DEER:Com:Indoor_Non-CFL_Ltg | Annual | 0
SDG | WPSDGENRLG0083-Rev01-Msr001 | RSD | Ex | CZ14 | Any | WPSDGENRLG0083-1 | ExAnte2018 | IOU workpaper |  | KiloLumen |  |  | None | 28.0541 | 0.0049 | -1.0027 | 28.0541 | 0.0049 | -1.0027 | 0 | 0 | 0 | 0 | 0 | 0 | SDGE:DEER:Com:Indoor_Non-CFL_Ltg | Annual | 0
SDG | WPSDGENRLG0083-Rev01-Msr001 | RSD | Ex | CZ15 | Any | WPSDGENRLG0083-1 | ExAnte2018 | IOU workpaper |  | KiloLumen |  |  | None | 31.431 | 0.0055 | -0.2333 | 31.431 | 0.0055 | -0.2333 | 0 | 0 | 0 | 0 | 0 | 0 | SDGE:DEER:Com:Indoor_Non-CFL_Ltg | Annual | 0
SDG | WPSDGENRLG0083-Rev01-Msr001 | RSD | Ex | IOU | Any | WPSDGENRLG0083-1 | ExAnte2018 | IOU workpaper |  | KiloLumen |  |  | None | 29.0931 | 0.0053 | -0.5845 | 29.0931 | 0.0053 | -0.5845 | 0 | 0 | 0 | 0 | 0 | 0 | SDGE:DEER:Com:Indoor_Non-CFL_Ltg | Annual | 0
SDG | WPSDGENRLG0083-Rev01-Msr001 | Rt3 | Ex | CZ06 | Any | WPSDGENRLG0083-1 | ExAnte2018 | IOU workpaper |  | KiloLumen |  |  | None | 43.792 | 0.0081 | -0.2033 | 43.6356 | 0.008 | -0.2026 | 0 | 0 | 0 | 0 | 0 | 0 | SDGE:DEER:Com:Indoor_Non-CFL_Ltg | Annual | 0
SDG | WPSDGENRLG0083-Rev01-Msr001 | Rt3 | Ex | CZ07 | Any | WPSDGENRLG0083-1 | ExAnte2018 | IOU workpaper |  | KiloLumen |  |  | None | 43.792 | 0.008 | -0.088 | 43.6356 | 0.0079 | -0.0877 | 0 | 0 | 0 | 0 | 0 | 0 | SDGE:DEER:Com:Indoor_Non-CFL_Ltg | Annual | 0
SDG | WPSDGENRLG0083-Rev01-Msr001 | Rt3 | Ex | CZ08 | Any | WPSDGENRLG0083-1 | ExAnte2018 | IOU workpaper |  | KiloLumen |  |  | None | 43.792 | 0.008 | -0.182 | 43.6356 | 0.0079 | -0.1814 | 0 | 0 | 0 | 0 | 0 | 0 | SDGE:DEER:Com:Indoor_Non-CFL_Ltg | Annual | 0
SDG | WPSDGENRLG0083-Rev01-Msr001 | Rt3 | Ex | CZ10 | Any | WPSDGENRLG0083-1 | ExAnte2018 | IOU workpaper |  | KiloLumen |  |  | None | 43.4112 | 0.0081 | -0.3328 | 43.2562 | 0.0081 | -0.3316 | 0 | 0 | 0 | 0 | 0 | 0 | SDGE:DEER:Com:Indoor_Non-CFL_Ltg | Annual | 0
SDG | WPSDGENRLG0083-Rev01-Msr001 | Rt3 | Ex | CZ14 | Any | WPSDGENRLG0083-1 | ExAnte2018 | IOU workpaper |  | KiloLumen |  |  | None | 41.5072 | 0.0082 | -1.2148 | 41.359 | 0.0081 | -1.2104 | 0 | 0 | 0 | 0 | 0 | 0 | SDGE:DEER:Com:Indoor_Non-CFL_Ltg | Annual | 0
SDG | WPSDGENRLG0083-Rev01-Msr001 | Rt3 | Ex | CZ15 | Any | WPSDGENRLG0083-1 | ExAnte2018 | IOU workpaper |  | KiloLumen |  |  | None | 44.9344 | 0.0083 | -0.0784 | 44.7739 | 0.0082 | -0.0782 | 0 | 0 | 0 | 0 | 0 | 0 | SDGE:DEER:Com:Indoor_Non-CFL_Ltg | Annual | 0
SDG | WPSDGENRLG0083-Rev01-Msr001 | Rt3 | Ex | IOU | Any | WPSDGENRLG0083-1 | ExAnte2018 | IOU workpaper |  | KiloLumen |  |  | None | 43.792 | 0.0081 | -0.1588 | 43.6356 | 0.008 | -0.1582 | 0 | 0 | 0 | 0 | 0 | 0 | SDGE:DEER:Com:Indoor_Non-CFL_Ltg | Annual | 0
SDG | WPSDGENRLG0083-Rev01-Msr001 | RtL | Ex | CZ06 | Any | WPSDGENRLG0083-1 | ExAnte2018 | IOU workpaper |  | KiloLumen |  |  | None | 31.197 | 0.0078 | -0.2667 | 31.1202 | 0.0077 | -0.266 | 0 | 0 | 0 | 0 | 0 | 0 | SDGE:DEER:Com:Indoor_Non-CFL_Ltg | Annual | 0
SDG | WPSDGENRLG0083-Rev01-Msr001 | RtL | Ex | CZ07 | Any | WPSDGENRLG0083-1 | ExAnte2018 | IOU workpaper |  | KiloLumen |  |  | None | 31.4731 | 0.0078 | -0.1949 | 31.3956 | 0.0077 | -0.1944 | 0 | 0 | 0 | 0 | 0 | 0 | SDGE:DEER:Com:Indoor_Non-CFL_Ltg | Annual | 0
SDG | WPSDGENRLG0083-Rev01-Msr001 | RtL | Ex | CZ08 | Any | WPSDGENRLG0083-1 | ExAnte2018 | IOU workpaper |  | KiloLumen |  |  | None | 31.4731 | 0.0078 | -0.2308 | 31.3956 | 0.0077 | -0.2302 | 0 | 0 | 0 | 0 | 0 | 0 | SDGE:DEER:Com:Indoor_Non-CFL_Ltg | Annual | 0
SDG | WPSDGENRLG0083-Rev01-Msr001 | RtL | Ex | CZ10 | Any | WPSDGENRLG0083-1 | ExAnte2018 | IOU workpaper |  | KiloLumen |  |  | None | 31.197 | 0.0079 | -0.3092 | 31.1202 | 0.0079 | -0.3084 | 0 | 0 | 0 | 0 | 0 | 0 | SDGE:DEER:Com:Indoor_Non-CFL_Ltg | Annual | 0
SDG | WPSDGENRLG0083-Rev01-Msr001 | RtL | Ex | CZ14 | Any | WPSDGENRLG0083-1 | ExAnte2018 | IOU workpaper |  | KiloLumen |  |  | None | 30.0927 | 0.008 | -0.6488 | 30.0186 | 0.0079 | -0.6472 | 0 | 0 | 0 | 0 | 0 | 0 | SDGE:DEER:Com:Indoor_Non-CFL_Ltg | Annual | 0
SDG | WPSDGENRLG0083-Rev01-Msr001 | RtL | Ex | CZ15 | Any | WPSDGENRLG0083-1 | ExAnte2018 | IOU workpaper |  | KiloLumen |  |  | None | 32.5774 | 0.008 | -0.1091 | 32.4972 | 0.008 | -0.1088 | 0 | 0 | 0 | 0 | 0 | 0 | SDGE:DEER:Com:Indoor_Non-CFL_Ltg | Annual | 0
SDG | WPSDGENRLG0083-Rev01-Msr001 | RtL | Ex | IOU | Any | WPSDGENRLG0083-1 | ExAnte2018 | IOU workpaper |  | KiloLumen |  |  | None | 31.4731 | 0.0078 | -0.228 | 31.3956 | 0.0077 | -0.2275 | 0 | 0 | 0 | 0 | 0 | 0 | SDGE:DEER:Com:Indoor_Non-CFL_Ltg | Annual | 0
SDG | WPSDGENRLG0083-Rev01-Msr001 | RtS | Ex | CZ06 | Any | WPSDGENRLG0083-1 | ExAnte2018 | IOU workpaper |  | KiloLumen |  |  | None | 17.5964 | 0.0053 | -0.0561 | 17.5964 | 0.0053 | -0.0561 | 0 | 0 | 0 | 0 | 0 | 0 | SDGE:DEER:Com:Indoor_Non-CFL_Ltg | Annual | 0
SDG | WPSDGENRLG0083-Rev01-Msr001 | RtS | Ex | CZ07 | Any | WPSDGENRLG0083-1 | ExAnte2018 | IOU workpaper |  | KiloLumen |  |  | None | 17.5964 | 0.0053 | -0.0333 | 17.5964 | 0.0053 | -0.0333 | 0 | 0 | 0 | 0 | 0 | 0 | SDGE:DEER:Com:Indoor_Non-CFL_Ltg | Annual | 0
SDG | WPSDGENRLG0083-Rev01-Msr001 | RtS | Ex | CZ08 | Any | WPSDGENRLG0083-1 | ExAnte2018 | IOU workpaper |  | KiloLumen |  |  | None | 17.7521 | 0.0053 | -0.0475 | 17.7521 | 0.0053 | -0.0475 | 0 | 0 | 0 | 0 | 0 | 0 | SDGE:DEER:Com:Indoor_Non-CFL_Ltg | Annual | 0
SDG | WPSDGENRLG0083-Rev01-Msr001 | RtS | Ex | CZ10 | Any | WPSDGENRLG0083-1 | ExAnte2018 | IOU workpaper |  | KiloLumen |  |  | None | 17.5964 | 0.0054 | -0.0699 | 17.5964 | 0.0054 | -0.0699 | 0 | 0 | 0 | 0 | 0 | 0 | SDGE:DEER:Com:Indoor_Non-CFL_Ltg | Annual | 0
SDG | WPSDGENRLG0083-Rev01-Msr001 | RtS | Ex | CZ14 | Any | WPSDGENRLG0083-1 | ExAnte2018 | IOU workpaper |  | KiloLumen |  |  | None | 17.1292 | 0.0054 | -0.1744 | 17.1292 | 0.0054 | -0.1744 | 0 | 0 | 0 | 0 | 0 | 0 | SDGE:DEER:Com:Indoor_Non-CFL_Ltg | Annual | 0
SDG | WPSDGENRLG0083-Rev01-Msr001 | RtS | Ex | CZ15 | Any | WPSDGENRLG0083-1 | ExAnte2018 | IOU workpaper |  | KiloLumen |  |  | None | 18.5307 | 0.0054 | -0.015 | 18.5307 | 0.0054 | -0.015 | 0 | 0 | 0 | 0 | 0 | 0 | SDGE:DEER:Com:Indoor_Non-CFL_Ltg | Annual | 0
SDG | WPSDGENRLG0083-Rev01-Msr001 | RtS | Ex | IOU | Any | WPSDGENRLG0083-1 | ExAnte2018 | IOU workpaper |  | KiloLumen |  |  | None | 17.5964 | 0.0053 | -0.0441 | 17.5964 | 0.0053 | -0.0441 | 0 | 0 | 0 | 0 | 0 | 0 | SDGE:DEER:Com:Indoor_Non-CFL_Ltg | Annual | 0
SDG | WPSDGENRLG0083-Rev01-Msr001 | SCn | Ex | CZ06 | Any | WPSDGENRLG0083-1 | ExAnte2018 | IOU workpaper |  | KiloLumen |  |  | None | 16.3193 | 0.0046 | -0.2028 | 16.0392 | 0.0045 | -0.1993 | 0 | 0 | 0 | 0 | 0 | 0 | SDGE:DEER:Com:Indoor_Non-CFL_Ltg | Annual | 0
SDG | WPSDGENRLG0083-Rev01-Msr001 | SCn | Ex | CZ07 | Any | WPSDGENRLG0083-1 | ExAnte2018 | IOU workpaper |  | KiloLumen |  |  | None | 16.0024 | 0.0046 | -0.1664 | 15.7277 | 0.0045 | -0.1635 | 0 | 0 | 0 | 0 | 0 | 0 | SDGE:DEER:Com:Indoor_Non-CFL_Ltg | Annual | 0
SDG | WPSDGENRLG0083-Rev01-Msr001 | SCn | Ex | CZ08 | Any | WPSDGENRLG0083-1 | ExAnte2018 | IOU workpaper |  | KiloLumen |  |  | None | 16.4778 | 0.0046 | -0.1727 | 16.1949 | 0.0045 | -0.1697 | 0 | 0 | 0 | 0 | 0 | 0 | SDGE:DEER:Com:Indoor_Non-CFL_Ltg | Annual | 0
SDG | WPSDGENRLG0083-Rev01-Msr001 | SCn | Ex | CZ10 | Any | WPSDGENRLG0083-1 | ExAnte2018 | IOU workpaper |  | KiloLumen |  |  | None | 16.4778 | 0.0046 | -0.2139 | 16.1949 | 0.0045 | -0.2102 | 0 | 0 | 0 | 0 | 0 | 0 | SDGE:DEER:Com:Indoor_Non-CFL_Ltg | Annual | 0
SDG | WPSDGENRLG0083-Rev01-Msr001 | SCn | Ex | CZ14 | Any | WPSDGENRLG0083-1 | ExAnte2018 | IOU workpaper |  | KiloLumen |  |  | None | 16.0024 | 0.0046 | -0.3137 | 15.7277 | 0.0044 | -0.3083 | 0 | 0 | 0 | 0 | 0 | 0 | SDGE:DEER:Com:Indoor_Non-CFL_Ltg | Annual | 0
SDG | WPSDGENRLG0083-Rev01-Msr001 | SCn | Ex | CZ15 | Any | WPSDGENRLG0083-1 | ExAnte2018 | IOU workpaper |  | KiloLumen |  |  | None | 17.7453 | 0.0046 | -0.0914 | 17.4406 | 0.0044 | -0.0899 | 0 | 0 | 0 | 0 | 0 | 0 | SDGE:DEER:Com:Indoor_Non-CFL_Ltg | Annual | 0
SDG | WPSDGENRLG0083-Rev01-Msr001 | SCn | Ex | IOU | Any | WPSDGENRLG0083-1 | ExAnte2018 | IOU workpaper |  | KiloLumen |  |  | None | 16.1609 | 0.0046 | -0.1822 | 15.8834 | 0.0045 | -0.1791 | 0 | 0 | 0 | 0 | 0 | 0 | SDGE:DEER:Com:Indoor_Non-CFL_Ltg | Annual | 0
SDG | WPSDGENRLG0083-Rev01-Msr001 | SUn | Ex | CZ06 | Any | WPSDGENRLG0083-1 | ExAnte2018 | IOU workpaper |  | KiloLumen |  |  | None | 14.96 | 0.0031 | 0 | 14.688 | 0.003 | 0 | 0 | 0 | 0 | 0 | 0 | 0 | SDGE:DEER:Com:Indoor_Non-CFL_Ltg | Annual | 0
SDG | WPSDGENRLG0083-Rev01-Msr001 | SUn | Ex | CZ07 | Any | WPSDGENRLG0083-1 | ExAnte2018 | IOU workpaper |  | KiloLumen |  |  | None | 14.96 | 0.0031 | 0 | 14.688 | 0.003 | 0 | 0 | 0 | 0 | 0 | 0 | 0 | SDGE:DEER:Com:Indoor_Non-CFL_Ltg | Annual | 0
SDG | WPSDGENRLG0083-Rev01-Msr001 | SUn | Ex | CZ08 | Any | WPSDGENRLG0083-1 | ExAnte2018 | IOU workpaper |  | KiloLumen |  |  | None | 14.96 | 0.0031 | 0 | 14.688 | 0.003 | 0 | 0 | 0 | 0 | 0 | 0 | 0 | SDGE:DEER:Com:Indoor_Non-CFL_Ltg | Annual | 0
SDG | WPSDGENRLG0083-Rev01-Msr001 | SUn | Ex | CZ10 | Any | WPSDGENRLG0083-1 | ExAnte2018 | IOU workpaper |  | KiloLumen |  |  | None | 14.96 | 0.0031 | 0 | 14.688 | 0.003 | 0 | 0 | 0 | 0 | 0 | 0 | 0 | SDGE:DEER:Com:Indoor_Non-CFL_Ltg | Annual | 0
SDG | WPSDGENRLG0083-Rev01-Msr001 | SUn | Ex | CZ14 | Any | WPSDGENRLG0083-1 | ExAnte2018 | IOU workpaper |  | KiloLumen |  |  | None | 14.96 | 0.0031 | 0 | 14.688 | 0.003 | 0 | 0 | 0 | 0 | 0 | 0 | 0 | SDGE:DEER:Com:Indoor_Non-CFL_Ltg | Annual | 0
SDG | WPSDGENRLG0083-Rev01-Msr001 | SUn | Ex | CZ15 | Any | WPSDGENRLG0083-1 | ExAnte2018 | IOU workpaper |  | KiloLumen |  |  | None | 14.96 | 0.0031 | 0 | 14.688 | 0.003 | 0 | 0 | 0 | 0 | 0 | 0 | 0 | SDGE:DEER:Com:Indoor_Non-CFL_Ltg | Annual | 0
SDG | WPSDGENRLG0083-Rev01-Msr001 | SUn | Ex | IOU | Any | WPSDGENRLG0083-1 | ExAnte2018 | IOU workpaper |  | KiloLumen |  |  | None | 14.96 | 0.0031 | 0 | 14.688 | 0.003 | 0 | 0 | 0 | 0 | 0 | 0 | 0 | SDGE:DEER:Com:Indoor_Non-CFL_Ltg | Annual | 0
SDG | WPSDGENRLG0083-Rev01-Msr001 | WRf | Ex | CZ06 | Any | WPSDGENRLG0083-1 | ExAnte2018 | IOU workpaper |  | KiloLumen |  |  | None | 54.74 | 0.0048 | 0 | 50.2513 | 0.0046 | 0 | 0 | 0 | 0 | 0 | 0 | 0 | SDGE:DEER:Com:Indoor_Non-CFL_Ltg | Annual | 0
SDG | WPSDGENRLG0083-Rev01-Msr001 | WRf | Ex | CZ07 | Any | WPSDGENRLG0083-1 | ExAnte2018 | IOU workpaper |  | KiloLumen |  |  | None | 55.08 | 0.0048 | 0 | 50.5634 | 0.0046 | 0 | 0 | 0 | 0 | 0 | 0 | 0 | SDGE:DEER:Com:Indoor_Non-CFL_Ltg | Annual | 0
SDG | WPSDGENRLG0083-Rev01-Msr001 | WRf | Ex | CZ08 | Any | WPSDGENRLG0083-1 | ExAnte2018 | IOU workpaper |  | KiloLumen |  |  | None | 54.74 | 0.0048 | 0 | 50.2513 | 0.0046 | 0 | 0 | 0 | 0 | 0 | 0 | 0 | SDGE:DEER:Com:Indoor_Non-CFL_Ltg | Annual | 0
SDG | WPSDGENRLG0083-Rev01-Msr001 | WRf | Ex | CZ10 | Any | WPSDGENRLG0083-1 | ExAnte2018 | IOU workpaper |  | KiloLumen |  |  | None | 54.06 | 0.0048 | 0 | 49.6271 | 0.0046 | 0 | 0 | 0 | 0 | 0 | 0 | 0 | SDGE:DEER:Com:Indoor_Non-CFL_Ltg | Annual | 0
SDG | WPSDGENRLG0083-Rev01-Msr001 | WRf | Ex | CZ14 | Any | WPSDGENRLG0083-1 | ExAnte2018 | IOU workpaper |  | KiloLumen |  |  | None | 54.06 | 0.0048 | 0 | 49.6271 | 0.0046 | 0 | 0 | 0 | 0 | 0 | 0 | 0 | SDGE:DEER:Com:Indoor_Non-CFL_Ltg | Annual | 0
SDG | WPSDGENRLG0083-Rev01-Msr001 | WRf | Ex | CZ15 | Any | WPSDGENRLG0083-1 | ExAnte2018 | IOU workpaper |  | KiloLumen |  |  | None | 54.06 | 0.0048 | 0 | 49.6271 | 0.0046 | 0 | 0 | 0 | 0 | 0 | 0 | 0 | SDGE:DEER:Com:Indoor_Non-CFL_Ltg | Annual | 0
SDG | WPSDGENRLG0083-Rev01-Msr001 | WRf | Ex | IOU | Any | WPSDGENRLG0083-1 | ExAnte2018 | IOU workpaper |  | KiloLumen |  |  | None | 54.74 | 0.0048 | 0 | 50.2513 | 0.0046 | 0 | 0 | 0 | 0 | 0 | 0 | 0 | SDGE:DEER:Com:Indoor_Non-CFL_Ltg | Annual | 0
SDG | WPSDGENRLG0083-Rev01-Msr002 | Asm | Ex | CZ06 | Any | WPSDGENRLG0083-1 | ExAnte2018 | IOU workpaper |  | KiloLumen |  |  | None | 12.716 | 0.0042 | -0.108 | 12.1176 | 0.004 | -0.1029 | 0 | 0 | 0 | 0 | 0 | 0 | SDGE:DEER:Com:Indoor_Non-CFL_Ltg | Annual | 0
SDG | WPSDGENRLG0083-Rev01-Msr002 | Asm | Ex | CZ07 | Any | WPSDGENRLG0083-1 | ExAnte2018 | IOU workpaper |  | KiloLumen |  |  | None | 12.8316 | 0.0042 | -0.0998 | 12.2278 | 0.004 | -0.0951 | 0 | 0 | 0 | 0 | 0 | 0 | SDGE:DEER:Com:Indoor_Non-CFL_Ltg | Annual | 0
SDG | WPSDGENRLG0083-Rev01-Msr002 | Asm | Ex | CZ08 | Any | WPSDGENRLG0083-1 | ExAnte2018 | IOU workpaper |  | KiloLumen |  |  | None | 12.8316 | 0.0041 | -0.0913 | 12.2278 | 0.0039 | -0.087 | 0 | 0 | 0 | 0 | 0 | 0 | SDGE:DEER:Com:Indoor_Non-CFL_Ltg | Annual | 0
SDG | WPSDGENRLG0083-Rev01-Msr002 | Asm | Ex | CZ10 | Any | WPSDGENRLG0083-1 | ExAnte2018 | IOU workpaper |  | KiloLumen |  |  | None | 12.716 | 0.0041 | -0.1168 | 12.1176 | 0.0039 | -0.1113 | 0 | 0 | 0 | 0 | 0 | 0 | SDGE:DEER:Com:Indoor_Non-CFL_Ltg | Annual | 0
SDG | WPSDGENRLG0083-Rev01-Msr002 | Asm | Ex | CZ14 | Any | WPSDGENRLG0083-1 | ExAnte2018 | IOU workpaper |  | KiloLumen |  |  | None | 12.3692 | 0.0039 | -0.1861 | 11.7871 | 0.0037 | -0.1774 | 0 | 0 | 0 | 0 | 0 | 0 | SDGE:DEER:Com:Indoor_Non-CFL_Ltg | Annual | 0
SDG | WPSDGENRLG0083-Rev01-Msr002 | Asm | Ex | CZ15 | Any | WPSDGENRLG0083-1 | ExAnte2018 | IOU workpaper |  | KiloLumen |  |  | None | 13.9876 | 0.0041 | -0.0516 | 13.3294 | 0.0039 | -0.0491 | 0 | 0 | 0 | 0 | 0 | 0 | SDGE:DEER:Com:Indoor_Non-CFL_Ltg | Annual | 0
SDG | WPSDGENRLG0083-Rev01-Msr002 | Asm | Ex | IOU | Any | WPSDGENRLG0083-1 | ExAnte2018 | IOU workpaper |  | KiloLumen |  |  | None | 12.8316 | 0.0042 | -0.1057 | 12.2278 | 0.004 | -0.1007 | 0 | 0 | 0 | 0 | 0 | 0 | SDGE:DEER:Com:Indoor_Non-CFL_Ltg | Annual | 0
SDG | WPSDGENRLG0083-Rev01-Msr002 | Com | Ex | IOU | Any | WPSDGENRLG0083-1 | ExAnte2018 | IOU workpaper |  | KiloLumen |  |  | None | 24.6758 | 0.006 | -0.2424 | 23.305 | 0.0055 | -0.2289 | 0 | 0 | 0 | 0 | 0 | 0 | SDGE:DEER:Com:Indoor_Non-CFL_Ltg | Annual | 0
SDG | WPSDGENRLG0083-Rev01-Msr002 | ECC | Ex | CZ06 | Any | WPSDGENRLG0083-1 | ExAnte2018 | IOU workpaper |  | KiloLumen |  |  | None | 20.0552 | 0.0074 | -0.2538 | 17.8269 | 0.006 | -0.2256 | 0 | 0 | 0 | 0 | 0 | 0 | SDGE:DEER:Com:Indoor_Non-CFL_Ltg | Annual | 0
SDG | WPSDGENRLG0083-Rev01-Msr002 | ECC | Ex | CZ07 | Any | WPSDGENRLG0083-1 | ExAnte2018 | IOU workpaper |  | KiloLumen |  |  | None | 20.2327 | 0.0074 | -0.213 | 17.9846 | 0.006 | -0.1893 | 0 | 0 | 0 | 0 | 0 | 0 | SDGE:DEER:Com:Indoor_Non-CFL_Ltg | Annual | 0
SDG | WPSDGENRLG0083-Rev01-Msr002 | ECC | Ex | CZ08 | Any | WPSDGENRLG0083-1 | ExAnte2018 | IOU workpaper |  | KiloLumen |  |  | None | 20.4102 | 0.0074 | -0.2307 | 18.1424 | 0.006 | -0.2051 | 0 | 0 | 0 | 0 | 0 | 0 | SDGE:DEER:Com:Indoor_Non-CFL_Ltg | Annual | 0
SDG | WPSDGENRLG0083-Rev01-Msr002 | ECC | Ex | CZ10 | Any | WPSDGENRLG0083-1 | ExAnte2018 | IOU workpaper |  | KiloLumen |  |  | None | 20.2327 | 0.0075 | -0.2733 | 17.9846 | 0.0061 | -0.243 | 0 | 0 | 0 | 0 | 0 | 0 | SDGE:DEER:Com:Indoor_Non-CFL_Ltg | Annual | 0
SDG | WPSDGENRLG0083-Rev01-Msr002 | ECC | Ex | CZ14 | Any | WPSDGENRLG0083-1 | ExAnte2018 | IOU workpaper |  | KiloLumen |  |  | None | 19.8778 | 0.0074 | -0.4118 | 17.6691 | 0.006 | -0.366 | 0 | 0 | 0 | 0 | 0 | 0 | SDGE:DEER:Com:Indoor_Non-CFL_Ltg | Annual | 0
SDG | WPSDGENRLG0083-Rev01-Msr002 | ECC | Ex | CZ15 | Any | WPSDGENRLG0083-1 | ExAnte2018 | IOU workpaper |  | KiloLumen |  |  | None | 19.8778 | 0.0074 | -0.4118 | 17.6691 | 0.006 | -0.366 | 0 | 0 | 0 | 0 | 0 | 0 | SDGE:DEER:Com:Indoor_Non-CFL_Ltg | Annual | 0
SDG | WPSDGENRLG0083-Rev01-Msr002 | ECC | Ex | IOU | Any | WPSDGENRLG0083-1 | ExAnte2018 | IOU workpaper |  | KiloLumen |  |  | None | 20.2327 | 0.0074 | -0.2289 | 17.9846 | 0.006 | -0.2035 | 0 | 0 | 0 | 0 | 0 | 0 | SDGE:DEER:Com:Indoor_Non-CFL_Ltg | Annual | 0
SDG | WPSDGENRLG0083-Rev01-Msr002 | EPr | Ex | CZ06 | Any | WPSDGENRLG0083-1 | ExAnte2018 | IOU workpaper |  | KiloLumen |  |  | None | 19.225 | 0.0072 | -0.172 | 16.2017 | 0.0058 | -0.145 | 0 | 0 | 0 | 0 | 0 | 0 | SDGE:DEER:Com:Indoor_Non-CFL_Ltg | Annual | 0
SDG | WPSDGENRLG0083-Rev01-Msr002 | EPr | Ex | CZ07 | Any | WPSDGENRLG0083-1 | ExAnte2018 | IOU workpaper |  | KiloLumen |  |  | None | 19.225 | 0.0072 | -0.1533 | 16.2017 | 0.0059 | -0.1292 | 0 | 0 | 0 | 0 | 0 | 0 | SDGE:DEER:Com:Indoor_Non-CFL_Ltg | Annual | 0
SDG | WPSDGENRLG0083-Rev01-Msr002 | EPr | Ex | CZ08 | Any | WPSDGENRLG0083-1 | ExAnte2018 | IOU workpaper |  | KiloLumen |  |  | None | 19.3936 | 0.0073 | -0.1422 | 16.3438 | 0.0059 | -0.1198 | 0 | 0 | 0 | 0 | 0 | 0 | SDGE:DEER:Com:Indoor_Non-CFL_Ltg | Annual | 0
SDG | WPSDGENRLG0083-Rev01-Msr002 | EPr | Ex | CZ10 | Any | WPSDGENRLG0083-1 | ExAnte2018 | IOU workpaper |  | KiloLumen |  |  | None | 19.225 | 0.0072 | -0.1821 | 16.2017 | 0.0059 | -0.1535 | 0 | 0 | 0 | 0 | 0 | 0 | SDGE:DEER:Com:Indoor_Non-CFL_Ltg | Annual | 0
SDG | WPSDGENRLG0083-Rev01-Msr002 | EPr | Ex | CZ14 | Any | WPSDGENRLG0083-1 | ExAnte2018 | IOU workpaper |  | KiloLumen |  |  | None | 18.5504 | 0.0072 | -0.3103 | 15.6332 | 0.0059 | -0.2615 | 0 | 0 | 0 | 0 | 0 | 0 | SDGE:DEER:Com:Indoor_Non-CFL_Ltg | Annual | 0
SDG | WPSDGENRLG0083-Rev01-Msr002 | EPr | Ex | CZ15 | Any | WPSDGENRLG0083-1 | ExAnte2018 | IOU workpaper |  | KiloLumen |  |  | None | 20.5741 | 0.0072 | -0.0745 | 17.3386 | 0.0059 | -0.0628 | 0 | 0 | 0 | 0 | 0 | 0 | SDGE:DEER:Com:Indoor_Non-CFL_Ltg | Annual | 0
SDG | WPSDGENRLG0083-Rev01-Msr002 | EPr | Ex | IOU | Any | WPSDGENRLG0083-1 | ExAnte2018 | IOU workpaper |  | KiloLumen |  |  | None | 19.225 | 0.0072 | -0.1643 | 16.2017 | 0.0059 | -0.1384 | 0 | 0 | 0 | 0 | 0 | 0 | SDGE:DEER:Com:Indoor_Non-CFL_Ltg | Annual | 0
SDG | WPSDGENRLG0083-Rev01-Msr002 | ERC | Ex | CZ06 | Any | WPSDGENRLG0083-1 | ExAnte2018 | IOU workpaper |  | KiloLumen |  |  | None | 9.0576 | 0.0042 | -0.0546 | 7.2461 | 0.0032 | -0.0437 | 0 | 0 | 0 | 0 | 0 | 0 | SDGE:DEER:Com:Indoor_Non-CFL_Ltg | Annual | 0
SDG | WPSDGENRLG0083-Rev01-Msr002 | ERC | Ex | CZ07 | Any | WPSDGENRLG0083-1 | ExAnte2018 | IOU workpaper |  | KiloLumen |  |  | None | 9.2208 | 0.0043 | -0.0451 | 7.3766 | 0.0032 | -0.0361 | 0 | 0 | 0 | 0 | 0 | 0 | SDGE:DEER:Com:Indoor_Non-CFL_Ltg | Annual | 0
SDG | WPSDGENRLG0083-Rev01-Msr002 | ERC | Ex | CZ08 | Any | WPSDGENRLG0083-1 | ExAnte2018 | IOU workpaper |  | KiloLumen |  |  | None | 9.0576 | 0.0042 | -0.0477 | 7.2461 | 0.0032 | -0.0382 | 0 | 0 | 0 | 0 | 0 | 0 | SDGE:DEER:Com:Indoor_Non-CFL_Ltg | Annual | 0
SDG | WPSDGENRLG0083-Rev01-Msr002 | ERC | Ex | CZ10 | Any | WPSDGENRLG0083-1 | ExAnte2018 | IOU workpaper |  | KiloLumen |  |  | None | 9.0576 | 0.0042 | -0.0564 | 7.2461 | 0.0032 | -0.0451 | 0 | 0 | 0 | 0 | 0 | 0 | SDGE:DEER:Com:Indoor_Non-CFL_Ltg | Annual | 0
SDG | WPSDGENRLG0083-Rev01-Msr002 | ERC | Ex | CZ14 | Any | WPSDGENRLG0083-1 | ExAnte2018 | IOU workpaper |  | KiloLumen |  |  | None | 8.8944 | 0.0043 | -0.0745 | 7.1155 | 0.0032 | -0.0596 | 0 | 0 | 0 | 0 | 0 | 0 | SDGE:DEER:Com:Indoor_Non-CFL_Ltg | Annual | 0
SDG | WPSDGENRLG0083-Rev01-Msr002 | ERC | Ex | CZ15 | Any | WPSDGENRLG0083-1 | ExAnte2018 | IOU workpaper |  | KiloLumen |  |  | None | 9.6288 | 0.0044 | -0.0263 | 7.703 | 0.0033 | -0.021 | 0 | 0 | 0 | 0 | 0 | 0 | SDGE:DEER:Com:Indoor_Non-CFL_Ltg | Annual | 0
SDG | WPSDGENRLG0083-Rev01-Msr002 | ERC | Ex | IOU | Any | WPSDGENRLG0083-1 | ExAnte2018 | IOU workpaper |  | KiloLumen |  |  | None | 9.1392 | 0.0043 | -0.0496 | 7.3114 | 0.0032 | -0.0397 | 0 | 0 | 0 | 0 | 0 | 0 | SDGE:DEER:Com:Indoor_Non-CFL_Ltg | Annual | 0
SDG | WPSDGENRLG0083-Rev01-Msr002 | ESe | Ex | CZ06 | Any | WPSDGENRLG0083-1 | ExAnte2018 | IOU workpaper |  | KiloLumen |  |  | None | 19.3446 | 0.0075 | -0.2297 | 16.679 | 0.0063 | -0.1981 | 0 | 0 | 0 | 0 | 0 | 0 | SDGE:DEER:Com:Indoor_Non-CFL_Ltg | Annual | 0
SDG | WPSDGENRLG0083-Rev01-Msr002 | ESe | Ex | CZ07 | Any | WPSDGENRLG0083-1 | ExAnte2018 | IOU workpaper |  | KiloLumen |  |  | None | 19.3446 | 0.0073 | -0.2021 | 16.679 | 0.0062 | -0.1742 | 0 | 0 | 0 | 0 | 0 | 0 | SDGE:DEER:Com:Indoor_Non-CFL_Ltg | Annual | 0
SDG | WPSDGENRLG0083-Rev01-Msr002 | ESe | Ex | CZ08 | Any | WPSDGENRLG0083-1 | ExAnte2018 | IOU workpaper |  | KiloLumen |  |  | None | 19.5174 | 0.0074 | -0.1969 | 16.828 | 0.0063 | -0.1698 | 0 | 0 | 0 | 0 | 0 | 0 | SDGE:DEER:Com:Indoor_Non-CFL_Ltg | Annual | 0
SDG | WPSDGENRLG0083-Rev01-Msr002 | ESe | Ex | CZ10 | Any | WPSDGENRLG0083-1 | ExAnte2018 | IOU workpaper |  | KiloLumen |  |  | None | 19.5174 | 0.0074 | -0.247 | 16.828 | 0.0063 | -0.213 | 0 | 0 | 0 | 0 | 0 | 0 | SDGE:DEER:Com:Indoor_Non-CFL_Ltg | Annual | 0
SDG | WPSDGENRLG0083-Rev01-Msr002 | ESe | Ex | CZ14 | Any | WPSDGENRLG0083-1 | ExAnte2018 | IOU workpaper |  | KiloLumen |  |  | None | 18.8265 | 0.0072 | -0.3973 | 16.2323 | 0.0061 | -0.3425 | 0 | 0 | 0 | 0 | 0 | 0 | SDGE:DEER:Com:Indoor_Non-CFL_Ltg | Annual | 0
SDG | WPSDGENRLG0083-Rev01-Msr002 | ESe | Ex | CZ15 | Any | WPSDGENRLG0083-1 | ExAnte2018 | IOU workpaper |  | KiloLumen |  |  | None | 21.0718 | 0.0074 | -0.1088 | 18.1682 | 0.0063 | -0.0938 | 0 | 0 | 0 | 0 | 0 | 0 | SDGE:DEER:Com:Indoor_Non-CFL_Ltg | Annual | 0
SDG | WPSDGENRLG0083-Rev01-Msr002 | ESe | Ex | IOU | Any | WPSDGENRLG0083-1 | ExAnte2018 | IOU workpaper |  | KiloLumen |  |  | None | 19.3446 | 0.0073 | -0.2194 | 16.679 | 0.0062 | -0.1891 | 0 | 0 | 0 | 0 | 0 | 0 | SDGE:DEER:Com:Indoor_Non-CFL_Ltg | Annual | 0
SDG | WPSDGENRLG0083-Rev01-Msr002 | EUn | Ex | CZ06 | Any | WPSDGENRLG0083-1 | ExAnte2018 | IOU workpaper |  | KiloLumen |  |  | None | 21.7831 | 0.008 | -0.2159 | 19.225 | 0.0065 | -0.1906 | 0 | 0 | 0 | 0 | 0 | 0 | SDGE:DEER:Com:Indoor_Non-CFL_Ltg | Annual | 0
SDG | WPSDGENRLG0083-Rev01-Msr002 | EUn | Ex | CZ07 | Any | WPSDGENRLG0083-1 | ExAnte2018 | IOU workpaper |  | KiloLumen |  |  | None | 21.7831 | 0.0079 | -0.1874 | 19.225 | 0.0064 | -0.1654 | 0 | 0 | 0 | 0 | 0 | 0 | SDGE:DEER:Com:Indoor_Non-CFL_Ltg | Annual | 0
SDG | WPSDGENRLG0083-Rev01-Msr002 | EUn | Ex | CZ08 | Any | WPSDGENRLG0083-1 | ExAnte2018 | IOU workpaper |  | KiloLumen |  |  | None | 21.9742 | 0.008 | -0.2083 | 19.3936 | 0.0065 | -0.1838 | 0 | 0 | 0 | 0 | 0 | 0 | SDGE:DEER:Com:Indoor_Non-CFL_Ltg | Annual | 0
SDG | WPSDGENRLG0083-Rev01-Msr002 | EUn | Ex | CZ10 | Any | WPSDGENRLG0083-1 | ExAnte2018 | IOU workpaper |  | KiloLumen |  |  | None | 21.9742 | 0.0081 | -0.2408 | 19.3936 | 0.0066 | -0.2125 | 0 | 0 | 0 | 0 | 0 | 0 | SDGE:DEER:Com:Indoor_Non-CFL_Ltg | Annual | 0
SDG | WPSDGENRLG0083-Rev01-Msr002 | EUn | Ex | CZ14 | Any | WPSDGENRLG0083-1 | ExAnte2018 | IOU workpaper |  | KiloLumen |  |  | None | 21.592 | 0.008 | -0.3229 | 19.0563 | 0.0065 | -0.285 | 0 | 0 | 0 | 0 | 0 | 0 | SDGE:DEER:Com:Indoor_Non-CFL_Ltg | Annual | 0
SDG | WPSDGENRLG0083-Rev01-Msr002 | EUn | Ex | CZ15 | Any | WPSDGENRLG0083-1 | ExAnte2018 | IOU workpaper |  | KiloLumen |  |  | None | 21.592 | 0.008 | -0.3229 | 19.0563 | 0.0065 | -0.285 | 0 | 0 | 0 | 0 | 0 | 0 | SDGE:DEER:Com:Indoor_Non-CFL_Ltg | Annual | 0
SDG | WPSDGENRLG0083-Rev01-Msr002 | EUn | Ex | IOU | Any | WPSDGENRLG0083-1 | ExAnte2018 | IOU workpaper |  | KiloLumen |  |  | None | 21.7831 | 0.008 | -0.2006 | 19.225 | 0.0065 | -0.1771 | 0 | 0 | 0 | 0 | 0 | 0 | SDGE:DEER:Com:Indoor_Non-CFL_Ltg | Annual | 0
SDG | WPSDGENRLG0083-Rev01-Msr002 | Gro | Ex | CZ06 | Any | WPSDGENRLG0083-1 | ExAnte2018 | IOU workpaper |  | KiloLumen |  |  | None | 37.774 | 0.0076 | -2.5881 | 37.0185 | 0.0074 | -2.5363 | 0 | 0 | 0 | 0 | 0 | 0 | SDGE:DEER:Com:Indoor_Non-CFL_Ltg | Annual | 0
SDG | WPSDGENRLG0083-Rev01-Msr002 | Gro | Ex | CZ07 | Any | WPSDGENRLG0083-1 | ExAnte2018 | IOU workpaper |  | KiloLumen |  |  | None | 37.4 | 0.0074 | -2.7526 | 36.652 | 0.0072 | -2.6976 | 0 | 0 | 0 | 0 | 0 | 0 | SDGE:DEER:Com:Indoor_Non-CFL_Ltg | Annual | 0
SDG | WPSDGENRLG0083-Rev01-Msr002 | Gro | Ex | CZ08 | Any | WPSDGENRLG0083-1 | ExAnte2018 | IOU workpaper |  | KiloLumen |  |  | None | 38.522 | 0.0078 | -2.345 | 37.7516 | 0.0076 | -2.2981 | 0 | 0 | 0 | 0 | 0 | 0 | SDGE:DEER:Com:Indoor_Non-CFL_Ltg | Annual | 0
SDG | WPSDGENRLG0083-Rev01-Msr002 | Gro | Ex | CZ10 | Any | WPSDGENRLG0083-1 | ExAnte2018 | IOU workpaper |  | KiloLumen |  |  | None | 39.27 | 0.0081 | -2.2216 | 38.4846 | 0.008 | -2.1771 | 0 | 0 | 0 | 0 | 0 | 0 | SDGE:DEER:Com:Indoor_Non-CFL_Ltg | Annual | 0
SDG | WPSDGENRLG0083-Rev01-Msr002 | Gro | Ex | CZ14 | Any | WPSDGENRLG0083-1 | ExAnte2018 | IOU workpaper |  | KiloLumen |  |  | None | 38.896 | 0.0082 | -2.345 | 38.1181 | 0.008 | -2.2981 | 0 | 0 | 0 | 0 | 0 | 0 | SDGE:DEER:Com:Indoor_Non-CFL_Ltg | Annual | 0
SDG | WPSDGENRLG0083-Rev01-Msr002 | Gro | Ex | CZ15 | Any | WPSDGENRLG0083-1 | ExAnte2018 | IOU workpaper |  | KiloLumen |  |  | None | 41.888 | 0.008 | -1.2492 | 41.0502 | 0.0078 | -1.2242 | 0 | 0 | 0 | 0 | 0 | 0 | SDGE:DEER:Com:Indoor_Non-CFL_Ltg | Annual | 0
SDG | WPSDGENRLG0083-Rev01-Msr002 | Gro | Ex | IOU | Any | WPSDGENRLG0083-1 | ExAnte2018 | IOU workpaper |  | KiloLumen |  |  | None | 37.774 | 0.0076 | -2.5843 | 37.0185 | 0.0075 | -2.5327 | 0 | 0 | 0 | 0 | 0 | 0 | SDGE:DEER:Com:Indoor_Non-CFL_Ltg | Annual | 0
SDG | WPSDGENRLG0083-Rev01-Msr002 | Hsp | Ex | CZ06 | Any | WPSDGENRLG0083-1 | ExAnte2018 | IOU workpaper |  | KiloLumen |  |  | None | 46.0598 | 0.0066 | -1.2096 | 45.6688 | 0.0065 | -1.1993 | 0 | 0 | 0 | 0 | 0 | 0 | SDGE:DEER:Com:Indoor_Non-CFL_Ltg | Annual | 0
SDG | WPSDGENRLG0083-Rev01-Msr002 | Hsp | Ex | CZ07 | Any | WPSDGENRLG0083-1 | ExAnte2018 | IOU workpaper |  | KiloLumen |  |  | None | 46.0598 | 0.0066 | -1.1054 | 45.6688 | 0.0065 | -1.0961 | 0 | 0 | 0 | 0 | 0 | 0 | SDGE:DEER:Com:Indoor_Non-CFL_Ltg | Annual | 0
SDG | WPSDGENRLG0083-Rev01-Msr002 | Hsp | Ex | CZ08 | Any | WPSDGENRLG0083-1 | ExAnte2018 | IOU workpaper |  | KiloLumen |  |  | None | 46.0598 | 0.0066 | -1.1935 | 45.6688 | 0.0065 | -1.1834 | 0 | 0 | 0 | 0 | 0 | 0 | SDGE:DEER:Com:Indoor_Non-CFL_Ltg | Annual | 0
SDG | WPSDGENRLG0083-Rev01-Msr002 | Hsp | Ex | CZ10 | Any | WPSDGENRLG0083-1 | ExAnte2018 | IOU workpaper |  | KiloLumen |  |  | None | 46.0598 | 0.0068 | -1.2897 | 45.6688 | 0.0067 | -1.2787 | 0 | 0 | 0 | 0 | 0 | 0 | SDGE:DEER:Com:Indoor_Non-CFL_Ltg | Annual | 0
SDG | WPSDGENRLG0083-Rev01-Msr002 | Hsp | Ex | CZ14 | Any | WPSDGENRLG0083-1 | ExAnte2018 | IOU workpaper |  | KiloLumen |  |  | None | 45.2588 | 0.0067 | -1.578 | 44.8746 | 0.0066 | -1.5647 | 0 | 0 | 0 | 0 | 0 | 0 | SDGE:DEER:Com:Indoor_Non-CFL_Ltg | Annual | 0
SDG | WPSDGENRLG0083-Rev01-Msr002 | Hsp | Ex | CZ15 | Any | WPSDGENRLG0083-1 | ExAnte2018 | IOU workpaper |  | KiloLumen |  |  | None | 45.2588 | 0.0067 | -1.578 | 44.8746 | 0.0066 | -1.5647 | 0 | 0 | 0 | 0 | 0 | 0 | SDGE:DEER:Com:Indoor_Non-CFL_Ltg | Annual | 0
SDG | WPSDGENRLG0083-Rev01-Msr002 | Hsp | Ex | IOU | Any | WPSDGENRLG0083-1 | ExAnte2018 | IOU workpaper |  | KiloLumen |  |  | None | 46.0598 | 0.0066 | -1.1375 | 45.6688 | 0.0065 | -1.1278 | 0 | 0 | 0 | 0 | 0 | 0 | SDGE:DEER:Com:Indoor_Non-CFL_Ltg | Annual | 0
SDG | WPSDGENRLG0083-Rev01-Msr002 | Htl | Ex | CZ06 | Any | WPSDGENRLG0083-1 | ExAnte2018 | IOU workpaper |  | KiloLumen |  |  | None | 39.3632 | 0.0059 | -0.493 | 38.1262 | 0.0057 | -0.4775 | 0 | 0 | 0 | 0 | 0 | 0 | SDGE:DEER:Com:Indoor_Non-CFL_Ltg | Annual | 0
SDG | WPSDGENRLG0083-Rev01-Msr002 | Htl | Ex | CZ07 | Any | WPSDGENRLG0083-1 | ExAnte2018 | IOU workpaper |  | KiloLumen |  |  | None | 40.4668 | 0.0058 | -0.3973 | 39.1952 | 0.0056 | -0.3848 | 0 | 0 | 0 | 0 | 0 | 0 | SDGE:DEER:Com:Indoor_Non-CFL_Ltg | Annual | 0
SDG | WPSDGENRLG0083-Rev01-Msr002 | Htl | Ex | CZ08 | Any | WPSDGENRLG0083-1 | ExAnte2018 | IOU workpaper |  | KiloLumen |  |  | None | 40.0989 | 0.0059 | -0.4378 | 38.8389 | 0.0057 | -0.424 | 0 | 0 | 0 | 0 | 0 | 0 | SDGE:DEER:Com:Indoor_Non-CFL_Ltg | Annual | 0
SDG | WPSDGENRLG0083-Rev01-Msr002 | Htl | Ex | CZ10 | Any | WPSDGENRLG0083-1 | ExAnte2018 | IOU workpaper |  | KiloLumen |  |  | None | 39.3632 | 0.006 | -0.4893 | 38.1262 | 0.0058 | -0.4739 | 0 | 0 | 0 | 0 | 0 | 0 | SDGE:DEER:Com:Indoor_Non-CFL_Ltg | Annual | 0
SDG | WPSDGENRLG0083-Rev01-Msr002 | Htl | Ex | CZ14 | Any | WPSDGENRLG0083-1 | ExAnte2018 | IOU workpaper |  | KiloLumen |  |  | None | 37.5238 | 0.006 | -0.6548 | 36.3446 | 0.0058 | -0.6342 | 0 | 0 | 0 | 0 | 0 | 0 | SDGE:DEER:Com:Indoor_Non-CFL_Ltg | Annual | 0
SDG | WPSDGENRLG0083-Rev01-Msr002 | Htl | Ex | CZ15 | Any | WPSDGENRLG0083-1 | ExAnte2018 | IOU workpaper |  | KiloLumen |  |  | None | 42.6741 | 0.0061 | -0.2814 | 41.3331 | 0.0059 | -0.2726 | 0 | 0 | 0 | 0 | 0 | 0 | SDGE:DEER:Com:Indoor_Non-CFL_Ltg | Annual | 0
SDG | WPSDGENRLG0083-Rev01-Msr002 | Htl | Ex | IOU | Any | WPSDGENRLG0083-1 | ExAnte2018 | IOU workpaper |  | KiloLumen |  |  | None | 40.0989 | 0.0059 | -0.412 | 38.8389 | 0.0057 | -0.3991 | 0 | 0 | 0 | 0 | 0 | 0 | SDGE:DEER:Com:Indoor_Non-CFL_Ltg | Annual | 0
SDG | WPSDGENRLG0083-Rev01-Msr002 | MBT | Ex | CZ06 | Any | WPSDGENRLG0083-1 | ExAnte2018 | IOU workpaper |  | KiloLumen |  |  | None | 22.6386 | 0.0048 | -0.0144 | 21.4554 | 0.0047 | -0.0137 | 0 | 0 | 0 | 0 | 0 | 0 | SDGE:DEER:Com:Indoor_Non-CFL_Ltg | Annual | 0
SDG | WPSDGENRLG0083-Rev01-Msr002 | MBT | Ex | CZ07 | Any | WPSDGENRLG0083-1 | ExAnte2018 | IOU workpaper |  | KiloLumen |  |  | None | 22.8337 | 0.0047 | -0.0028 | 21.6403 | 0.0046 | -0.0027 | 0 | 0 | 0 | 0 | 0 | 0 | SDGE:DEER:Com:Indoor_Non-CFL_Ltg | Annual | 0
SDG | WPSDGENRLG0083-Rev01-Msr002 | MBT | Ex | CZ08 | Any | WPSDGENRLG0083-1 | ExAnte2018 | IOU workpaper |  | KiloLumen |  |  | None | 22.6386 | 0.005 | -0.0092 | 21.4554 | 0.0048 | -0.0087 | 0 | 0 | 0 | 0 | 0 | 0 | SDGE:DEER:Com:Indoor_Non-CFL_Ltg | Annual | 0
SDG | WPSDGENRLG0083-Rev01-Msr002 | MBT | Ex | CZ10 | Any | WPSDGENRLG0083-1 | ExAnte2018 | IOU workpaper |  | KiloLumen |  |  | None | 22.6386 | 0.0051 | -0.0187 | 21.4554 | 0.005 | -0.0178 | 0 | 0 | 0 | 0 | 0 | 0 | SDGE:DEER:Com:Indoor_Non-CFL_Ltg | Annual | 0
SDG | WPSDGENRLG0083-Rev01-Msr002 | MBT | Ex | CZ14 | Any | WPSDGENRLG0083-1 | ExAnte2018 | IOU workpaper |  | KiloLumen |  |  | None | 22.2482 | 0.0051 | -0.0451 | 21.0854 | 0.0049 | -0.0427 | 0 | 0 | 0 | 0 | 0 | 0 | SDGE:DEER:Com:Indoor_Non-CFL_Ltg | Annual | 0
SDG | WPSDGENRLG0083-Rev01-Msr002 | MBT | Ex | CZ15 | Any | WPSDGENRLG0083-1 | ExAnte2018 | IOU workpaper |  | KiloLumen |  |  | None | 23.6144 | 0.0051 | 0 | 22.3802 | 0.005 | 0 | 0 | 0 | 0 | 0 | 0 | 0 | SDGE:DEER:Com:Indoor_Non-CFL_Ltg | Annual | 0
SDG | WPSDGENRLG0083-Rev01-Msr002 | MBT | Ex | IOU | Any | WPSDGENRLG0083-1 | ExAnte2018 | IOU workpaper |  | KiloLumen |  |  | None | 22.6386 | 0.0049 | -0.0085 | 21.4554 | 0.0047 | -0.0081 | 0 | 0 | 0 | 0 | 0 | 0 | SDGE:DEER:Com:Indoor_Non-CFL_Ltg | Annual | 0
SDG | WPSDGENRLG0083-Rev01-Msr002 | MLI | Ex | CZ06 | Any | WPSDGENRLG0083-1 | ExAnte2018 | IOU workpaper |  | KiloLumen |  |  | None | 21.4445 | 0.0048 | -0.1217 | 21.371 | 0.0048 | -0.1213 | 0 | 0 | 0 | 0 | 0 | 0 | SDGE:DEER:Com:Indoor_Non-CFL_Ltg | Annual | 0
SDG | WPSDGENRLG0083-Rev01-Msr002 | MLI | Ex | CZ07 | Any | WPSDGENRLG0083-1 | ExAnte2018 | IOU workpaper |  | KiloLumen |  |  | None | 21.4445 | 0.0048 | -0.061 | 21.371 | 0.0047 | -0.0607 | 0 | 0 | 0 | 0 | 0 | 0 | SDGE:DEER:Com:Indoor_Non-CFL_Ltg | Annual | 0
SDG | WPSDGENRLG0083-Rev01-Msr002 | MLI | Ex | CZ08 | Any | WPSDGENRLG0083-1 | ExAnte2018 | IOU workpaper |  | KiloLumen |  |  | None | 21.643 | 0.0048 | -0.0997 | 21.5689 | 0.0048 | -0.0993 | 0 | 0 | 0 | 0 | 0 | 0 | SDGE:DEER:Com:Indoor_Non-CFL_Ltg | Annual | 0
SDG | WPSDGENRLG0083-Rev01-Msr002 | MLI | Ex | CZ10 | Any | WPSDGENRLG0083-1 | ExAnte2018 | IOU workpaper |  | KiloLumen |  |  | None | 21.643 | 0.0049 | -0.1374 | 21.5689 | 0.0049 | -0.1369 | 0 | 0 | 0 | 0 | 0 | 0 | SDGE:DEER:Com:Indoor_Non-CFL_Ltg | Annual | 0
SDG | WPSDGENRLG0083-Rev01-Msr002 | MLI | Ex | CZ14 | Any | WPSDGENRLG0083-1 | ExAnte2018 | IOU workpaper |  | KiloLumen |  |  | None | 21.0474 | 0.0049 | -0.3892 | 20.9753 | 0.0049 | -0.3878 | 0 | 0 | 0 | 0 | 0 | 0 | SDGE:DEER:Com:Indoor_Non-CFL_Ltg | Annual | 0
SDG | WPSDGENRLG0083-Rev01-Msr002 | MLI | Ex | CZ15 | Any | WPSDGENRLG0083-1 | ExAnte2018 | IOU workpaper |  | KiloLumen |  |  | None | 23.2315 | 0.0048 | -0.0373 | 23.152 | 0.0048 | -0.0372 | 0 | 0 | 0 | 0 | 0 | 0 | SDGE:DEER:Com:Indoor_Non-CFL_Ltg | Annual | 0
SDG | WPSDGENRLG0083-Rev01-Msr002 | MLI | Ex | IOU | Any | WPSDGENRLG0083-1 | ExAnte2018 | IOU workpaper |  | KiloLumen |  |  | None | 21.4445 | 0.0048 | -0.0899 | 21.371 | 0.0048 | -0.0896 | 0 | 0 | 0 | 0 | 0 | 0 | SDGE:DEER:Com:Indoor_Non-CFL_Ltg | Annual | 0
SDG | WPSDGENRLG0083-Rev01-Msr002 | Mtl | Ex | CZ06 | Any | WPSDGENRLG0083-1 | ExAnte2018 | IOU workpaper |  | KiloLumen |  |  | None | 32.7488 | 0.0033 | -0.3947 | 30.921 | 0.0031 | -0.3727 | 0 | 0 | 0 | 0 | 0 | 0 | SDGE:DEER:Com:Indoor_Non-CFL_Ltg | Annual | 0
SDG | WPSDGENRLG0083-Rev01-Msr002 | Mtl | Ex | CZ07 | Any | WPSDGENRLG0083-1 | ExAnte2018 | IOU workpaper |  | KiloLumen |  |  | None | 33.626 | 0.0032 | -0.2898 | 31.7492 | 0.003 | -0.2736 | 0 | 0 | 0 | 0 | 0 | 0 | SDGE:DEER:Com:Indoor_Non-CFL_Ltg | Annual | 0
SDG | WPSDGENRLG0083-Rev01-Msr002 | Mtl | Ex | CZ08 | Any | WPSDGENRLG0083-1 | ExAnte2018 | IOU workpaper |  | KiloLumen |  |  | None | 33.0412 | 0.0033 | -0.3333 | 31.197 | 0.0031 | -0.3147 | 0 | 0 | 0 | 0 | 0 | 0 | SDGE:DEER:Com:Indoor_Non-CFL_Ltg | Annual | 0
SDG | WPSDGENRLG0083-Rev01-Msr002 | Mtl | Ex | CZ10 | Any | WPSDGENRLG0083-1 | ExAnte2018 | IOU workpaper |  | KiloLumen |  |  | None | 32.7488 | 0.0034 | -0.3918 | 30.921 | 0.0032 | -0.3699 | 0 | 0 | 0 | 0 | 0 | 0 | SDGE:DEER:Com:Indoor_Non-CFL_Ltg | Annual | 0
SDG | WPSDGENRLG0083-Rev01-Msr002 | Mtl | Ex | CZ14 | Any | WPSDGENRLG0083-1 | ExAnte2018 | IOU workpaper |  | KiloLumen |  |  | None | 31.5792 | 0.0034 | -0.538 | 29.8166 | 0.0032 | -0.508 | 0 | 0 | 0 | 0 | 0 | 0 | SDGE:DEER:Com:Indoor_Non-CFL_Ltg | Annual | 0
SDG | WPSDGENRLG0083-Rev01-Msr002 | Mtl | Ex | CZ15 | Any | WPSDGENRLG0083-1 | ExAnte2018 | IOU workpaper |  | KiloLumen |  |  | None | 35.088 | 0.0034 | -0.1646 | 33.1296 | 0.0032 | -0.1554 | 0 | 0 | 0 | 0 | 0 | 0 | SDGE:DEER:Com:Indoor_Non-CFL_Ltg | Annual | 0
SDG | WPSDGENRLG0083-Rev01-Msr002 | Mtl | Ex | IOU | Any | WPSDGENRLG0083-1 | ExAnte2018 | IOU workpaper |  | KiloLumen |  |  | None | 33.3336 | 0.0033 | -0.3041 | 31.4731 | 0.0031 | -0.2871 | 0 | 0 | 0 | 0 | 0 | 0 | SDGE:DEER:Com:Indoor_Non-CFL_Ltg | Annual | 0
SDG | WPSDGENRLG0083-Rev01-Msr002 | Nrs | Ex | CZ06 | Any | WPSDGENRLG0083-1 | ExAnte2018 | IOU workpaper |  | KiloLumen |  |  | None | 28.4213 | 0.0061 | -1.0316 | 27.4666 | 0.0059 | -0.9969 | 0 | 0 | 0 | 0 | 0 | 0 | SDGE:DEER:Com:Indoor_Non-CFL_Ltg | Annual | 0
SDG | WPSDGENRLG0083-Rev01-Msr002 | Nrs | Ex | CZ07 | Any | WPSDGENRLG0083-1 | ExAnte2018 | IOU workpaper |  | KiloLumen |  |  | None | 28.1581 | 0.006 | -0.9421 | 27.2122 | 0.0058 | -0.9105 | 0 | 0 | 0 | 0 | 0 | 0 | SDGE:DEER:Com:Indoor_Non-CFL_Ltg | Annual | 0
SDG | WPSDGENRLG0083-Rev01-Msr002 | Nrs | Ex | CZ08 | Any | WPSDGENRLG0083-1 | ExAnte2018 | IOU workpaper |  | KiloLumen |  |  | None | 28.6844 | 0.0061 | -1.0026 | 27.7209 | 0.0059 | -0.969 | 0 | 0 | 0 | 0 | 0 | 0 | SDGE:DEER:Com:Indoor_Non-CFL_Ltg | Annual | 0
SDG | WPSDGENRLG0083-Rev01-Msr002 | Nrs | Ex | CZ10 | Any | WPSDGENRLG0083-1 | ExAnte2018 | IOU workpaper |  | KiloLumen |  |  | None | 28.6844 | 0.0063 | -1.0632 | 27.7209 | 0.0061 | -1.0275 | 0 | 0 | 0 | 0 | 0 | 0 | SDGE:DEER:Com:Indoor_Non-CFL_Ltg | Annual | 0
SDG | WPSDGENRLG0083-Rev01-Msr002 | Nrs | Ex | CZ14 | Any | WPSDGENRLG0083-1 | ExAnte2018 | IOU workpaper |  | KiloLumen |  |  | None | 28.4213 | 0.0062 | -1.2421 | 27.4666 | 0.006 | -1.2004 | 0 | 0 | 0 | 0 | 0 | 0 | SDGE:DEER:Com:Indoor_Non-CFL_Ltg | Annual | 0
SDG | WPSDGENRLG0083-Rev01-Msr002 | Nrs | Ex | CZ15 | Any | WPSDGENRLG0083-1 | ExAnte2018 | IOU workpaper |  | KiloLumen |  |  | None | 28.4213 | 0.0062 | -1.2421 | 27.4666 | 0.006 | -1.2004 | 0 | 0 | 0 | 0 | 0 | 0 | SDGE:DEER:Com:Indoor_Non-CFL_Ltg | Annual | 0
SDG | WPSDGENRLG0083-Rev01-Msr002 | Nrs | Ex | IOU | Any | WPSDGENRLG0083-1 | ExAnte2018 | IOU workpaper |  | KiloLumen |  |  | None | 28.1581 | 0.006 | -0.9632 | 27.2122 | 0.0058 | -0.9308 | 0 | 0 | 0 | 0 | 0 | 0 | SDGE:DEER:Com:Indoor_Non-CFL_Ltg | Annual | 0
SDG | WPSDGENRLG0083-Rev01-Msr002 | OfL | Ex | CZ06 | Any | WPSDGENRLG0083-1 | ExAnte2018 | IOU workpaper |  | KiloLumen |  |  | None | 23.7429 | 0.0065 | -0.1335 | 21.2976 | 0.0059 | -0.1197 | 0 | 0 | 0 | 0 | 0 | 0 | SDGE:DEER:Com:Indoor_Non-CFL_Ltg | Annual | 0
SDG | WPSDGENRLG0083-Rev01-Msr002 | OfL | Ex | CZ07 | Any | WPSDGENRLG0083-1 | ExAnte2018 | IOU workpaper |  | KiloLumen |  |  | None | 23.7429 | 0.0064 | -0.1183 | 21.2976 | 0.0058 | -0.1061 | 0 | 0 | 0 | 0 | 0 | 0 | SDGE:DEER:Com:Indoor_Non-CFL_Ltg | Annual | 0
SDG | WPSDGENRLG0083-Rev01-Msr002 | OfL | Ex | CZ08 | Any | WPSDGENRLG0083-1 | ExAnte2018 | IOU workpaper |  | KiloLumen |  |  | None | 23.7429 | 0.0065 | -0.1328 | 21.2976 | 0.0059 | -0.1192 | 0 | 0 | 0 | 0 | 0 | 0 | SDGE:DEER:Com:Indoor_Non-CFL_Ltg | Annual | 0
SDG | WPSDGENRLG0083-Rev01-Msr002 | OfL | Ex | CZ10 | Any | WPSDGENRLG0083-1 | ExAnte2018 | IOU workpaper |  | KiloLumen |  |  | None | 23.7429 | 0.0066 | -0.1564 | 21.2976 | 0.006 | -0.1403 | 0 | 0 | 0 | 0 | 0 | 0 | SDGE:DEER:Com:Indoor_Non-CFL_Ltg | Annual | 0
SDG | WPSDGENRLG0083-Rev01-Msr002 | OfL | Ex | CZ14 | Any | WPSDGENRLG0083-1 | ExAnte2018 | IOU workpaper |  | KiloLumen |  |  | None | 23.5382 | 0.0066 | -0.1955 | 21.114 | 0.006 | -0.1753 | 0 | 0 | 0 | 0 | 0 | 0 | SDGE:DEER:Com:Indoor_Non-CFL_Ltg | Annual | 0
SDG | WPSDGENRLG0083-Rev01-Msr002 | OfL | Ex | CZ15 | Any | WPSDGENRLG0083-1 | ExAnte2018 | IOU workpaper |  | KiloLumen |  |  | None | 24.971 | 0.0067 | -0.0907 | 22.3992 | 0.0061 | -0.0813 | 0 | 0 | 0 | 0 | 0 | 0 | SDGE:DEER:Com:Indoor_Non-CFL_Ltg | Annual | 0
SDG | WPSDGENRLG0083-Rev01-Msr002 | OfL | Ex | IOU | Any | WPSDGENRLG0083-1 | ExAnte2018 | IOU workpaper |  | KiloLumen |  |  | None | 23.7429 | 0.0065 | -0.1259 | 21.2976 | 0.0059 | -0.1129 | 0 | 0 | 0 | 0 | 0 | 0 | SDGE:DEER:Com:Indoor_Non-CFL_Ltg | Annual | 0
SDG | WPSDGENRLG0083-Rev01-Msr002 | OfS | Ex | CZ06 | Any | WPSDGENRLG0083-1 | ExAnte2018 | IOU workpaper |  | KiloLumen |  |  | None | 18.4552 | 0.0066 | -0.0262 | 14.3106 | 0.0052 | -0.0203 | 0 | 0 | 0 | 0 | 0 | 0 | SDGE:DEER:Com:Indoor_Non-CFL_Ltg | Annual | 0
SDG | WPSDGENRLG0083-Rev01-Msr002 | OfS | Ex | CZ07 | Any | WPSDGENRLG0083-1 | ExAnte2018 | IOU workpaper |  | KiloLumen |  |  | None | 18.6157 | 0.0066 | -0.0074 | 14.435 | 0.0052 | -0.0058 | 0 | 0 | 0 | 0 | 0 | 0 | SDGE:DEER:Com:Indoor_Non-CFL_Ltg | Annual | 0
SDG | WPSDGENRLG0083-Rev01-Msr002 | OfS | Ex | CZ08 | Any | WPSDGENRLG0083-1 | ExAnte2018 | IOU workpaper |  | KiloLumen |  |  | None | 18.6157 | 0.0067 | -0.0225 | 14.435 | 0.0053 | -0.0174 | 0 | 0 | 0 | 0 | 0 | 0 | SDGE:DEER:Com:Indoor_Non-CFL_Ltg | Annual | 0
SDG | WPSDGENRLG0083-Rev01-Msr002 | OfS | Ex | CZ10 | Any | WPSDGENRLG0083-1 | ExAnte2018 | IOU workpaper |  | KiloLumen |  |  | None | 18.6157 | 0.0067 | -0.034 | 14.435 | 0.0053 | -0.0264 | 0 | 0 | 0 | 0 | 0 | 0 | SDGE:DEER:Com:Indoor_Non-CFL_Ltg | Annual | 0
SDG | WPSDGENRLG0083-Rev01-Msr002 | OfS | Ex | CZ14 | Any | WPSDGENRLG0083-1 | ExAnte2018 | IOU workpaper |  | KiloLumen |  |  | None | 18.1342 | 0.0068 | -0.0843 | 14.0617 | 0.0054 | -0.0653 | 0 | 0 | 0 | 0 | 0 | 0 | SDGE:DEER:Com:Indoor_Non-CFL_Ltg | Annual | 0
SDG | WPSDGENRLG0083-Rev01-Msr002 | OfS | Ex | CZ15 | Any | WPSDGENRLG0083-1 | ExAnte2018 | IOU workpaper |  | KiloLumen |  |  | None | 19.5786 | 0.0067 | -0.007 | 15.1817 | 0.0053 | -0.0054 | 0 | 0 | 0 | 0 | 0 | 0 | SDGE:DEER:Com:Indoor_Non-CFL_Ltg | Annual | 0
SDG | WPSDGENRLG0083-Rev01-Msr002 | OfS | Ex | IOU | Any | WPSDGENRLG0083-1 | ExAnte2018 | IOU workpaper |  | KiloLumen |  |  | None | 18.6157 | 0.0066 | -0.0131 | 14.435 | 0.0052 | -0.0102 | 0 | 0 | 0 | 0 | 0 | 0 | SDGE:DEER:Com:Indoor_Non-CFL_Ltg | Annual | 0
SDG | WPSDGENRLG0083-Rev01-Msr002 | RFF | Ex | CZ06 | Any | WPSDGENRLG0083-1 | ExAnte2018 | IOU workpaper |  | KiloLumen |  |  | None | 25.6632 | 0.0052 | -0.4532 | 25.6632 | 0.0052 | -0.4532 | 0 | 0 | 0 | 0 | 0 | 0 | SDGE:DEER:Com:Indoor_Non-CFL_Ltg | Annual | 0
SDG | WPSDGENRLG0083-Rev01-Msr002 | RFF | Ex | CZ07 | Any | WPSDGENRLG0083-1 | ExAnte2018 | IOU workpaper |  | KiloLumen |  |  | None | 25.8944 | 0.0052 | -0.4115 | 25.8944 | 0.0052 | -0.4115 | 0 | 0 | 0 | 0 | 0 | 0 | SDGE:DEER:Com:Indoor_Non-CFL_Ltg | Annual | 0
SDG | WPSDGENRLG0083-Rev01-Msr002 | RFF | Ex | CZ08 | Any | WPSDGENRLG0083-1 | ExAnte2018 | IOU workpaper |  | KiloLumen |  |  | None | 25.8944 | 0.0052 | -0.4 | 25.8944 | 0.0052 | -0.4 | 0 | 0 | 0 | 0 | 0 | 0 | SDGE:DEER:Com:Indoor_Non-CFL_Ltg | Annual | 0
SDG | WPSDGENRLG0083-Rev01-Msr002 | RFF | Ex | CZ10 | Any | WPSDGENRLG0083-1 | ExAnte2018 | IOU workpaper |  | KiloLumen |  |  | None | 25.8944 | 0.0053 | -0.4439 | 25.8944 | 0.0053 | -0.4439 | 0 | 0 | 0 | 0 | 0 | 0 | SDGE:DEER:Com:Indoor_Non-CFL_Ltg | Annual | 0
SDG | WPSDGENRLG0083-Rev01-Msr002 | RFF | Ex | CZ14 | Any | WPSDGENRLG0083-1 | ExAnte2018 | IOU workpaper |  | KiloLumen |  |  | None | 25.432 | 0.0054 | -0.6312 | 25.432 | 0.0054 | -0.6312 | 0 | 0 | 0 | 0 | 0 | 0 | SDGE:DEER:Com:Indoor_Non-CFL_Ltg | Annual | 0
SDG | WPSDGENRLG0083-Rev01-Msr002 | RFF | Ex | CZ15 | Any | WPSDGENRLG0083-1 | ExAnte2018 | IOU workpaper |  | KiloLumen |  |  | None | 27.5128 | 0.0054 | -0.2028 | 27.5128 | 0.0054 | -0.2028 | 0 | 0 | 0 | 0 | 0 | 0 | SDGE:DEER:Com:Indoor_Non-CFL_Ltg | Annual | 0
SDG | WPSDGENRLG0083-Rev01-Msr002 | RFF | Ex | IOU | Any | WPSDGENRLG0083-1 | ExAnte2018 | IOU workpaper |  | KiloLumen |  |  | None | 25.8944 | 0.0052 | -0.4208 | 25.8944 | 0.0052 | -0.4208 | 0 | 0 | 0 | 0 | 0 | 0 | SDGE:DEER:Com:Indoor_Non-CFL_Ltg | Annual | 0
SDG | WPSDGENRLG0083-Rev01-Msr002 | RSD | Ex | CZ06 | Any | WPSDGENRLG0083-1 | ExAnte2018 | IOU workpaper |  | KiloLumen |  |  | None | 29.0931 | 0.0053 | -0.626 | 29.0931 | 0.0053 | -0.626 | 0 | 0 | 0 | 0 | 0 | 0 | SDGE:DEER:Com:Indoor_Non-CFL_Ltg | Annual | 0
SDG | WPSDGENRLG0083-Rev01-Msr002 | RSD | Ex | CZ07 | Any | WPSDGENRLG0083-1 | ExAnte2018 | IOU workpaper |  | KiloLumen |  |  | None | 29.0931 | 0.0054 | -0.5767 | 29.0931 | 0.0054 | -0.5767 | 0 | 0 | 0 | 0 | 0 | 0 | SDGE:DEER:Com:Indoor_Non-CFL_Ltg | Annual | 0
SDG | WPSDGENRLG0083-Rev01-Msr002 | RSD | Ex | CZ08 | Any | WPSDGENRLG0083-1 | ExAnte2018 | IOU workpaper |  | KiloLumen |  |  | None | 29.3529 | 0.0052 | -0.5195 | 29.3529 | 0.0052 | -0.5195 | 0 | 0 | 0 | 0 | 0 | 0 | SDGE:DEER:Com:Indoor_Non-CFL_Ltg | Annual | 0
SDG | WPSDGENRLG0083-Rev01-Msr002 | RSD | Ex | CZ10 | Any | WPSDGENRLG0083-1 | ExAnte2018 | IOU workpaper |  | KiloLumen |  |  | None | 29.0931 | 0.0049 | -0.6104 | 29.0931 | 0.0049 | -0.6104 | 0 | 0 | 0 | 0 | 0 | 0 | SDGE:DEER:Com:Indoor_Non-CFL_Ltg | Annual | 0
SDG | WPSDGENRLG0083-Rev01-Msr002 | RSD | Ex | CZ14 | Any | WPSDGENRLG0083-1 | ExAnte2018 | IOU workpaper |  | KiloLumen |  |  | None | 28.0541 | 0.0049 | -1.0027 | 28.0541 | 0.0049 | -1.0027 | 0 | 0 | 0 | 0 | 0 | 0 | SDGE:DEER:Com:Indoor_Non-CFL_Ltg | Annual | 0
SDG | WPSDGENRLG0083-Rev01-Msr002 | RSD | Ex | CZ15 | Any | WPSDGENRLG0083-1 | ExAnte2018 | IOU workpaper |  | KiloLumen |  |  | None | 31.431 | 0.0055 | -0.2333 | 31.431 | 0.0055 | -0.2333 | 0 | 0 | 0 | 0 | 0 | 0 | SDGE:DEER:Com:Indoor_Non-CFL_Ltg | Annual | 0
SDG | WPSDGENRLG0083-Rev01-Msr002 | RSD | Ex | IOU | Any | WPSDGENRLG0083-1 | ExAnte2018 | IOU workpaper |  | KiloLumen |  |  | None | 29.0931 | 0.0053 | -0.5845 | 29.0931 | 0.0053 | -0.5845 | 0 | 0 | 0 | 0 | 0 | 0 | SDGE:DEER:Com:Indoor_Non-CFL_Ltg | Annual | 0
SDG | WPSDGENRLG0083-Rev01-Msr002 | Rt3 | Ex | CZ06 | Any | WPSDGENRLG0083-1 | ExAnte2018 | IOU workpaper |  | KiloLumen |  |  | None | 43.792 | 0.0081 | -0.2033 | 43.6356 | 0.008 | -0.2026 | 0 | 0 | 0 | 0 | 0 | 0 | SDGE:DEER:Com:Indoor_Non-CFL_Ltg | Annual | 0
SDG | WPSDGENRLG0083-Rev01-Msr002 | Rt3 | Ex | CZ07 | Any | WPSDGENRLG0083-1 | ExAnte2018 | IOU workpaper |  | KiloLumen |  |  | None | 43.792 | 0.008 | -0.088 | 43.6356 | 0.0079 | -0.0877 | 0 | 0 | 0 | 0 | 0 | 0 | SDGE:DEER:Com:Indoor_Non-CFL_Ltg | Annual | 0
SDG | WPSDGENRLG0083-Rev01-Msr002 | Rt3 | Ex | CZ08 | Any | WPSDGENRLG0083-1 | ExAnte2018 | IOU workpaper |  | KiloLumen |  |  | None | 43.792 | 0.008 | -0.182 | 43.6356 | 0.0079 | -0.1814 | 0 | 0 | 0 | 0 | 0 | 0 | SDGE:DEER:Com:Indoor_Non-CFL_Ltg | Annual | 0
SDG | WPSDGENRLG0083-Rev01-Msr002 | Rt3 | Ex | CZ10 | Any | WPSDGENRLG0083-1 | ExAnte2018 | IOU workpaper |  | KiloLumen |  |  | None | 43.4112 | 0.0081 | -0.3328 | 43.2562 | 0.0081 | -0.3316 | 0 | 0 | 0 | 0 | 0 | 0 | SDGE:DEER:Com:Indoor_Non-CFL_Ltg | Annual | 0
SDG | WPSDGENRLG0083-Rev01-Msr002 | Rt3 | Ex | CZ14 | Any | WPSDGENRLG0083-1 | ExAnte2018 | IOU workpaper |  | KiloLumen |  |  | None | 41.5072 | 0.0082 | -1.2148 | 41.359 | 0.0081 | -1.2104 | 0 | 0 | 0 | 0 | 0 | 0 | SDGE:DEER:Com:Indoor_Non-CFL_Ltg | Annual | 0
SDG | WPSDGENRLG0083-Rev01-Msr002 | Rt3 | Ex | CZ15 | Any | WPSDGENRLG0083-1 | ExAnte2018 | IOU workpaper |  | KiloLumen |  |  | None | 44.9344 | 0.0083 | -0.0784 | 44.7739 | 0.0082 | -0.0782 | 0 | 0 | 0 | 0 | 0 | 0 | SDGE:DEER:Com:Indoor_Non-CFL_Ltg | Annual | 0
SDG | WPSDGENRLG0083-Rev01-Msr002 | Rt3 | Ex | IOU | Any | WPSDGENRLG0083-1 | ExAnte2018 | IOU workpaper |  | KiloLumen |  |  | None | 43.792 | 0.0081 | -0.1588 | 43.6356 | 0.008 | -0.1582 | 0 | 0 | 0 | 0 | 0 | 0 | SDGE:DEER:Com:Indoor_Non-CFL_Ltg | Annual | 0
SDG | WPSDGENRLG0083-Rev01-Msr002 | RtL | Ex | CZ06 | Any | WPSDGENRLG0083-1 | ExAnte2018 | IOU workpaper |  | KiloLumen |  |  | None | 31.197 | 0.0078 | -0.2667 | 31.1202 | 0.0077 | -0.266 | 0 | 0 | 0 | 0 | 0 | 0 | SDGE:DEER:Com:Indoor_Non-CFL_Ltg | Annual | 0
SDG | WPSDGENRLG0083-Rev01-Msr002 | RtL | Ex | CZ07 | Any | WPSDGENRLG0083-1 | ExAnte2018 | IOU workpaper |  | KiloLumen |  |  | None | 31.4731 | 0.0078 | -0.1949 | 31.3956 | 0.0077 | -0.1944 | 0 | 0 | 0 | 0 | 0 | 0 | SDGE:DEER:Com:Indoor_Non-CFL_Ltg | Annual | 0
SDG | WPSDGENRLG0083-Rev01-Msr002 | RtL | Ex | CZ08 | Any | WPSDGENRLG0083-1 | ExAnte2018 | IOU workpaper |  | KiloLumen |  |  | None | 31.4731 | 0.0078 | -0.2308 | 31.3956 | 0.0077 | -0.2302 | 0 | 0 | 0 | 0 | 0 | 0 | SDGE:DEER:Com:Indoor_Non-CFL_Ltg | Annual | 0
SDG | WPSDGENRLG0083-Rev01-Msr002 | RtL | Ex | CZ10 | Any | WPSDGENRLG0083-1 | ExAnte2018 | IOU workpaper |  | KiloLumen |  |  | None | 31.197 | 0.0079 | -0.3092 | 31.1202 | 0.0079 | -0.3084 | 0 | 0 | 0 | 0 | 0 | 0 | SDGE:DEER:Com:Indoor_Non-CFL_Ltg | Annual | 0
SDG | WPSDGENRLG0083-Rev01-Msr002 | RtL | Ex | CZ14 | Any | WPSDGENRLG0083-1 | ExAnte2018 | IOU workpaper |  | KiloLumen |  |  | None | 30.0927 | 0.008 | -0.6488 | 30.0186 | 0.0079 | -0.6472 | 0 | 0 | 0 | 0 | 0 | 0 | SDGE:DEER:Com:Indoor_Non-CFL_Ltg | Annual | 0
SDG | WPSDGENRLG0083-Rev01-Msr002 | RtL | Ex | CZ15 | Any | WPSDGENRLG0083-1 | ExAnte2018 | IOU workpaper |  | KiloLumen |  |  | None | 32.5774 | 0.008 | -0.1091 | 32.4972 | 0.008 | -0.1088 | 0 | 0 | 0 | 0 | 0 | 0 | SDGE:DEER:Com:Indoor_Non-CFL_Ltg | Annual | 0
SDG | WPSDGENRLG0083-Rev01-Msr002 | RtL | Ex | IOU | Any | WPSDGENRLG0083-1 | ExAnte2018 | IOU workpaper |  | KiloLumen |  |  | None | 31.4731 | 0.0078 | -0.228 | 31.3956 | 0.0077 | -0.2275 | 0 | 0 | 0 | 0 | 0 | 0 | SDGE:DEER:Com:Indoor_Non-CFL_Ltg | Annual | 0
SDG | WPSDGENRLG0083-Rev01-Msr002 | RtS | Ex | CZ06 | Any | WPSDGENRLG0083-1 | ExAnte2018 | IOU workpaper |  | KiloLumen |  |  | None | 17.5964 | 0.0053 | -0.0561 | 17.5964 | 0.0053 | -0.0561 | 0 | 0 | 0 | 0 | 0 | 0 | SDGE:DEER:Com:Indoor_Non-CFL_Ltg | Annual | 0
SDG | WPSDGENRLG0083-Rev01-Msr002 | RtS | Ex | CZ07 | Any | WPSDGENRLG0083-1 | ExAnte2018 | IOU workpaper |  | KiloLumen |  |  | None | 17.5964 | 0.0053 | -0.0333 | 17.5964 | 0.0053 | -0.0333 | 0 | 0 | 0 | 0 | 0 | 0 | SDGE:DEER:Com:Indoor_Non-CFL_Ltg | Annual | 0
SDG | WPSDGENRLG0083-Rev01-Msr002 | RtS | Ex | CZ08 | Any | WPSDGENRLG0083-1 | ExAnte2018 | IOU workpaper |  | KiloLumen |  |  | None | 17.7521 | 0.0053 | -0.0475 | 17.7521 | 0.0053 | -0.0475 | 0 | 0 | 0 | 0 | 0 | 0 | SDGE:DEER:Com:Indoor_Non-CFL_Ltg | Annual | 0
SDG | WPSDGENRLG0083-Rev01-Msr002 | RtS | Ex | CZ10 | Any | WPSDGENRLG0083-1 | ExAnte2018 | IOU workpaper |  | KiloLumen |  |  | None | 17.5964 | 0.0054 | -0.0699 | 17.5964 | 0.0054 | -0.0699 | 0 | 0 | 0 | 0 | 0 | 0 | SDGE:DEER:Com:Indoor_Non-CFL_Ltg | Annual | 0
SDG | WPSDGENRLG0083-Rev01-Msr002 | RtS | Ex | CZ14 | Any | WPSDGENRLG0083-1 | ExAnte2018 | IOU workpaper |  | KiloLumen |  |  | None | 17.1292 | 0.0054 | -0.1744 | 17.1292 | 0.0054 | -0.1744 | 0 | 0 | 0 | 0 | 0 | 0 | SDGE:DEER:Com:Indoor_Non-CFL_Ltg | Annual | 0
SDG | WPSDGENRLG0083-Rev01-Msr002 | RtS | Ex | CZ15 | Any | WPSDGENRLG0083-1 | ExAnte2018 | IOU workpaper |  | KiloLumen |  |  | None | 18.5307 | 0.0054 | -0.015 | 18.5307 | 0.0054 | -0.015 | 0 | 0 | 0 | 0 | 0 | 0 | SDGE:DEER:Com:Indoor_Non-CFL_Ltg | Annual | 0
SDG | WPSDGENRLG0083-Rev01-Msr002 | RtS | Ex | IOU | Any | WPSDGENRLG0083-1 | ExAnte2018 | IOU workpaper |  | KiloLumen |  |  | None | 17.5964 | 0.0053 | -0.0441 | 17.5964 | 0.0053 | -0.0441 | 0 | 0 | 0 | 0 | 0 | 0 | SDGE:DEER:Com:Indoor_Non-CFL_Ltg | Annual | 0
SDG | WPSDGENRLG0083-Rev01-Msr002 | SCn | Ex | CZ06 | Any | WPSDGENRLG0083-1 | ExAnte2018 | IOU workpaper |  | KiloLumen |  |  | None | 16.3193 | 0.0046 | -0.2028 | 16.0392 | 0.0045 | -0.1993 | 0 | 0 | 0 | 0 | 0 | 0 | SDGE:DEER:Com:Indoor_Non-CFL_Ltg | Annual | 0
SDG | WPSDGENRLG0083-Rev01-Msr002 | SCn | Ex | CZ07 | Any | WPSDGENRLG0083-1 | ExAnte2018 | IOU workpaper |  | KiloLumen |  |  | None | 16.0024 | 0.0046 | -0.1664 | 15.7277 | 0.0045 | -0.1635 | 0 | 0 | 0 | 0 | 0 | 0 | SDGE:DEER:Com:Indoor_Non-CFL_Ltg | Annual | 0
SDG | WPSDGENRLG0083-Rev01-Msr002 | SCn | Ex | CZ08 | Any | WPSDGENRLG0083-1 | ExAnte2018 | IOU workpaper |  | KiloLumen |  |  | None | 16.4778 | 0.0046 | -0.1727 | 16.1949 | 0.0045 | -0.1697 | 0 | 0 | 0 | 0 | 0 | 0 | SDGE:DEER:Com:Indoor_Non-CFL_Ltg | Annual | 0
SDG | WPSDGENRLG0083-Rev01-Msr002 | SCn | Ex | CZ10 | Any | WPSDGENRLG0083-1 | ExAnte2018 | IOU workpaper |  | KiloLumen |  |  | None | 16.4778 | 0.0046 | -0.2139 | 16.1949 | 0.0045 | -0.2102 | 0 | 0 | 0 | 0 | 0 | 0 | SDGE:DEER:Com:Indoor_Non-CFL_Ltg | Annual | 0
SDG | WPSDGENRLG0083-Rev01-Msr002 | SCn | Ex | CZ14 | Any | WPSDGENRLG0083-1 | ExAnte2018 | IOU workpaper |  | KiloLumen |  |  | None | 16.0024 | 0.0046 | -0.3137 | 15.7277 | 0.0044 | -0.3083 | 0 | 0 | 0 | 0 | 0 | 0 | SDGE:DEER:Com:Indoor_Non-CFL_Ltg | Annual | 0
SDG | WPSDGENRLG0083-Rev01-Msr002 | SCn | Ex | CZ15 | Any | WPSDGENRLG0083-1 | ExAnte2018 | IOU workpaper |  | KiloLumen |  |  | None | 17.7453 | 0.0046 | -0.0914 | 17.4406 | 0.0044 | -0.0899 | 0 | 0 | 0 | 0 | 0 | 0 | SDGE:DEER:Com:Indoor_Non-CFL_Ltg | Annual | 0
SDG | WPSDGENRLG0083-Rev01-Msr002 | SCn | Ex | IOU | Any | WPSDGENRLG0083-1 | ExAnte2018 | IOU workpaper |  | KiloLumen |  |  | None | 16.1609 | 0.0046 | -0.1822 | 15.8834 | 0.0045 | -0.1791 | 0 | 0 | 0 | 0 | 0 | 0 | SDGE:DEER:Com:Indoor_Non-CFL_Ltg | Annual | 0
SDG | WPSDGENRLG0083-Rev01-Msr002 | SUn | Ex | CZ06 | Any | WPSDGENRLG0083-1 | ExAnte2018 | IOU workpaper |  | KiloLumen |  |  | None | 14.96 | 0.0031 | 0 | 14.688 | 0.003 | 0 | 0 | 0 | 0 | 0 | 0 | 0 | SDGE:DEER:Com:Indoor_Non-CFL_Ltg | Annual | 0
SDG | WPSDGENRLG0083-Rev01-Msr002 | SUn | Ex | CZ07 | Any | WPSDGENRLG0083-1 | ExAnte2018 | IOU workpaper |  | KiloLumen |  |  | None | 14.96 | 0.0031 | 0 | 14.688 | 0.003 | 0 | 0 | 0 | 0 | 0 | 0 | 0 | SDGE:DEER:Com:Indoor_Non-CFL_Ltg | Annual | 0
SDG | WPSDGENRLG0083-Rev01-Msr002 | SUn | Ex | CZ08 | Any | WPSDGENRLG0083-1 | ExAnte2018 | IOU workpaper |  | KiloLumen |  |  | None | 14.96 | 0.0031 | 0 | 14.688 | 0.003 | 0 | 0 | 0 | 0 | 0 | 0 | 0 | SDGE:DEER:Com:Indoor_Non-CFL_Ltg | Annual | 0
SDG | WPSDGENRLG0083-Rev01-Msr002 | SUn | Ex | CZ10 | Any | WPSDGENRLG0083-1 | ExAnte2018 | IOU workpaper |  | KiloLumen |  |  | None | 14.96 | 0.0031 | 0 | 14.688 | 0.003 | 0 | 0 | 0 | 0 | 0 | 0 | 0 | SDGE:DEER:Com:Indoor_Non-CFL_Ltg | Annual | 0
SDG | WPSDGENRLG0083-Rev01-Msr002 | SUn | Ex | CZ14 | Any | WPSDGENRLG0083-1 | ExAnte2018 | IOU workpaper |  | KiloLumen |  |  | None | 14.96 | 0.0031 | 0 | 14.688 | 0.003 | 0 | 0 | 0 | 0 | 0 | 0 | 0 | SDGE:DEER:Com:Indoor_Non-CFL_Ltg | Annual | 0
SDG | WPSDGENRLG0083-Rev01-Msr002 | SUn | Ex | CZ15 | Any | WPSDGENRLG0083-1 | ExAnte2018 | IOU workpaper |  | KiloLumen |  |  | None | 14.96 | 0.0031 | 0 | 14.688 | 0.003 | 0 | 0 | 0 | 0 | 0 | 0 | 0 | SDGE:DEER:Com:Indoor_Non-CFL_Ltg | Annual | 0
SDG | WPSDGENRLG0083-Rev01-Msr002 | SUn | Ex | IOU | Any | WPSDGENRLG0083-1 | ExAnte2018 | IOU workpaper |  | KiloLumen |  |  | None | 14.96 | 0.0031 | 0 | 14.688 | 0.003 | 0 | 0 | 0 | 0 | 0 | 0 | 0 | SDGE:DEER:Com:Indoor_Non-CFL_Ltg | Annual | 0
SDG | WPSDGENRLG0083-Rev01-Msr002 | WRf | Ex | CZ06 | Any | WPSDGENRLG0083-1 | ExAnte2018 | IOU workpaper |  | KiloLumen |  |  | None | 54.74 | 0.0048 | 0 | 50.2513 | 0.0046 | 0 | 0 | 0 | 0 | 0 | 0 | 0 | SDGE:DEER:Com:Indoor_Non-CFL_Ltg | Annual | 0
SDG | WPSDGENRLG0083-Rev01-Msr002 | WRf | Ex | CZ07 | Any | WPSDGENRLG0083-1 | ExAnte2018 | IOU workpaper |  | KiloLumen |  |  | None | 55.08 | 0.0048 | 0 | 50.5634 | 0.0046 | 0 | 0 | 0 | 0 | 0 | 0 | 0 | SDGE:DEER:Com:Indoor_Non-CFL_Ltg | Annual | 0
SDG | WPSDGENRLG0083-Rev01-Msr002 | WRf | Ex | CZ08 | Any | WPSDGENRLG0083-1 | ExAnte2018 | IOU workpaper |  | KiloLumen |  |  | None | 54.74 | 0.0048 | 0 | 50.2513 | 0.0046 | 0 | 0 | 0 | 0 | 0 | 0 | 0 | SDGE:DEER:Com:Indoor_Non-CFL_Ltg | Annual | 0
SDG | WPSDGENRLG0083-Rev01-Msr002 | WRf | Ex | CZ10 | Any | WPSDGENRLG0083-1 | ExAnte2018 | IOU workpaper |  | KiloLumen |  |  | None | 54.06 | 0.0048 | 0 | 49.6271 | 0.0046 | 0 | 0 | 0 | 0 | 0 | 0 | 0 | SDGE:DEER:Com:Indoor_Non-CFL_Ltg | Annual | 0
SDG | WPSDGENRLG0083-Rev01-Msr002 | WRf | Ex | CZ14 | Any | WPSDGENRLG0083-1 | ExAnte2018 | IOU workpaper |  | KiloLumen |  |  | None | 54.06 | 0.0048 | 0 | 49.6271 | 0.0046 | 0 | 0 | 0 | 0 | 0 | 0 | 0 | SDGE:DEER:Com:Indoor_Non-CFL_Ltg | Annual | 0
SDG | WPSDGENRLG0083-Rev01-Msr002 | WRf | Ex | CZ15 | Any | WPSDGENRLG0083-1 | ExAnte2018 | IOU workpaper |  | KiloLumen |  |  | None | 54.06 | 0.0048 | 0 | 49.6271 | 0.0046 | 0 | 0 | 0 | 0 | 0 | 0 | 0 | SDGE:DEER:Com:Indoor_Non-CFL_Ltg | Annual | 0
SDG | WPSDGENRLG0083-Rev01-Msr002 | WRf | Ex | IOU | Any | WPSDGENRLG0083-1 | ExAnte2018 | IOU workpaper |  | KiloLumen |  |  | None | 54.74 | 0.0048 | 0 | 50.2513 | 0.0046 | 0 | 0 | 0 | 0 | 0 | 0 | 0 | SDGE:DEER:Com:Indoor_Non-CFL_Ltg | Annual | 0
SDG | WPSDGENRLG0083-Rev01-Msr003 | Asm | Ex | CZ06 | Any | WPSDGENRLG0083-1 | ExAnte2018 | IOU workpaper |  | KiloLumen |  |  | None | 12.716 | 0.0042 | -0.108 | 12.1176 | 0.004 | -0.1029 | 0 | 0 | 0 | 0 | 0 | 0 | SDGE:DEER:Com:Indoor_Non-CFL_Ltg | Annual | 0
SDG | WPSDGENRLG0083-Rev01-Msr003 | Asm | Ex | CZ07 | Any | WPSDGENRLG0083-1 | ExAnte2018 | IOU workpaper |  | KiloLumen |  |  | None | 12.8316 | 0.0042 | -0.0998 | 12.2278 | 0.004 | -0.0951 | 0 | 0 | 0 | 0 | 0 | 0 | SDGE:DEER:Com:Indoor_Non-CFL_Ltg | Annual | 0
SDG | WPSDGENRLG0083-Rev01-Msr003 | Asm | Ex | CZ08 | Any | WPSDGENRLG0083-1 | ExAnte2018 | IOU workpaper |  | KiloLumen |  |  | None | 12.8316 | 0.0041 | -0.0913 | 12.2278 | 0.0039 | -0.087 | 0 | 0 | 0 | 0 | 0 | 0 | SDGE:DEER:Com:Indoor_Non-CFL_Ltg | Annual | 0
SDG | WPSDGENRLG0083-Rev01-Msr003 | Asm | Ex | CZ10 | Any | WPSDGENRLG0083-1 | ExAnte2018 | IOU workpaper |  | KiloLumen |  |  | None | 12.716 | 0.0041 | -0.1168 | 12.1176 | 0.0039 | -0.1113 | 0 | 0 | 0 | 0 | 0 | 0 | SDGE:DEER:Com:Indoor_Non-CFL_Ltg | Annual | 0
SDG | WPSDGENRLG0083-Rev01-Msr003 | Asm | Ex | CZ14 | Any | WPSDGENRLG0083-1 | ExAnte2018 | IOU workpaper |  | KiloLumen |  |  | None | 12.3692 | 0.0039 | -0.1861 | 11.7871 | 0.0037 | -0.1774 | 0 | 0 | 0 | 0 | 0 | 0 | SDGE:DEER:Com:Indoor_Non-CFL_Ltg | Annual | 0
SDG | WPSDGENRLG0083-Rev01-Msr003 | Asm | Ex | CZ15 | Any | WPSDGENRLG0083-1 | ExAnte2018 | IOU workpaper |  | KiloLumen |  |  | None | 13.9876 | 0.0041 | -0.0516 | 13.3294 | 0.0039 | -0.0491 | 0 | 0 | 0 | 0 | 0 | 0 | SDGE:DEER:Com:Indoor_Non-CFL_Ltg | Annual | 0
SDG | WPSDGENRLG0083-Rev01-Msr003 | Asm | Ex | IOU | Any | WPSDGENRLG0083-1 | ExAnte2018 | IOU workpaper |  | KiloLumen |  |  | None | 12.8316 | 0.0042 | -0.1057 | 12.2278 | 0.004 | -0.1007 | 0 | 0 | 0 | 0 | 0 | 0 | SDGE:DEER:Com:Indoor_Non-CFL_Ltg | Annual | 0
SDG | WPSDGENRLG0083-Rev01-Msr003 | Com | Ex | IOU | Any | WPSDGENRLG0083-1 | ExAnte2018 | IOU workpaper |  | KiloLumen |  |  | None | 24.6758 | 0.006 | -0.2424 | 23.305 | 0.0055 | -0.2289 | 0 | 0 | 0 | 0 | 0 | 0 | SDGE:DEER:Com:Indoor_Non-CFL_Ltg | Annual | 0
SDG | WPSDGENRLG0083-Rev01-Msr003 | ECC | Ex | CZ06 | Any | WPSDGENRLG0083-1 | ExAnte2018 | IOU workpaper |  | KiloLumen |  |  | None | 20.0552 | 0.0074 | -0.2538 | 17.8269 | 0.006 | -0.2256 | 0 | 0 | 0 | 0 | 0 | 0 | SDGE:DEER:Com:Indoor_Non-CFL_Ltg | Annual | 0
SDG | WPSDGENRLG0083-Rev01-Msr003 | ECC | Ex | CZ07 | Any | WPSDGENRLG0083-1 | ExAnte2018 | IOU workpaper |  | KiloLumen |  |  | None | 20.2327 | 0.0074 | -0.213 | 17.9846 | 0.006 | -0.1893 | 0 | 0 | 0 | 0 | 0 | 0 | SDGE:DEER:Com:Indoor_Non-CFL_Ltg | Annual | 0
SDG | WPSDGENRLG0083-Rev01-Msr003 | ECC | Ex | CZ08 | Any | WPSDGENRLG0083-1 | ExAnte2018 | IOU workpaper |  | KiloLumen |  |  | None | 20.4102 | 0.0074 | -0.2307 | 18.1424 | 0.006 | -0.2051 | 0 | 0 | 0 | 0 | 0 | 0 | SDGE:DEER:Com:Indoor_Non-CFL_Ltg | Annual | 0
SDG | WPSDGENRLG0083-Rev01-Msr003 | ECC | Ex | CZ10 | Any | WPSDGENRLG0083-1 | ExAnte2018 | IOU workpaper |  | KiloLumen |  |  | None | 20.2327 | 0.0075 | -0.2733 | 17.9846 | 0.0061 | -0.243 | 0 | 0 | 0 | 0 | 0 | 0 | SDGE:DEER:Com:Indoor_Non-CFL_Ltg | Annual | 0
SDG | WPSDGENRLG0083-Rev01-Msr003 | ECC | Ex | CZ14 | Any | WPSDGENRLG0083-1 | ExAnte2018 | IOU workpaper |  | KiloLumen |  |  | None | 19.8778 | 0.0074 | -0.4118 | 17.6691 | 0.006 | -0.366 | 0 | 0 | 0 | 0 | 0 | 0 | SDGE:DEER:Com:Indoor_Non-CFL_Ltg | Annual | 0
SDG | WPSDGENRLG0083-Rev01-Msr003 | ECC | Ex | CZ15 | Any | WPSDGENRLG0083-1 | ExAnte2018 | IOU workpaper |  | KiloLumen |  |  | None | 19.8778 | 0.0074 | -0.4118 | 17.6691 | 0.006 | -0.366 | 0 | 0 | 0 | 0 | 0 | 0 | SDGE:DEER:Com:Indoor_Non-CFL_Ltg | Annual | 0
SDG | WPSDGENRLG0083-Rev01-Msr003 | ECC | Ex | IOU | Any | WPSDGENRLG0083-1 | ExAnte2018 | IOU workpaper |  | KiloLumen |  |  | None | 20.2327 | 0.0074 | -0.2289 | 17.9846 | 0.006 | -0.2035 | 0 | 0 | 0 | 0 | 0 | 0 | SDGE:DEER:Com:Indoor_Non-CFL_Ltg | Annual | 0
SDG | WPSDGENRLG0083-Rev01-Msr003 | EPr | Ex | CZ06 | Any | WPSDGENRLG0083-1 | ExAnte2018 | IOU workpaper |  | KiloLumen |  |  | None | 19.225 | 0.0072 | -0.172 | 16.2017 | 0.0058 | -0.145 | 0 | 0 | 0 | 0 | 0 | 0 | SDGE:DEER:Com:Indoor_Non-CFL_Ltg | Annual | 0
SDG | WPSDGENRLG0083-Rev01-Msr003 | EPr | Ex | CZ07 | Any | WPSDGENRLG0083-1 | ExAnte2018 | IOU workpaper |  | KiloLumen |  |  | None | 19.225 | 0.0072 | -0.1533 | 16.2017 | 0.0059 | -0.1292 | 0 | 0 | 0 | 0 | 0 | 0 | SDGE:DEER:Com:Indoor_Non-CFL_Ltg | Annual | 0
SDG | WPSDGENRLG0083-Rev01-Msr003 | EPr | Ex | CZ08 | Any | WPSDGENRLG0083-1 | ExAnte2018 | IOU workpaper |  | KiloLumen |  |  | None | 19.3936 | 0.0073 | -0.1422 | 16.3438 | 0.0059 | -0.1198 | 0 | 0 | 0 | 0 | 0 | 0 | SDGE:DEER:Com:Indoor_Non-CFL_Ltg | Annual | 0
SDG | WPSDGENRLG0083-Rev01-Msr003 | EPr | Ex | CZ10 | Any | WPSDGENRLG0083-1 | ExAnte2018 | IOU workpaper |  | KiloLumen |  |  | None | 19.225 | 0.0072 | -0.1821 | 16.2017 | 0.0059 | -0.1535 | 0 | 0 | 0 | 0 | 0 | 0 | SDGE:DEER:Com:Indoor_Non-CFL_Ltg | Annual | 0
SDG | WPSDGENRLG0083-Rev01-Msr003 | EPr | Ex | CZ14 | Any | WPSDGENRLG0083-1 | ExAnte2018 | IOU workpaper |  | KiloLumen |  |  | None | 18.5504 | 0.0072 | -0.3103 | 15.6332 | 0.0059 | -0.2615 | 0 | 0 | 0 | 0 | 0 | 0 | SDGE:DEER:Com:Indoor_Non-CFL_Ltg | Annual | 0
SDG | WPSDGENRLG0083-Rev01-Msr003 | EPr | Ex | CZ15 | Any | WPSDGENRLG0083-1 | ExAnte2018 | IOU workpaper |  | KiloLumen |  |  | None | 20.5741 | 0.0072 | -0.0745 | 17.3386 | 0.0059 | -0.0628 | 0 | 0 | 0 | 0 | 0 | 0 | SDGE:DEER:Com:Indoor_Non-CFL_Ltg | Annual | 0
SDG | WPSDGENRLG0083-Rev01-Msr003 | EPr | Ex | IOU | Any | WPSDGENRLG0083-1 | ExAnte2018 | IOU workpaper |  | KiloLumen |  |  | None | 19.225 | 0.0072 | -0.1643 | 16.2017 | 0.0059 | -0.1384 | 0 | 0 | 0 | 0 | 0 | 0 | SDGE:DEER:Com:Indoor_Non-CFL_Ltg | Annual | 0
SDG | WPSDGENRLG0083-Rev01-Msr003 | ERC | Ex | CZ06 | Any | WPSDGENRLG0083-1 | ExAnte2018 | IOU workpaper |  | KiloLumen |  |  | None | 9.0576 | 0.0042 | -0.0546 | 7.2461 | 0.0032 | -0.0437 | 0 | 0 | 0 | 0 | 0 | 0 | SDGE:DEER:Com:Indoor_Non-CFL_Ltg | Annual | 0
SDG | WPSDGENRLG0083-Rev01-Msr003 | ERC | Ex | CZ07 | Any | WPSDGENRLG0083-1 | ExAnte2018 | IOU workpaper |  | KiloLumen |  |  | None | 9.2208 | 0.0043 | -0.0451 | 7.3766 | 0.0032 | -0.0361 | 0 | 0 | 0 | 0 | 0 | 0 | SDGE:DEER:Com:Indoor_Non-CFL_Ltg | Annual | 0
SDG | WPSDGENRLG0083-Rev01-Msr003 | ERC | Ex | CZ08 | Any | WPSDGENRLG0083-1 | ExAnte2018 | IOU workpaper |  | KiloLumen |  |  | None | 9.0576 | 0.0042 | -0.0477 | 7.2461 | 0.0032 | -0.0382 | 0 | 0 | 0 | 0 | 0 | 0 | SDGE:DEER:Com:Indoor_Non-CFL_Ltg | Annual | 0
SDG | WPSDGENRLG0083-Rev01-Msr003 | ERC | Ex | CZ10 | Any | WPSDGENRLG0083-1 | ExAnte2018 | IOU workpaper |  | KiloLumen |  |  | None | 9.0576 | 0.0042 | -0.0564 | 7.2461 | 0.0032 | -0.0451 | 0 | 0 | 0 | 0 | 0 | 0 | SDGE:DEER:Com:Indoor_Non-CFL_Ltg | Annual | 0
SDG | WPSDGENRLG0083-Rev01-Msr003 | ERC | Ex | CZ14 | Any | WPSDGENRLG0083-1 | ExAnte2018 | IOU workpaper |  | KiloLumen |  |  | None | 8.8944 | 0.0043 | -0.0745 | 7.1155 | 0.0032 | -0.0596 | 0 | 0 | 0 | 0 | 0 | 0 | SDGE:DEER:Com:Indoor_Non-CFL_Ltg | Annual | 0
SDG | WPSDGENRLG0083-Rev01-Msr003 | ERC | Ex | CZ15 | Any | WPSDGENRLG0083-1 | ExAnte2018 | IOU workpaper |  | KiloLumen |  |  | None | 9.6288 | 0.0044 | -0.0263 | 7.703 | 0.0033 | -0.021 | 0 | 0 | 0 | 0 | 0 | 0 | SDGE:DEER:Com:Indoor_Non-CFL_Ltg | Annual | 0
SDG | WPSDGENRLG0083-Rev01-Msr003 | ERC | Ex | IOU | Any | WPSDGENRLG0083-1 | ExAnte2018 | IOU workpaper |  | KiloLumen |  |  | None | 9.1392 | 0.0043 | -0.0496 | 7.3114 | 0.0032 | -0.0397 | 0 | 0 | 0 | 0 | 0 | 0 | SDGE:DEER:Com:Indoor_Non-CFL_Ltg | Annual | 0
SDG | WPSDGENRLG0083-Rev01-Msr003 | ESe | Ex | CZ06 | Any | WPSDGENRLG0083-1 | ExAnte2018 | IOU workpaper |  | KiloLumen |  |  | None | 19.3446 | 0.0075 | -0.2297 | 16.679 | 0.0063 | -0.1981 | 0 | 0 | 0 | 0 | 0 | 0 | SDGE:DEER:Com:Indoor_Non-CFL_Ltg | Annual | 0
SDG | WPSDGENRLG0083-Rev01-Msr003 | ESe | Ex | CZ07 | Any | WPSDGENRLG0083-1 | ExAnte2018 | IOU workpaper |  | KiloLumen |  |  | None | 19.3446 | 0.0073 | -0.2021 | 16.679 | 0.0062 | -0.1742 | 0 | 0 | 0 | 0 | 0 | 0 | SDGE:DEER:Com:Indoor_Non-CFL_Ltg | Annual | 0
SDG | WPSDGENRLG0083-Rev01-Msr003 | ESe | Ex | CZ08 | Any | WPSDGENRLG0083-1 | ExAnte2018 | IOU workpaper |  | KiloLumen |  |  | None | 19.5174 | 0.0074 | -0.1969 | 16.828 | 0.0063 | -0.1698 | 0 | 0 | 0 | 0 | 0 | 0 | SDGE:DEER:Com:Indoor_Non-CFL_Ltg | Annual | 0
SDG | WPSDGENRLG0083-Rev01-Msr003 | ESe | Ex | CZ10 | Any | WPSDGENRLG0083-1 | ExAnte2018 | IOU workpaper |  | KiloLumen |  |  | None | 19.5174 | 0.0074 | -0.247 | 16.828 | 0.0063 | -0.213 | 0 | 0 | 0 | 0 | 0 | 0 | SDGE:DEER:Com:Indoor_Non-CFL_Ltg | Annual | 0
SDG | WPSDGENRLG0083-Rev01-Msr003 | ESe | Ex | CZ14 | Any | WPSDGENRLG0083-1 | ExAnte2018 | IOU workpaper |  | KiloLumen |  |  | None | 18.8265 | 0.0072 | -0.3973 | 16.2323 | 0.0061 | -0.3425 | 0 | 0 | 0 | 0 | 0 | 0 | SDGE:DEER:Com:Indoor_Non-CFL_Ltg | Annual | 0
SDG | WPSDGENRLG0083-Rev01-Msr003 | ESe | Ex | CZ15 | Any | WPSDGENRLG0083-1 | ExAnte2018 | IOU workpaper |  | KiloLumen |  |  | None | 21.0718 | 0.0074 | -0.1088 | 18.1682 | 0.0063 | -0.0938 | 0 | 0 | 0 | 0 | 0 | 0 | SDGE:DEER:Com:Indoor_Non-CFL_Ltg | Annual | 0
SDG | WPSDGENRLG0083-Rev01-Msr003 | ESe | Ex | IOU | Any | WPSDGENRLG0083-1 | ExAnte2018 | IOU workpaper |  | KiloLumen |  |  | None | 19.3446 | 0.0073 | -0.2194 | 16.679 | 0.0062 | -0.1891 | 0 | 0 | 0 | 0 | 0 | 0 | SDGE:DEER:Com:Indoor_Non-CFL_Ltg | Annual | 0
SDG | WPSDGENRLG0083-Rev01-Msr003 | EUn | Ex | CZ06 | Any | WPSDGENRLG0083-1 | ExAnte2018 | IOU workpaper |  | KiloLumen |  |  | None | 21.7831 | 0.008 | -0.2159 | 19.225 | 0.0065 | -0.1906 | 0 | 0 | 0 | 0 | 0 | 0 | SDGE:DEER:Com:Indoor_Non-CFL_Ltg | Annual | 0
SDG | WPSDGENRLG0083-Rev01-Msr003 | EUn | Ex | CZ07 | Any | WPSDGENRLG0083-1 | ExAnte2018 | IOU workpaper |  | KiloLumen |  |  | None | 21.7831 | 0.0079 | -0.1874 | 19.225 | 0.0064 | -0.1654 | 0 | 0 | 0 | 0 | 0 | 0 | SDGE:DEER:Com:Indoor_Non-CFL_Ltg | Annual | 0
SDG | WPSDGENRLG0083-Rev01-Msr003 | EUn | Ex | CZ08 | Any | WPSDGENRLG0083-1 | ExAnte2018 | IOU workpaper |  | KiloLumen |  |  | None | 21.9742 | 0.008 | -0.2083 | 19.3936 | 0.0065 | -0.1838 | 0 | 0 | 0 | 0 | 0 | 0 | SDGE:DEER:Com:Indoor_Non-CFL_Ltg | Annual | 0
SDG | WPSDGENRLG0083-Rev01-Msr003 | EUn | Ex | CZ10 | Any | WPSDGENRLG0083-1 | ExAnte2018 | IOU workpaper |  | KiloLumen |  |  | None | 21.9742 | 0.0081 | -0.2408 | 19.3936 | 0.0066 | -0.2125 | 0 | 0 | 0 | 0 | 0 | 0 | SDGE:DEER:Com:Indoor_Non-CFL_Ltg | Annual | 0
SDG | WPSDGENRLG0083-Rev01-Msr003 | EUn | Ex | CZ14 | Any | WPSDGENRLG0083-1 | ExAnte2018 | IOU workpaper |  | KiloLumen |  |  | None | 21.592 | 0.008 | -0.3229 | 19.0563 | 0.0065 | -0.285 | 0 | 0 | 0 | 0 | 0 | 0 | SDGE:DEER:Com:Indoor_Non-CFL_Ltg | Annual | 0
SDG | WPSDGENRLG0083-Rev01-Msr003 | EUn | Ex | CZ15 | Any | WPSDGENRLG0083-1 | ExAnte2018 | IOU workpaper |  | KiloLumen |  |  | None | 21.592 | 0.008 | -0.3229 | 19.0563 | 0.0065 | -0.285 | 0 | 0 | 0 | 0 | 0 | 0 | SDGE:DEER:Com:Indoor_Non-CFL_Ltg | Annual | 0
SDG | WPSDGENRLG0083-Rev01-Msr003 | EUn | Ex | IOU | Any | WPSDGENRLG0083-1 | ExAnte2018 | IOU workpaper |  | KiloLumen |  |  | None | 21.7831 | 0.008 | -0.2006 | 19.225 | 0.0065 | -0.1771 | 0 | 0 | 0 | 0 | 0 | 0 | SDGE:DEER:Com:Indoor_Non-CFL_Ltg | Annual | 0
SDG | WPSDGENRLG0083-Rev01-Msr003 | Gro | Ex | CZ06 | Any | WPSDGENRLG0083-1 | ExAnte2018 | IOU workpaper |  | KiloLumen |  |  | None | 37.774 | 0.0076 | -2.5881 | 37.0185 | 0.0074 | -2.5363 | 0 | 0 | 0 | 0 | 0 | 0 | SDGE:DEER:Com:Indoor_Non-CFL_Ltg | Annual | 0
SDG | WPSDGENRLG0083-Rev01-Msr003 | Gro | Ex | CZ07 | Any | WPSDGENRLG0083-1 | ExAnte2018 | IOU workpaper |  | KiloLumen |  |  | None | 37.4 | 0.0074 | -2.7526 | 36.652 | 0.0072 | -2.6976 | 0 | 0 | 0 | 0 | 0 | 0 | SDGE:DEER:Com:Indoor_Non-CFL_Ltg | Annual | 0
SDG | WPSDGENRLG0083-Rev01-Msr003 | Gro | Ex | CZ08 | Any | WPSDGENRLG0083-1 | ExAnte2018 | IOU workpaper |  | KiloLumen |  |  | None | 38.522 | 0.0078 | -2.345 | 37.7516 | 0.0076 | -2.2981 | 0 | 0 | 0 | 0 | 0 | 0 | SDGE:DEER:Com:Indoor_Non-CFL_Ltg | Annual | 0
SDG | WPSDGENRLG0083-Rev01-Msr003 | Gro | Ex | CZ10 | Any | WPSDGENRLG0083-1 | ExAnte2018 | IOU workpaper |  | KiloLumen |  |  | None | 39.27 | 0.0081 | -2.2216 | 38.4846 | 0.008 | -2.1771 | 0 | 0 | 0 | 0 | 0 | 0 | SDGE:DEER:Com:Indoor_Non-CFL_Ltg | Annual | 0
SDG | WPSDGENRLG0083-Rev01-Msr003 | Gro | Ex | CZ14 | Any | WPSDGENRLG0083-1 | ExAnte2018 | IOU workpaper |  | KiloLumen |  |  | None | 38.896 | 0.0082 | -2.345 | 38.1181 | 0.008 | -2.2981 | 0 | 0 | 0 | 0 | 0 | 0 | SDGE:DEER:Com:Indoor_Non-CFL_Ltg | Annual | 0
SDG | WPSDGENRLG0083-Rev01-Msr003 | Gro | Ex | CZ15 | Any | WPSDGENRLG0083-1 | ExAnte2018 | IOU workpaper |  | KiloLumen |  |  | None | 41.888 | 0.008 | -1.2492 | 41.0502 | 0.0078 | -1.2242 | 0 | 0 | 0 | 0 | 0 | 0 | SDGE:DEER:Com:Indoor_Non-CFL_Ltg | Annual | 0
SDG | WPSDGENRLG0083-Rev01-Msr003 | Gro | Ex | IOU | Any | WPSDGENRLG0083-1 | ExAnte2018 | IOU workpaper |  | KiloLumen |  |  | None | 37.774 | 0.0076 | -2.5843 | 37.0185 | 0.0075 | -2.5327 | 0 | 0 | 0 | 0 | 0 | 0 | SDGE:DEER:Com:Indoor_Non-CFL_Ltg | Annual | 0
SDG | WPSDGENRLG0083-Rev01-Msr003 | Hsp | Ex | CZ06 | Any | WPSDGENRLG0083-1 | ExAnte2018 | IOU workpaper |  | KiloLumen |  |  | None | 46.0598 | 0.0066 | -1.2096 | 45.6688 | 0.0065 | -1.1993 | 0 | 0 | 0 | 0 | 0 | 0 | SDGE:DEER:Com:Indoor_Non-CFL_Ltg | Annual | 0
SDG | WPSDGENRLG0083-Rev01-Msr003 | Hsp | Ex | CZ07 | Any | WPSDGENRLG0083-1 | ExAnte2018 | IOU workpaper |  | KiloLumen |  |  | None | 46.0598 | 0.0066 | -1.1054 | 45.6688 | 0.0065 | -1.0961 | 0 | 0 | 0 | 0 | 0 | 0 | SDGE:DEER:Com:Indoor_Non-CFL_Ltg | Annual | 0
SDG | WPSDGENRLG0083-Rev01-Msr003 | Hsp | Ex | CZ08 | Any | WPSDGENRLG0083-1 | ExAnte2018 | IOU workpaper |  | KiloLumen |  |  | None | 46.0598 | 0.0066 | -1.1935 | 45.6688 | 0.0065 | -1.1834 | 0 | 0 | 0 | 0 | 0 | 0 | SDGE:DEER:Com:Indoor_Non-CFL_Ltg | Annual | 0
SDG | WPSDGENRLG0083-Rev01-Msr003 | Hsp | Ex | CZ10 | Any | WPSDGENRLG0083-1 | ExAnte2018 | IOU workpaper |  | KiloLumen |  |  | None | 46.0598 | 0.0068 | -1.2897 | 45.6688 | 0.0067 | -1.2787 | 0 | 0 | 0 | 0 | 0 | 0 | SDGE:DEER:Com:Indoor_Non-CFL_Ltg | Annual | 0
SDG | WPSDGENRLG0083-Rev01-Msr003 | Hsp | Ex | CZ14 | Any | WPSDGENRLG0083-1 | ExAnte2018 | IOU workpaper |  | KiloLumen |  |  | None | 45.2588 | 0.0067 | -1.578 | 44.8746 | 0.0066 | -1.5647 | 0 | 0 | 0 | 0 | 0 | 0 | SDGE:DEER:Com:Indoor_Non-CFL_Ltg | Annual | 0
SDG | WPSDGENRLG0083-Rev01-Msr003 | Hsp | Ex | CZ15 | Any | WPSDGENRLG0083-1 | ExAnte2018 | IOU workpaper |  | KiloLumen |  |  | None | 45.2588 | 0.0067 | -1.578 | 44.8746 | 0.0066 | -1.5647 | 0 | 0 | 0 | 0 | 0 | 0 | SDGE:DEER:Com:Indoor_Non-CFL_Ltg | Annual | 0
SDG | WPSDGENRLG0083-Rev01-Msr003 | Hsp | Ex | IOU | Any | WPSDGENRLG0083-1 | ExAnte2018 | IOU workpaper |  | KiloLumen |  |  | None | 46.0598 | 0.0066 | -1.1375 | 45.6688 | 0.0065 | -1.1278 | 0 | 0 | 0 | 0 | 0 | 0 | SDGE:DEER:Com:Indoor_Non-CFL_Ltg | Annual | 0
SDG | WPSDGENRLG0083-Rev01-Msr003 | Htl | Ex | CZ06 | Any | WPSDGENRLG0083-1 | ExAnte2018 | IOU workpaper |  | KiloLumen |  |  | None | 39.3632 | 0.0059 | -0.493 | 38.1262 | 0.0057 | -0.4775 | 0 | 0 | 0 | 0 | 0 | 0 | SDGE:DEER:Com:Indoor_Non-CFL_Ltg | Annual | 0
SDG | WPSDGENRLG0083-Rev01-Msr003 | Htl | Ex | CZ07 | Any | WPSDGENRLG0083-1 | ExAnte2018 | IOU workpaper |  | KiloLumen |  |  | None | 40.4668 | 0.0058 | -0.3973 | 39.1952 | 0.0056 | -0.3848 | 0 | 0 | 0 | 0 | 0 | 0 | SDGE:DEER:Com:Indoor_Non-CFL_Ltg | Annual | 0
SDG | WPSDGENRLG0083-Rev01-Msr003 | Htl | Ex | CZ08 | Any | WPSDGENRLG0083-1 | ExAnte2018 | IOU workpaper |  | KiloLumen |  |  | None | 40.0989 | 0.0059 | -0.4378 | 38.8389 | 0.0057 | -0.424 | 0 | 0 | 0 | 0 | 0 | 0 | SDGE:DEER:Com:Indoor_Non-CFL_Ltg | Annual | 0
SDG | WPSDGENRLG0083-Rev01-Msr003 | Htl | Ex | CZ10 | Any | WPSDGENRLG0083-1 | ExAnte2018 | IOU workpaper |  | KiloLumen |  |  | None | 39.3632 | 0.006 | -0.4893 | 38.1262 | 0.0058 | -0.4739 | 0 | 0 | 0 | 0 | 0 | 0 | SDGE:DEER:Com:Indoor_Non-CFL_Ltg | Annual | 0
SDG | WPSDGENRLG0083-Rev01-Msr003 | Htl | Ex | CZ14 | Any | WPSDGENRLG0083-1 | ExAnte2018 | IOU workpaper |  | KiloLumen |  |  | None | 37.5238 | 0.006 | -0.6548 | 36.3446 | 0.0058 | -0.6342 | 0 | 0 | 0 | 0 | 0 | 0 | SDGE:DEER:Com:Indoor_Non-CFL_Ltg | Annual | 0
SDG | WPSDGENRLG0083-Rev01-Msr003 | Htl | Ex | CZ15 | Any | WPSDGENRLG0083-1 | ExAnte2018 | IOU workpaper |  | KiloLumen |  |  | None | 42.6741 | 0.0061 | -0.2814 | 41.3331 | 0.0059 | -0.2726 | 0 | 0 | 0 | 0 | 0 | 0 | SDGE:DEER:Com:Indoor_Non-CFL_Ltg | Annual | 0
SDG | WPSDGENRLG0083-Rev01-Msr003 | Htl | Ex | IOU | Any | WPSDGENRLG0083-1 | ExAnte2018 | IOU workpaper |  | KiloLumen |  |  | None | 40.0989 | 0.0059 | -0.412 | 38.8389 | 0.0057 | -0.3991 | 0 | 0 | 0 | 0 | 0 | 0 | SDGE:DEER:Com:Indoor_Non-CFL_Ltg | Annual | 0
SDG | WPSDGENRLG0083-Rev01-Msr003 | MBT | Ex | CZ06 | Any | WPSDGENRLG0083-1 | ExAnte2018 | IOU workpaper |  | KiloLumen |  |  | None | 22.6386 | 0.0048 | -0.0144 | 21.4554 | 0.0047 | -0.0137 | 0 | 0 | 0 | 0 | 0 | 0 | SDGE:DEER:Com:Indoor_Non-CFL_Ltg | Annual | 0
SDG | WPSDGENRLG0083-Rev01-Msr003 | MBT | Ex | CZ07 | Any | WPSDGENRLG0083-1 | ExAnte2018 | IOU workpaper |  | KiloLumen |  |  | None | 22.8337 | 0.0047 | -0.0028 | 21.6403 | 0.0046 | -0.0027 | 0 | 0 | 0 | 0 | 0 | 0 | SDGE:DEER:Com:Indoor_Non-CFL_Ltg | Annual | 0
SDG | WPSDGENRLG0083-Rev01-Msr003 | MBT | Ex | CZ08 | Any | WPSDGENRLG0083-1 | ExAnte2018 | IOU workpaper |  | KiloLumen |  |  | None | 22.6386 | 0.005 | -0.0092 | 21.4554 | 0.0048 | -0.0087 | 0 | 0 | 0 | 0 | 0 | 0 | SDGE:DEER:Com:Indoor_Non-CFL_Ltg | Annual | 0
SDG | WPSDGENRLG0083-Rev01-Msr003 | MBT | Ex | CZ10 | Any | WPSDGENRLG0083-1 | ExAnte2018 | IOU workpaper |  | KiloLumen |  |  | None | 22.6386 | 0.0051 | -0.0187 | 21.4554 | 0.005 | -0.0178 | 0 | 0 | 0 | 0 | 0 | 0 | SDGE:DEER:Com:Indoor_Non-CFL_Ltg | Annual | 0
SDG | WPSDGENRLG0083-Rev01-Msr003 | MBT | Ex | CZ14 | Any | WPSDGENRLG0083-1 | ExAnte2018 | IOU workpaper |  | KiloLumen |  |  | None | 22.2482 | 0.0051 | -0.0451 | 21.0854 | 0.0049 | -0.0427 | 0 | 0 | 0 | 0 | 0 | 0 | SDGE:DEER:Com:Indoor_Non-CFL_Ltg | Annual | 0
SDG | WPSDGENRLG0083-Rev01-Msr003 | MBT | Ex | CZ15 | Any | WPSDGENRLG0083-1 | ExAnte2018 | IOU workpaper |  | KiloLumen |  |  | None | 23.6144 | 0.0051 | 0 | 22.3802 | 0.005 | 0 | 0 | 0 | 0 | 0 | 0 | 0 | SDGE:DEER:Com:Indoor_Non-CFL_Ltg | Annual | 0
SDG | WPSDGENRLG0083-Rev01-Msr003 | MBT | Ex | IOU | Any | WPSDGENRLG0083-1 | ExAnte2018 | IOU workpaper |  | KiloLumen |  |  | None | 22.6386 | 0.0049 | -0.0085 | 21.4554 | 0.0047 | -0.0081 | 0 | 0 | 0 | 0 | 0 | 0 | SDGE:DEER:Com:Indoor_Non-CFL_Ltg | Annual | 0
SDG | WPSDGENRLG0083-Rev01-Msr003 | MLI | Ex | CZ06 | Any | WPSDGENRLG0083-1 | ExAnte2018 | IOU workpaper |  | KiloLumen |  |  | None | 21.4445 | 0.0048 | -0.1217 | 21.371 | 0.0048 | -0.1213 | 0 | 0 | 0 | 0 | 0 | 0 | SDGE:DEER:Com:Indoor_Non-CFL_Ltg | Annual | 0
SDG | WPSDGENRLG0083-Rev01-Msr003 | MLI | Ex | CZ07 | Any | WPSDGENRLG0083-1 | ExAnte2018 | IOU workpaper |  | KiloLumen |  |  | None | 21.4445 | 0.0048 | -0.061 | 21.371 | 0.0047 | -0.0607 | 0 | 0 | 0 | 0 | 0 | 0 | SDGE:DEER:Com:Indoor_Non-CFL_Ltg | Annual | 0
SDG | WPSDGENRLG0083-Rev01-Msr003 | MLI | Ex | CZ08 | Any | WPSDGENRLG0083-1 | ExAnte2018 | IOU workpaper |  | KiloLumen |  |  | None | 21.643 | 0.0048 | -0.0997 | 21.5689 | 0.0048 | -0.0993 | 0 | 0 | 0 | 0 | 0 | 0 | SDGE:DEER:Com:Indoor_Non-CFL_Ltg | Annual | 0
SDG | WPSDGENRLG0083-Rev01-Msr003 | MLI | Ex | CZ10 | Any | WPSDGENRLG0083-1 | ExAnte2018 | IOU workpaper |  | KiloLumen |  |  | None | 21.643 | 0.0049 | -0.1374 | 21.5689 | 0.0049 | -0.1369 | 0 | 0 | 0 | 0 | 0 | 0 | SDGE:DEER:Com:Indoor_Non-CFL_Ltg | Annual | 0
SDG | WPSDGENRLG0083-Rev01-Msr003 | MLI | Ex | CZ14 | Any | WPSDGENRLG0083-1 | ExAnte2018 | IOU workpaper |  | KiloLumen |  |  | None | 21.0474 | 0.0049 | -0.3892 | 20.9753 | 0.0049 | -0.3878 | 0 | 0 | 0 | 0 | 0 | 0 | SDGE:DEER:Com:Indoor_Non-CFL_Ltg | Annual | 0
SDG | WPSDGENRLG0083-Rev01-Msr003 | MLI | Ex | CZ15 | Any | WPSDGENRLG0083-1 | ExAnte2018 | IOU workpaper |  | KiloLumen |  |  | None | 23.2315 | 0.0048 | -0.0373 | 23.152 | 0.0048 | -0.0372 | 0 | 0 | 0 | 0 | 0 | 0 | SDGE:DEER:Com:Indoor_Non-CFL_Ltg | Annual | 0
SDG | WPSDGENRLG0083-Rev01-Msr003 | MLI | Ex | IOU | Any | WPSDGENRLG0083-1 | ExAnte2018 | IOU workpaper |  | KiloLumen |  |  | None | 21.4445 | 0.0048 | -0.0899 | 21.371 | 0.0048 | -0.0896 | 0 | 0 | 0 | 0 | 0 | 0 | SDGE:DEER:Com:Indoor_Non-CFL_Ltg | Annual | 0
SDG | WPSDGENRLG0083-Rev01-Msr003 | Mtl | Ex | CZ06 | Any | WPSDGENRLG0083-1 | ExAnte2018 | IOU workpaper |  | KiloLumen |  |  | None | 32.7488 | 0.0033 | -0.3947 | 30.921 | 0.0031 | -0.3727 | 0 | 0 | 0 | 0 | 0 | 0 | SDGE:DEER:Com:Indoor_Non-CFL_Ltg | Annual | 0
SDG | WPSDGENRLG0083-Rev01-Msr003 | Mtl | Ex | CZ07 | Any | WPSDGENRLG0083-1 | ExAnte2018 | IOU workpaper |  | KiloLumen |  |  | None | 33.626 | 0.0032 | -0.2898 | 31.7492 | 0.003 | -0.2736 | 0 | 0 | 0 | 0 | 0 | 0 | SDGE:DEER:Com:Indoor_Non-CFL_Ltg | Annual | 0
SDG | WPSDGENRLG0083-Rev01-Msr003 | Mtl | Ex | CZ08 | Any | WPSDGENRLG0083-1 | ExAnte2018 | IOU workpaper |  | KiloLumen |  |  | None | 33.0412 | 0.0033 | -0.3333 | 31.197 | 0.0031 | -0.3147 | 0 | 0 | 0 | 0 | 0 | 0 | SDGE:DEER:Com:Indoor_Non-CFL_Ltg | Annual | 0
SDG | WPSDGENRLG0083-Rev01-Msr003 | Mtl | Ex | CZ10 | Any | WPSDGENRLG0083-1 | ExAnte2018 | IOU workpaper |  | KiloLumen |  |  | None | 32.7488 | 0.0034 | -0.3918 | 30.921 | 0.0032 | -0.3699 | 0 | 0 | 0 | 0 | 0 | 0 | SDGE:DEER:Com:Indoor_Non-CFL_Ltg | Annual | 0
SDG | WPSDGENRLG0083-Rev01-Msr003 | Mtl | Ex | CZ14 | Any | WPSDGENRLG0083-1 | ExAnte2018 | IOU workpaper |  | KiloLumen |  |  | None | 31.5792 | 0.0034 | -0.538 | 29.8166 | 0.0032 | -0.508 | 0 | 0 | 0 | 0 | 0 | 0 | SDGE:DEER:Com:Indoor_Non-CFL_Ltg | Annual | 0
SDG | WPSDGENRLG0083-Rev01-Msr003 | Mtl | Ex | CZ15 | Any | WPSDGENRLG0083-1 | ExAnte2018 | IOU workpaper |  | KiloLumen |  |  | None | 35.088 | 0.0034 | -0.1646 | 33.1296 | 0.0032 | -0.1554 | 0 | 0 | 0 | 0 | 0 | 0 | SDGE:DEER:Com:Indoor_Non-CFL_Ltg | Annual | 0
SDG | WPSDGENRLG0083-Rev01-Msr003 | Mtl | Ex | IOU | Any | WPSDGENRLG0083-1 | ExAnte2018 | IOU workpaper |  | KiloLumen |  |  | None | 33.3336 | 0.0033 | -0.3041 | 31.4731 | 0.0031 | -0.2871 | 0 | 0 | 0 | 0 | 0 | 0 | SDGE:DEER:Com:Indoor_Non-CFL_Ltg | Annual | 0
SDG | WPSDGENRLG0083-Rev01-Msr003 | Nrs | Ex | CZ06 | Any | WPSDGENRLG0083-1 | ExAnte2018 | IOU workpaper |  | KiloLumen |  |  | None | 28.4213 | 0.0061 | -1.0316 | 27.4666 | 0.0059 | -0.9969 | 0 | 0 | 0 | 0 | 0 | 0 | SDGE:DEER:Com:Indoor_Non-CFL_Ltg | Annual | 0
SDG | WPSDGENRLG0083-Rev01-Msr003 | Nrs | Ex | CZ07 | Any | WPSDGENRLG0083-1 | ExAnte2018 | IOU workpaper |  | KiloLumen |  |  | None | 28.1581 | 0.006 | -0.9421 | 27.2122 | 0.0058 | -0.9105 | 0 | 0 | 0 | 0 | 0 | 0 | SDGE:DEER:Com:Indoor_Non-CFL_Ltg | Annual | 0
SDG | WPSDGENRLG0083-Rev01-Msr003 | Nrs | Ex | CZ08 | Any | WPSDGENRLG0083-1 | ExAnte2018 | IOU workpaper |  | KiloLumen |  |  | None | 28.6844 | 0.0061 | -1.0026 | 27.7209 | 0.0059 | -0.969 | 0 | 0 | 0 | 0 | 0 | 0 | SDGE:DEER:Com:Indoor_Non-CFL_Ltg | Annual | 0
SDG | WPSDGENRLG0083-Rev01-Msr003 | Nrs | Ex | CZ10 | Any | WPSDGENRLG0083-1 | ExAnte2018 | IOU workpaper |  | KiloLumen |  |  | None | 28.6844 | 0.0063 | -1.0632 | 27.7209 | 0.0061 | -1.0275 | 0 | 0 | 0 | 0 | 0 | 0 | SDGE:DEER:Com:Indoor_Non-CFL_Ltg | Annual | 0
SDG | WPSDGENRLG0083-Rev01-Msr003 | Nrs | Ex | CZ14 | Any | WPSDGENRLG0083-1 | ExAnte2018 | IOU workpaper |  | KiloLumen |  |  | None | 28.4213 | 0.0062 | -1.2421 | 27.4666 | 0.006 | -1.2004 | 0 | 0 | 0 | 0 | 0 | 0 | SDGE:DEER:Com:Indoor_Non-CFL_Ltg | Annual | 0
SDG | WPSDGENRLG0083-Rev01-Msr003 | Nrs | Ex | CZ15 | Any | WPSDGENRLG0083-1 | ExAnte2018 | IOU workpaper |  | KiloLumen |  |  | None | 28.4213 | 0.0062 | -1.2421 | 27.4666 | 0.006 | -1.2004 | 0 | 0 | 0 | 0 | 0 | 0 | SDGE:DEER:Com:Indoor_Non-CFL_Ltg | Annual | 0
SDG | WPSDGENRLG0083-Rev01-Msr003 | Nrs | Ex | IOU | Any | WPSDGENRLG0083-1 | ExAnte2018 | IOU workpaper |  | KiloLumen |  |  | None | 28.1581 | 0.006 | -0.9632 | 27.2122 | 0.0058 | -0.9308 | 0 | 0 | 0 | 0 | 0 | 0 | SDGE:DEER:Com:Indoor_Non-CFL_Ltg | Annual | 0
SDG | WPSDGENRLG0083-Rev01-Msr003 | OfL | Ex | CZ06 | Any | WPSDGENRLG0083-1 | ExAnte2018 | IOU workpaper |  | KiloLumen |  |  | None | 23.7429 | 0.0065 | -0.1335 | 21.2976 | 0.0059 | -0.1197 | 0 | 0 | 0 | 0 | 0 | 0 | SDGE:DEER:Com:Indoor_Non-CFL_Ltg | Annual | 0
SDG | WPSDGENRLG0083-Rev01-Msr003 | OfL | Ex | CZ07 | Any | WPSDGENRLG0083-1 | ExAnte2018 | IOU workpaper |  | KiloLumen |  |  | None | 23.7429 | 0.0064 | -0.1183 | 21.2976 | 0.0058 | -0.1061 | 0 | 0 | 0 | 0 | 0 | 0 | SDGE:DEER:Com:Indoor_Non-CFL_Ltg | Annual | 0
SDG | WPSDGENRLG0083-Rev01-Msr003 | OfL | Ex | CZ08 | Any | WPSDGENRLG0083-1 | ExAnte2018 | IOU workpaper |  | KiloLumen |  |  | None | 23.7429 | 0.0065 | -0.1328 | 21.2976 | 0.0059 | -0.1192 | 0 | 0 | 0 | 0 | 0 | 0 | SDGE:DEER:Com:Indoor_Non-CFL_Ltg | Annual | 0
SDG | WPSDGENRLG0083-Rev01-Msr003 | OfL | Ex | CZ10 | Any | WPSDGENRLG0083-1 | ExAnte2018 | IOU workpaper |  | KiloLumen |  |  | None | 23.7429 | 0.0066 | -0.1564 | 21.2976 | 0.006 | -0.1403 | 0 | 0 | 0 | 0 | 0 | 0 | SDGE:DEER:Com:Indoor_Non-CFL_Ltg | Annual | 0
SDG | WPSDGENRLG0083-Rev01-Msr003 | OfL | Ex | CZ14 | Any | WPSDGENRLG0083-1 | ExAnte2018 | IOU workpaper |  | KiloLumen |  |  | None | 23.5382 | 0.0066 | -0.1955 | 21.114 | 0.006 | -0.1753 | 0 | 0 | 0 | 0 | 0 | 0 | SDGE:DEER:Com:Indoor_Non-CFL_Ltg | Annual | 0
SDG | WPSDGENRLG0083-Rev01-Msr003 | OfL | Ex | CZ15 | Any | WPSDGENRLG0083-1 | ExAnte2018 | IOU workpaper |  | KiloLumen |  |  | None | 24.971 | 0.0067 | -0.0907 | 22.3992 | 0.0061 | -0.0813 | 0 | 0 | 0 | 0 | 0 | 0 | SDGE:DEER:Com:Indoor_Non-CFL_Ltg | Annual | 0
SDG | WPSDGENRLG0083-Rev01-Msr003 | OfL | Ex | IOU | Any | WPSDGENRLG0083-1 | ExAnte2018 | IOU workpaper |  | KiloLumen |  |  | None | 23.7429 | 0.0065 | -0.1259 | 21.2976 | 0.0059 | -0.1129 | 0 | 0 | 0 | 0 | 0 | 0 | SDGE:DEER:Com:Indoor_Non-CFL_Ltg | Annual | 0
SDG | WPSDGENRLG0083-Rev01-Msr003 | OfS | Ex | CZ06 | Any | WPSDGENRLG0083-1 | ExAnte2018 | IOU workpaper |  | KiloLumen |  |  | None | 18.4552 | 0.0066 | -0.0262 | 14.3106 | 0.0052 | -0.0203 | 0 | 0 | 0 | 0 | 0 | 0 | SDGE:DEER:Com:Indoor_Non-CFL_Ltg | Annual | 0
SDG | WPSDGENRLG0083-Rev01-Msr003 | OfS | Ex | CZ07 | Any | WPSDGENRLG0083-1 | ExAnte2018 | IOU workpaper |  | KiloLumen |  |  | None | 18.6157 | 0.0066 | -0.0074 | 14.435 | 0.0052 | -0.0058 | 0 | 0 | 0 | 0 | 0 | 0 | SDGE:DEER:Com:Indoor_Non-CFL_Ltg | Annual | 0
SDG | WPSDGENRLG0083-Rev01-Msr003 | OfS | Ex | CZ08 | Any | WPSDGENRLG0083-1 | ExAnte2018 | IOU workpaper |  | KiloLumen |  |  | None | 18.6157 | 0.0067 | -0.0225 | 14.435 | 0.0053 | -0.0174 | 0 | 0 | 0 | 0 | 0 | 0 | SDGE:DEER:Com:Indoor_Non-CFL_Ltg | Annual | 0
SDG | WPSDGENRLG0083-Rev01-Msr003 | OfS | Ex | CZ10 | Any | WPSDGENRLG0083-1 | ExAnte2018 | IOU workpaper |  | KiloLumen |  |  | None | 18.6157 | 0.0067 | -0.034 | 14.435 | 0.0053 | -0.0264 | 0 | 0 | 0 | 0 | 0 | 0 | SDGE:DEER:Com:Indoor_Non-CFL_Ltg | Annual | 0
SDG | WPSDGENRLG0083-Rev01-Msr003 | OfS | Ex | CZ14 | Any | WPSDGENRLG0083-1 | ExAnte2018 | IOU workpaper |  | KiloLumen |  |  | None | 18.1342 | 0.0068 | -0.0843 | 14.0617 | 0.0054 | -0.0653 | 0 | 0 | 0 | 0 | 0 | 0 | SDGE:DEER:Com:Indoor_Non-CFL_Ltg | Annual | 0
SDG | WPSDGENRLG0083-Rev01-Msr003 | OfS | Ex | CZ15 | Any | WPSDGENRLG0083-1 | ExAnte2018 | IOU workpaper |  | KiloLumen |  |  | None | 19.5786 | 0.0067 | -0.007 | 15.1817 | 0.0053 | -0.0054 | 0 | 0 | 0 | 0 | 0 | 0 | SDGE:DEER:Com:Indoor_Non-CFL_Ltg | Annual | 0
SDG | WPSDGENRLG0083-Rev01-Msr003 | OfS | Ex | IOU | Any | WPSDGENRLG0083-1 | ExAnte2018 | IOU workpaper |  | KiloLumen |  |  | None | 18.6157 | 0.0066 | -0.0131 | 14.435 | 0.0052 | -0.0102 | 0 | 0 | 0 | 0 | 0 | 0 | SDGE:DEER:Com:Indoor_Non-CFL_Ltg | Annual | 0
SDG | WPSDGENRLG0083-Rev01-Msr003 | RFF | Ex | CZ06 | Any | WPSDGENRLG0083-1 | ExAnte2018 | IOU workpaper |  | KiloLumen |  |  | None | 25.6632 | 0.0052 | -0.4532 | 25.6632 | 0.0052 | -0.4532 | 0 | 0 | 0 | 0 | 0 | 0 | SDGE:DEER:Com:Indoor_Non-CFL_Ltg | Annual | 0
SDG | WPSDGENRLG0083-Rev01-Msr003 | RFF | Ex | CZ07 | Any | WPSDGENRLG0083-1 | ExAnte2018 | IOU workpaper |  | KiloLumen |  |  | None | 25.8944 | 0.0052 | -0.4115 | 25.8944 | 0.0052 | -0.4115 | 0 | 0 | 0 | 0 | 0 | 0 | SDGE:DEER:Com:Indoor_Non-CFL_Ltg | Annual | 0
SDG | WPSDGENRLG0083-Rev01-Msr003 | RFF | Ex | CZ08 | Any | WPSDGENRLG0083-1 | ExAnte2018 | IOU workpaper |  | KiloLumen |  |  | None | 25.8944 | 0.0052 | -0.4 | 25.8944 | 0.0052 | -0.4 | 0 | 0 | 0 | 0 | 0 | 0 | SDGE:DEER:Com:Indoor_Non-CFL_Ltg | Annual | 0
SDG | WPSDGENRLG0083-Rev01-Msr003 | RFF | Ex | CZ10 | Any | WPSDGENRLG0083-1 | ExAnte2018 | IOU workpaper |  | KiloLumen |  |  | None | 25.8944 | 0.0053 | -0.4439 | 25.8944 | 0.0053 | -0.4439 | 0 | 0 | 0 | 0 | 0 | 0 | SDGE:DEER:Com:Indoor_Non-CFL_Ltg | Annual | 0
SDG | WPSDGENRLG0083-Rev01-Msr003 | RFF | Ex | CZ14 | Any | WPSDGENRLG0083-1 | ExAnte2018 | IOU workpaper |  | KiloLumen |  |  | None | 25.432 | 0.0054 | -0.6312 | 25.432 | 0.0054 | -0.6312 | 0 | 0 | 0 | 0 | 0 | 0 | SDGE:DEER:Com:Indoor_Non-CFL_Ltg | Annual | 0
SDG | WPSDGENRLG0083-Rev01-Msr003 | RFF | Ex | CZ15 | Any | WPSDGENRLG0083-1 | ExAnte2018 | IOU workpaper |  | KiloLumen |  |  | None | 27.5128 | 0.0054 | -0.2028 | 27.5128 | 0.0054 | -0.2028 | 0 | 0 | 0 | 0 | 0 | 0 | SDGE:DEER:Com:Indoor_Non-CFL_Ltg | Annual | 0
SDG | WPSDGENRLG0083-Rev01-Msr003 | RFF | Ex | IOU | Any | WPSDGENRLG0083-1 | ExAnte2018 | IOU workpaper |  | KiloLumen |  |  | None | 25.8944 | 0.0052 | -0.4208 | 25.8944 | 0.0052 | -0.4208 | 0 | 0 | 0 | 0 | 0 | 0 | SDGE:DEER:Com:Indoor_Non-CFL_Ltg | Annual | 0
SDG | WPSDGENRLG0083-Rev01-Msr003 | RSD | Ex | CZ06 | Any | WPSDGENRLG0083-1 | ExAnte2018 | IOU workpaper |  | KiloLumen |  |  | None | 29.0931 | 0.0053 | -0.626 | 29.0931 | 0.0053 | -0.626 | 0 | 0 | 0 | 0 | 0 | 0 | SDGE:DEER:Com:Indoor_Non-CFL_Ltg | Annual | 0
SDG | WPSDGENRLG0083-Rev01-Msr003 | RSD | Ex | CZ07 | Any | WPSDGENRLG0083-1 | ExAnte2018 | IOU workpaper |  | KiloLumen |  |  | None | 29.0931 | 0.0054 | -0.5767 | 29.0931 | 0.0054 | -0.5767 | 0 | 0 | 0 | 0 | 0 | 0 | SDGE:DEER:Com:Indoor_Non-CFL_Ltg | Annual | 0
SDG | WPSDGENRLG0083-Rev01-Msr003 | RSD | Ex | CZ08 | Any | WPSDGENRLG0083-1 | ExAnte2018 | IOU workpaper |  | KiloLumen |  |  | None | 29.3529 | 0.0052 | -0.5195 | 29.3529 | 0.0052 | -0.5195 | 0 | 0 | 0 | 0 | 0 | 0 | SDGE:DEER:Com:Indoor_Non-CFL_Ltg | Annual | 0
SDG | WPSDGENRLG0083-Rev01-Msr003 | RSD | Ex | CZ10 | Any | WPSDGENRLG0083-1 | ExAnte2018 | IOU workpaper |  | KiloLumen |  |  | None | 29.0931 | 0.0049 | -0.6104 | 29.0931 | 0.0049 | -0.6104 | 0 | 0 | 0 | 0 | 0 | 0 | SDGE:DEER:Com:Indoor_Non-CFL_Ltg | Annual | 0
SDG | WPSDGENRLG0083-Rev01-Msr003 | RSD | Ex | CZ14 | Any | WPSDGENRLG0083-1 | ExAnte2018 | IOU workpaper |  | KiloLumen |  |  | None | 28.0541 | 0.0049 | -1.0027 | 28.0541 | 0.0049 | -1.0027 | 0 | 0 | 0 | 0 | 0 | 0 | SDGE:DEER:Com:Indoor_Non-CFL_Ltg | Annual | 0
SDG | WPSDGENRLG0083-Rev01-Msr003 | RSD | Ex | CZ15 | Any | WPSDGENRLG0083-1 | ExAnte2018 | IOU workpaper |  | KiloLumen |  |  | None | 31.431 | 0.0055 | -0.2333 | 31.431 | 0.0055 | -0.2333 | 0 | 0 | 0 | 0 | 0 | 0 | SDGE:DEER:Com:Indoor_Non-CFL_Ltg | Annual | 0
SDG | WPSDGENRLG0083-Rev01-Msr003 | RSD | Ex | IOU | Any | WPSDGENRLG0083-1 | ExAnte2018 | IOU workpaper |  | KiloLumen |  |  | None | 29.0931 | 0.0053 | -0.5845 | 29.0931 | 0.0053 | -0.5845 | 0 | 0 | 0 | 0 | 0 | 0 | SDGE:DEER:Com:Indoor_Non-CFL_Ltg | Annual | 0
SDG | WPSDGENRLG0083-Rev01-Msr003 | Rt3 | Ex | CZ06 | Any | WPSDGENRLG0083-1 | ExAnte2018 | IOU workpaper |  | KiloLumen |  |  | None | 43.792 | 0.0081 | -0.2033 | 43.6356 | 0.008 | -0.2026 | 0 | 0 | 0 | 0 | 0 | 0 | SDGE:DEER:Com:Indoor_Non-CFL_Ltg | Annual | 0
SDG | WPSDGENRLG0083-Rev01-Msr003 | Rt3 | Ex | CZ07 | Any | WPSDGENRLG0083-1 | ExAnte2018 | IOU workpaper |  | KiloLumen |  |  | None | 43.792 | 0.008 | -0.088 | 43.6356 | 0.0079 | -0.0877 | 0 | 0 | 0 | 0 | 0 | 0 | SDGE:DEER:Com:Indoor_Non-CFL_Ltg | Annual | 0
SDG | WPSDGENRLG0083-Rev01-Msr003 | Rt3 | Ex | CZ08 | Any | WPSDGENRLG0083-1 | ExAnte2018 | IOU workpaper |  | KiloLumen |  |  | None | 43.792 | 0.008 | -0.182 | 43.6356 | 0.0079 | -0.1814 | 0 | 0 | 0 | 0 | 0 | 0 | SDGE:DEER:Com:Indoor_Non-CFL_Ltg | Annual | 0
SDG | WPSDGENRLG0083-Rev01-Msr003 | Rt3 | Ex | CZ10 | Any | WPSDGENRLG0083-1 | ExAnte2018 | IOU workpaper |  | KiloLumen |  |  | None | 43.4112 | 0.0081 | -0.3328 | 43.2562 | 0.0081 | -0.3316 | 0 | 0 | 0 | 0 | 0 | 0 | SDGE:DEER:Com:Indoor_Non-CFL_Ltg | Annual | 0
SDG | WPSDGENRLG0083-Rev01-Msr003 | Rt3 | Ex | CZ14 | Any | WPSDGENRLG0083-1 | ExAnte2018 | IOU workpaper |  | KiloLumen |  |  | None | 41.5072 | 0.0082 | -1.2148 | 41.359 | 0.0081 | -1.2104 | 0 | 0 | 0 | 0 | 0 | 0 | SDGE:DEER:Com:Indoor_Non-CFL_Ltg | Annual | 0
SDG | WPSDGENRLG0083-Rev01-Msr003 | Rt3 | Ex | CZ15 | Any | WPSDGENRLG0083-1 | ExAnte2018 | IOU workpaper |  | KiloLumen |  |  | None | 44.9344 | 0.0083 | -0.0784 | 44.7739 | 0.0082 | -0.0782 | 0 | 0 | 0 | 0 | 0 | 0 | SDGE:DEER:Com:Indoor_Non-CFL_Ltg | Annual | 0
SDG | WPSDGENRLG0083-Rev01-Msr003 | Rt3 | Ex | IOU | Any | WPSDGENRLG0083-1 | ExAnte2018 | IOU workpaper |  | KiloLumen |  |  | None | 43.792 | 0.0081 | -0.1588 | 43.6356 | 0.008 | -0.1582 | 0 | 0 | 0 | 0 | 0 | 0 | SDGE:DEER:Com:Indoor_Non-CFL_Ltg | Annual | 0
SDG | WPSDGENRLG0083-Rev01-Msr003 | RtL | Ex | CZ06 | Any | WPSDGENRLG0083-1 | ExAnte2018 | IOU workpaper |  | KiloLumen |  |  | None | 31.197 | 0.0078 | -0.2667 | 31.1202 | 0.0077 | -0.266 | 0 | 0 | 0 | 0 | 0 | 0 | SDGE:DEER:Com:Indoor_Non-CFL_Ltg | Annual | 0
SDG | WPSDGENRLG0083-Rev01-Msr003 | RtL | Ex | CZ07 | Any | WPSDGENRLG0083-1 | ExAnte2018 | IOU workpaper |  | KiloLumen |  |  | None | 31.4731 | 0.0078 | -0.1949 | 31.3956 | 0.0077 | -0.1944 | 0 | 0 | 0 | 0 | 0 | 0 | SDGE:DEER:Com:Indoor_Non-CFL_Ltg | Annual | 0
SDG | WPSDGENRLG0083-Rev01-Msr003 | RtL | Ex | CZ08 | Any | WPSDGENRLG0083-1 | ExAnte2018 | IOU workpaper |  | KiloLumen |  |  | None | 31.4731 | 0.0078 | -0.2308 | 31.3956 | 0.0077 | -0.2302 | 0 | 0 | 0 | 0 | 0 | 0 | SDGE:DEER:Com:Indoor_Non-CFL_Ltg | Annual | 0
SDG | WPSDGENRLG0083-Rev01-Msr003 | RtL | Ex | CZ10 | Any | WPSDGENRLG0083-1 | ExAnte2018 | IOU workpaper |  | KiloLumen |  |  | None | 31.197 | 0.0079 | -0.3092 | 31.1202 | 0.0079 | -0.3084 | 0 | 0 | 0 | 0 | 0 | 0 | SDGE:DEER:Com:Indoor_Non-CFL_Ltg | Annual | 0
SDG | WPSDGENRLG0083-Rev01-Msr003 | RtL | Ex | CZ14 | Any | WPSDGENRLG0083-1 | ExAnte2018 | IOU workpaper |  | KiloLumen |  |  | None | 30.0927 | 0.008 | -0.6488 | 30.0186 | 0.0079 | -0.6472 | 0 | 0 | 0 | 0 | 0 | 0 | SDGE:DEER:Com:Indoor_Non-CFL_Ltg | Annual | 0
SDG | WPSDGENRLG0083-Rev01-Msr003 | RtL | Ex | CZ15 | Any | WPSDGENRLG0083-1 | ExAnte2018 | IOU workpaper |  | KiloLumen |  |  | None | 32.5774 | 0.008 | -0.1091 | 32.4972 | 0.008 | -0.1088 | 0 | 0 | 0 | 0 | 0 | 0 | SDGE:DEER:Com:Indoor_Non-CFL_Ltg | Annual | 0
SDG | WPSDGENRLG0083-Rev01-Msr003 | RtL | Ex | IOU | Any | WPSDGENRLG0083-1 | ExAnte2018 | IOU workpaper |  | KiloLumen |  |  | None | 31.4731 | 0.0078 | -0.228 | 31.3956 | 0.0077 | -0.2275 | 0 | 0 | 0 | 0 | 0 | 0 | SDGE:DEER:Com:Indoor_Non-CFL_Ltg | Annual | 0
SDG | WPSDGENRLG0083-Rev01-Msr003 | RtS | Ex | CZ06 | Any | WPSDGENRLG0083-1 | ExAnte2018 | IOU workpaper |  | KiloLumen |  |  | None | 17.5964 | 0.0053 | -0.0561 | 17.5964 | 0.0053 | -0.0561 | 0 | 0 | 0 | 0 | 0 | 0 | SDGE:DEER:Com:Indoor_Non-CFL_Ltg | Annual | 0
SDG | WPSDGENRLG0083-Rev01-Msr003 | RtS | Ex | CZ07 | Any | WPSDGENRLG0083-1 | ExAnte2018 | IOU workpaper |  | KiloLumen |  |  | None | 17.5964 | 0.0053 | -0.0333 | 17.5964 | 0.0053 | -0.0333 | 0 | 0 | 0 | 0 | 0 | 0 | SDGE:DEER:Com:Indoor_Non-CFL_Ltg | Annual | 0
SDG | WPSDGENRLG0083-Rev01-Msr003 | RtS | Ex | CZ08 | Any | WPSDGENRLG0083-1 | ExAnte2018 | IOU workpaper |  | KiloLumen |  |  | None | 17.7521 | 0.0053 | -0.0475 | 17.7521 | 0.0053 | -0.0475 | 0 | 0 | 0 | 0 | 0 | 0 | SDGE:DEER:Com:Indoor_Non-CFL_Ltg | Annual | 0
SDG | WPSDGENRLG0083-Rev01-Msr003 | RtS | Ex | CZ10 | Any | WPSDGENRLG0083-1 | ExAnte2018 | IOU workpaper |  | KiloLumen |  |  | None | 17.5964 | 0.0054 | -0.0699 | 17.5964 | 0.0054 | -0.0699 | 0 | 0 | 0 | 0 | 0 | 0 | SDGE:DEER:Com:Indoor_Non-CFL_Ltg | Annual | 0
SDG | WPSDGENRLG0083-Rev01-Msr003 | RtS | Ex | CZ14 | Any | WPSDGENRLG0083-1 | ExAnte2018 | IOU workpaper |  | KiloLumen |  |  | None | 17.1292 | 0.0054 | -0.1744 | 17.1292 | 0.0054 | -0.1744 | 0 | 0 | 0 | 0 | 0 | 0 | SDGE:DEER:Com:Indoor_Non-CFL_Ltg | Annual | 0
SDG | WPSDGENRLG0083-Rev01-Msr003 | RtS | Ex | CZ15 | Any | WPSDGENRLG0083-1 | ExAnte2018 | IOU workpaper |  | KiloLumen |  |  | None | 18.5307 | 0.0054 | -0.015 | 18.5307 | 0.0054 | -0.015 | 0 | 0 | 0 | 0 | 0 | 0 | SDGE:DEER:Com:Indoor_Non-CFL_Ltg | Annual | 0
SDG | WPSDGENRLG0083-Rev01-Msr003 | RtS | Ex | IOU | Any | WPSDGENRLG0083-1 | ExAnte2018 | IOU workpaper |  | KiloLumen |  |  | None | 17.5964 | 0.0053 | -0.0441 | 17.5964 | 0.0053 | -0.0441 | 0 | 0 | 0 | 0 | 0 | 0 | SDGE:DEER:Com:Indoor_Non-CFL_Ltg | Annual | 0
SDG | WPSDGENRLG0083-Rev01-Msr003 | SCn | Ex | CZ06 | Any | WPSDGENRLG0083-1 | ExAnte2018 | IOU workpaper |  | KiloLumen |  |  | None | 16.3193 | 0.0046 | -0.2028 | 16.0392 | 0.0045 | -0.1993 | 0 | 0 | 0 | 0 | 0 | 0 | SDGE:DEER:Com:Indoor_Non-CFL_Ltg | Annual | 0
SDG | WPSDGENRLG0083-Rev01-Msr003 | SCn | Ex | CZ07 | Any | WPSDGENRLG0083-1 | ExAnte2018 | IOU workpaper |  | KiloLumen |  |  | None | 16.0024 | 0.0046 | -0.1664 | 15.7277 | 0.0045 | -0.1635 | 0 | 0 | 0 | 0 | 0 | 0 | SDGE:DEER:Com:Indoor_Non-CFL_Ltg | Annual | 0
SDG | WPSDGENRLG0083-Rev01-Msr003 | SCn | Ex | CZ08 | Any | WPSDGENRLG0083-1 | ExAnte2018 | IOU workpaper |  | KiloLumen |  |  | None | 16.4778 | 0.0046 | -0.1727 | 16.1949 | 0.0045 | -0.1697 | 0 | 0 | 0 | 0 | 0 | 0 | SDGE:DEER:Com:Indoor_Non-CFL_Ltg | Annual | 0
SDG | WPSDGENRLG0083-Rev01-Msr003 | SCn | Ex | CZ10 | Any | WPSDGENRLG0083-1 | ExAnte2018 | IOU workpaper |  | KiloLumen |  |  | None | 16.4778 | 0.0046 | -0.2139 | 16.1949 | 0.0045 | -0.2102 | 0 | 0 | 0 | 0 | 0 | 0 | SDGE:DEER:Com:Indoor_Non-CFL_Ltg | Annual | 0
SDG | WPSDGENRLG0083-Rev01-Msr003 | SCn | Ex | CZ14 | Any | WPSDGENRLG0083-1 | ExAnte2018 | IOU workpaper |  | KiloLumen |  |  | None | 16.0024 | 0.0046 | -0.3137 | 15.7277 | 0.0044 | -0.3083 | 0 | 0 | 0 | 0 | 0 | 0 | SDGE:DEER:Com:Indoor_Non-CFL_Ltg | Annual | 0
SDG | WPSDGENRLG0083-Rev01-Msr003 | SCn | Ex | CZ15 | Any | WPSDGENRLG0083-1 | ExAnte2018 | IOU workpaper |  | KiloLumen |  |  | None | 17.7453 | 0.0046 | -0.0914 | 17.4406 | 0.0044 | -0.0899 | 0 | 0 | 0 | 0 | 0 | 0 | SDGE:DEER:Com:Indoor_Non-CFL_Ltg | Annual | 0
SDG | WPSDGENRLG0083-Rev01-Msr003 | SCn | Ex | IOU | Any | WPSDGENRLG0083-1 | ExAnte2018 | IOU workpaper |  | KiloLumen |  |  | None | 16.1609 | 0.0046 | -0.1822 | 15.8834 | 0.0045 | -0.1791 | 0 | 0 | 0 | 0 | 0 | 0 | SDGE:DEER:Com:Indoor_Non-CFL_Ltg | Annual | 0
SDG | WPSDGENRLG0083-Rev01-Msr003 | SUn | Ex | CZ06 | Any | WPSDGENRLG0083-1 | ExAnte2018 | IOU workpaper |  | KiloLumen |  |  | None | 14.96 | 0.0031 | 0 | 14.688 | 0.003 | 0 | 0 | 0 | 0 | 0 | 0 | 0 | SDGE:DEER:Com:Indoor_Non-CFL_Ltg | Annual | 0
SDG | WPSDGENRLG0083-Rev01-Msr003 | SUn | Ex | CZ07 | Any | WPSDGENRLG0083-1 | ExAnte2018 | IOU workpaper |  | KiloLumen |  |  | None | 14.96 | 0.0031 | 0 | 14.688 | 0.003 | 0 | 0 | 0 | 0 | 0 | 0 | 0 | SDGE:DEER:Com:Indoor_Non-CFL_Ltg | Annual | 0
SDG | WPSDGENRLG0083-Rev01-Msr003 | SUn | Ex | CZ08 | Any | WPSDGENRLG0083-1 | ExAnte2018 | IOU workpaper |  | KiloLumen |  |  | None | 14.96 | 0.0031 | 0 | 14.688 | 0.003 | 0 | 0 | 0 | 0 | 0 | 0 | 0 | SDGE:DEER:Com:Indoor_Non-CFL_Ltg | Annual | 0
SDG | WPSDGENRLG0083-Rev01-Msr003 | SUn | Ex | CZ10 | Any | WPSDGENRLG0083-1 | ExAnte2018 | IOU workpaper |  | KiloLumen |  |  | None | 14.96 | 0.0031 | 0 | 14.688 | 0.003 | 0 | 0 | 0 | 0 | 0 | 0 | 0 | SDGE:DEER:Com:Indoor_Non-CFL_Ltg | Annual | 0
SDG | WPSDGENRLG0083-Rev01-Msr003 | SUn | Ex | CZ14 | Any | WPSDGENRLG0083-1 | ExAnte2018 | IOU workpaper |  | KiloLumen |  |  | None | 14.96 | 0.0031 | 0 | 14.688 | 0.003 | 0 | 0 | 0 | 0 | 0 | 0 | 0 | SDGE:DEER:Com:Indoor_Non-CFL_Ltg | Annual | 0
SDG | WPSDGENRLG0083-Rev01-Msr003 | SUn | Ex | CZ15 | Any | WPSDGENRLG0083-1 | ExAnte2018 | IOU workpaper |  | KiloLumen |  |  | None | 14.96 | 0.0031 | 0 | 14.688 | 0.003 | 0 | 0 | 0 | 0 | 0 | 0 | 0 | SDGE:DEER:Com:Indoor_Non-CFL_Ltg | Annual | 0
SDG | WPSDGENRLG0083-Rev01-Msr003 | SUn | Ex | IOU | Any | WPSDGENRLG0083-1 | ExAnte2018 | IOU workpaper |  | KiloLumen |  |  | None | 14.96 | 0.0031 | 0 | 14.688 | 0.003 | 0 | 0 | 0 | 0 | 0 | 0 | 0 | SDGE:DEER:Com:Indoor_Non-CFL_Ltg | Annual | 0
SDG | WPSDGENRLG0083-Rev01-Msr003 | WRf | Ex | CZ06 | Any | WPSDGENRLG0083-1 | ExAnte2018 | IOU workpaper |  | KiloLumen |  |  | None | 54.74 | 0.0048 | 0 | 50.2513 | 0.0046 | 0 | 0 | 0 | 0 | 0 | 0 | 0 | SDGE:DEER:Com:Indoor_Non-CFL_Ltg | Annual | 0
SDG | WPSDGENRLG0083-Rev01-Msr003 | WRf | Ex | CZ07 | Any | WPSDGENRLG0083-1 | ExAnte2018 | IOU workpaper |  | KiloLumen |  |  | None | 55.08 | 0.0048 | 0 | 50.5634 | 0.0046 | 0 | 0 | 0 | 0 | 0 | 0 | 0 | SDGE:DEER:Com:Indoor_Non-CFL_Ltg | Annual | 0
SDG | WPSDGENRLG0083-Rev01-Msr003 | WRf | Ex | CZ08 | Any | WPSDGENRLG0083-1 | ExAnte2018 | IOU workpaper |  | KiloLumen |  |  | None | 54.74 | 0.0048 | 0 | 50.2513 | 0.0046 | 0 | 0 | 0 | 0 | 0 | 0 | 0 | SDGE:DEER:Com:Indoor_Non-CFL_Ltg | Annual | 0
SDG | WPSDGENRLG0083-Rev01-Msr003 | WRf | Ex | CZ10 | Any | WPSDGENRLG0083-1 | ExAnte2018 | IOU workpaper |  | KiloLumen |  |  | None | 54.06 | 0.0048 | 0 | 49.6271 | 0.0046 | 0 | 0 | 0 | 0 | 0 | 0 | 0 | SDGE:DEER:Com:Indoor_Non-CFL_Ltg | Annual | 0
SDG | WPSDGENRLG0083-Rev01-Msr003 | WRf | Ex | CZ14 | Any | WPSDGENRLG0083-1 | ExAnte2018 | IOU workpaper |  | KiloLumen |  |  | None | 54.06 | 0.0048 | 0 | 49.6271 | 0.0046 | 0 | 0 | 0 | 0 | 0 | 0 | 0 | SDGE:DEER:Com:Indoor_Non-CFL_Ltg | Annual | 0
SDG | WPSDGENRLG0083-Rev01-Msr003 | WRf | Ex | CZ15 | Any | WPSDGENRLG0083-1 | ExAnte2018 | IOU workpaper |  | KiloLumen |  |  | None | 54.06 | 0.0048 | 0 | 49.6271 | 0.0046 | 0 | 0 | 0 | 0 | 0 | 0 | 0 | SDGE:DEER:Com:Indoor_Non-CFL_Ltg | Annual | 0
SDG | WPSDGENRLG0083-Rev01-Msr003 | WRf | Ex | IOU | Any | WPSDGENRLG0083-1 | ExAnte2018 | IOU workpaper |  | KiloLumen |  |  | None | 54.74 | 0.0048 | 0 | 50.2513 | 0.0046 | 0 | 0 | 0 | 0 | 0 | 0 | 0 | SDGE:DEER:Com:Indoor_Non-CFL_Ltg | Annual | 0
SDG | WPSDGENRLG0083-Rev01-Msr004 | Asm | Ex | CZ06 | Any | WPSDGENRLG0083-1 | ExAnte2018 | IOU workpaper |  | KiloLumen |  |  | None | 12.716 | 0.0042 | -0.108 | 12.1176 | 0.004 | -0.1029 | 0 | 0 | 0 | 0 | 0 | 0 | SDGE:DEER:Com:Indoor_Non-CFL_Ltg | Annual | 0
SDG | WPSDGENRLG0083-Rev01-Msr004 | Asm | Ex | CZ07 | Any | WPSDGENRLG0083-1 | ExAnte2018 | IOU workpaper |  | KiloLumen |  |  | None | 12.8316 | 0.0042 | -0.0998 | 12.2278 | 0.004 | -0.0951 | 0 | 0 | 0 | 0 | 0 | 0 | SDGE:DEER:Com:Indoor_Non-CFL_Ltg | Annual | 0
SDG | WPSDGENRLG0083-Rev01-Msr004 | Asm | Ex | CZ08 | Any | WPSDGENRLG0083-1 | ExAnte2018 | IOU workpaper |  | KiloLumen |  |  | None | 12.8316 | 0.0041 | -0.0913 | 12.2278 | 0.0039 | -0.087 | 0 | 0 | 0 | 0 | 0 | 0 | SDGE:DEER:Com:Indoor_Non-CFL_Ltg | Annual | 0
SDG | WPSDGENRLG0083-Rev01-Msr004 | Asm | Ex | CZ10 | Any | WPSDGENRLG0083-1 | ExAnte2018 | IOU workpaper |  | KiloLumen |  |  | None | 12.716 | 0.0041 | -0.1168 | 12.1176 | 0.0039 | -0.1113 | 0 | 0 | 0 | 0 | 0 | 0 | SDGE:DEER:Com:Indoor_Non-CFL_Ltg | Annual | 0
SDG | WPSDGENRLG0083-Rev01-Msr004 | Asm | Ex | CZ14 | Any | WPSDGENRLG0083-1 | ExAnte2018 | IOU workpaper |  | KiloLumen |  |  | None | 12.3692 | 0.0039 | -0.1861 | 11.7871 | 0.0037 | -0.1774 | 0 | 0 | 0 | 0 | 0 | 0 | SDGE:DEER:Com:Indoor_Non-CFL_Ltg | Annual | 0
SDG | WPSDGENRLG0083-Rev01-Msr004 | Asm | Ex | CZ15 | Any | WPSDGENRLG0083-1 | ExAnte2018 | IOU workpaper |  | KiloLumen |  |  | None | 13.9876 | 0.0041 | -0.0516 | 13.3294 | 0.0039 | -0.0491 | 0 | 0 | 0 | 0 | 0 | 0 | SDGE:DEER:Com:Indoor_Non-CFL_Ltg | Annual | 0
SDG | WPSDGENRLG0083-Rev01-Msr004 | Asm | Ex | IOU | Any | WPSDGENRLG0083-1 | ExAnte2018 | IOU workpaper |  | KiloLumen |  |  | None | 12.8316 | 0.0042 | -0.1057 | 12.2278 | 0.004 | -0.1007 | 0 | 0 | 0 | 0 | 0 | 0 | SDGE:DEER:Com:Indoor_Non-CFL_Ltg | Annual | 0
SDG | WPSDGENRLG0083-Rev01-Msr004 | Com | Ex | IOU | Any | WPSDGENRLG0083-1 | ExAnte2018 | IOU workpaper |  | KiloLumen |  |  | None | 24.6758 | 0.006 | -0.2424 | 23.305 | 0.0055 | -0.2289 | 0 | 0 | 0 | 0 | 0 | 0 | SDGE:DEER:Com:Indoor_Non-CFL_Ltg | Annual | 0
SDG | WPSDGENRLG0083-Rev01-Msr004 | ECC | Ex | CZ06 | Any | WPSDGENRLG0083-1 | ExAnte2018 | IOU workpaper |  | KiloLumen |  |  | None | 20.0552 | 0.0074 | -0.2538 | 17.8269 | 0.006 | -0.2256 | 0 | 0 | 0 | 0 | 0 | 0 | SDGE:DEER:Com:Indoor_Non-CFL_Ltg | Annual | 0
SDG | WPSDGENRLG0083-Rev01-Msr004 | ECC | Ex | CZ07 | Any | WPSDGENRLG0083-1 | ExAnte2018 | IOU workpaper |  | KiloLumen |  |  | None | 20.2327 | 0.0074 | -0.213 | 17.9846 | 0.006 | -0.1893 | 0 | 0 | 0 | 0 | 0 | 0 | SDGE:DEER:Com:Indoor_Non-CFL_Ltg | Annual | 0
SDG | WPSDGENRLG0083-Rev01-Msr004 | ECC | Ex | CZ08 | Any | WPSDGENRLG0083-1 | ExAnte2018 | IOU workpaper |  | KiloLumen |  |  | None | 20.4102 | 0.0074 | -0.2307 | 18.1424 | 0.006 | -0.2051 | 0 | 0 | 0 | 0 | 0 | 0 | SDGE:DEER:Com:Indoor_Non-CFL_Ltg | Annual | 0
SDG | WPSDGENRLG0083-Rev01-Msr004 | ECC | Ex | CZ10 | Any | WPSDGENRLG0083-1 | ExAnte2018 | IOU workpaper |  | KiloLumen |  |  | None | 20.2327 | 0.0075 | -0.2733 | 17.9846 | 0.0061 | -0.243 | 0 | 0 | 0 | 0 | 0 | 0 | SDGE:DEER:Com:Indoor_Non-CFL_Ltg | Annual | 0
SDG | WPSDGENRLG0083-Rev01-Msr004 | ECC | Ex | CZ14 | Any | WPSDGENRLG0083-1 | ExAnte2018 | IOU workpaper |  | KiloLumen |  |  | None | 19.8778 | 0.0074 | -0.4118 | 17.6691 | 0.006 | -0.366 | 0 | 0 | 0 | 0 | 0 | 0 | SDGE:DEER:Com:Indoor_Non-CFL_Ltg | Annual | 0
SDG | WPSDGENRLG0083-Rev01-Msr004 | ECC | Ex | CZ15 | Any | WPSDGENRLG0083-1 | ExAnte2018 | IOU workpaper |  | KiloLumen |  |  | None | 19.8778 | 0.0074 | -0.4118 | 17.6691 | 0.006 | -0.366 | 0 | 0 | 0 | 0 | 0 | 0 | SDGE:DEER:Com:Indoor_Non-CFL_Ltg | Annual | 0
SDG | WPSDGENRLG0083-Rev01-Msr004 | ECC | Ex | IOU | Any | WPSDGENRLG0083-1 | ExAnte2018 | IOU workpaper |  | KiloLumen |  |  | None | 20.2327 | 0.0074 | -0.2289 | 17.9846 | 0.006 | -0.2035 | 0 | 0 | 0 | 0 | 0 | 0 | SDGE:DEER:Com:Indoor_Non-CFL_Ltg | Annual | 0
SDG | WPSDGENRLG0083-Rev01-Msr004 | EPr | Ex | CZ06 | Any | WPSDGENRLG0083-1 | ExAnte2018 | IOU workpaper |  | KiloLumen |  |  | None | 19.225 | 0.0072 | -0.172 | 16.2017 | 0.0058 | -0.145 | 0 | 0 | 0 | 0 | 0 | 0 | SDGE:DEER:Com:Indoor_Non-CFL_Ltg | Annual | 0
SDG | WPSDGENRLG0083-Rev01-Msr004 | EPr | Ex | CZ07 | Any | WPSDGENRLG0083-1 | ExAnte2018 | IOU workpaper |  | KiloLumen |  |  | None | 19.225 | 0.0072 | -0.1533 | 16.2017 | 0.0059 | -0.1292 | 0 | 0 | 0 | 0 | 0 | 0 | SDGE:DEER:Com:Indoor_Non-CFL_Ltg | Annual | 0
SDG | WPSDGENRLG0083-Rev01-Msr004 | EPr | Ex | CZ08 | Any | WPSDGENRLG0083-1 | ExAnte2018 | IOU workpaper |  | KiloLumen |  |  | None | 19.3936 | 0.0073 | -0.1422 | 16.3438 | 0.0059 | -0.1198 | 0 | 0 | 0 | 0 | 0 | 0 | SDGE:DEER:Com:Indoor_Non-CFL_Ltg | Annual | 0
SDG | WPSDGENRLG0083-Rev01-Msr004 | EPr | Ex | CZ10 | Any | WPSDGENRLG0083-1 | ExAnte2018 | IOU workpaper |  | KiloLumen |  |  | None | 19.225 | 0.0072 | -0.1821 | 16.2017 | 0.0059 | -0.1535 | 0 | 0 | 0 | 0 | 0 | 0 | SDGE:DEER:Com:Indoor_Non-CFL_Ltg | Annual | 0
SDG | WPSDGENRLG0083-Rev01-Msr004 | EPr | Ex | CZ14 | Any | WPSDGENRLG0083-1 | ExAnte2018 | IOU workpaper |  | KiloLumen |  |  | None | 18.5504 | 0.0072 | -0.3103 | 15.6332 | 0.0059 | -0.2615 | 0 | 0 | 0 | 0 | 0 | 0 | SDGE:DEER:Com:Indoor_Non-CFL_Ltg | Annual | 0
SDG | WPSDGENRLG0083-Rev01-Msr004 | EPr | Ex | CZ15 | Any | WPSDGENRLG0083-1 | ExAnte2018 | IOU workpaper |  | KiloLumen |  |  | None | 20.5741 | 0.0072 | -0.0745 | 17.3386 | 0.0059 | -0.0628 | 0 | 0 | 0 | 0 | 0 | 0 | SDGE:DEER:Com:Indoor_Non-CFL_Ltg | Annual | 0
SDG | WPSDGENRLG0083-Rev01-Msr004 | EPr | Ex | IOU | Any | WPSDGENRLG0083-1 | ExAnte2018 | IOU workpaper |  | KiloLumen |  |  | None | 19.225 | 0.0072 | -0.1643 | 16.2017 | 0.0059 | -0.1384 | 0 | 0 | 0 | 0 | 0 | 0 | SDGE:DEER:Com:Indoor_Non-CFL_Ltg | Annual | 0
SDG | WPSDGENRLG0083-Rev01-Msr004 | ERC | Ex | CZ06 | Any | WPSDGENRLG0083-1 | ExAnte2018 | IOU workpaper |  | KiloLumen |  |  | None | 9.0576 | 0.0042 | -0.0546 | 7.2461 | 0.0032 | -0.0437 | 0 | 0 | 0 | 0 | 0 | 0 | SDGE:DEER:Com:Indoor_Non-CFL_Ltg | Annual | 0
SDG | WPSDGENRLG0083-Rev01-Msr004 | ERC | Ex | CZ07 | Any | WPSDGENRLG0083-1 | ExAnte2018 | IOU workpaper |  | KiloLumen |  |  | None | 9.2208 | 0.0043 | -0.0451 | 7.3766 | 0.0032 | -0.0361 | 0 | 0 | 0 | 0 | 0 | 0 | SDGE:DEER:Com:Indoor_Non-CFL_Ltg | Annual | 0
SDG | WPSDGENRLG0083-Rev01-Msr004 | ERC | Ex | CZ08 | Any | WPSDGENRLG0083-1 | ExAnte2018 | IOU workpaper |  | KiloLumen |  |  | None | 9.0576 | 0.0042 | -0.0477 | 7.2461 | 0.0032 | -0.0382 | 0 | 0 | 0 | 0 | 0 | 0 | SDGE:DEER:Com:Indoor_Non-CFL_Ltg | Annual | 0
SDG | WPSDGENRLG0083-Rev01-Msr004 | ERC | Ex | CZ10 | Any | WPSDGENRLG0083-1 | ExAnte2018 | IOU workpaper |  | KiloLumen |  |  | None | 9.0576 | 0.0042 | -0.0564 | 7.2461 | 0.0032 | -0.0451 | 0 | 0 | 0 | 0 | 0 | 0 | SDGE:DEER:Com:Indoor_Non-CFL_Ltg | Annual | 0
SDG | WPSDGENRLG0083-Rev01-Msr004 | ERC | Ex | CZ14 | Any | WPSDGENRLG0083-1 | ExAnte2018 | IOU workpaper |  | KiloLumen |  |  | None | 8.8944 | 0.0043 | -0.0745 | 7.1155 | 0.0032 | -0.0596 | 0 | 0 | 0 | 0 | 0 | 0 | SDGE:DEER:Com:Indoor_Non-CFL_Ltg | Annual | 0
SDG | WPSDGENRLG0083-Rev01-Msr004 | ERC | Ex | CZ15 | Any | WPSDGENRLG0083-1 | ExAnte2018 | IOU workpaper |  | KiloLumen |  |  | None | 9.6288 | 0.0044 | -0.0263 | 7.703 | 0.0033 | -0.021 | 0 | 0 | 0 | 0 | 0 | 0 | SDGE:DEER:Com:Indoor_Non-CFL_Ltg | Annual | 0
SDG | WPSDGENRLG0083-Rev01-Msr004 | ERC | Ex | IOU | Any | WPSDGENRLG0083-1 | ExAnte2018 | IOU workpaper |  | KiloLumen |  |  | None | 9.1392 | 0.0043 | -0.0496 | 7.3114 | 0.0032 | -0.0397 | 0 | 0 | 0 | 0 | 0 | 0 | SDGE:DEER:Com:Indoor_Non-CFL_Ltg | Annual | 0
SDG | WPSDGENRLG0083-Rev01-Msr004 | ESe | Ex | CZ06 | Any | WPSDGENRLG0083-1 | ExAnte2018 | IOU workpaper |  | KiloLumen |  |  | None | 19.3446 | 0.0075 | -0.2297 | 16.679 | 0.0063 | -0.1981 | 0 | 0 | 0 | 0 | 0 | 0 | SDGE:DEER:Com:Indoor_Non-CFL_Ltg | Annual | 0
SDG | WPSDGENRLG0083-Rev01-Msr004 | ESe | Ex | CZ07 | Any | WPSDGENRLG0083-1 | ExAnte2018 | IOU workpaper |  | KiloLumen |  |  | None | 19.3446 | 0.0073 | -0.2021 | 16.679 | 0.0062 | -0.1742 | 0 | 0 | 0 | 0 | 0 | 0 | SDGE:DEER:Com:Indoor_Non-CFL_Ltg | Annual | 0
SDG | WPSDGENRLG0083-Rev01-Msr004 | ESe | Ex | CZ08 | Any | WPSDGENRLG0083-1 | ExAnte2018 | IOU workpaper |  | KiloLumen |  |  | None | 19.5174 | 0.0074 | -0.1969 | 16.828 | 0.0063 | -0.1698 | 0 | 0 | 0 | 0 | 0 | 0 | SDGE:DEER:Com:Indoor_Non-CFL_Ltg | Annual | 0
SDG | WPSDGENRLG0083-Rev01-Msr004 | ESe | Ex | CZ10 | Any | WPSDGENRLG0083-1 | ExAnte2018 | IOU workpaper |  | KiloLumen |  |  | None | 19.5174 | 0.0074 | -0.247 | 16.828 | 0.0063 | -0.213 | 0 | 0 | 0 | 0 | 0 | 0 | SDGE:DEER:Com:Indoor_Non-CFL_Ltg | Annual | 0
SDG | WPSDGENRLG0083-Rev01-Msr004 | ESe | Ex | CZ14 | Any | WPSDGENRLG0083-1 | ExAnte2018 | IOU workpaper |  | KiloLumen |  |  | None | 18.8265 | 0.0072 | -0.3973 | 16.2323 | 0.0061 | -0.3425 | 0 | 0 | 0 | 0 | 0 | 0 | SDGE:DEER:Com:Indoor_Non-CFL_Ltg | Annual | 0
SDG | WPSDGENRLG0083-Rev01-Msr004 | ESe | Ex | CZ15 | Any | WPSDGENRLG0083-1 | ExAnte2018 | IOU workpaper |  | KiloLumen |  |  | None | 21.0718 | 0.0074 | -0.1088 | 18.1682 | 0.0063 | -0.0938 | 0 | 0 | 0 | 0 | 0 | 0 | SDGE:DEER:Com:Indoor_Non-CFL_Ltg | Annual | 0
SDG | WPSDGENRLG0083-Rev01-Msr004 | ESe | Ex | IOU | Any | WPSDGENRLG0083-1 | ExAnte2018 | IOU workpaper |  | KiloLumen |  |  | None | 19.3446 | 0.0073 | -0.2194 | 16.679 | 0.0062 | -0.1891 | 0 | 0 | 0 | 0 | 0 | 0 | SDGE:DEER:Com:Indoor_Non-CFL_Ltg | Annual | 0
SDG | WPSDGENRLG0083-Rev01-Msr004 | EUn | Ex | CZ06 | Any | WPSDGENRLG0083-1 | ExAnte2018 | IOU workpaper |  | KiloLumen |  |  | None | 21.7831 | 0.008 | -0.2159 | 19.225 | 0.0065 | -0.1906 | 0 | 0 | 0 | 0 | 0 | 0 | SDGE:DEER:Com:Indoor_Non-CFL_Ltg | Annual | 0
SDG | WPSDGENRLG0083-Rev01-Msr004 | EUn | Ex | CZ07 | Any | WPSDGENRLG0083-1 | ExAnte2018 | IOU workpaper |  | KiloLumen |  |  | None | 21.7831 | 0.0079 | -0.1874 | 19.225 | 0.0064 | -0.1654 | 0 | 0 | 0 | 0 | 0 | 0 | SDGE:DEER:Com:Indoor_Non-CFL_Ltg | Annual | 0
SDG | WPSDGENRLG0083-Rev01-Msr004 | EUn | Ex | CZ08 | Any | WPSDGENRLG0083-1 | ExAnte2018 | IOU workpaper |  | KiloLumen |  |  | None | 21.9742 | 0.008 | -0.2083 | 19.3936 | 0.0065 | -0.1838 | 0 | 0 | 0 | 0 | 0 | 0 | SDGE:DEER:Com:Indoor_Non-CFL_Ltg | Annual | 0
SDG | WPSDGENRLG0083-Rev01-Msr004 | EUn | Ex | CZ10 | Any | WPSDGENRLG0083-1 | ExAnte2018 | IOU workpaper |  | KiloLumen |  |  | None | 21.9742 | 0.0081 | -0.2408 | 19.3936 | 0.0066 | -0.2125 | 0 | 0 | 0 | 0 | 0 | 0 | SDGE:DEER:Com:Indoor_Non-CFL_Ltg | Annual | 0
SDG | WPSDGENRLG0083-Rev01-Msr004 | EUn | Ex | CZ14 | Any | WPSDGENRLG0083-1 | ExAnte2018 | IOU workpaper |  | KiloLumen |  |  | None | 21.592 | 0.008 | -0.3229 | 19.0563 | 0.0065 | -0.285 | 0 | 0 | 0 | 0 | 0 | 0 | SDGE:DEER:Com:Indoor_Non-CFL_Ltg | Annual | 0
SDG | WPSDGENRLG0083-Rev01-Msr004 | EUn | Ex | CZ15 | Any | WPSDGENRLG0083-1 | ExAnte2018 | IOU workpaper |  | KiloLumen |  |  | None | 21.592 | 0.008 | -0.3229 | 19.0563 | 0.0065 | -0.285 | 0 | 0 | 0 | 0 | 0 | 0 | SDGE:DEER:Com:Indoor_Non-CFL_Ltg | Annual | 0
SDG | WPSDGENRLG0083-Rev01-Msr004 | EUn | Ex | IOU | Any | WPSDGENRLG0083-1 | ExAnte2018 | IOU workpaper |  | KiloLumen |  |  | None | 21.7831 | 0.008 | -0.2006 | 19.225 | 0.0065 | -0.1771 | 0 | 0 | 0 | 0 | 0 | 0 | SDGE:DEER:Com:Indoor_Non-CFL_Ltg | Annual | 0
SDG | WPSDGENRLG0083-Rev01-Msr004 | Gro | Ex | CZ06 | Any | WPSDGENRLG0083-1 | ExAnte2018 | IOU workpaper |  | KiloLumen |  |  | None | 37.774 | 0.0076 | -2.5881 | 37.0185 | 0.0074 | -2.5363 | 0 | 0 | 0 | 0 | 0 | 0 | SDGE:DEER:Com:Indoor_Non-CFL_Ltg | Annual | 0
SDG | WPSDGENRLG0083-Rev01-Msr004 | Gro | Ex | CZ07 | Any | WPSDGENRLG0083-1 | ExAnte2018 | IOU workpaper |  | KiloLumen |  |  | None | 37.4 | 0.0074 | -2.7526 | 36.652 | 0.0072 | -2.6976 | 0 | 0 | 0 | 0 | 0 | 0 | SDGE:DEER:Com:Indoor_Non-CFL_Ltg | Annual | 0
SDG | WPSDGENRLG0083-Rev01-Msr004 | Gro | Ex | CZ08 | Any | WPSDGENRLG0083-1 | ExAnte2018 | IOU workpaper |  | KiloLumen |  |  | None | 38.522 | 0.0078 | -2.345 | 37.7516 | 0.0076 | -2.2981 | 0 | 0 | 0 | 0 | 0 | 0 | SDGE:DEER:Com:Indoor_Non-CFL_Ltg | Annual | 0
SDG | WPSDGENRLG0083-Rev01-Msr004 | Gro | Ex | CZ10 | Any | WPSDGENRLG0083-1 | ExAnte2018 | IOU workpaper |  | KiloLumen |  |  | None | 39.27 | 0.0081 | -2.2216 | 38.4846 | 0.008 | -2.1771 | 0 | 0 | 0 | 0 | 0 | 0 | SDGE:DEER:Com:Indoor_Non-CFL_Ltg | Annual | 0
SDG | WPSDGENRLG0083-Rev01-Msr004 | Gro | Ex | CZ14 | Any | WPSDGENRLG0083-1 | ExAnte2018 | IOU workpaper |  | KiloLumen |  |  | None | 38.896 | 0.0082 | -2.345 | 38.1181 | 0.008 | -2.2981 | 0 | 0 | 0 | 0 | 0 | 0 | SDGE:DEER:Com:Indoor_Non-CFL_Ltg | Annual | 0
SDG | WPSDGENRLG0083-Rev01-Msr004 | Gro | Ex | CZ15 | Any | WPSDGENRLG0083-1 | ExAnte2018 | IOU workpaper |  | KiloLumen |  |  | None | 41.888 | 0.008 | -1.2492 | 41.0502 | 0.0078 | -1.2242 | 0 | 0 | 0 | 0 | 0 | 0 | SDGE:DEER:Com:Indoor_Non-CFL_Ltg | Annual | 0
SDG | WPSDGENRLG0083-Rev01-Msr004 | Gro | Ex | IOU | Any | WPSDGENRLG0083-1 | ExAnte2018 | IOU workpaper |  | KiloLumen |  |  | None | 37.774 | 0.0076 | -2.5843 | 37.0185 | 0.0075 | -2.5327 | 0 | 0 | 0 | 0 | 0 | 0 | SDGE:DEER:Com:Indoor_Non-CFL_Ltg | Annual | 0
SDG | WPSDGENRLG0083-Rev01-Msr004 | Hsp | Ex | CZ06 | Any | WPSDGENRLG0083-1 | ExAnte2018 | IOU workpaper |  | KiloLumen |  |  | None | 46.0598 | 0.0066 | -1.2096 | 45.6688 | 0.0065 | -1.1993 | 0 | 0 | 0 | 0 | 0 | 0 | SDGE:DEER:Com:Indoor_Non-CFL_Ltg | Annual | 0
SDG | WPSDGENRLG0083-Rev01-Msr004 | Hsp | Ex | CZ07 | Any | WPSDGENRLG0083-1 | ExAnte2018 | IOU workpaper |  | KiloLumen |  |  | None | 46.0598 | 0.0066 | -1.1054 | 45.6688 | 0.0065 | -1.0961 | 0 | 0 | 0 | 0 | 0 | 0 | SDGE:DEER:Com:Indoor_Non-CFL_Ltg | Annual | 0
SDG | WPSDGENRLG0083-Rev01-Msr004 | Hsp | Ex | CZ08 | Any | WPSDGENRLG0083-1 | ExAnte2018 | IOU workpaper |  | KiloLumen |  |  | None | 46.0598 | 0.0066 | -1.1935 | 45.6688 | 0.0065 | -1.1834 | 0 | 0 | 0 | 0 | 0 | 0 | SDGE:DEER:Com:Indoor_Non-CFL_Ltg | Annual | 0
SDG | WPSDGENRLG0083-Rev01-Msr004 | Hsp | Ex | CZ10 | Any | WPSDGENRLG0083-1 | ExAnte2018 | IOU workpaper |  | KiloLumen |  |  | None | 46.0598 | 0.0068 | -1.2897 | 45.6688 | 0.0067 | -1.2787 | 0 | 0 | 0 | 0 | 0 | 0 | SDGE:DEER:Com:Indoor_Non-CFL_Ltg | Annual | 0
SDG | WPSDGENRLG0083-Rev01-Msr004 | Hsp | Ex | CZ14 | Any | WPSDGENRLG0083-1 | ExAnte2018 | IOU workpaper |  | KiloLumen |  |  | None | 45.2588 | 0.0067 | -1.578 | 44.8746 | 0.0066 | -1.5647 | 0 | 0 | 0 | 0 | 0 | 0 | SDGE:DEER:Com:Indoor_Non-CFL_Ltg | Annual | 0
SDG | WPSDGENRLG0083-Rev01-Msr004 | Hsp | Ex | CZ15 | Any | WPSDGENRLG0083-1 | ExAnte2018 | IOU workpaper |  | KiloLumen |  |  | None | 45.2588 | 0.0067 | -1.578 | 44.8746 | 0.0066 | -1.5647 | 0 | 0 | 0 | 0 | 0 | 0 | SDGE:DEER:Com:Indoor_Non-CFL_Ltg | Annual | 0
SDG | WPSDGENRLG0083-Rev01-Msr004 | Hsp | Ex | IOU | Any | WPSDGENRLG0083-1 | ExAnte2018 | IOU workpaper |  | KiloLumen |  |  | None | 46.0598 | 0.0066 | -1.1375 | 45.6688 | 0.0065 | -1.1278 | 0 | 0 | 0 | 0 | 0 | 0 | SDGE:DEER:Com:Indoor_Non-CFL_Ltg | Annual | 0
SDG | WPSDGENRLG0083-Rev01-Msr004 | Htl | Ex | CZ06 | Any | WPSDGENRLG0083-1 | ExAnte2018 | IOU workpaper |  | KiloLumen |  |  | None | 39.3632 | 0.0059 | -0.493 | 38.1262 | 0.0057 | -0.4775 | 0 | 0 | 0 | 0 | 0 | 0 | SDGE:DEER:Com:Indoor_Non-CFL_Ltg | Annual | 0
SDG | WPSDGENRLG0083-Rev01-Msr004 | Htl | Ex | CZ07 | Any | WPSDGENRLG0083-1 | ExAnte2018 | IOU workpaper |  | KiloLumen |  |  | None | 40.4668 | 0.0058 | -0.3973 | 39.1952 | 0.0056 | -0.3848 | 0 | 0 | 0 | 0 | 0 | 0 | SDGE:DEER:Com:Indoor_Non-CFL_Ltg | Annual | 0
SDG | WPSDGENRLG0083-Rev01-Msr004 | Htl | Ex | CZ08 | Any | WPSDGENRLG0083-1 | ExAnte2018 | IOU workpaper |  | KiloLumen |  |  | None | 40.0989 | 0.0059 | -0.4378 | 38.8389 | 0.0057 | -0.424 | 0 | 0 | 0 | 0 | 0 | 0 | SDGE:DEER:Com:Indoor_Non-CFL_Ltg | Annual | 0
SDG | WPSDGENRLG0083-Rev01-Msr004 | Htl | Ex | CZ10 | Any | WPSDGENRLG0083-1 | ExAnte2018 | IOU workpaper |  | KiloLumen |  |  | None | 39.3632 | 0.006 | -0.4893 | 38.1262 | 0.0058 | -0.4739 | 0 | 0 | 0 | 0 | 0 | 0 | SDGE:DEER:Com:Indoor_Non-CFL_Ltg | Annual | 0
SDG | WPSDGENRLG0083-Rev01-Msr004 | Htl | Ex | CZ14 | Any | WPSDGENRLG0083-1 | ExAnte2018 | IOU workpaper |  | KiloLumen |  |  | None | 37.5238 | 0.006 | -0.6548 | 36.3446 | 0.0058 | -0.6342 | 0 | 0 | 0 | 0 | 0 | 0 | SDGE:DEER:Com:Indoor_Non-CFL_Ltg | Annual | 0
SDG | WPSDGENRLG0083-Rev01-Msr004 | Htl | Ex | CZ15 | Any | WPSDGENRLG0083-1 | ExAnte2018 | IOU workpaper |  | KiloLumen |  |  | None | 42.6741 | 0.0061 | -0.2814 | 41.3331 | 0.0059 | -0.2726 | 0 | 0 | 0 | 0 | 0 | 0 | SDGE:DEER:Com:Indoor_Non-CFL_Ltg | Annual | 0
SDG | WPSDGENRLG0083-Rev01-Msr004 | Htl | Ex | IOU | Any | WPSDGENRLG0083-1 | ExAnte2018 | IOU workpaper |  | KiloLumen |  |  | None | 40.0989 | 0.0059 | -0.412 | 38.8389 | 0.0057 | -0.3991 | 0 | 0 | 0 | 0 | 0 | 0 | SDGE:DEER:Com:Indoor_Non-CFL_Ltg | Annual | 0
SDG | WPSDGENRLG0083-Rev01-Msr004 | MBT | Ex | CZ06 | Any | WPSDGENRLG0083-1 | ExAnte2018 | IOU workpaper |  | KiloLumen |  |  | None | 22.6386 | 0.0048 | -0.0144 | 21.4554 | 0.0047 | -0.0137 | 0 | 0 | 0 | 0 | 0 | 0 | SDGE:DEER:Com:Indoor_Non-CFL_Ltg | Annual | 0
SDG | WPSDGENRLG0083-Rev01-Msr004 | MBT | Ex | CZ07 | Any | WPSDGENRLG0083-1 | ExAnte2018 | IOU workpaper |  | KiloLumen |  |  | None | 22.8337 | 0.0047 | -0.0028 | 21.6403 | 0.0046 | -0.0027 | 0 | 0 | 0 | 0 | 0 | 0 | SDGE:DEER:Com:Indoor_Non-CFL_Ltg | Annual | 0
SDG | WPSDGENRLG0083-Rev01-Msr004 | MBT | Ex | CZ08 | Any | WPSDGENRLG0083-1 | ExAnte2018 | IOU workpaper |  | KiloLumen |  |  | None | 22.6386 | 0.005 | -0.0092 | 21.4554 | 0.0048 | -0.0087 | 0 | 0 | 0 | 0 | 0 | 0 | SDGE:DEER:Com:Indoor_Non-CFL_Ltg | Annual | 0
SDG | WPSDGENRLG0083-Rev01-Msr004 | MBT | Ex | CZ10 | Any | WPSDGENRLG0083-1 | ExAnte2018 | IOU workpaper |  | KiloLumen |  |  | None | 22.6386 | 0.0051 | -0.0187 | 21.4554 | 0.005 | -0.0178 | 0 | 0 | 0 | 0 | 0 | 0 | SDGE:DEER:Com:Indoor_Non-CFL_Ltg | Annual | 0
SDG | WPSDGENRLG0083-Rev01-Msr004 | MBT | Ex | CZ14 | Any | WPSDGENRLG0083-1 | ExAnte2018 | IOU workpaper |  | KiloLumen |  |  | None | 22.2482 | 0.0051 | -0.0451 | 21.0854 | 0.0049 | -0.0427 | 0 | 0 | 0 | 0 | 0 | 0 | SDGE:DEER:Com:Indoor_Non-CFL_Ltg | Annual | 0
SDG | WPSDGENRLG0083-Rev01-Msr004 | MBT | Ex | CZ15 | Any | WPSDGENRLG0083-1 | ExAnte2018 | IOU workpaper |  | KiloLumen |  |  | None | 23.6144 | 0.0051 | 0 | 22.3802 | 0.005 | 0 | 0 | 0 | 0 | 0 | 0 | 0 | SDGE:DEER:Com:Indoor_Non-CFL_Ltg | Annual | 0
SDG | WPSDGENRLG0083-Rev01-Msr004 | MBT | Ex | IOU | Any | WPSDGENRLG0083-1 | ExAnte2018 | IOU workpaper |  | KiloLumen |  |  | None | 22.6386 | 0.0049 | -0.0085 | 21.4554 | 0.0047 | -0.0081 | 0 | 0 | 0 | 0 | 0 | 0 | SDGE:DEER:Com:Indoor_Non-CFL_Ltg | Annual | 0
SDG | WPSDGENRLG0083-Rev01-Msr004 | MLI | Ex | CZ06 | Any | WPSDGENRLG0083-1 | ExAnte2018 | IOU workpaper |  | KiloLumen |  |  | None | 21.4445 | 0.0048 | -0.1217 | 21.371 | 0.0048 | -0.1213 | 0 | 0 | 0 | 0 | 0 | 0 | SDGE:DEER:Com:Indoor_Non-CFL_Ltg | Annual | 0
SDG | WPSDGENRLG0083-Rev01-Msr004 | MLI | Ex | CZ07 | Any | WPSDGENRLG0083-1 | ExAnte2018 | IOU workpaper |  | KiloLumen |  |  | None | 21.4445 | 0.0048 | -0.061 | 21.371 | 0.0047 | -0.0607 | 0 | 0 | 0 | 0 | 0 | 0 | SDGE:DEER:Com:Indoor_Non-CFL_Ltg | Annual | 0
SDG | WPSDGENRLG0083-Rev01-Msr004 | MLI | Ex | CZ08 | Any | WPSDGENRLG0083-1 | ExAnte2018 | IOU workpaper |  | KiloLumen |  |  | None | 21.643 | 0.0048 | -0.0997 | 21.5689 | 0.0048 | -0.0993 | 0 | 0 | 0 | 0 | 0 | 0 | SDGE:DEER:Com:Indoor_Non-CFL_Ltg | Annual | 0
SDG | WPSDGENRLG0083-Rev01-Msr004 | MLI | Ex | CZ10 | Any | WPSDGENRLG0083-1 | ExAnte2018 | IOU workpaper |  | KiloLumen |  |  | None | 21.643 | 0.0049 | -0.1374 | 21.5689 | 0.0049 | -0.1369 | 0 | 0 | 0 | 0 | 0 | 0 | SDGE:DEER:Com:Indoor_Non-CFL_Ltg | Annual | 0
SDG | WPSDGENRLG0083-Rev01-Msr004 | MLI | Ex | CZ14 | Any | WPSDGENRLG0083-1 | ExAnte2018 | IOU workpaper |  | KiloLumen |  |  | None | 21.0474 | 0.0049 | -0.3892 | 20.9753 | 0.0049 | -0.3878 | 0 | 0 | 0 | 0 | 0 | 0 | SDGE:DEER:Com:Indoor_Non-CFL_Ltg | Annual | 0
SDG | WPSDGENRLG0083-Rev01-Msr004 | MLI | Ex | CZ15 | Any | WPSDGENRLG0083-1 | ExAnte2018 | IOU workpaper |  | KiloLumen |  |  | None | 23.2315 | 0.0048 | -0.0373 | 23.152 | 0.0048 | -0.0372 | 0 | 0 | 0 | 0 | 0 | 0 | SDGE:DEER:Com:Indoor_Non-CFL_Ltg | Annual | 0
SDG | WPSDGENRLG0083-Rev01-Msr004 | MLI | Ex | IOU | Any | WPSDGENRLG0083-1 | ExAnte2018 | IOU workpaper |  | KiloLumen |  |  | None | 21.4445 | 0.0048 | -0.0899 | 21.371 | 0.0048 | -0.0896 | 0 | 0 | 0 | 0 | 0 | 0 | SDGE:DEER:Com:Indoor_Non-CFL_Ltg | Annual | 0
SDG | WPSDGENRLG0083-Rev01-Msr004 | Mtl | Ex | CZ06 | Any | WPSDGENRLG0083-1 | ExAnte2018 | IOU workpaper |  | KiloLumen |  |  | None | 32.7488 | 0.0033 | -0.3947 | 30.921 | 0.0031 | -0.3727 | 0 | 0 | 0 | 0 | 0 | 0 | SDGE:DEER:Com:Indoor_Non-CFL_Ltg | Annual | 0
SDG | WPSDGENRLG0083-Rev01-Msr004 | Mtl | Ex | CZ07 | Any | WPSDGENRLG0083-1 | ExAnte2018 | IOU workpaper |  | KiloLumen |  |  | None | 33.626 | 0.0032 | -0.2898 | 31.7492 | 0.003 | -0.2736 | 0 | 0 | 0 | 0 | 0 | 0 | SDGE:DEER:Com:Indoor_Non-CFL_Ltg | Annual | 0
SDG | WPSDGENRLG0083-Rev01-Msr004 | Mtl | Ex | CZ08 | Any | WPSDGENRLG0083-1 | ExAnte2018 | IOU workpaper |  | KiloLumen |  |  | None | 33.0412 | 0.0033 | -0.3333 | 31.197 | 0.0031 | -0.3147 | 0 | 0 | 0 | 0 | 0 | 0 | SDGE:DEER:Com:Indoor_Non-CFL_Ltg | Annual | 0
SDG | WPSDGENRLG0083-Rev01-Msr004 | Mtl | Ex | CZ10 | Any | WPSDGENRLG0083-1 | ExAnte2018 | IOU workpaper |  | KiloLumen |  |  | None | 32.7488 | 0.0034 | -0.3918 | 30.921 | 0.0032 | -0.3699 | 0 | 0 | 0 | 0 | 0 | 0 | SDGE:DEER:Com:Indoor_Non-CFL_Ltg | Annual | 0
SDG | WPSDGENRLG0083-Rev01-Msr004 | Mtl | Ex | CZ14 | Any | WPSDGENRLG0083-1 | ExAnte2018 | IOU workpaper |  | KiloLumen |  |  | None | 31.5792 | 0.0034 | -0.538 | 29.8166 | 0.0032 | -0.508 | 0 | 0 | 0 | 0 | 0 | 0 | SDGE:DEER:Com:Indoor_Non-CFL_Ltg | Annual | 0
SDG | WPSDGENRLG0083-Rev01-Msr004 | Mtl | Ex | CZ15 | Any | WPSDGENRLG0083-1 | ExAnte2018 | IOU workpaper |  | KiloLumen |  |  | None | 35.088 | 0.0034 | -0.1646 | 33.1296 | 0.0032 | -0.1554 | 0 | 0 | 0 | 0 | 0 | 0 | SDGE:DEER:Com:Indoor_Non-CFL_Ltg | Annual | 0
SDG | WPSDGENRLG0083-Rev01-Msr004 | Mtl | Ex | IOU | Any | WPSDGENRLG0083-1 | ExAnte2018 | IOU workpaper |  | KiloLumen |  |  | None | 33.3336 | 0.0033 | -0.3041 | 31.4731 | 0.0031 | -0.2871 | 0 | 0 | 0 | 0 | 0 | 0 | SDGE:DEER:Com:Indoor_Non-CFL_Ltg | Annual | 0
SDG | WPSDGENRLG0083-Rev01-Msr004 | Nrs | Ex | CZ06 | Any | WPSDGENRLG0083-1 | ExAnte2018 | IOU workpaper |  | KiloLumen |  |  | None | 28.4213 | 0.0061 | -1.0316 | 27.4666 | 0.0059 | -0.9969 | 0 | 0 | 0 | 0 | 0 | 0 | SDGE:DEER:Com:Indoor_Non-CFL_Ltg | Annual | 0
SDG | WPSDGENRLG0083-Rev01-Msr004 | Nrs | Ex | CZ07 | Any | WPSDGENRLG0083-1 | ExAnte2018 | IOU workpaper |  | KiloLumen |  |  | None | 28.1581 | 0.006 | -0.9421 | 27.2122 | 0.0058 | -0.9105 | 0 | 0 | 0 | 0 | 0 | 0 | SDGE:DEER:Com:Indoor_Non-CFL_Ltg | Annual | 0
SDG | WPSDGENRLG0083-Rev01-Msr004 | Nrs | Ex | CZ08 | Any | WPSDGENRLG0083-1 | ExAnte2018 | IOU workpaper |  | KiloLumen |  |  | None | 28.6844 | 0.0061 | -1.0026 | 27.7209 | 0.0059 | -0.969 | 0 | 0 | 0 | 0 | 0 | 0 | SDGE:DEER:Com:Indoor_Non-CFL_Ltg | Annual | 0
SDG | WPSDGENRLG0083-Rev01-Msr004 | Nrs | Ex | CZ10 | Any | WPSDGENRLG0083-1 | ExAnte2018 | IOU workpaper |  | KiloLumen |  |  | None | 28.6844 | 0.0063 | -1.0632 | 27.7209 | 0.0061 | -1.0275 | 0 | 0 | 0 | 0 | 0 | 0 | SDGE:DEER:Com:Indoor_Non-CFL_Ltg | Annual | 0
SDG | WPSDGENRLG0083-Rev01-Msr004 | Nrs | Ex | CZ14 | Any | WPSDGENRLG0083-1 | ExAnte2018 | IOU workpaper |  | KiloLumen |  |  | None | 28.4213 | 0.0062 | -1.2421 | 27.4666 | 0.006 | -1.2004 | 0 | 0 | 0 | 0 | 0 | 0 | SDGE:DEER:Com:Indoor_Non-CFL_Ltg | Annual | 0
SDG | WPSDGENRLG0083-Rev01-Msr004 | Nrs | Ex | CZ15 | Any | WPSDGENRLG0083-1 | ExAnte2018 | IOU workpaper |  | KiloLumen |  |  | None | 28.4213 | 0.0062 | -1.2421 | 27.4666 | 0.006 | -1.2004 | 0 | 0 | 0 | 0 | 0 | 0 | SDGE:DEER:Com:Indoor_Non-CFL_Ltg | Annual | 0
SDG | WPSDGENRLG0083-Rev01-Msr004 | Nrs | Ex | IOU | Any | WPSDGENRLG0083-1 | ExAnte2018 | IOU workpaper |  | KiloLumen |  |  | None | 28.1581 | 0.006 | -0.9632 | 27.2122 | 0.0058 | -0.9308 | 0 | 0 | 0 | 0 | 0 | 0 | SDGE:DEER:Com:Indoor_Non-CFL_Ltg | Annual | 0
SDG | WPSDGENRLG0083-Rev01-Msr004 | OfL | Ex | CZ06 | Any | WPSDGENRLG0083-1 | ExAnte2018 | IOU workpaper |  | KiloLumen |  |  | None | 23.7429 | 0.0065 | -0.1335 | 21.2976 | 0.0059 | -0.1197 | 0 | 0 | 0 | 0 | 0 | 0 | SDGE:DEER:Com:Indoor_Non-CFL_Ltg | Annual | 0
SDG | WPSDGENRLG0083-Rev01-Msr004 | OfL | Ex | CZ07 | Any | WPSDGENRLG0083-1 | ExAnte2018 | IOU workpaper |  | KiloLumen |  |  | None | 23.7429 | 0.0064 | -0.1183 | 21.2976 | 0.0058 | -0.1061 | 0 | 0 | 0 | 0 | 0 | 0 | SDGE:DEER:Com:Indoor_Non-CFL_Ltg | Annual | 0
SDG | WPSDGENRLG0083-Rev01-Msr004 | OfL | Ex | CZ08 | Any | WPSDGENRLG0083-1 | ExAnte2018 | IOU workpaper |  | KiloLumen |  |  | None | 23.7429 | 0.0065 | -0.1328 | 21.2976 | 0.0059 | -0.1192 | 0 | 0 | 0 | 0 | 0 | 0 | SDGE:DEER:Com:Indoor_Non-CFL_Ltg | Annual | 0
SDG | WPSDGENRLG0083-Rev01-Msr004 | OfL | Ex | CZ10 | Any | WPSDGENRLG0083-1 | ExAnte2018 | IOU workpaper |  | KiloLumen |  |  | None | 23.7429 | 0.0066 | -0.1564 | 21.2976 | 0.006 | -0.1403 | 0 | 0 | 0 | 0 | 0 | 0 | SDGE:DEER:Com:Indoor_Non-CFL_Ltg | Annual | 0
SDG | WPSDGENRLG0083-Rev01-Msr004 | OfL | Ex | CZ14 | Any | WPSDGENRLG0083-1 | ExAnte2018 | IOU workpaper |  | KiloLumen |  |  | None | 23.5382 | 0.0066 | -0.1955 | 21.114 | 0.006 | -0.1753 | 0 | 0 | 0 | 0 | 0 | 0 | SDGE:DEER:Com:Indoor_Non-CFL_Ltg | Annual | 0
SDG | WPSDGENRLG0083-Rev01-Msr004 | OfL | Ex | CZ15 | Any | WPSDGENRLG0083-1 | ExAnte2018 | IOU workpaper |  | KiloLumen |  |  | None | 24.971 | 0.0067 | -0.0907 | 22.3992 | 0.0061 | -0.0813 | 0 | 0 | 0 | 0 | 0 | 0 | SDGE:DEER:Com:Indoor_Non-CFL_Ltg | Annual | 0
SDG | WPSDGENRLG0083-Rev01-Msr004 | OfL | Ex | IOU | Any | WPSDGENRLG0083-1 | ExAnte2018 | IOU workpaper |  | KiloLumen |  |  | None | 23.7429 | 0.0065 | -0.1259 | 21.2976 | 0.0059 | -0.1129 | 0 | 0 | 0 | 0 | 0 | 0 | SDGE:DEER:Com:Indoor_Non-CFL_Ltg | Annual | 0
SDG | WPSDGENRLG0083-Rev01-Msr004 | OfS | Ex | CZ06 | Any | WPSDGENRLG0083-1 | ExAnte2018 | IOU workpaper |  | KiloLumen |  |  | None | 18.4552 | 0.0066 | -0.0262 | 14.3106 | 0.0052 | -0.0203 | 0 | 0 | 0 | 0 | 0 | 0 | SDGE:DEER:Com:Indoor_Non-CFL_Ltg | Annual | 0
SDG | WPSDGENRLG0083-Rev01-Msr004 | OfS | Ex | CZ07 | Any | WPSDGENRLG0083-1 | ExAnte2018 | IOU workpaper |  | KiloLumen |  |  | None | 18.6157 | 0.0066 | -0.0074 | 14.435 | 0.0052 | -0.0058 | 0 | 0 | 0 | 0 | 0 | 0 | SDGE:DEER:Com:Indoor_Non-CFL_Ltg | Annual | 0
SDG | WPSDGENRLG0083-Rev01-Msr004 | OfS | Ex | CZ08 | Any | WPSDGENRLG0083-1 | ExAnte2018 | IOU workpaper |  | KiloLumen |  |  | None | 18.6157 | 0.0067 | -0.0225 | 14.435 | 0.0053 | -0.0174 | 0 | 0 | 0 | 0 | 0 | 0 | SDGE:DEER:Com:Indoor_Non-CFL_Ltg | Annual | 0
SDG | WPSDGENRLG0083-Rev01-Msr004 | OfS | Ex | CZ10 | Any | WPSDGENRLG0083-1 | ExAnte2018 | IOU workpaper |  | KiloLumen |  |  | None | 18.6157 | 0.0067 | -0.034 | 14.435 | 0.0053 | -0.0264 | 0 | 0 | 0 | 0 | 0 | 0 | SDGE:DEER:Com:Indoor_Non-CFL_Ltg | Annual | 0
SDG | WPSDGENRLG0083-Rev01-Msr004 | OfS | Ex | CZ14 | Any | WPSDGENRLG0083-1 | ExAnte2018 | IOU workpaper |  | KiloLumen |  |  | None | 18.1342 | 0.0068 | -0.0843 | 14.0617 | 0.0054 | -0.0653 | 0 | 0 | 0 | 0 | 0 | 0 | SDGE:DEER:Com:Indoor_Non-CFL_Ltg | Annual | 0
SDG | WPSDGENRLG0083-Rev01-Msr004 | OfS | Ex | CZ15 | Any | WPSDGENRLG0083-1 | ExAnte2018 | IOU workpaper |  | KiloLumen |  |  | None | 19.5786 | 0.0067 | -0.007 | 15.1817 | 0.0053 | -0.0054 | 0 | 0 | 0 | 0 | 0 | 0 | SDGE:DEER:Com:Indoor_Non-CFL_Ltg | Annual | 0
SDG | WPSDGENRLG0083-Rev01-Msr004 | OfS | Ex | IOU | Any | WPSDGENRLG0083-1 | ExAnte2018 | IOU workpaper |  | KiloLumen |  |  | None | 18.6157 | 0.0066 | -0.0131 | 14.435 | 0.0052 | -0.0102 | 0 | 0 | 0 | 0 | 0 | 0 | SDGE:DEER:Com:Indoor_Non-CFL_Ltg | Annual | 0
SDG | WPSDGENRLG0083-Rev01-Msr004 | RFF | Ex | CZ06 | Any | WPSDGENRLG0083-1 | ExAnte2018 | IOU workpaper |  | KiloLumen |  |  | None | 25.6632 | 0.0052 | -0.4532 | 25.6632 | 0.0052 | -0.4532 | 0 | 0 | 0 | 0 | 0 | 0 | SDGE:DEER:Com:Indoor_Non-CFL_Ltg | Annual | 0
SDG | WPSDGENRLG0083-Rev01-Msr004 | RFF | Ex | CZ07 | Any | WPSDGENRLG0083-1 | ExAnte2018 | IOU workpaper |  | KiloLumen |  |  | None | 25.8944 | 0.0052 | -0.4115 | 25.8944 | 0.0052 | -0.4115 | 0 | 0 | 0 | 0 | 0 | 0 | SDGE:DEER:Com:Indoor_Non-CFL_Ltg | Annual | 0
SDG | WPSDGENRLG0083-Rev01-Msr004 | RFF | Ex | CZ08 | Any | WPSDGENRLG0083-1 | ExAnte2018 | IOU workpaper |  | KiloLumen |  |  | None | 25.8944 | 0.0052 | -0.4 | 25.8944 | 0.0052 | -0.4 | 0 | 0 | 0 | 0 | 0 | 0 | SDGE:DEER:Com:Indoor_Non-CFL_Ltg | Annual | 0
SDG | WPSDGENRLG0083-Rev01-Msr004 | RFF | Ex | CZ10 | Any | WPSDGENRLG0083-1 | ExAnte2018 | IOU workpaper |  | KiloLumen |  |  | None | 25.8944 | 0.0053 | -0.4439 | 25.8944 | 0.0053 | -0.4439 | 0 | 0 | 0 | 0 | 0 | 0 | SDGE:DEER:Com:Indoor_Non-CFL_Ltg | Annual | 0
SDG | WPSDGENRLG0083-Rev01-Msr004 | RFF | Ex | CZ14 | Any | WPSDGENRLG0083-1 | ExAnte2018 | IOU workpaper |  | KiloLumen |  |  | None | 25.432 | 0.0054 | -0.6312 | 25.432 | 0.0054 | -0.6312 | 0 | 0 | 0 | 0 | 0 | 0 | SDGE:DEER:Com:Indoor_Non-CFL_Ltg | Annual | 0
SDG | WPSDGENRLG0083-Rev01-Msr004 | RFF | Ex | CZ15 | Any | WPSDGENRLG0083-1 | ExAnte2018 | IOU workpaper |  | KiloLumen |  |  | None | 27.5128 | 0.0054 | -0.2028 | 27.5128 | 0.0054 | -0.2028 | 0 | 0 | 0 | 0 | 0 | 0 | SDGE:DEER:Com:Indoor_Non-CFL_Ltg | Annual | 0
SDG | WPSDGENRLG0083-Rev01-Msr004 | RFF | Ex | IOU | Any | WPSDGENRLG0083-1 | ExAnte2018 | IOU workpaper |  | KiloLumen |  |  | None | 25.8944 | 0.0052 | -0.4208 | 25.8944 | 0.0052 | -0.4208 | 0 | 0 | 0 | 0 | 0 | 0 | SDGE:DEER:Com:Indoor_Non-CFL_Ltg | Annual | 0
SDG | WPSDGENRLG0083-Rev01-Msr004 | RSD | Ex | CZ06 | Any | WPSDGENRLG0083-1 | ExAnte2018 | IOU workpaper |  | KiloLumen |  |  | None | 29.0931 | 0.0053 | -0.626 | 29.0931 | 0.0053 | -0.626 | 0 | 0 | 0 | 0 | 0 | 0 | SDGE:DEER:Com:Indoor_Non-CFL_Ltg | Annual | 0
SDG | WPSDGENRLG0083-Rev01-Msr004 | RSD | Ex | CZ07 | Any | WPSDGENRLG0083-1 | ExAnte2018 | IOU workpaper |  | KiloLumen |  |  | None | 29.0931 | 0.0054 | -0.5767 | 29.0931 | 0.0054 | -0.5767 | 0 | 0 | 0 | 0 | 0 | 0 | SDGE:DEER:Com:Indoor_Non-CFL_Ltg | Annual | 0
SDG | WPSDGENRLG0083-Rev01-Msr004 | RSD | Ex | CZ08 | Any | WPSDGENRLG0083-1 | ExAnte2018 | IOU workpaper |  | KiloLumen |  |  | None | 29.3529 | 0.0052 | -0.5195 | 29.3529 | 0.0052 | -0.5195 | 0 | 0 | 0 | 0 | 0 | 0 | SDGE:DEER:Com:Indoor_Non-CFL_Ltg | Annual | 0
SDG | WPSDGENRLG0083-Rev01-Msr004 | RSD | Ex | CZ10 | Any | WPSDGENRLG0083-1 | ExAnte2018 | IOU workpaper |  | KiloLumen |  |  | None | 29.0931 | 0.0049 | -0.6104 | 29.0931 | 0.0049 | -0.6104 | 0 | 0 | 0 | 0 | 0 | 0 | SDGE:DEER:Com:Indoor_Non-CFL_Ltg | Annual | 0
SDG | WPSDGENRLG0083-Rev01-Msr004 | RSD | Ex | CZ14 | Any | WPSDGENRLG0083-1 | ExAnte2018 | IOU workpaper |  | KiloLumen |  |  | None | 28.0541 | 0.0049 | -1.0027 | 28.0541 | 0.0049 | -1.0027 | 0 | 0 | 0 | 0 | 0 | 0 | SDGE:DEER:Com:Indoor_Non-CFL_Ltg | Annual | 0
SDG | WPSDGENRLG0083-Rev01-Msr004 | RSD | Ex | CZ15 | Any | WPSDGENRLG0083-1 | ExAnte2018 | IOU workpaper |  | KiloLumen |  |  | None | 31.431 | 0.0055 | -0.2333 | 31.431 | 0.0055 | -0.2333 | 0 | 0 | 0 | 0 | 0 | 0 | SDGE:DEER:Com:Indoor_Non-CFL_Ltg | Annual | 0
SDG | WPSDGENRLG0083-Rev01-Msr004 | RSD | Ex | IOU | Any | WPSDGENRLG0083-1 | ExAnte2018 | IOU workpaper |  | KiloLumen |  |  | None | 29.0931 | 0.0053 | -0.5845 | 29.0931 | 0.0053 | -0.5845 | 0 | 0 | 0 | 0 | 0 | 0 | SDGE:DEER:Com:Indoor_Non-CFL_Ltg | Annual | 0
SDG | WPSDGENRLG0083-Rev01-Msr004 | Rt3 | Ex | CZ06 | Any | WPSDGENRLG0083-1 | ExAnte2018 | IOU workpaper |  | KiloLumen |  |  | None | 43.792 | 0.0081 | -0.2033 | 43.6356 | 0.008 | -0.2026 | 0 | 0 | 0 | 0 | 0 | 0 | SDGE:DEER:Com:Indoor_Non-CFL_Ltg | Annual | 0
SDG | WPSDGENRLG0083-Rev01-Msr004 | Rt3 | Ex | CZ07 | Any | WPSDGENRLG0083-1 | ExAnte2018 | IOU workpaper |  | KiloLumen |  |  | None | 43.792 | 0.008 | -0.088 | 43.6356 | 0.0079 | -0.0877 | 0 | 0 | 0 | 0 | 0 | 0 | SDGE:DEER:Com:Indoor_Non-CFL_Ltg | Annual | 0
SDG | WPSDGENRLG0083-Rev01-Msr004 | Rt3 | Ex | CZ08 | Any | WPSDGENRLG0083-1 | ExAnte2018 | IOU workpaper |  | KiloLumen |  |  | None | 43.792 | 0.008 | -0.182 | 43.6356 | 0.0079 | -0.1814 | 0 | 0 | 0 | 0 | 0 | 0 | SDGE:DEER:Com:Indoor_Non-CFL_Ltg | Annual | 0
SDG | WPSDGENRLG0083-Rev01-Msr004 | Rt3 | Ex | CZ10 | Any | WPSDGENRLG0083-1 | ExAnte2018 | IOU workpaper |  | KiloLumen |  |  | None | 43.4112 | 0.0081 | -0.3328 | 43.2562 | 0.0081 | -0.3316 | 0 | 0 | 0 | 0 | 0 | 0 | SDGE:DEER:Com:Indoor_Non-CFL_Ltg | Annual | 0
SDG | WPSDGENRLG0083-Rev01-Msr004 | Rt3 | Ex | CZ14 | Any | WPSDGENRLG0083-1 | ExAnte2018 | IOU workpaper |  | KiloLumen |  |  | None | 41.5072 | 0.0082 | -1.2148 | 41.359 | 0.0081 | -1.2104 | 0 | 0 | 0 | 0 | 0 | 0 | SDGE:DEER:Com:Indoor_Non-CFL_Ltg | Annual | 0
SDG | WPSDGENRLG0083-Rev01-Msr004 | Rt3 | Ex | CZ15 | Any | WPSDGENRLG0083-1 | ExAnte2018 | IOU workpaper |  | KiloLumen |  |  | None | 44.9344 | 0.0083 | -0.0784 | 44.7739 | 0.0082 | -0.0782 | 0 | 0 | 0 | 0 | 0 | 0 | SDGE:DEER:Com:Indoor_Non-CFL_Ltg | Annual | 0
SDG | WPSDGENRLG0083-Rev01-Msr004 | Rt3 | Ex | IOU | Any | WPSDGENRLG0083-1 | ExAnte2018 | IOU workpaper |  | KiloLumen |  |  | None | 43.792 | 0.0081 | -0.1588 | 43.6356 | 0.008 | -0.1582 | 0 | 0 | 0 | 0 | 0 | 0 | SDGE:DEER:Com:Indoor_Non-CFL_Ltg | Annual | 0
SDG | WPSDGENRLG0083-Rev01-Msr004 | RtL | Ex | CZ06 | Any | WPSDGENRLG0083-1 | ExAnte2018 | IOU workpaper |  | KiloLumen |  |  | None | 31.197 | 0.0078 | -0.2667 | 31.1202 | 0.0077 | -0.266 | 0 | 0 | 0 | 0 | 0 | 0 | SDGE:DEER:Com:Indoor_Non-CFL_Ltg | Annual | 0
SDG | WPSDGENRLG0083-Rev01-Msr004 | RtL | Ex | CZ07 | Any | WPSDGENRLG0083-1 | ExAnte2018 | IOU workpaper |  | KiloLumen |  |  | None | 31.4731 | 0.0078 | -0.1949 | 31.3956 | 0.0077 | -0.1944 | 0 | 0 | 0 | 0 | 0 | 0 | SDGE:DEER:Com:Indoor_Non-CFL_Ltg | Annual | 0
SDG | WPSDGENRLG0083-Rev01-Msr004 | RtL | Ex | CZ08 | Any | WPSDGENRLG0083-1 | ExAnte2018 | IOU workpaper |  | KiloLumen |  |  | None | 31.4731 | 0.0078 | -0.2308 | 31.3956 | 0.0077 | -0.2302 | 0 | 0 | 0 | 0 | 0 | 0 | SDGE:DEER:Com:Indoor_Non-CFL_Ltg | Annual | 0
SDG | WPSDGENRLG0083-Rev01-Msr004 | RtL | Ex | CZ10 | Any | WPSDGENRLG0083-1 | ExAnte2018 | IOU workpaper |  | KiloLumen |  |  | None | 31.197 | 0.0079 | -0.3092 | 31.1202 | 0.0079 | -0.3084 | 0 | 0 | 0 | 0 | 0 | 0 | SDGE:DEER:Com:Indoor_Non-CFL_Ltg | Annual | 0
SDG | WPSDGENRLG0083-Rev01-Msr004 | RtL | Ex | CZ14 | Any | WPSDGENRLG0083-1 | ExAnte2018 | IOU workpaper |  | KiloLumen |  |  | None | 30.0927 | 0.008 | -0.6488 | 30.0186 | 0.0079 | -0.6472 | 0 | 0 | 0 | 0 | 0 | 0 | SDGE:DEER:Com:Indoor_Non-CFL_Ltg | Annual | 0
SDG | WPSDGENRLG0083-Rev01-Msr004 | RtL | Ex | CZ15 | Any | WPSDGENRLG0083-1 | ExAnte2018 | IOU workpaper |  | KiloLumen |  |  | None | 32.5774 | 0.008 | -0.1091 | 32.4972 | 0.008 | -0.1088 | 0 | 0 | 0 | 0 | 0 | 0 | SDGE:DEER:Com:Indoor_Non-CFL_Ltg | Annual | 0
SDG | WPSDGENRLG0083-Rev01-Msr004 | RtL | Ex | IOU | Any | WPSDGENRLG0083-1 | ExAnte2018 | IOU workpaper |  | KiloLumen |  |  | None | 31.4731 | 0.0078 | -0.228 | 31.3956 | 0.0077 | -0.2275 | 0 | 0 | 0 | 0 | 0 | 0 | SDGE:DEER:Com:Indoor_Non-CFL_Ltg | Annual | 0
SDG | WPSDGENRLG0083-Rev01-Msr004 | RtS | Ex | CZ06 | Any | WPSDGENRLG0083-1 | ExAnte2018 | IOU workpaper |  | KiloLumen |  |  | None | 17.5964 | 0.0053 | -0.0561 | 17.5964 | 0.0053 | -0.0561 | 0 | 0 | 0 | 0 | 0 | 0 | SDGE:DEER:Com:Indoor_Non-CFL_Ltg | Annual | 0
SDG | WPSDGENRLG0083-Rev01-Msr004 | RtS | Ex | CZ07 | Any | WPSDGENRLG0083-1 | ExAnte2018 | IOU workpaper |  | KiloLumen |  |  | None | 17.5964 | 0.0053 | -0.0333 | 17.5964 | 0.0053 | -0.0333 | 0 | 0 | 0 | 0 | 0 | 0 | SDGE:DEER:Com:Indoor_Non-CFL_Ltg | Annual | 0
SDG | WPSDGENRLG0083-Rev01-Msr004 | RtS | Ex | CZ08 | Any | WPSDGENRLG0083-1 | ExAnte2018 | IOU workpaper |  | KiloLumen |  |  | None | 17.7521 | 0.0053 | -0.0475 | 17.7521 | 0.0053 | -0.0475 | 0 | 0 | 0 | 0 | 0 | 0 | SDGE:DEER:Com:Indoor_Non-CFL_Ltg | Annual | 0
SDG | WPSDGENRLG0083-Rev01-Msr004 | RtS | Ex | CZ10 | Any | WPSDGENRLG0083-1 | ExAnte2018 | IOU workpaper |  | KiloLumen |  |  | None | 17.5964 | 0.0054 | -0.0699 | 17.5964 | 0.0054 | -0.0699 | 0 | 0 | 0 | 0 | 0 | 0 | SDGE:DEER:Com:Indoor_Non-CFL_Ltg | Annual | 0
SDG | WPSDGENRLG0083-Rev01-Msr004 | RtS | Ex | CZ14 | Any | WPSDGENRLG0083-1 | ExAnte2018 | IOU workpaper |  | KiloLumen |  |  | None | 17.1292 | 0.0054 | -0.1744 | 17.1292 | 0.0054 | -0.1744 | 0 | 0 | 0 | 0 | 0 | 0 | SDGE:DEER:Com:Indoor_Non-CFL_Ltg | Annual | 0
SDG | WPSDGENRLG0083-Rev01-Msr004 | RtS | Ex | CZ15 | Any | WPSDGENRLG0083-1 | ExAnte2018 | IOU workpaper |  | KiloLumen |  |  | None | 18.5307 | 0.0054 | -0.015 | 18.5307 | 0.0054 | -0.015 | 0 | 0 | 0 | 0 | 0 | 0 | SDGE:DEER:Com:Indoor_Non-CFL_Ltg | Annual | 0
SDG | WPSDGENRLG0083-Rev01-Msr004 | RtS | Ex | IOU | Any | WPSDGENRLG0083-1 | ExAnte2018 | IOU workpaper |  | KiloLumen |  |  | None | 17.5964 | 0.0053 | -0.0441 | 17.5964 | 0.0053 | -0.0441 | 0 | 0 | 0 | 0 | 0 | 0 | SDGE:DEER:Com:Indoor_Non-CFL_Ltg | Annual | 0
SDG | WPSDGENRLG0083-Rev01-Msr004 | SCn | Ex | CZ06 | Any | WPSDGENRLG0083-1 | ExAnte2018 | IOU workpaper |  | KiloLumen |  |  | None | 16.3193 | 0.0046 | -0.2028 | 16.0392 | 0.0045 | -0.1993 | 0 | 0 | 0 | 0 | 0 | 0 | SDGE:DEER:Com:Indoor_Non-CFL_Ltg | Annual | 0
SDG | WPSDGENRLG0083-Rev01-Msr004 | SCn | Ex | CZ07 | Any | WPSDGENRLG0083-1 | ExAnte2018 | IOU workpaper |  | KiloLumen |  |  | None | 16.0024 | 0.0046 | -0.1664 | 15.7277 | 0.0045 | -0.1635 | 0 | 0 | 0 | 0 | 0 | 0 | SDGE:DEER:Com:Indoor_Non-CFL_Ltg | Annual | 0
SDG | WPSDGENRLG0083-Rev01-Msr004 | SCn | Ex | CZ08 | Any | WPSDGENRLG0083-1 | ExAnte2018 | IOU workpaper |  | KiloLumen |  |  | None | 16.4778 | 0.0046 | -0.1727 | 16.1949 | 0.0045 | -0.1697 | 0 | 0 | 0 | 0 | 0 | 0 | SDGE:DEER:Com:Indoor_Non-CFL_Ltg | Annual | 0
SDG | WPSDGENRLG0083-Rev01-Msr004 | SCn | Ex | CZ10 | Any | WPSDGENRLG0083-1 | ExAnte2018 | IOU workpaper |  | KiloLumen |  |  | None | 16.4778 | 0.0046 | -0.2139 | 16.1949 | 0.0045 | -0.2102 | 0 | 0 | 0 | 0 | 0 | 0 | SDGE:DEER:Com:Indoor_Non-CFL_Ltg | Annual | 0
SDG | WPSDGENRLG0083-Rev01-Msr004 | SCn | Ex | CZ14 | Any | WPSDGENRLG0083-1 | ExAnte2018 | IOU workpaper |  | KiloLumen |  |  | None | 16.0024 | 0.0046 | -0.3137 | 15.7277 | 0.0044 | -0.3083 | 0 | 0 | 0 | 0 | 0 | 0 | SDGE:DEER:Com:Indoor_Non-CFL_Ltg | Annual | 0
SDG | WPSDGENRLG0083-Rev01-Msr004 | SCn | Ex | CZ15 | Any | WPSDGENRLG0083-1 | ExAnte2018 | IOU workpaper |  | KiloLumen |  |  | None | 17.7453 | 0.0046 | -0.0914 | 17.4406 | 0.0044 | -0.0899 | 0 | 0 | 0 | 0 | 0 | 0 | SDGE:DEER:Com:Indoor_Non-CFL_Ltg | Annual | 0
SDG | WPSDGENRLG0083-Rev01-Msr004 | SCn | Ex | IOU | Any | WPSDGENRLG0083-1 | ExAnte2018 | IOU workpaper |  | KiloLumen |  |  | None | 16.1609 | 0.0046 | -0.1822 | 15.8834 | 0.0045 | -0.1791 | 0 | 0 | 0 | 0 | 0 | 0 | SDGE:DEER:Com:Indoor_Non-CFL_Ltg | Annual | 0
SDG | WPSDGENRLG0083-Rev01-Msr004 | SUn | Ex | CZ06 | Any | WPSDGENRLG0083-1 | ExAnte2018 | IOU workpaper |  | KiloLumen |  |  | None | 14.96 | 0.0031 | 0 | 14.688 | 0.003 | 0 | 0 | 0 | 0 | 0 | 0 | 0 | SDGE:DEER:Com:Indoor_Non-CFL_Ltg | Annual | 0
SDG | WPSDGENRLG0083-Rev01-Msr004 | SUn | Ex | CZ07 | Any | WPSDGENRLG0083-1 | ExAnte2018 | IOU workpaper |  | KiloLumen |  |  | None | 14.96 | 0.0031 | 0 | 14.688 | 0.003 | 0 | 0 | 0 | 0 | 0 | 0 | 0 | SDGE:DEER:Com:Indoor_Non-CFL_Ltg | Annual | 0
SDG | WPSDGENRLG0083-Rev01-Msr004 | SUn | Ex | CZ08 | Any | WPSDGENRLG0083-1 | ExAnte2018 | IOU workpaper |  | KiloLumen |  |  | None | 14.96 | 0.0031 | 0 | 14.688 | 0.003 | 0 | 0 | 0 | 0 | 0 | 0 | 0 | SDGE:DEER:Com:Indoor_Non-CFL_Ltg | Annual | 0
SDG | WPSDGENRLG0083-Rev01-Msr004 | SUn | Ex | CZ10 | Any | WPSDGENRLG0083-1 | ExAnte2018 | IOU workpaper |  | KiloLumen |  |  | None | 14.96 | 0.0031 | 0 | 14.688 | 0.003 | 0 | 0 | 0 | 0 | 0 | 0 | 0 | SDGE:DEER:Com:Indoor_Non-CFL_Ltg | Annual | 0
SDG | WPSDGENRLG0083-Rev01-Msr004 | SUn | Ex | CZ14 | Any | WPSDGENRLG0083-1 | ExAnte2018 | IOU workpaper |  | KiloLumen |  |  | None | 14.96 | 0.0031 | 0 | 14.688 | 0.003 | 0 | 0 | 0 | 0 | 0 | 0 | 0 | SDGE:DEER:Com:Indoor_Non-CFL_Ltg | Annual | 0
SDG | WPSDGENRLG0083-Rev01-Msr004 | SUn | Ex | CZ15 | Any | WPSDGENRLG0083-1 | ExAnte2018 | IOU workpaper |  | KiloLumen |  |  | None | 14.96 | 0.0031 | 0 | 14.688 | 0.003 | 0 | 0 | 0 | 0 | 0 | 0 | 0 | SDGE:DEER:Com:Indoor_Non-CFL_Ltg | Annual | 0
SDG | WPSDGENRLG0083-Rev01-Msr004 | SUn | Ex | IOU | Any | WPSDGENRLG0083-1 | ExAnte2018 | IOU workpaper |  | KiloLumen |  |  | None | 14.96 | 0.0031 | 0 | 14.688 | 0.003 | 0 | 0 | 0 | 0 | 0 | 0 | 0 | SDGE:DEER:Com:Indoor_Non-CFL_Ltg | Annual | 0
SDG | WPSDGENRLG0083-Rev01-Msr004 | WRf | Ex | CZ06 | Any | WPSDGENRLG0083-1 | ExAnte2018 | IOU workpaper |  | KiloLumen |  |  | None | 54.74 | 0.0048 | 0 | 50.2513 | 0.0046 | 0 | 0 | 0 | 0 | 0 | 0 | 0 | SDGE:DEER:Com:Indoor_Non-CFL_Ltg | Annual | 0
SDG | WPSDGENRLG0083-Rev01-Msr004 | WRf | Ex | CZ07 | Any | WPSDGENRLG0083-1 | ExAnte2018 | IOU workpaper |  | KiloLumen |  |  | None | 55.08 | 0.0048 | 0 | 50.5634 | 0.0046 | 0 | 0 | 0 | 0 | 0 | 0 | 0 | SDGE:DEER:Com:Indoor_Non-CFL_Ltg | Annual | 0
SDG | WPSDGENRLG0083-Rev01-Msr004 | WRf | Ex | CZ08 | Any | WPSDGENRLG0083-1 | ExAnte2018 | IOU workpaper |  | KiloLumen |  |  | None | 54.74 | 0.0048 | 0 | 50.2513 | 0.0046 | 0 | 0 | 0 | 0 | 0 | 0 | 0 | SDGE:DEER:Com:Indoor_Non-CFL_Ltg | Annual | 0
SDG | WPSDGENRLG0083-Rev01-Msr004 | WRf | Ex | CZ10 | Any | WPSDGENRLG0083-1 | ExAnte2018 | IOU workpaper |  | KiloLumen |  |  | None | 54.06 | 0.0048 | 0 | 49.6271 | 0.0046 | 0 | 0 | 0 | 0 | 0 | 0 | 0 | SDGE:DEER:Com:Indoor_Non-CFL_Ltg | Annual | 0
SDG | WPSDGENRLG0083-Rev01-Msr004 | WRf | Ex | CZ14 | Any | WPSDGENRLG0083-1 | ExAnte2018 | IOU workpaper |  | KiloLumen |  |  | None | 54.06 | 0.0048 | 0 | 49.6271 | 0.0046 | 0 | 0 | 0 | 0 | 0 | 0 | 0 | SDGE:DEER:Com:Indoor_Non-CFL_Ltg | Annual | 0
SDG | WPSDGENRLG0083-Rev01-Msr004 | WRf | Ex | CZ15 | Any | WPSDGENRLG0083-1 | ExAnte2018 | IOU workpaper |  | KiloLumen |  |  | None | 54.06 | 0.0048 | 0 | 49.6271 | 0.0046 | 0 | 0 | 0 | 0 | 0 | 0 | 0 | SDGE:DEER:Com:Indoor_Non-CFL_Ltg | Annual | 0
SDG | WPSDGENRLG0083-Rev01-Msr004 | WRf | Ex | IOU | Any | WPSDGENRLG0083-1 | ExAnte2018 | IOU workpaper |  | KiloLumen |  |  | None | 54.74 | 0.0048 | 0 | 50.2513 | 0.0046 | 0 | 0 | 0 | 0 | 0 | 0 | 0 | SDGE:DEER:Com:Indoor_Non-CFL_Ltg | Annual | 0
SDG | WPSDGENRLG0083-Rev01-Msr005 | Asm | Ex | CZ06 | Any | WPSDGENRLG0083-1 | ExAnte2018 | IOU workpaper |  | KiloLumen |  |  | None | 12.716 | 0.0042 | -0.108 | 12.1176 | 0.004 | -0.1029 | 0 | 0 | 0 | 0 | 0 | 0 | SDGE:DEER:Com:Indoor_Non-CFL_Ltg | Annual | 0
SDG | WPSDGENRLG0083-Rev01-Msr005 | Asm | Ex | CZ07 | Any | WPSDGENRLG0083-1 | ExAnte2018 | IOU workpaper |  | KiloLumen |  |  | None | 12.8316 | 0.0042 | -0.0998 | 12.2278 | 0.004 | -0.0951 | 0 | 0 | 0 | 0 | 0 | 0 | SDGE:DEER:Com:Indoor_Non-CFL_Ltg | Annual | 0
SDG | WPSDGENRLG0083-Rev01-Msr005 | Asm | Ex | CZ08 | Any | WPSDGENRLG0083-1 | ExAnte2018 | IOU workpaper |  | KiloLumen |  |  | None | 12.8316 | 0.0041 | -0.0913 | 12.2278 | 0.0039 | -0.087 | 0 | 0 | 0 | 0 | 0 | 0 | SDGE:DEER:Com:Indoor_Non-CFL_Ltg | Annual | 0
SDG | WPSDGENRLG0083-Rev01-Msr005 | Asm | Ex | CZ10 | Any | WPSDGENRLG0083-1 | ExAnte2018 | IOU workpaper |  | KiloLumen |  |  | None | 12.716 | 0.0041 | -0.1168 | 12.1176 | 0.0039 | -0.1113 | 0 | 0 | 0 | 0 | 0 | 0 | SDGE:DEER:Com:Indoor_Non-CFL_Ltg | Annual | 0
SDG | WPSDGENRLG0083-Rev01-Msr005 | Asm | Ex | CZ14 | Any | WPSDGENRLG0083-1 | ExAnte2018 | IOU workpaper |  | KiloLumen |  |  | None | 12.3692 | 0.0039 | -0.1861 | 11.7871 | 0.0037 | -0.1774 | 0 | 0 | 0 | 0 | 0 | 0 | SDGE:DEER:Com:Indoor_Non-CFL_Ltg | Annual | 0
SDG | WPSDGENRLG0083-Rev01-Msr005 | Asm | Ex | CZ15 | Any | WPSDGENRLG0083-1 | ExAnte2018 | IOU workpaper |  | KiloLumen |  |  | None | 13.9876 | 0.0041 | -0.0516 | 13.3294 | 0.0039 | -0.0491 | 0 | 0 | 0 | 0 | 0 | 0 | SDGE:DEER:Com:Indoor_Non-CFL_Ltg | Annual | 0
SDG | WPSDGENRLG0083-Rev01-Msr005 | Asm | Ex | IOU | Any | WPSDGENRLG0083-1 | ExAnte2018 | IOU workpaper |  | KiloLumen |  |  | None | 12.8316 | 0.0042 | -0.1057 | 12.2278 | 0.004 | -0.1007 | 0 | 0 | 0 | 0 | 0 | 0 | SDGE:DEER:Com:Indoor_Non-CFL_Ltg | Annual | 0
SDG | WPSDGENRLG0083-Rev01-Msr005 | Com | Ex | IOU | Any | WPSDGENRLG0083-1 | ExAnte2018 | IOU workpaper |  | KiloLumen |  |  | None | 24.6758 | 0.006 | -0.2424 | 23.305 | 0.0055 | -0.2289 | 0 | 0 | 0 | 0 | 0 | 0 | SDGE:DEER:Com:Indoor_Non-CFL_Ltg | Annual | 0
SDG | WPSDGENRLG0083-Rev01-Msr005 | ECC | Ex | CZ06 | Any | WPSDGENRLG0083-1 | ExAnte2018 | IOU workpaper |  | KiloLumen |  |  | None | 20.0552 | 0.0074 | -0.2538 | 17.8269 | 0.006 | -0.2256 | 0 | 0 | 0 | 0 | 0 | 0 | SDGE:DEER:Com:Indoor_Non-CFL_Ltg | Annual | 0
SDG | WPSDGENRLG0083-Rev01-Msr005 | ECC | Ex | CZ07 | Any | WPSDGENRLG0083-1 | ExAnte2018 | IOU workpaper |  | KiloLumen |  |  | None | 20.2327 | 0.0074 | -0.213 | 17.9846 | 0.006 | -0.1893 | 0 | 0 | 0 | 0 | 0 | 0 | SDGE:DEER:Com:Indoor_Non-CFL_Ltg | Annual | 0
SDG | WPSDGENRLG0083-Rev01-Msr005 | ECC | Ex | CZ08 | Any | WPSDGENRLG0083-1 | ExAnte2018 | IOU workpaper |  | KiloLumen |  |  | None | 20.4102 | 0.0074 | -0.2307 | 18.1424 | 0.006 | -0.2051 | 0 | 0 | 0 | 0 | 0 | 0 | SDGE:DEER:Com:Indoor_Non-CFL_Ltg | Annual | 0
SDG | WPSDGENRLG0083-Rev01-Msr005 | ECC | Ex | CZ10 | Any | WPSDGENRLG0083-1 | ExAnte2018 | IOU workpaper |  | KiloLumen |  |  | None | 20.2327 | 0.0075 | -0.2733 | 17.9846 | 0.0061 | -0.243 | 0 | 0 | 0 | 0 | 0 | 0 | SDGE:DEER:Com:Indoor_Non-CFL_Ltg | Annual | 0
SDG | WPSDGENRLG0083-Rev01-Msr005 | ECC | Ex | CZ14 | Any | WPSDGENRLG0083-1 | ExAnte2018 | IOU workpaper |  | KiloLumen |  |  | None | 19.8778 | 0.0074 | -0.4118 | 17.6691 | 0.006 | -0.366 | 0 | 0 | 0 | 0 | 0 | 0 | SDGE:DEER:Com:Indoor_Non-CFL_Ltg | Annual | 0
SDG | WPSDGENRLG0083-Rev01-Msr005 | ECC | Ex | CZ15 | Any | WPSDGENRLG0083-1 | ExAnte2018 | IOU workpaper |  | KiloLumen |  |  | None | 19.8778 | 0.0074 | -0.4118 | 17.6691 | 0.006 | -0.366 | 0 | 0 | 0 | 0 | 0 | 0 | SDGE:DEER:Com:Indoor_Non-CFL_Ltg | Annual | 0
SDG | WPSDGENRLG0083-Rev01-Msr005 | ECC | Ex | IOU | Any | WPSDGENRLG0083-1 | ExAnte2018 | IOU workpaper |  | KiloLumen |  |  | None | 20.2327 | 0.0074 | -0.2289 | 17.9846 | 0.006 | -0.2035 | 0 | 0 | 0 | 0 | 0 | 0 | SDGE:DEER:Com:Indoor_Non-CFL_Ltg | Annual | 0
SDG | WPSDGENRLG0083-Rev01-Msr005 | EPr | Ex | CZ06 | Any | WPSDGENRLG0083-1 | ExAnte2018 | IOU workpaper |  | KiloLumen |  |  | None | 19.225 | 0.0072 | -0.172 | 16.2017 | 0.0058 | -0.145 | 0 | 0 | 0 | 0 | 0 | 0 | SDGE:DEER:Com:Indoor_Non-CFL_Ltg | Annual | 0
SDG | WPSDGENRLG0083-Rev01-Msr005 | EPr | Ex | CZ07 | Any | WPSDGENRLG0083-1 | ExAnte2018 | IOU workpaper |  | KiloLumen |  |  | None | 19.225 | 0.0072 | -0.1533 | 16.2017 | 0.0059 | -0.1292 | 0 | 0 | 0 | 0 | 0 | 0 | SDGE:DEER:Com:Indoor_Non-CFL_Ltg | Annual | 0
SDG | WPSDGENRLG0083-Rev01-Msr005 | EPr | Ex | CZ08 | Any | WPSDGENRLG0083-1 | ExAnte2018 | IOU workpaper |  | KiloLumen |  |  | None | 19.3936 | 0.0073 | -0.1422 | 16.3438 | 0.0059 | -0.1198 | 0 | 0 | 0 | 0 | 0 | 0 | SDGE:DEER:Com:Indoor_Non-CFL_Ltg | Annual | 0
SDG | WPSDGENRLG0083-Rev01-Msr005 | EPr | Ex | CZ10 | Any | WPSDGENRLG0083-1 | ExAnte2018 | IOU workpaper |  | KiloLumen |  |  | None | 19.225 | 0.0072 | -0.1821 | 16.2017 | 0.0059 | -0.1535 | 0 | 0 | 0 | 0 | 0 | 0 | SDGE:DEER:Com:Indoor_Non-CFL_Ltg | Annual | 0
SDG | WPSDGENRLG0083-Rev01-Msr005 | EPr | Ex | CZ14 | Any | WPSDGENRLG0083-1 | ExAnte2018 | IOU workpaper |  | KiloLumen |  |  | None | 18.5504 | 0.0072 | -0.3103 | 15.6332 | 0.0059 | -0.2615 | 0 | 0 | 0 | 0 | 0 | 0 | SDGE:DEER:Com:Indoor_Non-CFL_Ltg | Annual | 0
SDG | WPSDGENRLG0083-Rev01-Msr005 | EPr | Ex | CZ15 | Any | WPSDGENRLG0083-1 | ExAnte2018 | IOU workpaper |  | KiloLumen |  |  | None | 20.5741 | 0.0072 | -0.0745 | 17.3386 | 0.0059 | -0.0628 | 0 | 0 | 0 | 0 | 0 | 0 | SDGE:DEER:Com:Indoor_Non-CFL_Ltg | Annual | 0
SDG | WPSDGENRLG0083-Rev01-Msr005 | EPr | Ex | IOU | Any | WPSDGENRLG0083-1 | ExAnte2018 | IOU workpaper |  | KiloLumen |  |  | None | 19.225 | 0.0072 | -0.1643 | 16.2017 | 0.0059 | -0.1384 | 0 | 0 | 0 | 0 | 0 | 0 | SDGE:DEER:Com:Indoor_Non-CFL_Ltg | Annual | 0
SDG | WPSDGENRLG0083-Rev01-Msr005 | ERC | Ex | CZ06 | Any | WPSDGENRLG0083-1 | ExAnte2018 | IOU workpaper |  | KiloLumen |  |  | None | 9.0576 | 0.0042 | -0.0546 | 7.2461 | 0.0032 | -0.0437 | 0 | 0 | 0 | 0 | 0 | 0 | SDGE:DEER:Com:Indoor_Non-CFL_Ltg | Annual | 0
SDG | WPSDGENRLG0083-Rev01-Msr005 | ERC | Ex | CZ07 | Any | WPSDGENRLG0083-1 | ExAnte2018 | IOU workpaper |  | KiloLumen |  |  | None | 9.2208 | 0.0043 | -0.0451 | 7.3766 | 0.0032 | -0.0361 | 0 | 0 | 0 | 0 | 0 | 0 | SDGE:DEER:Com:Indoor_Non-CFL_Ltg | Annual | 0
SDG | WPSDGENRLG0083-Rev01-Msr005 | ERC | Ex | CZ08 | Any | WPSDGENRLG0083-1 | ExAnte2018 | IOU workpaper |  | KiloLumen |  |  | None | 9.0576 | 0.0042 | -0.0477 | 7.2461 | 0.0032 | -0.0382 | 0 | 0 | 0 | 0 | 0 | 0 | SDGE:DEER:Com:Indoor_Non-CFL_Ltg | Annual | 0
SDG | WPSDGENRLG0083-Rev01-Msr005 | ERC | Ex | CZ10 | Any | WPSDGENRLG0083-1 | ExAnte2018 | IOU workpaper |  | KiloLumen |  |  | None | 9.0576 | 0.0042 | -0.0564 | 7.2461 | 0.0032 | -0.0451 | 0 | 0 | 0 | 0 | 0 | 0 | SDGE:DEER:Com:Indoor_Non-CFL_Ltg | Annual | 0
SDG | WPSDGENRLG0083-Rev01-Msr005 | ERC | Ex | CZ14 | Any | WPSDGENRLG0083-1 | ExAnte2018 | IOU workpaper |  | KiloLumen |  |  | None | 8.8944 | 0.0043 | -0.0745 | 7.1155 | 0.0032 | -0.0596 | 0 | 0 | 0 | 0 | 0 | 0 | SDGE:DEER:Com:Indoor_Non-CFL_Ltg | Annual | 0
SDG | WPSDGENRLG0083-Rev01-Msr005 | ERC | Ex | CZ15 | Any | WPSDGENRLG0083-1 | ExAnte2018 | IOU workpaper |  | KiloLumen |  |  | None | 9.6288 | 0.0044 | -0.0263 | 7.703 | 0.0033 | -0.021 | 0 | 0 | 0 | 0 | 0 | 0 | SDGE:DEER:Com:Indoor_Non-CFL_Ltg | Annual | 0
SDG | WPSDGENRLG0083-Rev01-Msr005 | ERC | Ex | IOU | Any | WPSDGENRLG0083-1 | ExAnte2018 | IOU workpaper |  | KiloLumen |  |  | None | 9.1392 | 0.0043 | -0.0496 | 7.3114 | 0.0032 | -0.0397 | 0 | 0 | 0 | 0 | 0 | 0 | SDGE:DEER:Com:Indoor_Non-CFL_Ltg | Annual | 0
SDG | WPSDGENRLG0083-Rev01-Msr005 | ESe | Ex | CZ06 | Any | WPSDGENRLG0083-1 | ExAnte2018 | IOU workpaper |  | KiloLumen |  |  | None | 19.3446 | 0.0075 | -0.2297 | 16.679 | 0.0063 | -0.1981 | 0 | 0 | 0 | 0 | 0 | 0 | SDGE:DEER:Com:Indoor_Non-CFL_Ltg | Annual | 0
SDG | WPSDGENRLG0083-Rev01-Msr005 | ESe | Ex | CZ07 | Any | WPSDGENRLG0083-1 | ExAnte2018 | IOU workpaper |  | KiloLumen |  |  | None | 19.3446 | 0.0073 | -0.2021 | 16.679 | 0.0062 | -0.1742 | 0 | 0 | 0 | 0 | 0 | 0 | SDGE:DEER:Com:Indoor_Non-CFL_Ltg | Annual | 0
SDG | WPSDGENRLG0083-Rev01-Msr005 | ESe | Ex | CZ08 | Any | WPSDGENRLG0083-1 | ExAnte2018 | IOU workpaper |  | KiloLumen |  |  | None | 19.5174 | 0.0074 | -0.1969 | 16.828 | 0.0063 | -0.1698 | 0 | 0 | 0 | 0 | 0 | 0 | SDGE:DEER:Com:Indoor_Non-CFL_Ltg | Annual | 0
SDG | WPSDGENRLG0083-Rev01-Msr005 | ESe | Ex | CZ10 | Any | WPSDGENRLG0083-1 | ExAnte2018 | IOU workpaper |  | KiloLumen |  |  | None | 19.5174 | 0.0074 | -0.247 | 16.828 | 0.0063 | -0.213 | 0 | 0 | 0 | 0 | 0 | 0 | SDGE:DEER:Com:Indoor_Non-CFL_Ltg | Annual | 0
SDG | WPSDGENRLG0083-Rev01-Msr005 | ESe | Ex | CZ14 | Any | WPSDGENRLG0083-1 | ExAnte2018 | IOU workpaper |  | KiloLumen |  |  | None | 18.8265 | 0.0072 | -0.3973 | 16.2323 | 0.0061 | -0.3425 | 0 | 0 | 0 | 0 | 0 | 0 | SDGE:DEER:Com:Indoor_Non-CFL_Ltg | Annual | 0
SDG | WPSDGENRLG0083-Rev01-Msr005 | ESe | Ex | CZ15 | Any | WPSDGENRLG0083-1 | ExAnte2018 | IOU workpaper |  | KiloLumen |  |  | None | 21.0718 | 0.0074 | -0.1088 | 18.1682 | 0.0063 | -0.0938 | 0 | 0 | 0 | 0 | 0 | 0 | SDGE:DEER:Com:Indoor_Non-CFL_Ltg | Annual | 0
SDG | WPSDGENRLG0083-Rev01-Msr005 | ESe | Ex | IOU | Any | WPSDGENRLG0083-1 | ExAnte2018 | IOU workpaper |  | KiloLumen |  |  | None | 19.3446 | 0.0073 | -0.2194 | 16.679 | 0.0062 | -0.1891 | 0 | 0 | 0 | 0 | 0 | 0 | SDGE:DEER:Com:Indoor_Non-CFL_Ltg | Annual | 0
SDG | WPSDGENRLG0083-Rev01-Msr005 | EUn | Ex | CZ06 | Any | WPSDGENRLG0083-1 | ExAnte2018 | IOU workpaper |  | KiloLumen |  |  | None | 21.7831 | 0.008 | -0.2159 | 19.225 | 0.0065 | -0.1906 | 0 | 0 | 0 | 0 | 0 | 0 | SDGE:DEER:Com:Indoor_Non-CFL_Ltg | Annual | 0
SDG | WPSDGENRLG0083-Rev01-Msr005 | EUn | Ex | CZ07 | Any | WPSDGENRLG0083-1 | ExAnte2018 | IOU workpaper |  | KiloLumen |  |  | None | 21.7831 | 0.0079 | -0.1874 | 19.225 | 0.0064 | -0.1654 | 0 | 0 | 0 | 0 | 0 | 0 | SDGE:DEER:Com:Indoor_Non-CFL_Ltg | Annual | 0
SDG | WPSDGENRLG0083-Rev01-Msr005 | EUn | Ex | CZ08 | Any | WPSDGENRLG0083-1 | ExAnte2018 | IOU workpaper |  | KiloLumen |  |  | None | 21.9742 | 0.008 | -0.2083 | 19.3936 | 0.0065 | -0.1838 | 0 | 0 | 0 | 0 | 0 | 0 | SDGE:DEER:Com:Indoor_Non-CFL_Ltg | Annual | 0
SDG | WPSDGENRLG0083-Rev01-Msr005 | EUn | Ex | CZ10 | Any | WPSDGENRLG0083-1 | ExAnte2018 | IOU workpaper |  | KiloLumen |  |  | None | 21.9742 | 0.0081 | -0.2408 | 19.3936 | 0.0066 | -0.2125 | 0 | 0 | 0 | 0 | 0 | 0 | SDGE:DEER:Com:Indoor_Non-CFL_Ltg | Annual | 0
SDG | WPSDGENRLG0083-Rev01-Msr005 | EUn | Ex | CZ14 | Any | WPSDGENRLG0083-1 | ExAnte2018 | IOU workpaper |  | KiloLumen |  |  | None | 21.592 | 0.008 | -0.3229 | 19.0563 | 0.0065 | -0.285 | 0 | 0 | 0 | 0 | 0 | 0 | SDGE:DEER:Com:Indoor_Non-CFL_Ltg | Annual | 0
SDG | WPSDGENRLG0083-Rev01-Msr005 | EUn | Ex | CZ15 | Any | WPSDGENRLG0083-1 | ExAnte2018 | IOU workpaper |  | KiloLumen |  |  | None | 21.592 | 0.008 | -0.3229 | 19.0563 | 0.0065 | -0.285 | 0 | 0 | 0 | 0 | 0 | 0 | SDGE:DEER:Com:Indoor_Non-CFL_Ltg | Annual | 0
SDG | WPSDGENRLG0083-Rev01-Msr005 | EUn | Ex | IOU | Any | WPSDGENRLG0083-1 | ExAnte2018 | IOU workpaper |  | KiloLumen |  |  | None | 21.7831 | 0.008 | -0.2006 | 19.225 | 0.0065 | -0.1771 | 0 | 0 | 0 | 0 | 0 | 0 | SDGE:DEER:Com:Indoor_Non-CFL_Ltg | Annual | 0
SDG | WPSDGENRLG0083-Rev01-Msr005 | Gro | Ex | CZ06 | Any | WPSDGENRLG0083-1 | ExAnte2018 | IOU workpaper |  | KiloLumen |  |  | None | 37.774 | 0.0076 | -2.5881 | 37.0185 | 0.0074 | -2.5363 | 0 | 0 | 0 | 0 | 0 | 0 | SDGE:DEER:Com:Indoor_Non-CFL_Ltg | Annual | 0
SDG | WPSDGENRLG0083-Rev01-Msr005 | Gro | Ex | CZ07 | Any | WPSDGENRLG0083-1 | ExAnte2018 | IOU workpaper |  | KiloLumen |  |  | None | 37.4 | 0.0074 | -2.7526 | 36.652 | 0.0072 | -2.6976 | 0 | 0 | 0 | 0 | 0 | 0 | SDGE:DEER:Com:Indoor_Non-CFL_Ltg | Annual | 0
SDG | WPSDGENRLG0083-Rev01-Msr005 | Gro | Ex | CZ08 | Any | WPSDGENRLG0083-1 | ExAnte2018 | IOU workpaper |  | KiloLumen |  |  | None | 38.522 | 0.0078 | -2.345 | 37.7516 | 0.0076 | -2.2981 | 0 | 0 | 0 | 0 | 0 | 0 | SDGE:DEER:Com:Indoor_Non-CFL_Ltg | Annual | 0
SDG | WPSDGENRLG0083-Rev01-Msr005 | Gro | Ex | CZ10 | Any | WPSDGENRLG0083-1 | ExAnte2018 | IOU workpaper |  | KiloLumen |  |  | None | 39.27 | 0.0081 | -2.2216 | 38.4846 | 0.008 | -2.1771 | 0 | 0 | 0 | 0 | 0 | 0 | SDGE:DEER:Com:Indoor_Non-CFL_Ltg | Annual | 0
SDG | WPSDGENRLG0083-Rev01-Msr005 | Gro | Ex | CZ14 | Any | WPSDGENRLG0083-1 | ExAnte2018 | IOU workpaper |  | KiloLumen |  |  | None | 38.896 | 0.0082 | -2.345 | 38.1181 | 0.008 | -2.2981 | 0 | 0 | 0 | 0 | 0 | 0 | SDGE:DEER:Com:Indoor_Non-CFL_Ltg | Annual | 0
SDG | WPSDGENRLG0083-Rev01-Msr005 | Gro | Ex | CZ15 | Any | WPSDGENRLG0083-1 | ExAnte2018 | IOU workpaper |  | KiloLumen |  |  | None | 41.888 | 0.008 | -1.2492 | 41.0502 | 0.0078 | -1.2242 | 0 | 0 | 0 | 0 | 0 | 0 | SDGE:DEER:Com:Indoor_Non-CFL_Ltg | Annual | 0
SDG | WPSDGENRLG0083-Rev01-Msr005 | Gro | Ex | IOU | Any | WPSDGENRLG0083-1 | ExAnte2018 | IOU workpaper |  | KiloLumen |  |  | None | 37.774 | 0.0076 | -2.5843 | 37.0185 | 0.0075 | -2.5327 | 0 | 0 | 0 | 0 | 0 | 0 | SDGE:DEER:Com:Indoor_Non-CFL_Ltg | Annual | 0
SDG | WPSDGENRLG0083-Rev01-Msr005 | Hsp | Ex | CZ06 | Any | WPSDGENRLG0083-1 | ExAnte2018 | IOU workpaper |  | KiloLumen |  |  | None | 46.0598 | 0.0066 | -1.2096 | 45.6688 | 0.0065 | -1.1993 | 0 | 0 | 0 | 0 | 0 | 0 | SDGE:DEER:Com:Indoor_Non-CFL_Ltg | Annual | 0
SDG | WPSDGENRLG0083-Rev01-Msr005 | Hsp | Ex | CZ07 | Any | WPSDGENRLG0083-1 | ExAnte2018 | IOU workpaper |  | KiloLumen |  |  | None | 46.0598 | 0.0066 | -1.1054 | 45.6688 | 0.0065 | -1.0961 | 0 | 0 | 0 | 0 | 0 | 0 | SDGE:DEER:Com:Indoor_Non-CFL_Ltg | Annual | 0
SDG | WPSDGENRLG0083-Rev01-Msr005 | Hsp | Ex | CZ08 | Any | WPSDGENRLG0083-1 | ExAnte2018 | IOU workpaper |  | KiloLumen |  |  | None | 46.0598 | 0.0066 | -1.1935 | 45.6688 | 0.0065 | -1.1834 | 0 | 0 | 0 | 0 | 0 | 0 | SDGE:DEER:Com:Indoor_Non-CFL_Ltg | Annual | 0
SDG | WPSDGENRLG0083-Rev01-Msr005 | Hsp | Ex | CZ10 | Any | WPSDGENRLG0083-1 | ExAnte2018 | IOU workpaper |  | KiloLumen |  |  | None | 46.0598 | 0.0068 | -1.2897 | 45.6688 | 0.0067 | -1.2787 | 0 | 0 | 0 | 0 | 0 | 0 | SDGE:DEER:Com:Indoor_Non-CFL_Ltg | Annual | 0
SDG | WPSDGENRLG0083-Rev01-Msr005 | Hsp | Ex | CZ14 | Any | WPSDGENRLG0083-1 | ExAnte2018 | IOU workpaper |  | KiloLumen |  |  | None | 45.2588 | 0.0067 | -1.578 | 44.8746 | 0.0066 | -1.5647 | 0 | 0 | 0 | 0 | 0 | 0 | SDGE:DEER:Com:Indoor_Non-CFL_Ltg | Annual | 0
SDG | WPSDGENRLG0083-Rev01-Msr005 | Hsp | Ex | CZ15 | Any | WPSDGENRLG0083-1 | ExAnte2018 | IOU workpaper |  | KiloLumen |  |  | None | 45.2588 | 0.0067 | -1.578 | 44.8746 | 0.0066 | -1.5647 | 0 | 0 | 0 | 0 | 0 | 0 | SDGE:DEER:Com:Indoor_Non-CFL_Ltg | Annual | 0
SDG | WPSDGENRLG0083-Rev01-Msr005 | Hsp | Ex | IOU | Any | WPSDGENRLG0083-1 | ExAnte2018 | IOU workpaper |  | KiloLumen |  |  | None | 46.0598 | 0.0066 | -1.1375 | 45.6688 | 0.0065 | -1.1278 | 0 | 0 | 0 | 0 | 0 | 0 | SDGE:DEER:Com:Indoor_Non-CFL_Ltg | Annual | 0
SDG | WPSDGENRLG0083-Rev01-Msr005 | Htl | Ex | CZ06 | Any | WPSDGENRLG0083-1 | ExAnte2018 | IOU workpaper |  | KiloLumen |  |  | None | 39.3632 | 0.0059 | -0.493 | 38.1262 | 0.0057 | -0.4775 | 0 | 0 | 0 | 0 | 0 | 0 | SDGE:DEER:Com:Indoor_Non-CFL_Ltg | Annual | 0
SDG | WPSDGENRLG0083-Rev01-Msr005 | Htl | Ex | CZ07 | Any | WPSDGENRLG0083-1 | ExAnte2018 | IOU workpaper |  | KiloLumen |  |  | None | 40.4668 | 0.0058 | -0.3973 | 39.1952 | 0.0056 | -0.3848 | 0 | 0 | 0 | 0 | 0 | 0 | SDGE:DEER:Com:Indoor_Non-CFL_Ltg | Annual | 0
SDG | WPSDGENRLG0083-Rev01-Msr005 | Htl | Ex | CZ08 | Any | WPSDGENRLG0083-1 | ExAnte2018 | IOU workpaper |  | KiloLumen |  |  | None | 40.0989 | 0.0059 | -0.4378 | 38.8389 | 0.0057 | -0.424 | 0 | 0 | 0 | 0 | 0 | 0 | SDGE:DEER:Com:Indoor_Non-CFL_Ltg | Annual | 0
SDG | WPSDGENRLG0083-Rev01-Msr005 | Htl | Ex | CZ10 | Any | WPSDGENRLG0083-1 | ExAnte2018 | IOU workpaper |  | KiloLumen |  |  | None | 39.3632 | 0.006 | -0.4893 | 38.1262 | 0.0058 | -0.4739 | 0 | 0 | 0 | 0 | 0 | 0 | SDGE:DEER:Com:Indoor_Non-CFL_Ltg | Annual | 0
SDG | WPSDGENRLG0083-Rev01-Msr005 | Htl | Ex | CZ14 | Any | WPSDGENRLG0083-1 | ExAnte2018 | IOU workpaper |  | KiloLumen |  |  | None | 37.5238 | 0.006 | -0.6548 | 36.3446 | 0.0058 | -0.6342 | 0 | 0 | 0 | 0 | 0 | 0 | SDGE:DEER:Com:Indoor_Non-CFL_Ltg | Annual | 0
SDG | WPSDGENRLG0083-Rev01-Msr005 | Htl | Ex | CZ15 | Any | WPSDGENRLG0083-1 | ExAnte2018 | IOU workpaper |  | KiloLumen |  |  | None | 42.6741 | 0.0061 | -0.2814 | 41.3331 | 0.0059 | -0.2726 | 0 | 0 | 0 | 0 | 0 | 0 | SDGE:DEER:Com:Indoor_Non-CFL_Ltg | Annual | 0
SDG | WPSDGENRLG0083-Rev01-Msr005 | Htl | Ex | IOU | Any | WPSDGENRLG0083-1 | ExAnte2018 | IOU workpaper |  | KiloLumen |  |  | None | 40.0989 | 0.0059 | -0.412 | 38.8389 | 0.0057 | -0.3991 | 0 | 0 | 0 | 0 | 0 | 0 | SDGE:DEER:Com:Indoor_Non-CFL_Ltg | Annual | 0
SDG | WPSDGENRLG0083-Rev01-Msr005 | MBT | Ex | CZ06 | Any | WPSDGENRLG0083-1 | ExAnte2018 | IOU workpaper |  | KiloLumen |  |  | None | 22.6386 | 0.0048 | -0.0144 | 21.4554 | 0.0047 | -0.0137 | 0 | 0 | 0 | 0 | 0 | 0 | SDGE:DEER:Com:Indoor_Non-CFL_Ltg | Annual | 0
SDG | WPSDGENRLG0083-Rev01-Msr005 | MBT | Ex | CZ07 | Any | WPSDGENRLG0083-1 | ExAnte2018 | IOU workpaper |  | KiloLumen |  |  | None | 22.8337 | 0.0047 | -0.0028 | 21.6403 | 0.0046 | -0.0027 | 0 | 0 | 0 | 0 | 0 | 0 | SDGE:DEER:Com:Indoor_Non-CFL_Ltg | Annual | 0
SDG | WPSDGENRLG0083-Rev01-Msr005 | MBT | Ex | CZ08 | Any | WPSDGENRLG0083-1 | ExAnte2018 | IOU workpaper |  | KiloLumen |  |  | None | 22.6386 | 0.005 | -0.0092 | 21.4554 | 0.0048 | -0.0087 | 0 | 0 | 0 | 0 | 0 | 0 | SDGE:DEER:Com:Indoor_Non-CFL_Ltg | Annual | 0
SDG | WPSDGENRLG0083-Rev01-Msr005 | MBT | Ex | CZ10 | Any | WPSDGENRLG0083-1 | ExAnte2018 | IOU workpaper |  | KiloLumen |  |  | None | 22.6386 | 0.0051 | -0.0187 | 21.4554 | 0.005 | -0.0178 | 0 | 0 | 0 | 0 | 0 | 0 | SDGE:DEER:Com:Indoor_Non-CFL_Ltg | Annual | 0
SDG | WPSDGENRLG0083-Rev01-Msr005 | MBT | Ex | CZ14 | Any | WPSDGENRLG0083-1 | ExAnte2018 | IOU workpaper |  | KiloLumen |  |  | None | 22.2482 | 0.0051 | -0.0451 | 21.0854 | 0.0049 | -0.0427 | 0 | 0 | 0 | 0 | 0 | 0 | SDGE:DEER:Com:Indoor_Non-CFL_Ltg | Annual | 0
SDG | WPSDGENRLG0083-Rev01-Msr005 | MBT | Ex | CZ15 | Any | WPSDGENRLG0083-1 | ExAnte2018 | IOU workpaper |  | KiloLumen |  |  | None | 23.6144 | 0.0051 | 0 | 22.3802 | 0.005 | 0 | 0 | 0 | 0 | 0 | 0 | 0 | SDGE:DEER:Com:Indoor_Non-CFL_Ltg | Annual | 0
SDG | WPSDGENRLG0083-Rev01-Msr005 | MBT | Ex | IOU | Any | WPSDGENRLG0083-1 | ExAnte2018 | IOU workpaper |  | KiloLumen |  |  | None | 22.6386 | 0.0049 | -0.0085 | 21.4554 | 0.0047 | -0.0081 | 0 | 0 | 0 | 0 | 0 | 0 | SDGE:DEER:Com:Indoor_Non-CFL_Ltg | Annual | 0
SDG | WPSDGENRLG0083-Rev01-Msr005 | MLI | Ex | CZ06 | Any | WPSDGENRLG0083-1 | ExAnte2018 | IOU workpaper |  | KiloLumen |  |  | None | 21.4445 | 0.0048 | -0.1217 | 21.371 | 0.0048 | -0.1213 | 0 | 0 | 0 | 0 | 0 | 0 | SDGE:DEER:Com:Indoor_Non-CFL_Ltg | Annual | 0
SDG | WPSDGENRLG0083-Rev01-Msr005 | MLI | Ex | CZ07 | Any | WPSDGENRLG0083-1 | ExAnte2018 | IOU workpaper |  | KiloLumen |  |  | None | 21.4445 | 0.0048 | -0.061 | 21.371 | 0.0047 | -0.0607 | 0 | 0 | 0 | 0 | 0 | 0 | SDGE:DEER:Com:Indoor_Non-CFL_Ltg | Annual | 0
SDG | WPSDGENRLG0083-Rev01-Msr005 | MLI | Ex | CZ08 | Any | WPSDGENRLG0083-1 | ExAnte2018 | IOU workpaper |  | KiloLumen |  |  | None | 21.643 | 0.0048 | -0.0997 | 21.5689 | 0.0048 | -0.0993 | 0 | 0 | 0 | 0 | 0 | 0 | SDGE:DEER:Com:Indoor_Non-CFL_Ltg | Annual | 0
SDG | WPSDGENRLG0083-Rev01-Msr005 | MLI | Ex | CZ10 | Any | WPSDGENRLG0083-1 | ExAnte2018 | IOU workpaper |  | KiloLumen |  |  | None | 21.643 | 0.0049 | -0.1374 | 21.5689 | 0.0049 | -0.1369 | 0 | 0 | 0 | 0 | 0 | 0 | SDGE:DEER:Com:Indoor_Non-CFL_Ltg | Annual | 0
SDG | WPSDGENRLG0083-Rev01-Msr005 | MLI | Ex | CZ14 | Any | WPSDGENRLG0083-1 | ExAnte2018 | IOU workpaper |  | KiloLumen |  |  | None | 21.0474 | 0.0049 | -0.3892 | 20.9753 | 0.0049 | -0.3878 | 0 | 0 | 0 | 0 | 0 | 0 | SDGE:DEER:Com:Indoor_Non-CFL_Ltg | Annual | 0
SDG | WPSDGENRLG0083-Rev01-Msr005 | MLI | Ex | CZ15 | Any | WPSDGENRLG0083-1 | ExAnte2018 | IOU workpaper |  | KiloLumen |  |  | None | 23.2315 | 0.0048 | -0.0373 | 23.152 | 0.0048 | -0.0372 | 0 | 0 | 0 | 0 | 0 | 0 | SDGE:DEER:Com:Indoor_Non-CFL_Ltg | Annual | 0
SDG | WPSDGENRLG0083-Rev01-Msr005 | MLI | Ex | IOU | Any | WPSDGENRLG0083-1 | ExAnte2018 | IOU workpaper |  | KiloLumen |  |  | None | 21.4445 | 0.0048 | -0.0899 | 21.371 | 0.0048 | -0.0896 | 0 | 0 | 0 | 0 | 0 | 0 | SDGE:DEER:Com:Indoor_Non-CFL_Ltg | Annual | 0
SDG | WPSDGENRLG0083-Rev01-Msr005 | Mtl | Ex | CZ06 | Any | WPSDGENRLG0083-1 | ExAnte2018 | IOU workpaper |  | KiloLumen |  |  | None | 32.7488 | 0.0033 | -0.3947 | 30.921 | 0.0031 | -0.3727 | 0 | 0 | 0 | 0 | 0 | 0 | SDGE:DEER:Com:Indoor_Non-CFL_Ltg | Annual | 0
SDG | WPSDGENRLG0083-Rev01-Msr005 | Mtl | Ex | CZ07 | Any | WPSDGENRLG0083-1 | ExAnte2018 | IOU workpaper |  | KiloLumen |  |  | None | 33.626 | 0.0032 | -0.2898 | 31.7492 | 0.003 | -0.2736 | 0 | 0 | 0 | 0 | 0 | 0 | SDGE:DEER:Com:Indoor_Non-CFL_Ltg | Annual | 0
SDG | WPSDGENRLG0083-Rev01-Msr005 | Mtl | Ex | CZ08 | Any | WPSDGENRLG0083-1 | ExAnte2018 | IOU workpaper |  | KiloLumen |  |  | None | 33.0412 | 0.0033 | -0.3333 | 31.197 | 0.0031 | -0.3147 | 0 | 0 | 0 | 0 | 0 | 0 | SDGE:DEER:Com:Indoor_Non-CFL_Ltg | Annual | 0
SDG | WPSDGENRLG0083-Rev01-Msr005 | Mtl | Ex | CZ10 | Any | WPSDGENRLG0083-1 | ExAnte2018 | IOU workpaper |  | KiloLumen |  |  | None | 32.7488 | 0.0034 | -0.3918 | 30.921 | 0.0032 | -0.3699 | 0 | 0 | 0 | 0 | 0 | 0 | SDGE:DEER:Com:Indoor_Non-CFL_Ltg | Annual | 0
SDG | WPSDGENRLG0083-Rev01-Msr005 | Mtl | Ex | CZ14 | Any | WPSDGENRLG0083-1 | ExAnte2018 | IOU workpaper |  | KiloLumen |  |  | None | 31.5792 | 0.0034 | -0.538 | 29.8166 | 0.0032 | -0.508 | 0 | 0 | 0 | 0 | 0 | 0 | SDGE:DEER:Com:Indoor_Non-CFL_Ltg | Annual | 0
SDG | WPSDGENRLG0083-Rev01-Msr005 | Mtl | Ex | CZ15 | Any | WPSDGENRLG0083-1 | ExAnte2018 | IOU workpaper |  | KiloLumen |  |  | None | 35.088 | 0.0034 | -0.1646 | 33.1296 | 0.0032 | -0.1554 | 0 | 0 | 0 | 0 | 0 | 0 | SDGE:DEER:Com:Indoor_Non-CFL_Ltg | Annual | 0
SDG | WPSDGENRLG0083-Rev01-Msr005 | Mtl | Ex | IOU | Any | WPSDGENRLG0083-1 | ExAnte2018 | IOU workpaper |  | KiloLumen |  |  | None | 33.3336 | 0.0033 | -0.3041 | 31.4731 | 0.0031 | -0.2871 | 0 | 0 | 0 | 0 | 0 | 0 | SDGE:DEER:Com:Indoor_Non-CFL_Ltg | Annual | 0
SDG | WPSDGENRLG0083-Rev01-Msr005 | Nrs | Ex | CZ06 | Any | WPSDGENRLG0083-1 | ExAnte2018 | IOU workpaper |  | KiloLumen |  |  | None | 28.4213 | 0.0061 | -1.0316 | 27.4666 | 0.0059 | -0.9969 | 0 | 0 | 0 | 0 | 0 | 0 | SDGE:DEER:Com:Indoor_Non-CFL_Ltg | Annual | 0
SDG | WPSDGENRLG0083-Rev01-Msr005 | Nrs | Ex | CZ07 | Any | WPSDGENRLG0083-1 | ExAnte2018 | IOU workpaper |  | KiloLumen |  |  | None | 28.1581 | 0.006 | -0.9421 | 27.2122 | 0.0058 | -0.9105 | 0 | 0 | 0 | 0 | 0 | 0 | SDGE:DEER:Com:Indoor_Non-CFL_Ltg | Annual | 0
SDG | WPSDGENRLG0083-Rev01-Msr005 | Nrs | Ex | CZ08 | Any | WPSDGENRLG0083-1 | ExAnte2018 | IOU workpaper |  | KiloLumen |  |  | None | 28.6844 | 0.0061 | -1.0026 | 27.7209 | 0.0059 | -0.969 | 0 | 0 | 0 | 0 | 0 | 0 | SDGE:DEER:Com:Indoor_Non-CFL_Ltg | Annual | 0
SDG | WPSDGENRLG0083-Rev01-Msr005 | Nrs | Ex | CZ10 | Any | WPSDGENRLG0083-1 | ExAnte2018 | IOU workpaper |  | KiloLumen |  |  | None | 28.6844 | 0.0063 | -1.0632 | 27.7209 | 0.0061 | -1.0275 | 0 | 0 | 0 | 0 | 0 | 0 | SDGE:DEER:Com:Indoor_Non-CFL_Ltg | Annual | 0
SDG | WPSDGENRLG0083-Rev01-Msr005 | Nrs | Ex | CZ14 | Any | WPSDGENRLG0083-1 | ExAnte2018 | IOU workpaper |  | KiloLumen |  |  | None | 28.4213 | 0.0062 | -1.2421 | 27.4666 | 0.006 | -1.2004 | 0 | 0 | 0 | 0 | 0 | 0 | SDGE:DEER:Com:Indoor_Non-CFL_Ltg | Annual | 0
SDG | WPSDGENRLG0083-Rev01-Msr005 | Nrs | Ex | CZ15 | Any | WPSDGENRLG0083-1 | ExAnte2018 | IOU workpaper |  | KiloLumen |  |  | None | 28.4213 | 0.0062 | -1.2421 | 27.4666 | 0.006 | -1.2004 | 0 | 0 | 0 | 0 | 0 | 0 | SDGE:DEER:Com:Indoor_Non-CFL_Ltg | Annual | 0
SDG | WPSDGENRLG0083-Rev01-Msr005 | Nrs | Ex | IOU | Any | WPSDGENRLG0083-1 | ExAnte2018 | IOU workpaper |  | KiloLumen |  |  | None | 28.1581 | 0.006 | -0.9632 | 27.2122 | 0.0058 | -0.9308 | 0 | 0 | 0 | 0 | 0 | 0 | SDGE:DEER:Com:Indoor_Non-CFL_Ltg | Annual | 0
SDG | WPSDGENRLG0083-Rev01-Msr005 | OfL | Ex | CZ06 | Any | WPSDGENRLG0083-1 | ExAnte2018 | IOU workpaper |  | KiloLumen |  |  | None | 23.7429 | 0.0065 | -0.1335 | 21.2976 | 0.0059 | -0.1197 | 0 | 0 | 0 | 0 | 0 | 0 | SDGE:DEER:Com:Indoor_Non-CFL_Ltg | Annual | 0
SDG | WPSDGENRLG0083-Rev01-Msr005 | OfL | Ex | CZ07 | Any | WPSDGENRLG0083-1 | ExAnte2018 | IOU workpaper |  | KiloLumen |  |  | None | 23.7429 | 0.0064 | -0.1183 | 21.2976 | 0.0058 | -0.1061 | 0 | 0 | 0 | 0 | 0 | 0 | SDGE:DEER:Com:Indoor_Non-CFL_Ltg | Annual | 0
SDG | WPSDGENRLG0083-Rev01-Msr005 | OfL | Ex | CZ08 | Any | WPSDGENRLG0083-1 | ExAnte2018 | IOU workpaper |  | KiloLumen |  |  | None | 23.7429 | 0.0065 | -0.1328 | 21.2976 | 0.0059 | -0.1192 | 0 | 0 | 0 | 0 | 0 | 0 | SDGE:DEER:Com:Indoor_Non-CFL_Ltg | Annual | 0
SDG | WPSDGENRLG0083-Rev01-Msr005 | OfL | Ex | CZ10 | Any | WPSDGENRLG0083-1 | ExAnte2018 | IOU workpaper |  | KiloLumen |  |  | None | 23.7429 | 0.0066 | -0.1564 | 21.2976 | 0.006 | -0.1403 | 0 | 0 | 0 | 0 | 0 | 0 | SDGE:DEER:Com:Indoor_Non-CFL_Ltg | Annual | 0
SDG | WPSDGENRLG0083-Rev01-Msr005 | OfL | Ex | CZ14 | Any | WPSDGENRLG0083-1 | ExAnte2018 | IOU workpaper |  | KiloLumen |  |  | None | 23.5382 | 0.0066 | -0.1955 | 21.114 | 0.006 | -0.1753 | 0 | 0 | 0 | 0 | 0 | 0 | SDGE:DEER:Com:Indoor_Non-CFL_Ltg | Annual | 0
SDG | WPSDGENRLG0083-Rev01-Msr005 | OfL | Ex | CZ15 | Any | WPSDGENRLG0083-1 | ExAnte2018 | IOU workpaper |  | KiloLumen |  |  | None | 24.971 | 0.0067 | -0.0907 | 22.3992 | 0.0061 | -0.0813 | 0 | 0 | 0 | 0 | 0 | 0 | SDGE:DEER:Com:Indoor_Non-CFL_Ltg | Annual | 0
SDG | WPSDGENRLG0083-Rev01-Msr005 | OfL | Ex | IOU | Any | WPSDGENRLG0083-1 | ExAnte2018 | IOU workpaper |  | KiloLumen |  |  | None | 23.7429 | 0.0065 | -0.1259 | 21.2976 | 0.0059 | -0.1129 | 0 | 0 | 0 | 0 | 0 | 0 | SDGE:DEER:Com:Indoor_Non-CFL_Ltg | Annual | 0
SDG | WPSDGENRLG0083-Rev01-Msr005 | OfS | Ex | CZ06 | Any | WPSDGENRLG0083-1 | ExAnte2018 | IOU workpaper |  | KiloLumen |  |  | None | 18.4552 | 0.0066 | -0.0262 | 14.3106 | 0.0052 | -0.0203 | 0 | 0 | 0 | 0 | 0 | 0 | SDGE:DEER:Com:Indoor_Non-CFL_Ltg | Annual | 0
SDG | WPSDGENRLG0083-Rev01-Msr005 | OfS | Ex | CZ07 | Any | WPSDGENRLG0083-1 | ExAnte2018 | IOU workpaper |  | KiloLumen |  |  | None | 18.6157 | 0.0066 | -0.0074 | 14.435 | 0.0052 | -0.0058 | 0 | 0 | 0 | 0 | 0 | 0 | SDGE:DEER:Com:Indoor_Non-CFL_Ltg | Annual | 0
SDG | WPSDGENRLG0083-Rev01-Msr005 | OfS | Ex | CZ08 | Any | WPSDGENRLG0083-1 | ExAnte2018 | IOU workpaper |  | KiloLumen |  |  | None | 18.6157 | 0.0067 | -0.0225 | 14.435 | 0.0053 | -0.0174 | 0 | 0 | 0 | 0 | 0 | 0 | SDGE:DEER:Com:Indoor_Non-CFL_Ltg | Annual | 0
SDG | WPSDGENRLG0083-Rev01-Msr005 | OfS | Ex | CZ10 | Any | WPSDGENRLG0083-1 | ExAnte2018 | IOU workpaper |  | KiloLumen |  |  | None | 18.6157 | 0.0067 | -0.034 | 14.435 | 0.0053 | -0.0264 | 0 | 0 | 0 | 0 | 0 | 0 | SDGE:DEER:Com:Indoor_Non-CFL_Ltg | Annual | 0
SDG | WPSDGENRLG0083-Rev01-Msr005 | OfS | Ex | CZ14 | Any | WPSDGENRLG0083-1 | ExAnte2018 | IOU workpaper |  | KiloLumen |  |  | None | 18.1342 | 0.0068 | -0.0843 | 14.0617 | 0.0054 | -0.0653 | 0 | 0 | 0 | 0 | 0 | 0 | SDGE:DEER:Com:Indoor_Non-CFL_Ltg | Annual | 0
SDG | WPSDGENRLG0083-Rev01-Msr005 | OfS | Ex | CZ15 | Any | WPSDGENRLG0083-1 | ExAnte2018 | IOU workpaper |  | KiloLumen |  |  | None | 19.5786 | 0.0067 | -0.007 | 15.1817 | 0.0053 | -0.0054 | 0 | 0 | 0 | 0 | 0 | 0 | SDGE:DEER:Com:Indoor_Non-CFL_Ltg | Annual | 0
SDG | WPSDGENRLG0083-Rev01-Msr005 | OfS | Ex | IOU | Any | WPSDGENRLG0083-1 | ExAnte2018 | IOU workpaper |  | KiloLumen |  |  | None | 18.6157 | 0.0066 | -0.0131 | 14.435 | 0.0052 | -0.0102 | 0 | 0 | 0 | 0 | 0 | 0 | SDGE:DEER:Com:Indoor_Non-CFL_Ltg | Annual | 0
SDG | WPSDGENRLG0083-Rev01-Msr005 | RFF | Ex | CZ06 | Any | WPSDGENRLG0083-1 | ExAnte2018 | IOU workpaper |  | KiloLumen |  |  | None | 25.6632 | 0.0052 | -0.4532 | 25.6632 | 0.0052 | -0.4532 | 0 | 0 | 0 | 0 | 0 | 0 | SDGE:DEER:Com:Indoor_Non-CFL_Ltg | Annual | 0
SDG | WPSDGENRLG0083-Rev01-Msr005 | RFF | Ex | CZ07 | Any | WPSDGENRLG0083-1 | ExAnte2018 | IOU workpaper |  | KiloLumen |  |  | None | 25.8944 | 0.0052 | -0.4115 | 25.8944 | 0.0052 | -0.4115 | 0 | 0 | 0 | 0 | 0 | 0 | SDGE:DEER:Com:Indoor_Non-CFL_Ltg | Annual | 0
SDG | WPSDGENRLG0083-Rev01-Msr005 | RFF | Ex | CZ08 | Any | WPSDGENRLG0083-1 | ExAnte2018 | IOU workpaper |  | KiloLumen |  |  | None | 25.8944 | 0.0052 | -0.4 | 25.8944 | 0.0052 | -0.4 | 0 | 0 | 0 | 0 | 0 | 0 | SDGE:DEER:Com:Indoor_Non-CFL_Ltg | Annual | 0
SDG | WPSDGENRLG0083-Rev01-Msr005 | RFF | Ex | CZ10 | Any | WPSDGENRLG0083-1 | ExAnte2018 | IOU workpaper |  | KiloLumen |  |  | None | 25.8944 | 0.0053 | -0.4439 | 25.8944 | 0.0053 | -0.4439 | 0 | 0 | 0 | 0 | 0 | 0 | SDGE:DEER:Com:Indoor_Non-CFL_Ltg | Annual | 0
SDG | WPSDGENRLG0083-Rev01-Msr005 | RFF | Ex | CZ14 | Any | WPSDGENRLG0083-1 | ExAnte2018 | IOU workpaper |  | KiloLumen |  |  | None | 25.432 | 0.0054 | -0.6312 | 25.432 | 0.0054 | -0.6312 | 0 | 0 | 0 | 0 | 0 | 0 | SDGE:DEER:Com:Indoor_Non-CFL_Ltg | Annual | 0
SDG | WPSDGENRLG0083-Rev01-Msr005 | RFF | Ex | CZ15 | Any | WPSDGENRLG0083-1 | ExAnte2018 | IOU workpaper |  | KiloLumen |  |  | None | 27.5128 | 0.0054 | -0.2028 | 27.5128 | 0.0054 | -0.2028 | 0 | 0 | 0 | 0 | 0 | 0 | SDGE:DEER:Com:Indoor_Non-CFL_Ltg | Annual | 0
SDG | WPSDGENRLG0083-Rev01-Msr005 | RFF | Ex | IOU | Any | WPSDGENRLG0083-1 | ExAnte2018 | IOU workpaper |  | KiloLumen |  |  | None | 25.8944 | 0.0052 | -0.4208 | 25.8944 | 0.0052 | -0.4208 | 0 | 0 | 0 | 0 | 0 | 0 | SDGE:DEER:Com:Indoor_Non-CFL_Ltg | Annual | 0
SDG | WPSDGENRLG0083-Rev01-Msr005 | RSD | Ex | CZ06 | Any | WPSDGENRLG0083-1 | ExAnte2018 | IOU workpaper |  | KiloLumen |  |  | None | 29.0931 | 0.0053 | -0.626 | 29.0931 | 0.0053 | -0.626 | 0 | 0 | 0 | 0 | 0 | 0 | SDGE:DEER:Com:Indoor_Non-CFL_Ltg | Annual | 0
SDG | WPSDGENRLG0083-Rev01-Msr005 | RSD | Ex | CZ07 | Any | WPSDGENRLG0083-1 | ExAnte2018 | IOU workpaper |  | KiloLumen |  |  | None | 29.0931 | 0.0054 | -0.5767 | 29.0931 | 0.0054 | -0.5767 | 0 | 0 | 0 | 0 | 0 | 0 | SDGE:DEER:Com:Indoor_Non-CFL_Ltg | Annual | 0
SDG | WPSDGENRLG0083-Rev01-Msr005 | RSD | Ex | CZ08 | Any | WPSDGENRLG0083-1 | ExAnte2018 | IOU workpaper |  | KiloLumen |  |  | None | 29.3529 | 0.0052 | -0.5195 | 29.3529 | 0.0052 | -0.5195 | 0 | 0 | 0 | 0 | 0 | 0 | SDGE:DEER:Com:Indoor_Non-CFL_Ltg | Annual | 0
SDG | WPSDGENRLG0083-Rev01-Msr005 | RSD | Ex | CZ10 | Any | WPSDGENRLG0083-1 | ExAnte2018 | IOU workpaper |  | KiloLumen |  |  | None | 29.0931 | 0.0049 | -0.6104 | 29.0931 | 0.0049 | -0.6104 | 0 | 0 | 0 | 0 | 0 | 0 | SDGE:DEER:Com:Indoor_Non-CFL_Ltg | Annual | 0
SDG | WPSDGENRLG0083-Rev01-Msr005 | RSD | Ex | CZ14 | Any | WPSDGENRLG0083-1 | ExAnte2018 | IOU workpaper |  | KiloLumen |  |  | None | 28.0541 | 0.0049 | -1.0027 | 28.0541 | 0.0049 | -1.0027 | 0 | 0 | 0 | 0 | 0 | 0 | SDGE:DEER:Com:Indoor_Non-CFL_Ltg | Annual | 0
SDG | WPSDGENRLG0083-Rev01-Msr005 | RSD | Ex | CZ15 | Any | WPSDGENRLG0083-1 | ExAnte2018 | IOU workpaper |  | KiloLumen |  |  | None | 31.431 | 0.0055 | -0.2333 | 31.431 | 0.0055 | -0.2333 | 0 | 0 | 0 | 0 | 0 | 0 | SDGE:DEER:Com:Indoor_Non-CFL_Ltg | Annual | 0
SDG | WPSDGENRLG0083-Rev01-Msr005 | RSD | Ex | IOU | Any | WPSDGENRLG0083-1 | ExAnte2018 | IOU workpaper |  | KiloLumen |  |  | None | 29.0931 | 0.0053 | -0.5845 | 29.0931 | 0.0053 | -0.5845 | 0 | 0 | 0 | 0 | 0 | 0 | SDGE:DEER:Com:Indoor_Non-CFL_Ltg | Annual | 0
SDG | WPSDGENRLG0083-Rev01-Msr005 | Rt3 | Ex | CZ06 | Any | WPSDGENRLG0083-1 | ExAnte2018 | IOU workpaper |  | KiloLumen |  |  | None | 43.792 | 0.0081 | -0.2033 | 43.6356 | 0.008 | -0.2026 | 0 | 0 | 0 | 0 | 0 | 0 | SDGE:DEER:Com:Indoor_Non-CFL_Ltg | Annual | 0
SDG | WPSDGENRLG0083-Rev01-Msr005 | Rt3 | Ex | CZ07 | Any | WPSDGENRLG0083-1 | ExAnte2018 | IOU workpaper |  | KiloLumen |  |  | None | 43.792 | 0.008 | -0.088 | 43.6356 | 0.0079 | -0.0877 | 0 | 0 | 0 | 0 | 0 | 0 | SDGE:DEER:Com:Indoor_Non-CFL_Ltg | Annual | 0
SDG | WPSDGENRLG0083-Rev01-Msr005 | Rt3 | Ex | CZ08 | Any | WPSDGENRLG0083-1 | ExAnte2018 | IOU workpaper |  | KiloLumen |  |  | None | 43.792 | 0.008 | -0.182 | 43.6356 | 0.0079 | -0.1814 | 0 | 0 | 0 | 0 | 0 | 0 | SDGE:DEER:Com:Indoor_Non-CFL_Ltg | Annual | 0
SDG | WPSDGENRLG0083-Rev01-Msr005 | Rt3 | Ex | CZ10 | Any | WPSDGENRLG0083-1 | ExAnte2018 | IOU workpaper |  | KiloLumen |  |  | None | 43.4112 | 0.0081 | -0.3328 | 43.2562 | 0.0081 | -0.3316 | 0 | 0 | 0 | 0 | 0 | 0 | SDGE:DEER:Com:Indoor_Non-CFL_Ltg | Annual | 0
SDG | WPSDGENRLG0083-Rev01-Msr005 | Rt3 | Ex | CZ14 | Any | WPSDGENRLG0083-1 | ExAnte2018 | IOU workpaper |  | KiloLumen |  |  | None | 41.5072 | 0.0082 | -1.2148 | 41.359 | 0.0081 | -1.2104 | 0 | 0 | 0 | 0 | 0 | 0 | SDGE:DEER:Com:Indoor_Non-CFL_Ltg | Annual | 0
SDG | WPSDGENRLG0083-Rev01-Msr005 | Rt3 | Ex | CZ15 | Any | WPSDGENRLG0083-1 | ExAnte2018 | IOU workpaper |  | KiloLumen |  |  | None | 44.9344 | 0.0083 | -0.0784 | 44.7739 | 0.0082 | -0.0782 | 0 | 0 | 0 | 0 | 0 | 0 | SDGE:DEER:Com:Indoor_Non-CFL_Ltg | Annual | 0
SDG | WPSDGENRLG0083-Rev01-Msr005 | Rt3 | Ex | IOU | Any | WPSDGENRLG0083-1 | ExAnte2018 | IOU workpaper |  | KiloLumen |  |  | None | 43.792 | 0.0081 | -0.1588 | 43.6356 | 0.008 | -0.1582 | 0 | 0 | 0 | 0 | 0 | 0 | SDGE:DEER:Com:Indoor_Non-CFL_Ltg | Annual | 0
SDG | WPSDGENRLG0083-Rev01-Msr005 | RtL | Ex | CZ06 | Any | WPSDGENRLG0083-1 | ExAnte2018 | IOU workpaper |  | KiloLumen |  |  | None | 31.197 | 0.0078 | -0.2667 | 31.1202 | 0.0077 | -0.266 | 0 | 0 | 0 | 0 | 0 | 0 | SDGE:DEER:Com:Indoor_Non-CFL_Ltg | Annual | 0
SDG | WPSDGENRLG0083-Rev01-Msr005 | RtL | Ex | CZ07 | Any | WPSDGENRLG0083-1 | ExAnte2018 | IOU workpaper |  | KiloLumen |  |  | None | 31.4731 | 0.0078 | -0.1949 | 31.3956 | 0.0077 | -0.1944 | 0 | 0 | 0 | 0 | 0 | 0 | SDGE:DEER:Com:Indoor_Non-CFL_Ltg | Annual | 0
SDG | WPSDGENRLG0083-Rev01-Msr005 | RtL | Ex | CZ08 | Any | WPSDGENRLG0083-1 | ExAnte2018 | IOU workpaper |  | KiloLumen |  |  | None | 31.4731 | 0.0078 | -0.2308 | 31.3956 | 0.0077 | -0.2302 | 0 | 0 | 0 | 0 | 0 | 0 | SDGE:DEER:Com:Indoor_Non-CFL_Ltg | Annual | 0
SDG | WPSDGENRLG0083-Rev01-Msr005 | RtL | Ex | CZ10 | Any | WPSDGENRLG0083-1 | ExAnte2018 | IOU workpaper |  | KiloLumen |  |  | None | 31.197 | 0.0079 | -0.3092 | 31.1202 | 0.0079 | -0.3084 | 0 | 0 | 0 | 0 | 0 | 0 | SDGE:DEER:Com:Indoor_Non-CFL_Ltg | Annual | 0
SDG | WPSDGENRLG0083-Rev01-Msr005 | RtL | Ex | CZ14 | Any | WPSDGENRLG0083-1 | ExAnte2018 | IOU workpaper |  | KiloLumen |  |  | None | 30.0927 | 0.008 | -0.6488 | 30.0186 | 0.0079 | -0.6472 | 0 | 0 | 0 | 0 | 0 | 0 | SDGE:DEER:Com:Indoor_Non-CFL_Ltg | Annual | 0
SDG | WPSDGENRLG0083-Rev01-Msr005 | RtL | Ex | CZ15 | Any | WPSDGENRLG0083-1 | ExAnte2018 | IOU workpaper |  | KiloLumen |  |  | None | 32.5774 | 0.008 | -0.1091 | 32.4972 | 0.008 | -0.1088 | 0 | 0 | 0 | 0 | 0 | 0 | SDGE:DEER:Com:Indoor_Non-CFL_Ltg | Annual | 0
SDG | WPSDGENRLG0083-Rev01-Msr005 | RtL | Ex | IOU | Any | WPSDGENRLG0083-1 | ExAnte2018 | IOU workpaper |  | KiloLumen |  |  | None | 31.4731 | 0.0078 | -0.228 | 31.3956 | 0.0077 | -0.2275 | 0 | 0 | 0 | 0 | 0 | 0 | SDGE:DEER:Com:Indoor_Non-CFL_Ltg | Annual | 0
SDG | WPSDGENRLG0083-Rev01-Msr005 | RtS | Ex | CZ06 | Any | WPSDGENRLG0083-1 | ExAnte2018 | IOU workpaper |  | KiloLumen |  |  | None | 17.5964 | 0.0053 | -0.0561 | 17.5964 | 0.0053 | -0.0561 | 0 | 0 | 0 | 0 | 0 | 0 | SDGE:DEER:Com:Indoor_Non-CFL_Ltg | Annual | 0
SDG | WPSDGENRLG0083-Rev01-Msr005 | RtS | Ex | CZ07 | Any | WPSDGENRLG0083-1 | ExAnte2018 | IOU workpaper |  | KiloLumen |  |  | None | 17.5964 | 0.0053 | -0.0333 | 17.5964 | 0.0053 | -0.0333 | 0 | 0 | 0 | 0 | 0 | 0 | SDGE:DEER:Com:Indoor_Non-CFL_Ltg | Annual | 0
SDG | WPSDGENRLG0083-Rev01-Msr005 | RtS | Ex | CZ08 | Any | WPSDGENRLG0083-1 | ExAnte2018 | IOU workpaper |  | KiloLumen |  |  | None | 17.7521 | 0.0053 | -0.0475 | 17.7521 | 0.0053 | -0.0475 | 0 | 0 | 0 | 0 | 0 | 0 | SDGE:DEER:Com:Indoor_Non-CFL_Ltg | Annual | 0
SDG | WPSDGENRLG0083-Rev01-Msr005 | RtS | Ex | CZ10 | Any | WPSDGENRLG0083-1 | ExAnte2018 | IOU workpaper |  | KiloLumen |  |  | None | 17.5964 | 0.0054 | -0.0699 | 17.5964 | 0.0054 | -0.0699 | 0 | 0 | 0 | 0 | 0 | 0 | SDGE:DEER:Com:Indoor_Non-CFL_Ltg | Annual | 0
SDG | WPSDGENRLG0083-Rev01-Msr005 | RtS | Ex | CZ14 | Any | WPSDGENRLG0083-1 | ExAnte2018 | IOU workpaper |  | KiloLumen |  |  | None | 17.1292 | 0.0054 | -0.1744 | 17.1292 | 0.0054 | -0.1744 | 0 | 0 | 0 | 0 | 0 | 0 | SDGE:DEER:Com:Indoor_Non-CFL_Ltg | Annual | 0
SDG | WPSDGENRLG0083-Rev01-Msr005 | RtS | Ex | CZ15 | Any | WPSDGENRLG0083-1 | ExAnte2018 | IOU workpaper |  | KiloLumen |  |  | None | 18.5307 | 0.0054 | -0.015 | 18.5307 | 0.0054 | -0.015 | 0 | 0 | 0 | 0 | 0 | 0 | SDGE:DEER:Com:Indoor_Non-CFL_Ltg | Annual | 0
SDG | WPSDGENRLG0083-Rev01-Msr005 | RtS | Ex | IOU | Any | WPSDGENRLG0083-1 | ExAnte2018 | IOU workpaper |  | KiloLumen |  |  | None | 17.5964 | 0.0053 | -0.0441 | 17.5964 | 0.0053 | -0.0441 | 0 | 0 | 0 | 0 | 0 | 0 | SDGE:DEER:Com:Indoor_Non-CFL_Ltg | Annual | 0
SDG | WPSDGENRLG0083-Rev01-Msr005 | SCn | Ex | CZ06 | Any | WPSDGENRLG0083-1 | ExAnte2018 | IOU workpaper |  | KiloLumen |  |  | None | 16.3193 | 0.0046 | -0.2028 | 16.0392 | 0.0045 | -0.1993 | 0 | 0 | 0 | 0 | 0 | 0 | SDGE:DEER:Com:Indoor_Non-CFL_Ltg | Annual | 0
SDG | WPSDGENRLG0083-Rev01-Msr005 | SCn | Ex | CZ07 | Any | WPSDGENRLG0083-1 | ExAnte2018 | IOU workpaper |  | KiloLumen |  |  | None | 16.0024 | 0.0046 | -0.1664 | 15.7277 | 0.0045 | -0.1635 | 0 | 0 | 0 | 0 | 0 | 0 | SDGE:DEER:Com:Indoor_Non-CFL_Ltg | Annual | 0
SDG | WPSDGENRLG0083-Rev01-Msr005 | SCn | Ex | CZ08 | Any | WPSDGENRLG0083-1 | ExAnte2018 | IOU workpaper |  | KiloLumen |  |  | None | 16.4778 | 0.0046 | -0.1727 | 16.1949 | 0.0045 | -0.1697 | 0 | 0 | 0 | 0 | 0 | 0 | SDGE:DEER:Com:Indoor_Non-CFL_Ltg | Annual | 0
SDG | WPSDGENRLG0083-Rev01-Msr005 | SCn | Ex | CZ10 | Any | WPSDGENRLG0083-1 | ExAnte2018 | IOU workpaper |  | KiloLumen |  |  | None | 16.4778 | 0.0046 | -0.2139 | 16.1949 | 0.0045 | -0.2102 | 0 | 0 | 0 | 0 | 0 | 0 | SDGE:DEER:Com:Indoor_Non-CFL_Ltg | Annual | 0
SDG | WPSDGENRLG0083-Rev01-Msr005 | SCn | Ex | CZ14 | Any | WPSDGENRLG0083-1 | ExAnte2018 | IOU workpaper |  | KiloLumen |  |  | None | 16.0024 | 0.0046 | -0.3137 | 15.7277 | 0.0044 | -0.3083 | 0 | 0 | 0 | 0 | 0 | 0 | SDGE:DEER:Com:Indoor_Non-CFL_Ltg | Annual | 0
SDG | WPSDGENRLG0083-Rev01-Msr005 | SCn | Ex | CZ15 | Any | WPSDGENRLG0083-1 | ExAnte2018 | IOU workpaper |  | KiloLumen |  |  | None | 17.7453 | 0.0046 | -0.0914 | 17.4406 | 0.0044 | -0.0899 | 0 | 0 | 0 | 0 | 0 | 0 | SDGE:DEER:Com:Indoor_Non-CFL_Ltg | Annual | 0
SDG | WPSDGENRLG0083-Rev01-Msr005 | SCn | Ex | IOU | Any | WPSDGENRLG0083-1 | ExAnte2018 | IOU workpaper |  | KiloLumen |  |  | None | 16.1609 | 0.0046 | -0.1822 | 15.8834 | 0.0045 | -0.1791 | 0 | 0 | 0 | 0 | 0 | 0 | SDGE:DEER:Com:Indoor_Non-CFL_Ltg | Annual | 0
SDG | WPSDGENRLG0083-Rev01-Msr005 | SUn | Ex | CZ06 | Any | WPSDGENRLG0083-1 | ExAnte2018 | IOU workpaper |  | KiloLumen |  |  | None | 14.96 | 0.0031 | 0 | 14.688 | 0.003 | 0 | 0 | 0 | 0 | 0 | 0 | 0 | SDGE:DEER:Com:Indoor_Non-CFL_Ltg | Annual | 0
SDG | WPSDGENRLG0083-Rev01-Msr005 | SUn | Ex | CZ07 | Any | WPSDGENRLG0083-1 | ExAnte2018 | IOU workpaper |  | KiloLumen |  |  | None | 14.96 | 0.0031 | 0 | 14.688 | 0.003 | 0 | 0 | 0 | 0 | 0 | 0 | 0 | SDGE:DEER:Com:Indoor_Non-CFL_Ltg | Annual | 0
SDG | WPSDGENRLG0083-Rev01-Msr005 | SUn | Ex | CZ08 | Any | WPSDGENRLG0083-1 | ExAnte2018 | IOU workpaper |  | KiloLumen |  |  | None | 14.96 | 0.0031 | 0 | 14.688 | 0.003 | 0 | 0 | 0 | 0 | 0 | 0 | 0 | SDGE:DEER:Com:Indoor_Non-CFL_Ltg | Annual | 0
SDG | WPSDGENRLG0083-Rev01-Msr005 | SUn | Ex | CZ10 | Any | WPSDGENRLG0083-1 | ExAnte2018 | IOU workpaper |  | KiloLumen |  |  | None | 14.96 | 0.0031 | 0 | 14.688 | 0.003 | 0 | 0 | 0 | 0 | 0 | 0 | 0 | SDGE:DEER:Com:Indoor_Non-CFL_Ltg | Annual | 0
SDG | WPSDGENRLG0083-Rev01-Msr005 | SUn | Ex | CZ14 | Any | WPSDGENRLG0083-1 | ExAnte2018 | IOU workpaper |  | KiloLumen |  |  | None | 14.96 | 0.0031 | 0 | 14.688 | 0.003 | 0 | 0 | 0 | 0 | 0 | 0 | 0 | SDGE:DEER:Com:Indoor_Non-CFL_Ltg | Annual | 0
SDG | WPSDGENRLG0083-Rev01-Msr005 | SUn | Ex | CZ15 | Any | WPSDGENRLG0083-1 | ExAnte2018 | IOU workpaper |  | KiloLumen |  |  | None | 14.96 | 0.0031 | 0 | 14.688 | 0.003 | 0 | 0 | 0 | 0 | 0 | 0 | 0 | SDGE:DEER:Com:Indoor_Non-CFL_Ltg | Annual | 0
SDG | WPSDGENRLG0083-Rev01-Msr005 | SUn | Ex | IOU | Any | WPSDGENRLG0083-1 | ExAnte2018 | IOU workpaper |  | KiloLumen |  |  | None | 14.96 | 0.0031 | 0 | 14.688 | 0.003 | 0 | 0 | 0 | 0 | 0 | 0 | 0 | SDGE:DEER:Com:Indoor_Non-CFL_Ltg | Annual | 0
SDG | WPSDGENRLG0083-Rev01-Msr005 | WRf | Ex | CZ06 | Any | WPSDGENRLG0083-1 | ExAnte2018 | IOU workpaper |  | KiloLumen |  |  | None | 54.74 | 0.0048 | 0 | 50.2513 | 0.0046 | 0 | 0 | 0 | 0 | 0 | 0 | 0 | SDGE:DEER:Com:Indoor_Non-CFL_Ltg | Annual | 0
SDG | WPSDGENRLG0083-Rev01-Msr005 | WRf | Ex | CZ07 | Any | WPSDGENRLG0083-1 | ExAnte2018 | IOU workpaper |  | KiloLumen |  |  | None | 55.08 | 0.0048 | 0 | 50.5634 | 0.0046 | 0 | 0 | 0 | 0 | 0 | 0 | 0 | SDGE:DEER:Com:Indoor_Non-CFL_Ltg | Annual | 0
SDG | WPSDGENRLG0083-Rev01-Msr005 | WRf | Ex | CZ08 | Any | WPSDGENRLG0083-1 | ExAnte2018 | IOU workpaper |  | KiloLumen |  |  | None | 54.74 | 0.0048 | 0 | 50.2513 | 0.0046 | 0 | 0 | 0 | 0 | 0 | 0 | 0 | SDGE:DEER:Com:Indoor_Non-CFL_Ltg | Annual | 0
SDG | WPSDGENRLG0083-Rev01-Msr005 | WRf | Ex | CZ10 | Any | WPSDGENRLG0083-1 | ExAnte2018 | IOU workpaper |  | KiloLumen |  |  | None | 54.06 | 0.0048 | 0 | 49.6271 | 0.0046 | 0 | 0 | 0 | 0 | 0 | 0 | 0 | SDGE:DEER:Com:Indoor_Non-CFL_Ltg | Annual | 0
SDG | WPSDGENRLG0083-Rev01-Msr005 | WRf | Ex | CZ14 | Any | WPSDGENRLG0083-1 | ExAnte2018 | IOU workpaper |  | KiloLumen |  |  | None | 54.06 | 0.0048 | 0 | 49.6271 | 0.0046 | 0 | 0 | 0 | 0 | 0 | 0 | 0 | SDGE:DEER:Com:Indoor_Non-CFL_Ltg | Annual | 0
SDG | WPSDGENRLG0083-Rev01-Msr005 | WRf | Ex | CZ15 | Any | WPSDGENRLG0083-1 | ExAnte2018 | IOU workpaper |  | KiloLumen |  |  | None | 54.06 | 0.0048 | 0 | 49.6271 | 0.0046 | 0 | 0 | 0 | 0 | 0 | 0 | 0 | SDGE:DEER:Com:Indoor_Non-CFL_Ltg | Annual | 0
SDG | WPSDGENRLG0083-Rev01-Msr005 | WRf | Ex | IOU | Any | WPSDGENRLG0083-1 | ExAnte2018 | IOU workpaper |  | KiloLumen |  |  | None | 54.74 | 0.0048 | 0 | 50.2513 | 0.0046 | 0 | 0 | 0 | 0 | 0 | 0 | 0 | SDGE:DEER:Com:Indoor_Non-CFL_Ltg | Annual | 0
SDG | WPSDGENRLG0083-Rev01-Msr006 | Asm | Ex | CZ06 | Any | WPSDGENRLG0083-1 | ExAnte2018 | IOU workpaper |  | KiloLumen |  |  | None | 12.716 | 0.0042 | -0.108 | 12.1176 | 0.004 | -0.1029 | 0 | 0 | 0 | 0 | 0 | 0 | SDGE:DEER:Com:Indoor_Non-CFL_Ltg | Annual | 0
SDG | WPSDGENRLG0083-Rev01-Msr006 | Asm | Ex | CZ07 | Any | WPSDGENRLG0083-1 | ExAnte2018 | IOU workpaper |  | KiloLumen |  |  | None | 12.8316 | 0.0042 | -0.0998 | 12.2278 | 0.004 | -0.0951 | 0 | 0 | 0 | 0 | 0 | 0 | SDGE:DEER:Com:Indoor_Non-CFL_Ltg | Annual | 0
SDG | WPSDGENRLG0083-Rev01-Msr006 | Asm | Ex | CZ08 | Any | WPSDGENRLG0083-1 | ExAnte2018 | IOU workpaper |  | KiloLumen |  |  | None | 12.8316 | 0.0041 | -0.0913 | 12.2278 | 0.0039 | -0.087 | 0 | 0 | 0 | 0 | 0 | 0 | SDGE:DEER:Com:Indoor_Non-CFL_Ltg | Annual | 0
SDG | WPSDGENRLG0083-Rev01-Msr006 | Asm | Ex | CZ10 | Any | WPSDGENRLG0083-1 | ExAnte2018 | IOU workpaper |  | KiloLumen |  |  | None | 12.716 | 0.0041 | -0.1168 | 12.1176 | 0.0039 | -0.1113 | 0 | 0 | 0 | 0 | 0 | 0 | SDGE:DEER:Com:Indoor_Non-CFL_Ltg | Annual | 0
SDG | WPSDGENRLG0083-Rev01-Msr006 | Asm | Ex | CZ14 | Any | WPSDGENRLG0083-1 | ExAnte2018 | IOU workpaper |  | KiloLumen |  |  | None | 12.3692 | 0.0039 | -0.1861 | 11.7871 | 0.0037 | -0.1774 | 0 | 0 | 0 | 0 | 0 | 0 | SDGE:DEER:Com:Indoor_Non-CFL_Ltg | Annual | 0
SDG | WPSDGENRLG0083-Rev01-Msr006 | Asm | Ex | CZ15 | Any | WPSDGENRLG0083-1 | ExAnte2018 | IOU workpaper |  | KiloLumen |  |  | None | 13.9876 | 0.0041 | -0.0516 | 13.3294 | 0.0039 | -0.0491 | 0 | 0 | 0 | 0 | 0 | 0 | SDGE:DEER:Com:Indoor_Non-CFL_Ltg | Annual | 0
SDG | WPSDGENRLG0083-Rev01-Msr006 | Asm | Ex | IOU | Any | WPSDGENRLG0083-1 | ExAnte2018 | IOU workpaper |  | KiloLumen |  |  | None | 12.8316 | 0.0042 | -0.1057 | 12.2278 | 0.004 | -0.1007 | 0 | 0 | 0 | 0 | 0 | 0 | SDGE:DEER:Com:Indoor_Non-CFL_Ltg | Annual | 0
SDG | WPSDGENRLG0083-Rev01-Msr006 | Com | Ex | IOU | Any | WPSDGENRLG0083-1 | ExAnte2018 | IOU workpaper |  | KiloLumen |  |  | None | 24.6758 | 0.006 | -0.2424 | 23.305 | 0.0055 | -0.2289 | 0 | 0 | 0 | 0 | 0 | 0 | SDGE:DEER:Com:Indoor_Non-CFL_Ltg | Annual | 0
SDG | WPSDGENRLG0083-Rev01-Msr006 | ECC | Ex | CZ06 | Any | WPSDGENRLG0083-1 | ExAnte2018 | IOU workpaper |  | KiloLumen |  |  | None | 20.0552 | 0.0074 | -0.2538 | 17.8269 | 0.006 | -0.2256 | 0 | 0 | 0 | 0 | 0 | 0 | SDGE:DEER:Com:Indoor_Non-CFL_Ltg | Annual | 0
SDG | WPSDGENRLG0083-Rev01-Msr006 | ECC | Ex | CZ07 | Any | WPSDGENRLG0083-1 | ExAnte2018 | IOU workpaper |  | KiloLumen |  |  | None | 20.2327 | 0.0074 | -0.213 | 17.9846 | 0.006 | -0.1893 | 0 | 0 | 0 | 0 | 0 | 0 | SDGE:DEER:Com:Indoor_Non-CFL_Ltg | Annual | 0
SDG | WPSDGENRLG0083-Rev01-Msr006 | ECC | Ex | CZ08 | Any | WPSDGENRLG0083-1 | ExAnte2018 | IOU workpaper |  | KiloLumen |  |  | None | 20.4102 | 0.0074 | -0.2307 | 18.1424 | 0.006 | -0.2051 | 0 | 0 | 0 | 0 | 0 | 0 | SDGE:DEER:Com:Indoor_Non-CFL_Ltg | Annual | 0
SDG | WPSDGENRLG0083-Rev01-Msr006 | ECC | Ex | CZ10 | Any | WPSDGENRLG0083-1 | ExAnte2018 | IOU workpaper |  | KiloLumen |  |  | None | 20.2327 | 0.0075 | -0.2733 | 17.9846 | 0.0061 | -0.243 | 0 | 0 | 0 | 0 | 0 | 0 | SDGE:DEER:Com:Indoor_Non-CFL_Ltg | Annual | 0
SDG | WPSDGENRLG0083-Rev01-Msr006 | ECC | Ex | CZ14 | Any | WPSDGENRLG0083-1 | ExAnte2018 | IOU workpaper |  | KiloLumen |  |  | None | 19.8778 | 0.0074 | -0.4118 | 17.6691 | 0.006 | -0.366 | 0 | 0 | 0 | 0 | 0 | 0 | SDGE:DEER:Com:Indoor_Non-CFL_Ltg | Annual | 0
SDG | WPSDGENRLG0083-Rev01-Msr006 | ECC | Ex | CZ15 | Any | WPSDGENRLG0083-1 | ExAnte2018 | IOU workpaper |  | KiloLumen |  |  | None | 19.8778 | 0.0074 | -0.4118 | 17.6691 | 0.006 | -0.366 | 0 | 0 | 0 | 0 | 0 | 0 | SDGE:DEER:Com:Indoor_Non-CFL_Ltg | Annual | 0
SDG | WPSDGENRLG0083-Rev01-Msr006 | ECC | Ex | IOU | Any | WPSDGENRLG0083-1 | ExAnte2018 | IOU workpaper |  | KiloLumen |  |  | None | 20.2327 | 0.0074 | -0.2289 | 17.9846 | 0.006 | -0.2035 | 0 | 0 | 0 | 0 | 0 | 0 | SDGE:DEER:Com:Indoor_Non-CFL_Ltg | Annual | 0
SDG | WPSDGENRLG0083-Rev01-Msr006 | EPr | Ex | CZ06 | Any | WPSDGENRLG0083-1 | ExAnte2018 | IOU workpaper |  | KiloLumen |  |  | None | 19.225 | 0.0072 | -0.172 | 16.2017 | 0.0058 | -0.145 | 0 | 0 | 0 | 0 | 0 | 0 | SDGE:DEER:Com:Indoor_Non-CFL_Ltg | Annual | 0
SDG | WPSDGENRLG0083-Rev01-Msr006 | EPr | Ex | CZ07 | Any | WPSDGENRLG0083-1 | ExAnte2018 | IOU workpaper |  | KiloLumen |  |  | None | 19.225 | 0.0072 | -0.1533 | 16.2017 | 0.0059 | -0.1292 | 0 | 0 | 0 | 0 | 0 | 0 | SDGE:DEER:Com:Indoor_Non-CFL_Ltg | Annual | 0
SDG | WPSDGENRLG0083-Rev01-Msr006 | EPr | Ex | CZ08 | Any | WPSDGENRLG0083-1 | ExAnte2018 | IOU workpaper |  | KiloLumen |  |  | None | 19.3936 | 0.0073 | -0.1422 | 16.3438 | 0.0059 | -0.1198 | 0 | 0 | 0 | 0 | 0 | 0 | SDGE:DEER:Com:Indoor_Non-CFL_Ltg | Annual | 0
SDG | WPSDGENRLG0083-Rev01-Msr006 | EPr | Ex | CZ10 | Any | WPSDGENRLG0083-1 | ExAnte2018 | IOU workpaper |  | KiloLumen |  |  | None | 19.225 | 0.0072 | -0.1821 | 16.2017 | 0.0059 | -0.1535 | 0 | 0 | 0 | 0 | 0 | 0 | SDGE:DEER:Com:Indoor_Non-CFL_Ltg | Annual | 0
SDG | WPSDGENRLG0083-Rev01-Msr006 | EPr | Ex | CZ14 | Any | WPSDGENRLG0083-1 | ExAnte2018 | IOU workpaper |  | KiloLumen |  |  | None | 18.5504 | 0.0072 | -0.3103 | 15.6332 | 0.0059 | -0.2615 | 0 | 0 | 0 | 0 | 0 | 0 | SDGE:DEER:Com:Indoor_Non-CFL_Ltg | Annual | 0
SDG | WPSDGENRLG0083-Rev01-Msr006 | EPr | Ex | CZ15 | Any | WPSDGENRLG0083-1 | ExAnte2018 | IOU workpaper |  | KiloLumen |  |  | None | 20.5741 | 0.0072 | -0.0745 | 17.3386 | 0.0059 | -0.0628 | 0 | 0 | 0 | 0 | 0 | 0 | SDGE:DEER:Com:Indoor_Non-CFL_Ltg | Annual | 0
SDG | WPSDGENRLG0083-Rev01-Msr006 | EPr | Ex | IOU | Any | WPSDGENRLG0083-1 | ExAnte2018 | IOU workpaper |  | KiloLumen |  |  | None | 19.225 | 0.0072 | -0.1643 | 16.2017 | 0.0059 | -0.1384 | 0 | 0 | 0 | 0 | 0 | 0 | SDGE:DEER:Com:Indoor_Non-CFL_Ltg | Annual | 0
SDG | WPSDGENRLG0083-Rev01-Msr006 | ERC | Ex | CZ06 | Any | WPSDGENRLG0083-1 | ExAnte2018 | IOU workpaper |  | KiloLumen |  |  | None | 9.0576 | 0.0042 | -0.0546 | 7.2461 | 0.0032 | -0.0437 | 0 | 0 | 0 | 0 | 0 | 0 | SDGE:DEER:Com:Indoor_Non-CFL_Ltg | Annual | 0
SDG | WPSDGENRLG0083-Rev01-Msr006 | ERC | Ex | CZ07 | Any | WPSDGENRLG0083-1 | ExAnte2018 | IOU workpaper |  | KiloLumen |  |  | None | 9.2208 | 0.0043 | -0.0451 | 7.3766 | 0.0032 | -0.0361 | 0 | 0 | 0 | 0 | 0 | 0 | SDGE:DEER:Com:Indoor_Non-CFL_Ltg | Annual | 0
SDG | WPSDGENRLG0083-Rev01-Msr006 | ERC | Ex | CZ08 | Any | WPSDGENRLG0083-1 | ExAnte2018 | IOU workpaper |  | KiloLumen |  |  | None | 9.0576 | 0.0042 | -0.0477 | 7.2461 | 0.0032 | -0.0382 | 0 | 0 | 0 | 0 | 0 | 0 | SDGE:DEER:Com:Indoor_Non-CFL_Ltg | Annual | 0
SDG | WPSDGENRLG0083-Rev01-Msr006 | ERC | Ex | CZ10 | Any | WPSDGENRLG0083-1 | ExAnte2018 | IOU workpaper |  | KiloLumen |  |  | None | 9.0576 | 0.0042 | -0.0564 | 7.2461 | 0.0032 | -0.0451 | 0 | 0 | 0 | 0 | 0 | 0 | SDGE:DEER:Com:Indoor_Non-CFL_Ltg | Annual | 0
SDG | WPSDGENRLG0083-Rev01-Msr006 | ERC | Ex | CZ14 | Any | WPSDGENRLG0083-1 | ExAnte2018 | IOU workpaper |  | KiloLumen |  |  | None | 8.8944 | 0.0043 | -0.0745 | 7.1155 | 0.0032 | -0.0596 | 0 | 0 | 0 | 0 | 0 | 0 | SDGE:DEER:Com:Indoor_Non-CFL_Ltg | Annual | 0
SDG | WPSDGENRLG0083-Rev01-Msr006 | ERC | Ex | CZ15 | Any | WPSDGENRLG0083-1 | ExAnte2018 | IOU workpaper |  | KiloLumen |  |  | None | 9.6288 | 0.0044 | -0.0263 | 7.703 | 0.0033 | -0.021 | 0 | 0 | 0 | 0 | 0 | 0 | SDGE:DEER:Com:Indoor_Non-CFL_Ltg | Annual | 0
SDG | WPSDGENRLG0083-Rev01-Msr006 | ERC | Ex | IOU | Any | WPSDGENRLG0083-1 | ExAnte2018 | IOU workpaper |  | KiloLumen |  |  | None | 9.1392 | 0.0043 | -0.0496 | 7.3114 | 0.0032 | -0.0397 | 0 | 0 | 0 | 0 | 0 | 0 | SDGE:DEER:Com:Indoor_Non-CFL_Ltg | Annual | 0
SDG | WPSDGENRLG0083-Rev01-Msr006 | ESe | Ex | CZ06 | Any | WPSDGENRLG0083-1 | ExAnte2018 | IOU workpaper |  | KiloLumen |  |  | None | 19.3446 | 0.0075 | -0.2297 | 16.679 | 0.0063 | -0.1981 | 0 | 0 | 0 | 0 | 0 | 0 | SDGE:DEER:Com:Indoor_Non-CFL_Ltg | Annual | 0
SDG | WPSDGENRLG0083-Rev01-Msr006 | ESe | Ex | CZ07 | Any | WPSDGENRLG0083-1 | ExAnte2018 | IOU workpaper |  | KiloLumen |  |  | None | 19.3446 | 0.0073 | -0.2021 | 16.679 | 0.0062 | -0.1742 | 0 | 0 | 0 | 0 | 0 | 0 | SDGE:DEER:Com:Indoor_Non-CFL_Ltg | Annual | 0
SDG | WPSDGENRLG0083-Rev01-Msr006 | ESe | Ex | CZ08 | Any | WPSDGENRLG0083-1 | ExAnte2018 | IOU workpaper |  | KiloLumen |  |  | None | 19.5174 | 0.0074 | -0.1969 | 16.828 | 0.0063 | -0.1698 | 0 | 0 | 0 | 0 | 0 | 0 | SDGE:DEER:Com:Indoor_Non-CFL_Ltg | Annual | 0
SDG | WPSDGENRLG0083-Rev01-Msr006 | ESe | Ex | CZ10 | Any | WPSDGENRLG0083-1 | ExAnte2018 | IOU workpaper |  | KiloLumen |  |  | None | 19.5174 | 0.0074 | -0.247 | 16.828 | 0.0063 | -0.213 | 0 | 0 | 0 | 0 | 0 | 0 | SDGE:DEER:Com:Indoor_Non-CFL_Ltg | Annual | 0
SDG | WPSDGENRLG0083-Rev01-Msr006 | ESe | Ex | CZ14 | Any | WPSDGENRLG0083-1 | ExAnte2018 | IOU workpaper |  | KiloLumen |  |  | None | 18.8265 | 0.0072 | -0.3973 | 16.2323 | 0.0061 | -0.3425 | 0 | 0 | 0 | 0 | 0 | 0 | SDGE:DEER:Com:Indoor_Non-CFL_Ltg | Annual | 0
SDG | WPSDGENRLG0083-Rev01-Msr006 | ESe | Ex | CZ15 | Any | WPSDGENRLG0083-1 | ExAnte2018 | IOU workpaper |  | KiloLumen |  |  | None | 21.0718 | 0.0074 | -0.1088 | 18.1682 | 0.0063 | -0.0938 | 0 | 0 | 0 | 0 | 0 | 0 | SDGE:DEER:Com:Indoor_Non-CFL_Ltg | Annual | 0
SDG | WPSDGENRLG0083-Rev01-Msr006 | ESe | Ex | IOU | Any | WPSDGENRLG0083-1 | ExAnte2018 | IOU workpaper |  | KiloLumen |  |  | None | 19.3446 | 0.0073 | -0.2194 | 16.679 | 0.0062 | -0.1891 | 0 | 0 | 0 | 0 | 0 | 0 | SDGE:DEER:Com:Indoor_Non-CFL_Ltg | Annual | 0
SDG | WPSDGENRLG0083-Rev01-Msr006 | EUn | Ex | CZ06 | Any | WPSDGENRLG0083-1 | ExAnte2018 | IOU workpaper |  | KiloLumen |  |  | None | 21.7831 | 0.008 | -0.2159 | 19.225 | 0.0065 | -0.1906 | 0 | 0 | 0 | 0 | 0 | 0 | SDGE:DEER:Com:Indoor_Non-CFL_Ltg | Annual | 0
SDG | WPSDGENRLG0083-Rev01-Msr006 | EUn | Ex | CZ07 | Any | WPSDGENRLG0083-1 | ExAnte2018 | IOU workpaper |  | KiloLumen |  |  | None | 21.7831 | 0.0079 | -0.1874 | 19.225 | 0.0064 | -0.1654 | 0 | 0 | 0 | 0 | 0 | 0 | SDGE:DEER:Com:Indoor_Non-CFL_Ltg | Annual | 0
SDG | WPSDGENRLG0083-Rev01-Msr006 | EUn | Ex | CZ08 | Any | WPSDGENRLG0083-1 | ExAnte2018 | IOU workpaper |  | KiloLumen |  |  | None | 21.9742 | 0.008 | -0.2083 | 19.3936 | 0.0065 | -0.1838 | 0 | 0 | 0 | 0 | 0 | 0 | SDGE:DEER:Com:Indoor_Non-CFL_Ltg | Annual | 0
SDG | WPSDGENRLG0083-Rev01-Msr006 | EUn | Ex | CZ10 | Any | WPSDGENRLG0083-1 | ExAnte2018 | IOU workpaper |  | KiloLumen |  |  | None | 21.9742 | 0.0081 | -0.2408 | 19.3936 | 0.0066 | -0.2125 | 0 | 0 | 0 | 0 | 0 | 0 | SDGE:DEER:Com:Indoor_Non-CFL_Ltg | Annual | 0
SDG | WPSDGENRLG0083-Rev01-Msr006 | EUn | Ex | CZ14 | Any | WPSDGENRLG0083-1 | ExAnte2018 | IOU workpaper |  | KiloLumen |  |  | None | 21.592 | 0.008 | -0.3229 | 19.0563 | 0.0065 | -0.285 | 0 | 0 | 0 | 0 | 0 | 0 | SDGE:DEER:Com:Indoor_Non-CFL_Ltg | Annual | 0
SDG | WPSDGENRLG0083-Rev01-Msr006 | EUn | Ex | CZ15 | Any | WPSDGENRLG0083-1 | ExAnte2018 | IOU workpaper |  | KiloLumen |  |  | None | 21.592 | 0.008 | -0.3229 | 19.0563 | 0.0065 | -0.285 | 0 | 0 | 0 | 0 | 0 | 0 | SDGE:DEER:Com:Indoor_Non-CFL_Ltg | Annual | 0
SDG | WPSDGENRLG0083-Rev01-Msr006 | EUn | Ex | IOU | Any | WPSDGENRLG0083-1 | ExAnte2018 | IOU workpaper |  | KiloLumen |  |  | None | 21.7831 | 0.008 | -0.2006 | 19.225 | 0.0065 | -0.1771 | 0 | 0 | 0 | 0 | 0 | 0 | SDGE:DEER:Com:Indoor_Non-CFL_Ltg | Annual | 0
SDG | WPSDGENRLG0083-Rev01-Msr006 | Gro | Ex | CZ06 | Any | WPSDGENRLG0083-1 | ExAnte2018 | IOU workpaper |  | KiloLumen |  |  | None | 37.774 | 0.0076 | -2.5881 | 37.0185 | 0.0074 | -2.5363 | 0 | 0 | 0 | 0 | 0 | 0 | SDGE:DEER:Com:Indoor_Non-CFL_Ltg | Annual | 0
SDG | WPSDGENRLG0083-Rev01-Msr006 | Gro | Ex | CZ07 | Any | WPSDGENRLG0083-1 | ExAnte2018 | IOU workpaper |  | KiloLumen |  |  | None | 37.4 | 0.0074 | -2.7526 | 36.652 | 0.0072 | -2.6976 | 0 | 0 | 0 | 0 | 0 | 0 | SDGE:DEER:Com:Indoor_Non-CFL_Ltg | Annual | 0
SDG | WPSDGENRLG0083-Rev01-Msr006 | Gro | Ex | CZ08 | Any | WPSDGENRLG0083-1 | ExAnte2018 | IOU workpaper |  | KiloLumen |  |  | None | 38.522 | 0.0078 | -2.345 | 37.7516 | 0.0076 | -2.2981 | 0 | 0 | 0 | 0 | 0 | 0 | SDGE:DEER:Com:Indoor_Non-CFL_Ltg | Annual | 0
SDG | WPSDGENRLG0083-Rev01-Msr006 | Gro | Ex | CZ10 | Any | WPSDGENRLG0083-1 | ExAnte2018 | IOU workpaper |  | KiloLumen |  |  | None | 39.27 | 0.0081 | -2.2216 | 38.4846 | 0.008 | -2.1771 | 0 | 0 | 0 | 0 | 0 | 0 | SDGE:DEER:Com:Indoor_Non-CFL_Ltg | Annual | 0
SDG | WPSDGENRLG0083-Rev01-Msr006 | Gro | Ex | CZ14 | Any | WPSDGENRLG0083-1 | ExAnte2018 | IOU workpaper |  | KiloLumen |  |  | None | 38.896 | 0.0082 | -2.345 | 38.1181 | 0.008 | -2.2981 | 0 | 0 | 0 | 0 | 0 | 0 | SDGE:DEER:Com:Indoor_Non-CFL_Ltg | Annual | 0
SDG | WPSDGENRLG0083-Rev01-Msr006 | Gro | Ex | CZ15 | Any | WPSDGENRLG0083-1 | ExAnte2018 | IOU workpaper |  | KiloLumen |  |  | None | 41.888 | 0.008 | -1.2492 | 41.0502 | 0.0078 | -1.2242 | 0 | 0 | 0 | 0 | 0 | 0 | SDGE:DEER:Com:Indoor_Non-CFL_Ltg | Annual | 0
SDG | WPSDGENRLG0083-Rev01-Msr006 | Gro | Ex | IOU | Any | WPSDGENRLG0083-1 | ExAnte2018 | IOU workpaper |  | KiloLumen |  |  | None | 37.774 | 0.0076 | -2.5843 | 37.0185 | 0.0075 | -2.5327 | 0 | 0 | 0 | 0 | 0 | 0 | SDGE:DEER:Com:Indoor_Non-CFL_Ltg | Annual | 0
SDG | WPSDGENRLG0083-Rev01-Msr006 | Hsp | Ex | CZ06 | Any | WPSDGENRLG0083-1 | ExAnte2018 | IOU workpaper |  | KiloLumen |  |  | None | 46.0598 | 0.0066 | -1.2096 | 45.6688 | 0.0065 | -1.1993 | 0 | 0 | 0 | 0 | 0 | 0 | SDGE:DEER:Com:Indoor_Non-CFL_Ltg | Annual | 0
SDG | WPSDGENRLG0083-Rev01-Msr006 | Hsp | Ex | CZ07 | Any | WPSDGENRLG0083-1 | ExAnte2018 | IOU workpaper |  | KiloLumen |  |  | None | 46.0598 | 0.0066 | -1.1054 | 45.6688 | 0.0065 | -1.0961 | 0 | 0 | 0 | 0 | 0 | 0 | SDGE:DEER:Com:Indoor_Non-CFL_Ltg | Annual | 0
SDG | WPSDGENRLG0083-Rev01-Msr006 | Hsp | Ex | CZ08 | Any | WPSDGENRLG0083-1 | ExAnte2018 | IOU workpaper |  | KiloLumen |  |  | None | 46.0598 | 0.0066 | -1.1935 | 45.6688 | 0.0065 | -1.1834 | 0 | 0 | 0 | 0 | 0 | 0 | SDGE:DEER:Com:Indoor_Non-CFL_Ltg | Annual | 0
SDG | WPSDGENRLG0083-Rev01-Msr006 | Hsp | Ex | CZ10 | Any | WPSDGENRLG0083-1 | ExAnte2018 | IOU workpaper |  | KiloLumen |  |  | None | 46.0598 | 0.0068 | -1.2897 | 45.6688 | 0.0067 | -1.2787 | 0 | 0 | 0 | 0 | 0 | 0 | SDGE:DEER:Com:Indoor_Non-CFL_Ltg | Annual | 0
SDG | WPSDGENRLG0083-Rev01-Msr006 | Hsp | Ex | CZ14 | Any | WPSDGENRLG0083-1 | ExAnte2018 | IOU workpaper |  | KiloLumen |  |  | None | 45.2588 | 0.0067 | -1.578 | 44.8746 | 0.0066 | -1.5647 | 0 | 0 | 0 | 0 | 0 | 0 | SDGE:DEER:Com:Indoor_Non-CFL_Ltg | Annual | 0
SDG | WPSDGENRLG0083-Rev01-Msr006 | Hsp | Ex | CZ15 | Any | WPSDGENRLG0083-1 | ExAnte2018 | IOU workpaper |  | KiloLumen |  |  | None | 45.2588 | 0.0067 | -1.578 | 44.8746 | 0.0066 | -1.5647 | 0 | 0 | 0 | 0 | 0 | 0 | SDGE:DEER:Com:Indoor_Non-CFL_Ltg | Annual | 0
SDG | WPSDGENRLG0083-Rev01-Msr006 | Hsp | Ex | IOU | Any | WPSDGENRLG0083-1 | ExAnte2018 | IOU workpaper |  | KiloLumen |  |  | None | 46.0598 | 0.0066 | -1.1375 | 45.6688 | 0.0065 | -1.1278 | 0 | 0 | 0 | 0 | 0 | 0 | SDGE:DEER:Com:Indoor_Non-CFL_Ltg | Annual | 0
SDG | WPSDGENRLG0083-Rev01-Msr006 | Htl | Ex | CZ06 | Any | WPSDGENRLG0083-1 | ExAnte2018 | IOU workpaper |  | KiloLumen |  |  | None | 39.3632 | 0.0059 | -0.493 | 38.1262 | 0.0057 | -0.4775 | 0 | 0 | 0 | 0 | 0 | 0 | SDGE:DEER:Com:Indoor_Non-CFL_Ltg | Annual | 0
SDG | WPSDGENRLG0083-Rev01-Msr006 | Htl | Ex | CZ07 | Any | WPSDGENRLG0083-1 | ExAnte2018 | IOU workpaper |  | KiloLumen |  |  | None | 40.4668 | 0.0058 | -0.3973 | 39.1952 | 0.0056 | -0.3848 | 0 | 0 | 0 | 0 | 0 | 0 | SDGE:DEER:Com:Indoor_Non-CFL_Ltg | Annual | 0
SDG | WPSDGENRLG0083-Rev01-Msr006 | Htl | Ex | CZ08 | Any | WPSDGENRLG0083-1 | ExAnte2018 | IOU workpaper |  | KiloLumen |  |  | None | 40.0989 | 0.0059 | -0.4378 | 38.8389 | 0.0057 | -0.424 | 0 | 0 | 0 | 0 | 0 | 0 | SDGE:DEER:Com:Indoor_Non-CFL_Ltg | Annual | 0
SDG | WPSDGENRLG0083-Rev01-Msr006 | Htl | Ex | CZ10 | Any | WPSDGENRLG0083-1 | ExAnte2018 | IOU workpaper |  | KiloLumen |  |  | None | 39.3632 | 0.006 | -0.4893 | 38.1262 | 0.0058 | -0.4739 | 0 | 0 | 0 | 0 | 0 | 0 | SDGE:DEER:Com:Indoor_Non-CFL_Ltg | Annual | 0
SDG | WPSDGENRLG0083-Rev01-Msr006 | Htl | Ex | CZ14 | Any | WPSDGENRLG0083-1 | ExAnte2018 | IOU workpaper |  | KiloLumen |  |  | None | 37.5238 | 0.006 | -0.6548 | 36.3446 | 0.0058 | -0.6342 | 0 | 0 | 0 | 0 | 0 | 0 | SDGE:DEER:Com:Indoor_Non-CFL_Ltg | Annual | 0
SDG | WPSDGENRLG0083-Rev01-Msr006 | Htl | Ex | CZ15 | Any | WPSDGENRLG0083-1 | ExAnte2018 | IOU workpaper |  | KiloLumen |  |  | None | 42.6741 | 0.0061 | -0.2814 | 41.3331 | 0.0059 | -0.2726 | 0 | 0 | 0 | 0 | 0 | 0 | SDGE:DEER:Com:Indoor_Non-CFL_Ltg | Annual | 0
SDG | WPSDGENRLG0083-Rev01-Msr006 | Htl | Ex | IOU | Any | WPSDGENRLG0083-1 | ExAnte2018 | IOU workpaper |  | KiloLumen |  |  | None | 40.0989 | 0.0059 | -0.412 | 38.8389 | 0.0057 | -0.3991 | 0 | 0 | 0 | 0 | 0 | 0 | SDGE:DEER:Com:Indoor_Non-CFL_Ltg | Annual | 0
SDG | WPSDGENRLG0083-Rev01-Msr006 | MBT | Ex | CZ06 | Any | WPSDGENRLG0083-1 | ExAnte2018 | IOU workpaper |  | KiloLumen |  |  | None | 22.6386 | 0.0048 | -0.0144 | 21.4554 | 0.0047 | -0.0137 | 0 | 0 | 0 | 0 | 0 | 0 | SDGE:DEER:Com:Indoor_Non-CFL_Ltg | Annual | 0
SDG | WPSDGENRLG0083-Rev01-Msr006 | MBT | Ex | CZ07 | Any | WPSDGENRLG0083-1 | ExAnte2018 | IOU workpaper |  | KiloLumen |  |  | None | 22.8337 | 0.0047 | -0.0028 | 21.6403 | 0.0046 | -0.0027 | 0 | 0 | 0 | 0 | 0 | 0 | SDGE:DEER:Com:Indoor_Non-CFL_Ltg | Annual | 0
SDG | WPSDGENRLG0083-Rev01-Msr006 | MBT | Ex | CZ08 | Any | WPSDGENRLG0083-1 | ExAnte2018 | IOU workpaper |  | KiloLumen |  |  | None | 22.6386 | 0.005 | -0.0092 | 21.4554 | 0.0048 | -0.0087 | 0 | 0 | 0 | 0 | 0 | 0 | SDGE:DEER:Com:Indoor_Non-CFL_Ltg | Annual | 0
SDG | WPSDGENRLG0083-Rev01-Msr006 | MBT | Ex | CZ10 | Any | WPSDGENRLG0083-1 | ExAnte2018 | IOU workpaper |  | KiloLumen |  |  | None | 22.6386 | 0.0051 | -0.0187 | 21.4554 | 0.005 | -0.0178 | 0 | 0 | 0 | 0 | 0 | 0 | SDGE:DEER:Com:Indoor_Non-CFL_Ltg | Annual | 0
SDG | WPSDGENRLG0083-Rev01-Msr006 | MBT | Ex | CZ14 | Any | WPSDGENRLG0083-1 | ExAnte2018 | IOU workpaper |  | KiloLumen |  |  | None | 22.2482 | 0.0051 | -0.0451 | 21.0854 | 0.0049 | -0.0427 | 0 | 0 | 0 | 0 | 0 | 0 | SDGE:DEER:Com:Indoor_Non-CFL_Ltg | Annual | 0
SDG | WPSDGENRLG0083-Rev01-Msr006 | MBT | Ex | CZ15 | Any | WPSDGENRLG0083-1 | ExAnte2018 | IOU workpaper |  | KiloLumen |  |  | None | 23.6144 | 0.0051 | 0 | 22.3802 | 0.005 | 0 | 0 | 0 | 0 | 0 | 0 | 0 | SDGE:DEER:Com:Indoor_Non-CFL_Ltg | Annual | 0
SDG | WPSDGENRLG0083-Rev01-Msr006 | MBT | Ex | IOU | Any | WPSDGENRLG0083-1 | ExAnte2018 | IOU workpaper |  | KiloLumen |  |  | None | 22.6386 | 0.0049 | -0.0085 | 21.4554 | 0.0047 | -0.0081 | 0 | 0 | 0 | 0 | 0 | 0 | SDGE:DEER:Com:Indoor_Non-CFL_Ltg | Annual | 0
SDG | WPSDGENRLG0083-Rev01-Msr006 | MLI | Ex | CZ06 | Any | WPSDGENRLG0083-1 | ExAnte2018 | IOU workpaper |  | KiloLumen |  |  | None | 21.4445 | 0.0048 | -0.1217 | 21.371 | 0.0048 | -0.1213 | 0 | 0 | 0 | 0 | 0 | 0 | SDGE:DEER:Com:Indoor_Non-CFL_Ltg | Annual | 0
SDG | WPSDGENRLG0083-Rev01-Msr006 | MLI | Ex | CZ07 | Any | WPSDGENRLG0083-1 | ExAnte2018 | IOU workpaper |  | KiloLumen |  |  | None | 21.4445 | 0.0048 | -0.061 | 21.371 | 0.0047 | -0.0607 | 0 | 0 | 0 | 0 | 0 | 0 | SDGE:DEER:Com:Indoor_Non-CFL_Ltg | Annual | 0
SDG | WPSDGENRLG0083-Rev01-Msr006 | MLI | Ex | CZ08 | Any | WPSDGENRLG0083-1 | ExAnte2018 | IOU workpaper |  | KiloLumen |  |  | None | 21.643 | 0.0048 | -0.0997 | 21.5689 | 0.0048 | -0.0993 | 0 | 0 | 0 | 0 | 0 | 0 | SDGE:DEER:Com:Indoor_Non-CFL_Ltg | Annual | 0
SDG | WPSDGENRLG0083-Rev01-Msr006 | MLI | Ex | CZ10 | Any | WPSDGENRLG0083-1 | ExAnte2018 | IOU workpaper |  | KiloLumen |  |  | None | 21.643 | 0.0049 | -0.1374 | 21.5689 | 0.0049 | -0.1369 | 0 | 0 | 0 | 0 | 0 | 0 | SDGE:DEER:Com:Indoor_Non-CFL_Ltg | Annual | 0
SDG | WPSDGENRLG0083-Rev01-Msr006 | MLI | Ex | CZ14 | Any | WPSDGENRLG0083-1 | ExAnte2018 | IOU workpaper |  | KiloLumen |  |  | None | 21.0474 | 0.0049 | -0.3892 | 20.9753 | 0.0049 | -0.3878 | 0 | 0 | 0 | 0 | 0 | 0 | SDGE:DEER:Com:Indoor_Non-CFL_Ltg | Annual | 0
SDG | WPSDGENRLG0083-Rev01-Msr006 | MLI | Ex | CZ15 | Any | WPSDGENRLG0083-1 | ExAnte2018 | IOU workpaper |  | KiloLumen |  |  | None | 23.2315 | 0.0048 | -0.0373 | 23.152 | 0.0048 | -0.0372 | 0 | 0 | 0 | 0 | 0 | 0 | SDGE:DEER:Com:Indoor_Non-CFL_Ltg | Annual | 0
SDG | WPSDGENRLG0083-Rev01-Msr006 | MLI | Ex | IOU | Any | WPSDGENRLG0083-1 | ExAnte2018 | IOU workpaper |  | KiloLumen |  |  | None | 21.4445 | 0.0048 | -0.0899 | 21.371 | 0.0048 | -0.0896 | 0 | 0 | 0 | 0 | 0 | 0 | SDGE:DEER:Com:Indoor_Non-CFL_Ltg | Annual | 0
SDG | WPSDGENRLG0083-Rev01-Msr006 | Mtl | Ex | CZ06 | Any | WPSDGENRLG0083-1 | ExAnte2018 | IOU workpaper |  | KiloLumen |  |  | None | 32.7488 | 0.0033 | -0.3947 | 30.921 | 0.0031 | -0.3727 | 0 | 0 | 0 | 0 | 0 | 0 | SDGE:DEER:Com:Indoor_Non-CFL_Ltg | Annual | 0
SDG | WPSDGENRLG0083-Rev01-Msr006 | Mtl | Ex | CZ07 | Any | WPSDGENRLG0083-1 | ExAnte2018 | IOU workpaper |  | KiloLumen |  |  | None | 33.626 | 0.0032 | -0.2898 | 31.7492 | 0.003 | -0.2736 | 0 | 0 | 0 | 0 | 0 | 0 | SDGE:DEER:Com:Indoor_Non-CFL_Ltg | Annual | 0
SDG | WPSDGENRLG0083-Rev01-Msr006 | Mtl | Ex | CZ08 | Any | WPSDGENRLG0083-1 | ExAnte2018 | IOU workpaper |  | KiloLumen |  |  | None | 33.0412 | 0.0033 | -0.3333 | 31.197 | 0.0031 | -0.3147 | 0 | 0 | 0 | 0 | 0 | 0 | SDGE:DEER:Com:Indoor_Non-CFL_Ltg | Annual | 0
SDG | WPSDGENRLG0083-Rev01-Msr006 | Mtl | Ex | CZ10 | Any | WPSDGENRLG0083-1 | ExAnte2018 | IOU workpaper |  | KiloLumen |  |  | None | 32.7488 | 0.0034 | -0.3918 | 30.921 | 0.0032 | -0.3699 | 0 | 0 | 0 | 0 | 0 | 0 | SDGE:DEER:Com:Indoor_Non-CFL_Ltg | Annual | 0
SDG | WPSDGENRLG0083-Rev01-Msr006 | Mtl | Ex | CZ14 | Any | WPSDGENRLG0083-1 | ExAnte2018 | IOU workpaper |  | KiloLumen |  |  | None | 31.5792 | 0.0034 | -0.538 | 29.8166 | 0.0032 | -0.508 | 0 | 0 | 0 | 0 | 0 | 0 | SDGE:DEER:Com:Indoor_Non-CFL_Ltg | Annual | 0
SDG | WPSDGENRLG0083-Rev01-Msr006 | Mtl | Ex | CZ15 | Any | WPSDGENRLG0083-1 | ExAnte2018 | IOU workpaper |  | KiloLumen |  |  | None | 35.088 | 0.0034 | -0.1646 | 33.1296 | 0.0032 | -0.1554 | 0 | 0 | 0 | 0 | 0 | 0 | SDGE:DEER:Com:Indoor_Non-CFL_Ltg | Annual | 0
SDG | WPSDGENRLG0083-Rev01-Msr006 | Mtl | Ex | IOU | Any | WPSDGENRLG0083-1 | ExAnte2018 | IOU workpaper |  | KiloLumen |  |  | None | 33.3336 | 0.0033 | -0.3041 | 31.4731 | 0.0031 | -0.2871 | 0 | 0 | 0 | 0 | 0 | 0 | SDGE:DEER:Com:Indoor_Non-CFL_Ltg | Annual | 0
SDG | WPSDGENRLG0083-Rev01-Msr006 | Nrs | Ex | CZ06 | Any | WPSDGENRLG0083-1 | ExAnte2018 | IOU workpaper |  | KiloLumen |  |  | None | 28.4213 | 0.0061 | -1.0316 | 27.4666 | 0.0059 | -0.9969 | 0 | 0 | 0 | 0 | 0 | 0 | SDGE:DEER:Com:Indoor_Non-CFL_Ltg | Annual | 0
SDG | WPSDGENRLG0083-Rev01-Msr006 | Nrs | Ex | CZ07 | Any | WPSDGENRLG0083-1 | ExAnte2018 | IOU workpaper |  | KiloLumen |  |  | None | 28.1581 | 0.006 | -0.9421 | 27.2122 | 0.0058 | -0.9105 | 0 | 0 | 0 | 0 | 0 | 0 | SDGE:DEER:Com:Indoor_Non-CFL_Ltg | Annual | 0
SDG | WPSDGENRLG0083-Rev01-Msr006 | Nrs | Ex | CZ08 | Any | WPSDGENRLG0083-1 | ExAnte2018 | IOU workpaper |  | KiloLumen |  |  | None | 28.6844 | 0.0061 | -1.0026 | 27.7209 | 0.0059 | -0.969 | 0 | 0 | 0 | 0 | 0 | 0 | SDGE:DEER:Com:Indoor_Non-CFL_Ltg | Annual | 0
SDG | WPSDGENRLG0083-Rev01-Msr006 | Nrs | Ex | CZ10 | Any | WPSDGENRLG0083-1 | ExAnte2018 | IOU workpaper |  | KiloLumen |  |  | None | 28.6844 | 0.0063 | -1.0632 | 27.7209 | 0.0061 | -1.0275 | 0 | 0 | 0 | 0 | 0 | 0 | SDGE:DEER:Com:Indoor_Non-CFL_Ltg | Annual | 0
SDG | WPSDGENRLG0083-Rev01-Msr006 | Nrs | Ex | CZ14 | Any | WPSDGENRLG0083-1 | ExAnte2018 | IOU workpaper |  | KiloLumen |  |  | None | 28.4213 | 0.0062 | -1.2421 | 27.4666 | 0.006 | -1.2004 | 0 | 0 | 0 | 0 | 0 | 0 | SDGE:DEER:Com:Indoor_Non-CFL_Ltg | Annual | 0
SDG | WPSDGENRLG0083-Rev01-Msr006 | Nrs | Ex | CZ15 | Any | WPSDGENRLG0083-1 | ExAnte2018 | IOU workpaper |  | KiloLumen |  |  | None | 28.4213 | 0.0062 | -1.2421 | 27.4666 | 0.006 | -1.2004 | 0 | 0 | 0 | 0 | 0 | 0 | SDGE:DEER:Com:Indoor_Non-CFL_Ltg | Annual | 0
SDG | WPSDGENRLG0083-Rev01-Msr006 | Nrs | Ex | IOU | Any | WPSDGENRLG0083-1 | ExAnte2018 | IOU workpaper |  | KiloLumen |  |  | None | 28.1581 | 0.006 | -0.9632 | 27.2122 | 0.0058 | -0.9308 | 0 | 0 | 0 | 0 | 0 | 0 | SDGE:DEER:Com:Indoor_Non-CFL_Ltg | Annual | 0
SDG | WPSDGENRLG0083-Rev01-Msr006 | OfL | Ex | CZ06 | Any | WPSDGENRLG0083-1 | ExAnte2018 | IOU workpaper |  | KiloLumen |  |  | None | 23.7429 | 0.0065 | -0.1335 | 21.2976 | 0.0059 | -0.1197 | 0 | 0 | 0 | 0 | 0 | 0 | SDGE:DEER:Com:Indoor_Non-CFL_Ltg | Annual | 0
SDG | WPSDGENRLG0083-Rev01-Msr006 | OfL | Ex | CZ07 | Any | WPSDGENRLG0083-1 | ExAnte2018 | IOU workpaper |  | KiloLumen |  |  | None | 23.7429 | 0.0064 | -0.1183 | 21.2976 | 0.0058 | -0.1061 | 0 | 0 | 0 | 0 | 0 | 0 | SDGE:DEER:Com:Indoor_Non-CFL_Ltg | Annual | 0
SDG | WPSDGENRLG0083-Rev01-Msr006 | OfL | Ex | CZ08 | Any | WPSDGENRLG0083-1 | ExAnte2018 | IOU workpaper |  | KiloLumen |  |  | None | 23.7429 | 0.0065 | -0.1328 | 21.2976 | 0.0059 | -0.1192 | 0 | 0 | 0 | 0 | 0 | 0 | SDGE:DEER:Com:Indoor_Non-CFL_Ltg | Annual | 0
SDG | WPSDGENRLG0083-Rev01-Msr006 | OfL | Ex | CZ10 | Any | WPSDGENRLG0083-1 | ExAnte2018 | IOU workpaper |  | KiloLumen |  |  | None | 23.7429 | 0.0066 | -0.1564 | 21.2976 | 0.006 | -0.1403 | 0 | 0 | 0 | 0 | 0 | 0 | SDGE:DEER:Com:Indoor_Non-CFL_Ltg | Annual | 0
SDG | WPSDGENRLG0083-Rev01-Msr006 | OfL | Ex | CZ14 | Any | WPSDGENRLG0083-1 | ExAnte2018 | IOU workpaper |  | KiloLumen |  |  | None | 23.5382 | 0.0066 | -0.1955 | 21.114 | 0.006 | -0.1753 | 0 | 0 | 0 | 0 | 0 | 0 | SDGE:DEER:Com:Indoor_Non-CFL_Ltg | Annual | 0
SDG | WPSDGENRLG0083-Rev01-Msr006 | OfL | Ex | CZ15 | Any | WPSDGENRLG0083-1 | ExAnte2018 | IOU workpaper |  | KiloLumen |  |  | None | 24.971 | 0.0067 | -0.0907 | 22.3992 | 0.0061 | -0.0813 | 0 | 0 | 0 | 0 | 0 | 0 | SDGE:DEER:Com:Indoor_Non-CFL_Ltg | Annual | 0
SDG | WPSDGENRLG0083-Rev01-Msr006 | OfL | Ex | IOU | Any | WPSDGENRLG0083-1 | ExAnte2018 | IOU workpaper |  | KiloLumen |  |  | None | 23.7429 | 0.0065 | -0.1259 | 21.2976 | 0.0059 | -0.1129 | 0 | 0 | 0 | 0 | 0 | 0 | SDGE:DEER:Com:Indoor_Non-CFL_Ltg | Annual | 0
SDG | WPSDGENRLG0083-Rev01-Msr006 | OfS | Ex | CZ06 | Any | WPSDGENRLG0083-1 | ExAnte2018 | IOU workpaper |  | KiloLumen |  |  | None | 18.4552 | 0.0066 | -0.0262 | 14.3106 | 0.0052 | -0.0203 | 0 | 0 | 0 | 0 | 0 | 0 | SDGE:DEER:Com:Indoor_Non-CFL_Ltg | Annual | 0
SDG | WPSDGENRLG0083-Rev01-Msr006 | OfS | Ex | CZ07 | Any | WPSDGENRLG0083-1 | ExAnte2018 | IOU workpaper |  | KiloLumen |  |  | None | 18.6157 | 0.0066 | -0.0074 | 14.435 | 0.0052 | -0.0058 | 0 | 0 | 0 | 0 | 0 | 0 | SDGE:DEER:Com:Indoor_Non-CFL_Ltg | Annual | 0
SDG | WPSDGENRLG0083-Rev01-Msr006 | OfS | Ex | CZ08 | Any | WPSDGENRLG0083-1 | ExAnte2018 | IOU workpaper |  | KiloLumen |  |  | None | 18.6157 | 0.0067 | -0.0225 | 14.435 | 0.0053 | -0.0174 | 0 | 0 | 0 | 0 | 0 | 0 | SDGE:DEER:Com:Indoor_Non-CFL_Ltg | Annual | 0
SDG | WPSDGENRLG0083-Rev01-Msr006 | OfS | Ex | CZ10 | Any | WPSDGENRLG0083-1 | ExAnte2018 | IOU workpaper |  | KiloLumen |  |  | None | 18.6157 | 0.0067 | -0.034 | 14.435 | 0.0053 | -0.0264 | 0 | 0 | 0 | 0 | 0 | 0 | SDGE:DEER:Com:Indoor_Non-CFL_Ltg | Annual | 0
SDG | WPSDGENRLG0083-Rev01-Msr006 | OfS | Ex | CZ14 | Any | WPSDGENRLG0083-1 | ExAnte2018 | IOU workpaper |  | KiloLumen |  |  | None | 18.1342 | 0.0068 | -0.0843 | 14.0617 | 0.0054 | -0.0653 | 0 | 0 | 0 | 0 | 0 | 0 | SDGE:DEER:Com:Indoor_Non-CFL_Ltg | Annual | 0
SDG | WPSDGENRLG0083-Rev01-Msr006 | OfS | Ex | CZ15 | Any | WPSDGENRLG0083-1 | ExAnte2018 | IOU workpaper |  | KiloLumen |  |  | None | 19.5786 | 0.0067 | -0.007 | 15.1817 | 0.0053 | -0.0054 | 0 | 0 | 0 | 0 | 0 | 0 | SDGE:DEER:Com:Indoor_Non-CFL_Ltg | Annual | 0
SDG | WPSDGENRLG0083-Rev01-Msr006 | OfS | Ex | IOU | Any | WPSDGENRLG0083-1 | ExAnte2018 | IOU workpaper |  | KiloLumen |  |  | None | 18.6157 | 0.0066 | -0.0131 | 14.435 | 0.0052 | -0.0102 | 0 | 0 | 0 | 0 | 0 | 0 | SDGE:DEER:Com:Indoor_Non-CFL_Ltg | Annual | 0
SDG | WPSDGENRLG0083-Rev01-Msr006 | RFF | Ex | CZ06 | Any | WPSDGENRLG0083-1 | ExAnte2018 | IOU workpaper |  | KiloLumen |  |  | None | 25.6632 | 0.0052 | -0.4532 | 25.6632 | 0.0052 | -0.4532 | 0 | 0 | 0 | 0 | 0 | 0 | SDGE:DEER:Com:Indoor_Non-CFL_Ltg | Annual | 0
SDG | WPSDGENRLG0083-Rev01-Msr006 | RFF | Ex | CZ07 | Any | WPSDGENRLG0083-1 | ExAnte2018 | IOU workpaper |  | KiloLumen |  |  | None | 25.8944 | 0.0052 | -0.4115 | 25.8944 | 0.0052 | -0.4115 | 0 | 0 | 0 | 0 | 0 | 0 | SDGE:DEER:Com:Indoor_Non-CFL_Ltg | Annual | 0
SDG | WPSDGENRLG0083-Rev01-Msr006 | RFF | Ex | CZ08 | Any | WPSDGENRLG0083-1 | ExAnte2018 | IOU workpaper |  | KiloLumen |  |  | None | 25.8944 | 0.0052 | -0.4 | 25.8944 | 0.0052 | -0.4 | 0 | 0 | 0 | 0 | 0 | 0 | SDGE:DEER:Com:Indoor_Non-CFL_Ltg | Annual | 0
SDG | WPSDGENRLG0083-Rev01-Msr006 | RFF | Ex | CZ10 | Any | WPSDGENRLG0083-1 | ExAnte2018 | IOU workpaper |  | KiloLumen |  |  | None | 25.8944 | 0.0053 | -0.4439 | 25.8944 | 0.0053 | -0.4439 | 0 | 0 | 0 | 0 | 0 | 0 | SDGE:DEER:Com:Indoor_Non-CFL_Ltg | Annual | 0
SDG | WPSDGENRLG0083-Rev01-Msr006 | RFF | Ex | CZ14 | Any | WPSDGENRLG0083-1 | ExAnte2018 | IOU workpaper |  | KiloLumen |  |  | None | 25.432 | 0.0054 | -0.6312 | 25.432 | 0.0054 | -0.6312 | 0 | 0 | 0 | 0 | 0 | 0 | SDGE:DEER:Com:Indoor_Non-CFL_Ltg | Annual | 0
SDG | WPSDGENRLG0083-Rev01-Msr006 | RFF | Ex | CZ15 | Any | WPSDGENRLG0083-1 | ExAnte2018 | IOU workpaper |  | KiloLumen |  |  | None | 27.5128 | 0.0054 | -0.2028 | 27.5128 | 0.0054 | -0.2028 | 0 | 0 | 0 | 0 | 0 | 0 | SDGE:DEER:Com:Indoor_Non-CFL_Ltg | Annual | 0
SDG | WPSDGENRLG0083-Rev01-Msr006 | RFF | Ex | IOU | Any | WPSDGENRLG0083-1 | ExAnte2018 | IOU workpaper |  | KiloLumen |  |  | None | 25.8944 | 0.0052 | -0.4208 | 25.8944 | 0.0052 | -0.4208 | 0 | 0 | 0 | 0 | 0 | 0 | SDGE:DEER:Com:Indoor_Non-CFL_Ltg | Annual | 0
SDG | WPSDGENRLG0083-Rev01-Msr006 | RSD | Ex | CZ06 | Any | WPSDGENRLG0083-1 | ExAnte2018 | IOU workpaper |  | KiloLumen |  |  | None | 29.0931 | 0.0053 | -0.626 | 29.0931 | 0.0053 | -0.626 | 0 | 0 | 0 | 0 | 0 | 0 | SDGE:DEER:Com:Indoor_Non-CFL_Ltg | Annual | 0
SDG | WPSDGENRLG0083-Rev01-Msr006 | RSD | Ex | CZ07 | Any | WPSDGENRLG0083-1 | ExAnte2018 | IOU workpaper |  | KiloLumen |  |  | None | 29.0931 | 0.0054 | -0.5767 | 29.0931 | 0.0054 | -0.5767 | 0 | 0 | 0 | 0 | 0 | 0 | SDGE:DEER:Com:Indoor_Non-CFL_Ltg | Annual | 0
SDG | WPSDGENRLG0083-Rev01-Msr006 | RSD | Ex | CZ08 | Any | WPSDGENRLG0083-1 | ExAnte2018 | IOU workpaper |  | KiloLumen |  |  | None | 29.3529 | 0.0052 | -0.5195 | 29.3529 | 0.0052 | -0.5195 | 0 | 0 | 0 | 0 | 0 | 0 | SDGE:DEER:Com:Indoor_Non-CFL_Ltg | Annual | 0
SDG | WPSDGENRLG0083-Rev01-Msr006 | RSD | Ex | CZ10 | Any | WPSDGENRLG0083-1 | ExAnte2018 | IOU workpaper |  | KiloLumen |  |  | None | 29.0931 | 0.0049 | -0.6104 | 29.0931 | 0.0049 | -0.6104 | 0 | 0 | 0 | 0 | 0 | 0 | SDGE:DEER:Com:Indoor_Non-CFL_Ltg | Annual | 0
SDG | WPSDGENRLG0083-Rev01-Msr006 | RSD | Ex | CZ14 | Any | WPSDGENRLG0083-1 | ExAnte2018 | IOU workpaper |  | KiloLumen |  |  | None | 28.0541 | 0.0049 | -1.0027 | 28.0541 | 0.0049 | -1.0027 | 0 | 0 | 0 | 0 | 0 | 0 | SDGE:DEER:Com:Indoor_Non-CFL_Ltg | Annual | 0
SDG | WPSDGENRLG0083-Rev01-Msr006 | RSD | Ex | CZ15 | Any | WPSDGENRLG0083-1 | ExAnte2018 | IOU workpaper |  | KiloLumen |  |  | None | 31.431 | 0.0055 | -0.2333 | 31.431 | 0.0055 | -0.2333 | 0 | 0 | 0 | 0 | 0 | 0 | SDGE:DEER:Com:Indoor_Non-CFL_Ltg | Annual | 0
SDG | WPSDGENRLG0083-Rev01-Msr006 | RSD | Ex | IOU | Any | WPSDGENRLG0083-1 | ExAnte2018 | IOU workpaper |  | KiloLumen |  |  | None | 29.0931 | 0.0053 | -0.5845 | 29.0931 | 0.0053 | -0.5845 | 0 | 0 | 0 | 0 | 0 | 0 | SDGE:DEER:Com:Indoor_Non-CFL_Ltg | Annual | 0
SDG | WPSDGENRLG0083-Rev01-Msr006 | Rt3 | Ex | CZ06 | Any | WPSDGENRLG0083-1 | ExAnte2018 | IOU workpaper |  | KiloLumen |  |  | None | 43.792 | 0.0081 | -0.2033 | 43.6356 | 0.008 | -0.2026 | 0 | 0 | 0 | 0 | 0 | 0 | SDGE:DEER:Com:Indoor_Non-CFL_Ltg | Annual | 0
SDG | WPSDGENRLG0083-Rev01-Msr006 | Rt3 | Ex | CZ07 | Any | WPSDGENRLG0083-1 | ExAnte2018 | IOU workpaper |  | KiloLumen |  |  | None | 43.792 | 0.008 | -0.088 | 43.6356 | 0.0079 | -0.0877 | 0 | 0 | 0 | 0 | 0 | 0 | SDGE:DEER:Com:Indoor_Non-CFL_Ltg | Annual | 0
SDG | WPSDGENRLG0083-Rev01-Msr006 | Rt3 | Ex | CZ08 | Any | WPSDGENRLG0083-1 | ExAnte2018 | IOU workpaper |  | KiloLumen |  |  | None | 43.792 | 0.008 | -0.182 | 43.6356 | 0.0079 | -0.1814 | 0 | 0 | 0 | 0 | 0 | 0 | SDGE:DEER:Com:Indoor_Non-CFL_Ltg | Annual | 0
SDG | WPSDGENRLG0083-Rev01-Msr006 | Rt3 | Ex | CZ10 | Any | WPSDGENRLG0083-1 | ExAnte2018 | IOU workpaper |  | KiloLumen |  |  | None | 43.4112 | 0.0081 | -0.3328 | 43.2562 | 0.0081 | -0.3316 | 0 | 0 | 0 | 0 | 0 | 0 | SDGE:DEER:Com:Indoor_Non-CFL_Ltg | Annual | 0
SDG | WPSDGENRLG0083-Rev01-Msr006 | Rt3 | Ex | CZ14 | Any | WPSDGENRLG0083-1 | ExAnte2018 | IOU workpaper |  | KiloLumen |  |  | None | 41.5072 | 0.0082 | -1.2148 | 41.359 | 0.0081 | -1.2104 | 0 | 0 | 0 | 0 | 0 | 0 | SDGE:DEER:Com:Indoor_Non-CFL_Ltg | Annual | 0
SDG | WPSDGENRLG0083-Rev01-Msr006 | Rt3 | Ex | CZ15 | Any | WPSDGENRLG0083-1 | ExAnte2018 | IOU workpaper |  | KiloLumen |  |  | None | 44.9344 | 0.0083 | -0.0784 | 44.7739 | 0.0082 | -0.0782 | 0 | 0 | 0 | 0 | 0 | 0 | SDGE:DEER:Com:Indoor_Non-CFL_Ltg | Annual | 0
SDG | WPSDGENRLG0083-Rev01-Msr006 | Rt3 | Ex | IOU | Any | WPSDGENRLG0083-1 | ExAnte2018 | IOU workpaper |  | KiloLumen |  |  | None | 43.792 | 0.0081 | -0.1588 | 43.6356 | 0.008 | -0.1582 | 0 | 0 | 0 | 0 | 0 | 0 | SDGE:DEER:Com:Indoor_Non-CFL_Ltg | Annual | 0
SDG | WPSDGENRLG0083-Rev01-Msr006 | RtL | Ex | CZ06 | Any | WPSDGENRLG0083-1 | ExAnte2018 | IOU workpaper |  | KiloLumen |  |  | None | 31.197 | 0.0078 | -0.2667 | 31.1202 | 0.0077 | -0.266 | 0 | 0 | 0 | 0 | 0 | 0 | SDGE:DEER:Com:Indoor_Non-CFL_Ltg | Annual | 0
SDG | WPSDGENRLG0083-Rev01-Msr006 | RtL | Ex | CZ07 | Any | WPSDGENRLG0083-1 | ExAnte2018 | IOU workpaper |  | KiloLumen |  |  | None | 31.4731 | 0.0078 | -0.1949 | 31.3956 | 0.0077 | -0.1944 | 0 | 0 | 0 | 0 | 0 | 0 | SDGE:DEER:Com:Indoor_Non-CFL_Ltg | Annual | 0
SDG | WPSDGENRLG0083-Rev01-Msr006 | RtL | Ex | CZ08 | Any | WPSDGENRLG0083-1 | ExAnte2018 | IOU workpaper |  | KiloLumen |  |  | None | 31.4731 | 0.0078 | -0.2308 | 31.3956 | 0.0077 | -0.2302 | 0 | 0 | 0 | 0 | 0 | 0 | SDGE:DEER:Com:Indoor_Non-CFL_Ltg | Annual | 0
SDG | WPSDGENRLG0083-Rev01-Msr006 | RtL | Ex | CZ10 | Any | WPSDGENRLG0083-1 | ExAnte2018 | IOU workpaper |  | KiloLumen |  |  | None | 31.197 | 0.0079 | -0.3092 | 31.1202 | 0.0079 | -0.3084 | 0 | 0 | 0 | 0 | 0 | 0 | SDGE:DEER:Com:Indoor_Non-CFL_Ltg | Annual | 0
SDG | WPSDGENRLG0083-Rev01-Msr006 | RtL | Ex | CZ14 | Any | WPSDGENRLG0083-1 | ExAnte2018 | IOU workpaper |  | KiloLumen |  |  | None | 30.0927 | 0.008 | -0.6488 | 30.0186 | 0.0079 | -0.6472 | 0 | 0 | 0 | 0 | 0 | 0 | SDGE:DEER:Com:Indoor_Non-CFL_Ltg | Annual | 0
SDG | WPSDGENRLG0083-Rev01-Msr006 | RtL | Ex | CZ15 | Any | WPSDGENRLG0083-1 | ExAnte2018 | IOU workpaper |  | KiloLumen |  |  | None | 32.5774 | 0.008 | -0.1091 | 32.4972 | 0.008 | -0.1088 | 0 | 0 | 0 | 0 | 0 | 0 | SDGE:DEER:Com:Indoor_Non-CFL_Ltg | Annual | 0
SDG | WPSDGENRLG0083-Rev01-Msr006 | RtL | Ex | IOU | Any | WPSDGENRLG0083-1 | ExAnte2018 | IOU workpaper |  | KiloLumen |  |  | None | 31.4731 | 0.0078 | -0.228 | 31.3956 | 0.0077 | -0.2275 | 0 | 0 | 0 | 0 | 0 | 0 | SDGE:DEER:Com:Indoor_Non-CFL_Ltg | Annual | 0
SDG | WPSDGENRLG0083-Rev01-Msr006 | RtS | Ex | CZ06 | Any | WPSDGENRLG0083-1 | ExAnte2018 | IOU workpaper |  | KiloLumen |  |  | None | 17.5964 | 0.0053 | -0.0561 | 17.5964 | 0.0053 | -0.0561 | 0 | 0 | 0 | 0 | 0 | 0 | SDGE:DEER:Com:Indoor_Non-CFL_Ltg | Annual | 0
SDG | WPSDGENRLG0083-Rev01-Msr006 | RtS | Ex | CZ07 | Any | WPSDGENRLG0083-1 | ExAnte2018 | IOU workpaper |  | KiloLumen |  |  | None | 17.5964 | 0.0053 | -0.0333 | 17.5964 | 0.0053 | -0.0333 | 0 | 0 | 0 | 0 | 0 | 0 | SDGE:DEER:Com:Indoor_Non-CFL_Ltg | Annual | 0
SDG | WPSDGENRLG0083-Rev01-Msr006 | RtS | Ex | CZ08 | Any | WPSDGENRLG0083-1 | ExAnte2018 | IOU workpaper |  | KiloLumen |  |  | None | 17.7521 | 0.0053 | -0.0475 | 17.7521 | 0.0053 | -0.0475 | 0 | 0 | 0 | 0 | 0 | 0 | SDGE:DEER:Com:Indoor_Non-CFL_Ltg | Annual | 0
SDG | WPSDGENRLG0083-Rev01-Msr006 | RtS | Ex | CZ10 | Any | WPSDGENRLG0083-1 | ExAnte2018 | IOU workpaper |  | KiloLumen |  |  | None | 17.5964 | 0.0054 | -0.0699 | 17.5964 | 0.0054 | -0.0699 | 0 | 0 | 0 | 0 | 0 | 0 | SDGE:DEER:Com:Indoor_Non-CFL_Ltg | Annual | 0
SDG | WPSDGENRLG0083-Rev01-Msr006 | RtS | Ex | CZ14 | Any | WPSDGENRLG0083-1 | ExAnte2018 | IOU workpaper |  | KiloLumen |  |  | None | 17.1292 | 0.0054 | -0.1744 | 17.1292 | 0.0054 | -0.1744 | 0 | 0 | 0 | 0 | 0 | 0 | SDGE:DEER:Com:Indoor_Non-CFL_Ltg | Annual | 0
SDG | WPSDGENRLG0083-Rev01-Msr006 | RtS | Ex | CZ15 | Any | WPSDGENRLG0083-1 | ExAnte2018 | IOU workpaper |  | KiloLumen |  |  | None | 18.5307 | 0.0054 | -0.015 | 18.5307 | 0.0054 | -0.015 | 0 | 0 | 0 | 0 | 0 | 0 | SDGE:DEER:Com:Indoor_Non-CFL_Ltg | Annual | 0
SDG | WPSDGENRLG0083-Rev01-Msr006 | RtS | Ex | IOU | Any | WPSDGENRLG0083-1 | ExAnte2018 | IOU workpaper |  | KiloLumen |  |  | None | 17.5964 | 0.0053 | -0.0441 | 17.5964 | 0.0053 | -0.0441 | 0 | 0 | 0 | 0 | 0 | 0 | SDGE:DEER:Com:Indoor_Non-CFL_Ltg | Annual | 0
SDG | WPSDGENRLG0083-Rev01-Msr006 | SCn | Ex | CZ06 | Any | WPSDGENRLG0083-1 | ExAnte2018 | IOU workpaper |  | KiloLumen |  |  | None | 16.3193 | 0.0046 | -0.2028 | 16.0392 | 0.0045 | -0.1993 | 0 | 0 | 0 | 0 | 0 | 0 | SDGE:DEER:Com:Indoor_Non-CFL_Ltg | Annual | 0
SDG | WPSDGENRLG0083-Rev01-Msr006 | SCn | Ex | CZ07 | Any | WPSDGENRLG0083-1 | ExAnte2018 | IOU workpaper |  | KiloLumen |  |  | None | 16.0024 | 0.0046 | -0.1664 | 15.7277 | 0.0045 | -0.1635 | 0 | 0 | 0 | 0 | 0 | 0 | SDGE:DEER:Com:Indoor_Non-CFL_Ltg | Annual | 0
SDG | WPSDGENRLG0083-Rev01-Msr006 | SCn | Ex | CZ08 | Any | WPSDGENRLG0083-1 | ExAnte2018 | IOU workpaper |  | KiloLumen |  |  | None | 16.4778 | 0.0046 | -0.1727 | 16.1949 | 0.0045 | -0.1697 | 0 | 0 | 0 | 0 | 0 | 0 | SDGE:DEER:Com:Indoor_Non-CFL_Ltg | Annual | 0
SDG | WPSDGENRLG0083-Rev01-Msr006 | SCn | Ex | CZ10 | Any | WPSDGENRLG0083-1 | ExAnte2018 | IOU workpaper |  | KiloLumen |  |  | None | 16.4778 | 0.0046 | -0.2139 | 16.1949 | 0.0045 | -0.2102 | 0 | 0 | 0 | 0 | 0 | 0 | SDGE:DEER:Com:Indoor_Non-CFL_Ltg | Annual | 0
SDG | WPSDGENRLG0083-Rev01-Msr006 | SCn | Ex | CZ14 | Any | WPSDGENRLG0083-1 | ExAnte2018 | IOU workpaper |  | KiloLumen |  |  | None | 16.0024 | 0.0046 | -0.3137 | 15.7277 | 0.0044 | -0.3083 | 0 | 0 | 0 | 0 | 0 | 0 | SDGE:DEER:Com:Indoor_Non-CFL_Ltg | Annual | 0
SDG | WPSDGENRLG0083-Rev01-Msr006 | SCn | Ex | CZ15 | Any | WPSDGENRLG0083-1 | ExAnte2018 | IOU workpaper |  | KiloLumen |  |  | None | 17.7453 | 0.0046 | -0.0914 | 17.4406 | 0.0044 | -0.0899 | 0 | 0 | 0 | 0 | 0 | 0 | SDGE:DEER:Com:Indoor_Non-CFL_Ltg | Annual | 0
SDG | WPSDGENRLG0083-Rev01-Msr006 | SCn | Ex | IOU | Any | WPSDGENRLG0083-1 | ExAnte2018 | IOU workpaper |  | KiloLumen |  |  | None | 16.1609 | 0.0046 | -0.1822 | 15.8834 | 0.0045 | -0.1791 | 0 | 0 | 0 | 0 | 0 | 0 | SDGE:DEER:Com:Indoor_Non-CFL_Ltg | Annual | 0
SDG | WPSDGENRLG0083-Rev01-Msr006 | SUn | Ex | CZ06 | Any | WPSDGENRLG0083-1 | ExAnte2018 | IOU workpaper |  | KiloLumen |  |  | None | 14.96 | 0.0031 | 0 | 14.688 | 0.003 | 0 | 0 | 0 | 0 | 0 | 0 | 0 | SDGE:DEER:Com:Indoor_Non-CFL_Ltg | Annual | 0
SDG | WPSDGENRLG0083-Rev01-Msr006 | SUn | Ex | CZ07 | Any | WPSDGENRLG0083-1 | ExAnte2018 | IOU workpaper |  | KiloLumen |  |  | None | 14.96 | 0.0031 | 0 | 14.688 | 0.003 | 0 | 0 | 0 | 0 | 0 | 0 | 0 | SDGE:DEER:Com:Indoor_Non-CFL_Ltg | Annual | 0
SDG | WPSDGENRLG0083-Rev01-Msr006 | SUn | Ex | CZ08 | Any | WPSDGENRLG0083-1 | ExAnte2018 | IOU workpaper |  | KiloLumen |  |  | None | 14.96 | 0.0031 | 0 | 14.688 | 0.003 | 0 | 0 | 0 | 0 | 0 | 0 | 0 | SDGE:DEER:Com:Indoor_Non-CFL_Ltg | Annual | 0
SDG | WPSDGENRLG0083-Rev01-Msr006 | SUn | Ex | CZ10 | Any | WPSDGENRLG0083-1 | ExAnte2018 | IOU workpaper |  | KiloLumen |  |  | None | 14.96 | 0.0031 | 0 | 14.688 | 0.003 | 0 | 0 | 0 | 0 | 0 | 0 | 0 | SDGE:DEER:Com:Indoor_Non-CFL_Ltg | Annual | 0
SDG | WPSDGENRLG0083-Rev01-Msr006 | SUn | Ex | CZ14 | Any | WPSDGENRLG0083-1 | ExAnte2018 | IOU workpaper |  | KiloLumen |  |  | None | 14.96 | 0.0031 | 0 | 14.688 | 0.003 | 0 | 0 | 0 | 0 | 0 | 0 | 0 | SDGE:DEER:Com:Indoor_Non-CFL_Ltg | Annual | 0
SDG | WPSDGENRLG0083-Rev01-Msr006 | SUn | Ex | CZ15 | Any | WPSDGENRLG0083-1 | ExAnte2018 | IOU workpaper |  | KiloLumen |  |  | None | 14.96 | 0.0031 | 0 | 14.688 | 0.003 | 0 | 0 | 0 | 0 | 0 | 0 | 0 | SDGE:DEER:Com:Indoor_Non-CFL_Ltg | Annual | 0
SDG | WPSDGENRLG0083-Rev01-Msr006 | SUn | Ex | IOU | Any | WPSDGENRLG0083-1 | ExAnte2018 | IOU workpaper |  | KiloLumen |  |  | None | 14.96 | 0.0031 | 0 | 14.688 | 0.003 | 0 | 0 | 0 | 0 | 0 | 0 | 0 | SDGE:DEER:Com:Indoor_Non-CFL_Ltg | Annual | 0
SDG | WPSDGENRLG0083-Rev01-Msr006 | WRf | Ex | CZ06 | Any | WPSDGENRLG0083-1 | ExAnte2018 | IOU workpaper |  | KiloLumen |  |  | None | 54.74 | 0.0048 | 0 | 50.2513 | 0.0046 | 0 | 0 | 0 | 0 | 0 | 0 | 0 | SDGE:DEER:Com:Indoor_Non-CFL_Ltg | Annual | 0
SDG | WPSDGENRLG0083-Rev01-Msr006 | WRf | Ex | CZ07 | Any | WPSDGENRLG0083-1 | ExAnte2018 | IOU workpaper |  | KiloLumen |  |  | None | 55.08 | 0.0048 | 0 | 50.5634 | 0.0046 | 0 | 0 | 0 | 0 | 0 | 0 | 0 | SDGE:DEER:Com:Indoor_Non-CFL_Ltg | Annual | 0
SDG | WPSDGENRLG0083-Rev01-Msr006 | WRf | Ex | CZ08 | Any | WPSDGENRLG0083-1 | ExAnte2018 | IOU workpaper |  | KiloLumen |  |  | None | 54.74 | 0.0048 | 0 | 50.2513 | 0.0046 | 0 | 0 | 0 | 0 | 0 | 0 | 0 | SDGE:DEER:Com:Indoor_Non-CFL_Ltg | Annual | 0
SDG | WPSDGENRLG0083-Rev01-Msr006 | WRf | Ex | CZ10 | Any | WPSDGENRLG0083-1 | ExAnte2018 | IOU workpaper |  | KiloLumen |  |  | None | 54.06 | 0.0048 | 0 | 49.6271 | 0.0046 | 0 | 0 | 0 | 0 | 0 | 0 | 0 | SDGE:DEER:Com:Indoor_Non-CFL_Ltg | Annual | 0
SDG | WPSDGENRLG0083-Rev01-Msr006 | WRf | Ex | CZ14 | Any | WPSDGENRLG0083-1 | ExAnte2018 | IOU workpaper |  | KiloLumen |  |  | None | 54.06 | 0.0048 | 0 | 49.6271 | 0.0046 | 0 | 0 | 0 | 0 | 0 | 0 | 0 | SDGE:DEER:Com:Indoor_Non-CFL_Ltg | Annual | 0
SDG | WPSDGENRLG0083-Rev01-Msr006 | WRf | Ex | CZ15 | Any | WPSDGENRLG0083-1 | ExAnte2018 | IOU workpaper |  | KiloLumen |  |  | None | 54.06 | 0.0048 | 0 | 49.6271 | 0.0046 | 0 | 0 | 0 | 0 | 0 | 0 | 0 | SDGE:DEER:Com:Indoor_Non-CFL_Ltg | Annual | 0
SDG | WPSDGENRLG0083-Rev01-Msr006 | WRf | Ex | IOU | Any | WPSDGENRLG0083-1 | ExAnte2018 | IOU workpaper |  | KiloLumen |  |  | None | 54.74 | 0.0048 | 0 | 50.2513 | 0.0046 | 0 | 0 | 0 | 0 | 0 | 0 | 0 | SDGE:DEER:Com:Indoor_Non-CFL_Ltg | Annual | 0
SDG | WPSDGENRLG0083-Rev01-Msr007 | Asm | Ex | CZ06 | Any | WPSDGENRLG0083-1 | ExAnte2018 | IOU workpaper |  | KiloLumen |  |  | None | 14.399 | 0.0048 | -0.1223 | 13.7214 | 0.0045 | -0.1165 | 0 | 0 | 0 | 0 | 0 | 0 | SDGE:DEER:Com:Indoor_Non-CFL_Ltg | Annual | 0
SDG | WPSDGENRLG0083-Rev01-Msr007 | Asm | Ex | CZ07 | Any | WPSDGENRLG0083-1 | ExAnte2018 | IOU workpaper |  | KiloLumen |  |  | None | 14.5299 | 0.0048 | -0.113 | 13.8461 | 0.0045 | -0.1077 | 0 | 0 | 0 | 0 | 0 | 0 | SDGE:DEER:Com:Indoor_Non-CFL_Ltg | Annual | 0
SDG | WPSDGENRLG0083-Rev01-Msr007 | Asm | Ex | CZ08 | Any | WPSDGENRLG0083-1 | ExAnte2018 | IOU workpaper |  | KiloLumen |  |  | None | 14.5299 | 0.0046 | -0.1034 | 13.8461 | 0.0044 | -0.0985 | 0 | 0 | 0 | 0 | 0 | 0 | SDGE:DEER:Com:Indoor_Non-CFL_Ltg | Annual | 0
SDG | WPSDGENRLG0083-Rev01-Msr007 | Asm | Ex | CZ10 | Any | WPSDGENRLG0083-1 | ExAnte2018 | IOU workpaper |  | KiloLumen |  |  | None | 14.399 | 0.0047 | -0.1322 | 13.7214 | 0.0045 | -0.126 | 0 | 0 | 0 | 0 | 0 | 0 | SDGE:DEER:Com:Indoor_Non-CFL_Ltg | Annual | 0
SDG | WPSDGENRLG0083-Rev01-Msr007 | Asm | Ex | CZ14 | Any | WPSDGENRLG0083-1 | ExAnte2018 | IOU workpaper |  | KiloLumen |  |  | None | 14.0063 | 0.0044 | -0.2107 | 13.3472 | 0.0042 | -0.2008 | 0 | 0 | 0 | 0 | 0 | 0 | SDGE:DEER:Com:Indoor_Non-CFL_Ltg | Annual | 0
SDG | WPSDGENRLG0083-Rev01-Msr007 | Asm | Ex | CZ15 | Any | WPSDGENRLG0083-1 | ExAnte2018 | IOU workpaper |  | KiloLumen |  |  | None | 15.8389 | 0.0046 | -0.0584 | 15.0935 | 0.0044 | -0.0556 | 0 | 0 | 0 | 0 | 0 | 0 | SDGE:DEER:Com:Indoor_Non-CFL_Ltg | Annual | 0
SDG | WPSDGENRLG0083-Rev01-Msr007 | Asm | Ex | IOU | Any | WPSDGENRLG0083-1 | ExAnte2018 | IOU workpaper |  | KiloLumen |  |  | None | 14.5299 | 0.0047 | -0.1196 | 13.8461 | 0.0045 | -0.114 | 0 | 0 | 0 | 0 | 0 | 0 | SDGE:DEER:Com:Indoor_Non-CFL_Ltg | Annual | 0
SDG | WPSDGENRLG0083-Rev01-Msr007 | Com | Ex | IOU | Any | WPSDGENRLG0083-1 | ExAnte2018 | IOU workpaper |  | KiloLumen |  |  | None | 27.9418 | 0.0068 | -0.2744 | 26.3894 | 0.0062 | -0.2592 | 0 | 0 | 0 | 0 | 0 | 0 | SDGE:DEER:Com:Indoor_Non-CFL_Ltg | Annual | 0
SDG | WPSDGENRLG0083-Rev01-Msr007 | ECC | Ex | CZ06 | Any | WPSDGENRLG0083-1 | ExAnte2018 | IOU workpaper |  | KiloLumen |  |  | None | 22.7096 | 0.0084 | -0.2874 | 20.1863 | 0.0068 | -0.2555 | 0 | 0 | 0 | 0 | 0 | 0 | SDGE:DEER:Com:Indoor_Non-CFL_Ltg | Annual | 0
SDG | WPSDGENRLG0083-Rev01-Msr007 | ECC | Ex | CZ07 | Any | WPSDGENRLG0083-1 | ExAnte2018 | IOU workpaper |  | KiloLumen |  |  | None | 22.9106 | 0.0084 | -0.2412 | 20.365 | 0.0068 | -0.2144 | 0 | 0 | 0 | 0 | 0 | 0 | SDGE:DEER:Com:Indoor_Non-CFL_Ltg | Annual | 0
SDG | WPSDGENRLG0083-Rev01-Msr007 | ECC | Ex | CZ08 | Any | WPSDGENRLG0083-1 | ExAnte2018 | IOU workpaper |  | KiloLumen |  |  | None | 23.1116 | 0.0084 | -0.2613 | 20.5436 | 0.0068 | -0.2322 | 0 | 0 | 0 | 0 | 0 | 0 | SDGE:DEER:Com:Indoor_Non-CFL_Ltg | Annual | 0
SDG | WPSDGENRLG0083-Rev01-Msr007 | ECC | Ex | CZ10 | Any | WPSDGENRLG0083-1 | ExAnte2018 | IOU workpaper |  | KiloLumen |  |  | None | 22.9106 | 0.0085 | -0.3095 | 20.365 | 0.0069 | -0.2751 | 0 | 0 | 0 | 0 | 0 | 0 | SDGE:DEER:Com:Indoor_Non-CFL_Ltg | Annual | 0
SDG | WPSDGENRLG0083-Rev01-Msr007 | ECC | Ex | CZ14 | Any | WPSDGENRLG0083-1 | ExAnte2018 | IOU workpaper |  | KiloLumen |  |  | None | 22.5086 | 0.0084 | -0.4663 | 20.0077 | 0.0068 | -0.4144 | 0 | 0 | 0 | 0 | 0 | 0 | SDGE:DEER:Com:Indoor_Non-CFL_Ltg | Annual | 0
SDG | WPSDGENRLG0083-Rev01-Msr007 | ECC | Ex | CZ15 | Any | WPSDGENRLG0083-1 | ExAnte2018 | IOU workpaper |  | KiloLumen |  |  | None | 22.5086 | 0.0084 | -0.4663 | 20.0077 | 0.0068 | -0.4144 | 0 | 0 | 0 | 0 | 0 | 0 | SDGE:DEER:Com:Indoor_Non-CFL_Ltg | Annual | 0
SDG | WPSDGENRLG0083-Rev01-Msr007 | ECC | Ex | IOU | Any | WPSDGENRLG0083-1 | ExAnte2018 | IOU workpaper |  | KiloLumen |  |  | None | 22.9106 | 0.0084 | -0.2593 | 20.365 | 0.0068 | -0.2304 | 0 | 0 | 0 | 0 | 0 | 0 | SDGE:DEER:Com:Indoor_Non-CFL_Ltg | Annual | 0
SDG | WPSDGENRLG0083-Rev01-Msr007 | EPr | Ex | CZ06 | Any | WPSDGENRLG0083-1 | ExAnte2018 | IOU workpaper |  | KiloLumen |  |  | None | 21.7694 | 0.0081 | -0.1948 | 18.346 | 0.0066 | -0.1641 | 0 | 0 | 0 | 0 | 0 | 0 | SDGE:DEER:Com:Indoor_Non-CFL_Ltg | Annual | 0
SDG | WPSDGENRLG0083-Rev01-Msr007 | EPr | Ex | CZ07 | Any | WPSDGENRLG0083-1 | ExAnte2018 | IOU workpaper |  | KiloLumen |  |  | None | 21.7694 | 0.0082 | -0.1736 | 18.346 | 0.0067 | -0.1463 | 0 | 0 | 0 | 0 | 0 | 0 | SDGE:DEER:Com:Indoor_Non-CFL_Ltg | Annual | 0
SDG | WPSDGENRLG0083-Rev01-Msr007 | EPr | Ex | CZ08 | Any | WPSDGENRLG0083-1 | ExAnte2018 | IOU workpaper |  | KiloLumen |  |  | None | 21.9604 | 0.0083 | -0.161 | 18.507 | 0.0067 | -0.1357 | 0 | 0 | 0 | 0 | 0 | 0 | SDGE:DEER:Com:Indoor_Non-CFL_Ltg | Annual | 0
SDG | WPSDGENRLG0083-Rev01-Msr007 | EPr | Ex | CZ10 | Any | WPSDGENRLG0083-1 | ExAnte2018 | IOU workpaper |  | KiloLumen |  |  | None | 21.7694 | 0.0082 | -0.2062 | 18.346 | 0.0067 | -0.1738 | 0 | 0 | 0 | 0 | 0 | 0 | SDGE:DEER:Com:Indoor_Non-CFL_Ltg | Annual | 0
SDG | WPSDGENRLG0083-Rev01-Msr007 | EPr | Ex | CZ14 | Any | WPSDGENRLG0083-1 | ExAnte2018 | IOU workpaper |  | KiloLumen |  |  | None | 21.0056 | 0.0082 | -0.3514 | 17.7023 | 0.0067 | -0.2961 | 0 | 0 | 0 | 0 | 0 | 0 | SDGE:DEER:Com:Indoor_Non-CFL_Ltg | Annual | 0
SDG | WPSDGENRLG0083-Rev01-Msr007 | EPr | Ex | CZ15 | Any | WPSDGENRLG0083-1 | ExAnte2018 | IOU workpaper |  | KiloLumen |  |  | None | 23.2971 | 0.0082 | -0.0844 | 19.6335 | 0.0067 | -0.0711 | 0 | 0 | 0 | 0 | 0 | 0 | SDGE:DEER:Com:Indoor_Non-CFL_Ltg | Annual | 0
SDG | WPSDGENRLG0083-Rev01-Msr007 | EPr | Ex | IOU | Any | WPSDGENRLG0083-1 | ExAnte2018 | IOU workpaper |  | KiloLumen |  |  | None | 21.7694 | 0.0082 | -0.186 | 18.346 | 0.0067 | -0.1567 | 0 | 0 | 0 | 0 | 0 | 0 | SDGE:DEER:Com:Indoor_Non-CFL_Ltg | Annual | 0
SDG | WPSDGENRLG0083-Rev01-Msr007 | ERC | Ex | CZ06 | Any | WPSDGENRLG0083-1 | ExAnte2018 | IOU workpaper |  | KiloLumen |  |  | None | 10.2564 | 0.0048 | -0.0618 | 8.2051 | 0.0036 | -0.0495 | 0 | 0 | 0 | 0 | 0 | 0 | SDGE:DEER:Com:Indoor_Non-CFL_Ltg | Annual | 0
SDG | WPSDGENRLG0083-Rev01-Msr007 | ERC | Ex | CZ07 | Any | WPSDGENRLG0083-1 | ExAnte2018 | IOU workpaper |  | KiloLumen |  |  | None | 10.4412 | 0.0048 | -0.0511 | 8.353 | 0.0037 | -0.0409 | 0 | 0 | 0 | 0 | 0 | 0 | SDGE:DEER:Com:Indoor_Non-CFL_Ltg | Annual | 0
SDG | WPSDGENRLG0083-Rev01-Msr007 | ERC | Ex | CZ08 | Any | WPSDGENRLG0083-1 | ExAnte2018 | IOU workpaper |  | KiloLumen |  |  | None | 10.2564 | 0.0048 | -0.0541 | 8.2051 | 0.0036 | -0.0432 | 0 | 0 | 0 | 0 | 0 | 0 | SDGE:DEER:Com:Indoor_Non-CFL_Ltg | Annual | 0
SDG | WPSDGENRLG0083-Rev01-Msr007 | ERC | Ex | CZ10 | Any | WPSDGENRLG0083-1 | ExAnte2018 | IOU workpaper |  | KiloLumen |  |  | None | 10.2564 | 0.0048 | -0.0638 | 8.2051 | 0.0036 | -0.0511 | 0 | 0 | 0 | 0 | 0 | 0 | SDGE:DEER:Com:Indoor_Non-CFL_Ltg | Annual | 0
SDG | WPSDGENRLG0083-Rev01-Msr007 | ERC | Ex | CZ14 | Any | WPSDGENRLG0083-1 | ExAnte2018 | IOU workpaper |  | KiloLumen |  |  | None | 10.0716 | 0.0048 | -0.0844 | 8.0573 | 0.0037 | -0.0675 | 0 | 0 | 0 | 0 | 0 | 0 | SDGE:DEER:Com:Indoor_Non-CFL_Ltg | Annual | 0
SDG | WPSDGENRLG0083-Rev01-Msr007 | ERC | Ex | CZ15 | Any | WPSDGENRLG0083-1 | ExAnte2018 | IOU workpaper |  | KiloLumen |  |  | None | 10.9032 | 0.005 | -0.0298 | 8.7226 | 0.0038 | -0.0238 | 0 | 0 | 0 | 0 | 0 | 0 | SDGE:DEER:Com:Indoor_Non-CFL_Ltg | Annual | 0
SDG | WPSDGENRLG0083-Rev01-Msr007 | ERC | Ex | IOU | Any | WPSDGENRLG0083-1 | ExAnte2018 | IOU workpaper |  | KiloLumen |  |  | None | 10.3488 | 0.0048 | -0.0562 | 8.279 | 0.0037 | -0.0449 | 0 | 0 | 0 | 0 | 0 | 0 | SDGE:DEER:Com:Indoor_Non-CFL_Ltg | Annual | 0
SDG | WPSDGENRLG0083-Rev01-Msr007 | ESe | Ex | CZ06 | Any | WPSDGENRLG0083-1 | ExAnte2018 | IOU workpaper |  | KiloLumen |  |  | None | 21.905 | 0.0085 | -0.2601 | 18.8866 | 0.0072 | -0.2243 | 0 | 0 | 0 | 0 | 0 | 0 | SDGE:DEER:Com:Indoor_Non-CFL_Ltg | Annual | 0
SDG | WPSDGENRLG0083-Rev01-Msr007 | ESe | Ex | CZ07 | Any | WPSDGENRLG0083-1 | ExAnte2018 | IOU workpaper |  | KiloLumen |  |  | None | 21.905 | 0.0083 | -0.2288 | 18.8866 | 0.007 | -0.1973 | 0 | 0 | 0 | 0 | 0 | 0 | SDGE:DEER:Com:Indoor_Non-CFL_Ltg | Annual | 0
SDG | WPSDGENRLG0083-Rev01-Msr007 | ESe | Ex | CZ08 | Any | WPSDGENRLG0083-1 | ExAnte2018 | IOU workpaper |  | KiloLumen |  |  | None | 22.1005 | 0.0084 | -0.223 | 19.0552 | 0.0071 | -0.1922 | 0 | 0 | 0 | 0 | 0 | 0 | SDGE:DEER:Com:Indoor_Non-CFL_Ltg | Annual | 0
SDG | WPSDGENRLG0083-Rev01-Msr007 | ESe | Ex | CZ10 | Any | WPSDGENRLG0083-1 | ExAnte2018 | IOU workpaper |  | KiloLumen |  |  | None | 22.1005 | 0.0084 | -0.2797 | 19.0552 | 0.0071 | -0.2411 | 0 | 0 | 0 | 0 | 0 | 0 | SDGE:DEER:Com:Indoor_Non-CFL_Ltg | Annual | 0
SDG | WPSDGENRLG0083-Rev01-Msr007 | ESe | Ex | CZ14 | Any | WPSDGENRLG0083-1 | ExAnte2018 | IOU workpaper |  | KiloLumen |  |  | None | 21.3182 | 0.0082 | -0.4498 | 18.3807 | 0.0069 | -0.3878 | 0 | 0 | 0 | 0 | 0 | 0 | SDGE:DEER:Com:Indoor_Non-CFL_Ltg | Annual | 0
SDG | WPSDGENRLG0083-Rev01-Msr007 | ESe | Ex | CZ15 | Any | WPSDGENRLG0083-1 | ExAnte2018 | IOU workpaper |  | KiloLumen |  |  | None | 23.8608 | 0.0084 | -0.1232 | 20.5729 | 0.0071 | -0.1062 | 0 | 0 | 0 | 0 | 0 | 0 | SDGE:DEER:Com:Indoor_Non-CFL_Ltg | Annual | 0
SDG | WPSDGENRLG0083-Rev01-Msr007 | ESe | Ex | IOU | Any | WPSDGENRLG0083-1 | ExAnte2018 | IOU workpaper |  | KiloLumen |  |  | None | 21.905 | 0.0083 | -0.2484 | 18.8866 | 0.007 | -0.2142 | 0 | 0 | 0 | 0 | 0 | 0 | SDGE:DEER:Com:Indoor_Non-CFL_Ltg | Annual | 0
SDG | WPSDGENRLG0083-Rev01-Msr007 | EUn | Ex | CZ06 | Any | WPSDGENRLG0083-1 | ExAnte2018 | IOU workpaper |  | KiloLumen |  |  | None | 24.6662 | 0.009 | -0.2445 | 21.7694 | 0.0073 | -0.2158 | 0 | 0 | 0 | 0 | 0 | 0 | SDGE:DEER:Com:Indoor_Non-CFL_Ltg | Annual | 0
SDG | WPSDGENRLG0083-Rev01-Msr007 | EUn | Ex | CZ07 | Any | WPSDGENRLG0083-1 | ExAnte2018 | IOU workpaper |  | KiloLumen |  |  | None | 24.6662 | 0.009 | -0.2123 | 21.7694 | 0.0073 | -0.1873 | 0 | 0 | 0 | 0 | 0 | 0 | SDGE:DEER:Com:Indoor_Non-CFL_Ltg | Annual | 0
SDG | WPSDGENRLG0083-Rev01-Msr007 | EUn | Ex | CZ08 | Any | WPSDGENRLG0083-1 | ExAnte2018 | IOU workpaper |  | KiloLumen |  |  | None | 24.8825 | 0.0091 | -0.2358 | 21.9604 | 0.0074 | -0.2081 | 0 | 0 | 0 | 0 | 0 | 0 | SDGE:DEER:Com:Indoor_Non-CFL_Ltg | Annual | 0
SDG | WPSDGENRLG0083-Rev01-Msr007 | EUn | Ex | CZ10 | Any | WPSDGENRLG0083-1 | ExAnte2018 | IOU workpaper |  | KiloLumen |  |  | None | 24.8825 | 0.0092 | -0.2726 | 21.9604 | 0.0075 | -0.2406 | 0 | 0 | 0 | 0 | 0 | 0 | SDGE:DEER:Com:Indoor_Non-CFL_Ltg | Annual | 0
SDG | WPSDGENRLG0083-Rev01-Msr007 | EUn | Ex | CZ14 | Any | WPSDGENRLG0083-1 | ExAnte2018 | IOU workpaper |  | KiloLumen |  |  | None | 24.4498 | 0.0091 | -0.3657 | 21.5785 | 0.0074 | -0.3227 | 0 | 0 | 0 | 0 | 0 | 0 | SDGE:DEER:Com:Indoor_Non-CFL_Ltg | Annual | 0
SDG | WPSDGENRLG0083-Rev01-Msr007 | EUn | Ex | CZ15 | Any | WPSDGENRLG0083-1 | ExAnte2018 | IOU workpaper |  | KiloLumen |  |  | None | 24.4498 | 0.0091 | -0.3657 | 21.5785 | 0.0074 | -0.3227 | 0 | 0 | 0 | 0 | 0 | 0 | SDGE:DEER:Com:Indoor_Non-CFL_Ltg | Annual | 0
SDG | WPSDGENRLG0083-Rev01-Msr007 | EUn | Ex | IOU | Any | WPSDGENRLG0083-1 | ExAnte2018 | IOU workpaper |  | KiloLumen |  |  | None | 24.6662 | 0.009 | -0.2272 | 21.7694 | 0.0073 | -0.2005 | 0 | 0 | 0 | 0 | 0 | 0 | SDGE:DEER:Com:Indoor_Non-CFL_Ltg | Annual | 0
SDG | WPSDGENRLG0083-Rev01-Msr007 | Gro | Ex | CZ06 | Any | WPSDGENRLG0083-1 | ExAnte2018 | IOU workpaper |  | KiloLumen |  |  | None | 42.7735 | 0.0086 | -2.9306 | 41.918 | 0.0084 | -2.872 | 0 | 0 | 0 | 0 | 0 | 0 | SDGE:DEER:Com:Indoor_Non-CFL_Ltg | Annual | 0
SDG | WPSDGENRLG0083-Rev01-Msr007 | Gro | Ex | CZ07 | Any | WPSDGENRLG0083-1 | ExAnte2018 | IOU workpaper |  | KiloLumen |  |  | None | 42.35 | 0.0084 | -3.117 | 41.503 | 0.0082 | -3.0546 | 0 | 0 | 0 | 0 | 0 | 0 | SDGE:DEER:Com:Indoor_Non-CFL_Ltg | Annual | 0
SDG | WPSDGENRLG0083-Rev01-Msr007 | Gro | Ex | CZ08 | Any | WPSDGENRLG0083-1 | ExAnte2018 | IOU workpaper |  | KiloLumen |  |  | None | 43.6205 | 0.0088 | -2.6553 | 42.7481 | 0.0086 | -2.6022 | 0 | 0 | 0 | 0 | 0 | 0 | SDGE:DEER:Com:Indoor_Non-CFL_Ltg | Annual | 0
SDG | WPSDGENRLG0083-Rev01-Msr007 | Gro | Ex | CZ10 | Any | WPSDGENRLG0083-1 | ExAnte2018 | IOU workpaper |  | KiloLumen |  |  | None | 44.4675 | 0.0092 | -2.5156 | 43.5782 | 0.009 | -2.4653 | 0 | 0 | 0 | 0 | 0 | 0 | SDGE:DEER:Com:Indoor_Non-CFL_Ltg | Annual | 0
SDG | WPSDGENRLG0083-Rev01-Msr007 | Gro | Ex | CZ14 | Any | WPSDGENRLG0083-1 | ExAnte2018 | IOU workpaper |  | KiloLumen |  |  | None | 44.044 | 0.0093 | -2.6553 | 43.1631 | 0.0091 | -2.6022 | 0 | 0 | 0 | 0 | 0 | 0 | SDGE:DEER:Com:Indoor_Non-CFL_Ltg | Annual | 0
SDG | WPSDGENRLG0083-Rev01-Msr007 | Gro | Ex | CZ15 | Any | WPSDGENRLG0083-1 | ExAnte2018 | IOU workpaper |  | KiloLumen |  |  | None | 47.432 | 0.0091 | -1.4145 | 46.4834 | 0.0089 | -1.3862 | 0 | 0 | 0 | 0 | 0 | 0 | SDGE:DEER:Com:Indoor_Non-CFL_Ltg | Annual | 0
SDG | WPSDGENRLG0083-Rev01-Msr007 | Gro | Ex | IOU | Any | WPSDGENRLG0083-1 | ExAnte2018 | IOU workpaper |  | KiloLumen |  |  | None | 42.7735 | 0.0086 | -2.9264 | 41.918 | 0.0085 | -2.8679 | 0 | 0 | 0 | 0 | 0 | 0 | SDGE:DEER:Com:Indoor_Non-CFL_Ltg | Annual | 0
SDG | WPSDGENRLG0083-Rev01-Msr007 | Hsp | Ex | CZ06 | Any | WPSDGENRLG0083-1 | ExAnte2018 | IOU workpaper |  | KiloLumen |  |  | None | 52.156 | 0.0075 | -1.3697 | 51.7132 | 0.0074 | -1.358 | 0 | 0 | 0 | 0 | 0 | 0 | SDGE:DEER:Com:Indoor_Non-CFL_Ltg | Annual | 0
SDG | WPSDGENRLG0083-Rev01-Msr007 | Hsp | Ex | CZ07 | Any | WPSDGENRLG0083-1 | ExAnte2018 | IOU workpaper |  | KiloLumen |  |  | None | 52.156 | 0.0074 | -1.2517 | 51.7132 | 0.0073 | -1.2411 | 0 | 0 | 0 | 0 | 0 | 0 | SDGE:DEER:Com:Indoor_Non-CFL_Ltg | Annual | 0
SDG | WPSDGENRLG0083-Rev01-Msr007 | Hsp | Ex | CZ08 | Any | WPSDGENRLG0083-1 | ExAnte2018 | IOU workpaper |  | KiloLumen |  |  | None | 52.156 | 0.0075 | -1.3515 | 51.7132 | 0.0074 | -1.34 | 0 | 0 | 0 | 0 | 0 | 0 | SDGE:DEER:Com:Indoor_Non-CFL_Ltg | Annual | 0
SDG | WPSDGENRLG0083-Rev01-Msr007 | Hsp | Ex | CZ10 | Any | WPSDGENRLG0083-1 | ExAnte2018 | IOU workpaper |  | KiloLumen |  |  | None | 52.156 | 0.0077 | -1.4604 | 51.7132 | 0.0076 | -1.448 | 0 | 0 | 0 | 0 | 0 | 0 | SDGE:DEER:Com:Indoor_Non-CFL_Ltg | Annual | 0
SDG | WPSDGENRLG0083-Rev01-Msr007 | Hsp | Ex | CZ14 | Any | WPSDGENRLG0083-1 | ExAnte2018 | IOU workpaper |  | KiloLumen |  |  | None | 51.2489 | 0.0076 | -1.7869 | 50.8138 | 0.0075 | -1.7717 | 0 | 0 | 0 | 0 | 0 | 0 | SDGE:DEER:Com:Indoor_Non-CFL_Ltg | Annual | 0
SDG | WPSDGENRLG0083-Rev01-Msr007 | Hsp | Ex | CZ15 | Any | WPSDGENRLG0083-1 | ExAnte2018 | IOU workpaper |  | KiloLumen |  |  | None | 51.2489 | 0.0076 | -1.7869 | 50.8138 | 0.0075 | -1.7717 | 0 | 0 | 0 | 0 | 0 | 0 | SDGE:DEER:Com:Indoor_Non-CFL_Ltg | Annual | 0
SDG | WPSDGENRLG0083-Rev01-Msr007 | Hsp | Ex | IOU | Any | WPSDGENRLG0083-1 | ExAnte2018 | IOU workpaper |  | KiloLumen |  |  | None | 52.156 | 0.0075 | -1.288 | 51.7132 | 0.0074 | -1.2771 | 0 | 0 | 0 | 0 | 0 | 0 | SDGE:DEER:Com:Indoor_Non-CFL_Ltg | Annual | 0
SDG | WPSDGENRLG0083-Rev01-Msr007 | Htl | Ex | CZ06 | Any | WPSDGENRLG0083-1 | ExAnte2018 | IOU workpaper |  | KiloLumen |  |  | None | 44.573 | 0.0067 | -0.5582 | 43.1724 | 0.0064 | -0.5407 | 0 | 0 | 0 | 0 | 0 | 0 | SDGE:DEER:Com:Indoor_Non-CFL_Ltg | Annual | 0
SDG | WPSDGENRLG0083-Rev01-Msr007 | Htl | Ex | CZ07 | Any | WPSDGENRLG0083-1 | ExAnte2018 | IOU workpaper |  | KiloLumen |  |  | None | 45.8227 | 0.0066 | -0.4499 | 44.3828 | 0.0064 | -0.4358 | 0 | 0 | 0 | 0 | 0 | 0 | SDGE:DEER:Com:Indoor_Non-CFL_Ltg | Annual | 0
SDG | WPSDGENRLG0083-Rev01-Msr007 | Htl | Ex | CZ08 | Any | WPSDGENRLG0083-1 | ExAnte2018 | IOU workpaper |  | KiloLumen |  |  | None | 45.4061 | 0.0067 | -0.4957 | 43.9793 | 0.0065 | -0.4801 | 0 | 0 | 0 | 0 | 0 | 0 | SDGE:DEER:Com:Indoor_Non-CFL_Ltg | Annual | 0
SDG | WPSDGENRLG0083-Rev01-Msr007 | Htl | Ex | CZ10 | Any | WPSDGENRLG0083-1 | ExAnte2018 | IOU workpaper |  | KiloLumen |  |  | None | 44.573 | 0.0068 | -0.554 | 43.1724 | 0.0066 | -0.5366 | 0 | 0 | 0 | 0 | 0 | 0 | SDGE:DEER:Com:Indoor_Non-CFL_Ltg | Annual | 0
SDG | WPSDGENRLG0083-Rev01-Msr007 | Htl | Ex | CZ14 | Any | WPSDGENRLG0083-1 | ExAnte2018 | IOU workpaper |  | KiloLumen |  |  | None | 42.4901 | 0.0068 | -0.7415 | 41.155 | 0.0066 | -0.7182 | 0 | 0 | 0 | 0 | 0 | 0 | SDGE:DEER:Com:Indoor_Non-CFL_Ltg | Annual | 0
SDG | WPSDGENRLG0083-Rev01-Msr007 | Htl | Ex | CZ15 | Any | WPSDGENRLG0083-1 | ExAnte2018 | IOU workpaper |  | KiloLumen |  |  | None | 48.3221 | 0.0069 | -0.3187 | 46.8037 | 0.0066 | -0.3087 | 0 | 0 | 0 | 0 | 0 | 0 | SDGE:DEER:Com:Indoor_Non-CFL_Ltg | Annual | 0
SDG | WPSDGENRLG0083-Rev01-Msr007 | Htl | Ex | IOU | Any | WPSDGENRLG0083-1 | ExAnte2018 | IOU workpaper |  | KiloLumen |  |  | None | 45.4061 | 0.0067 | -0.4666 | 43.9793 | 0.0064 | -0.4519 | 0 | 0 | 0 | 0 | 0 | 0 | SDGE:DEER:Com:Indoor_Non-CFL_Ltg | Annual | 0
SDG | WPSDGENRLG0083-Rev01-Msr007 | MBT | Ex | CZ06 | Any | WPSDGENRLG0083-1 | ExAnte2018 | IOU workpaper |  | KiloLumen |  |  | None | 25.6348 | 0.0055 | -0.0163 | 24.295 | 0.0053 | -0.0155 | 0 | 0 | 0 | 0 | 0 | 0 | SDGE:DEER:Com:Indoor_Non-CFL_Ltg | Annual | 0
SDG | WPSDGENRLG0083-Rev01-Msr007 | MBT | Ex | CZ07 | Any | WPSDGENRLG0083-1 | ExAnte2018 | IOU workpaper |  | KiloLumen |  |  | None | 25.8558 | 0.0054 | -0.0032 | 24.5045 | 0.0052 | -0.003 | 0 | 0 | 0 | 0 | 0 | 0 | SDGE:DEER:Com:Indoor_Non-CFL_Ltg | Annual | 0
SDG | WPSDGENRLG0083-Rev01-Msr007 | MBT | Ex | CZ08 | Any | WPSDGENRLG0083-1 | ExAnte2018 | IOU workpaper |  | KiloLumen |  |  | None | 25.6348 | 0.0057 | -0.0104 | 24.295 | 0.0055 | -0.0098 | 0 | 0 | 0 | 0 | 0 | 0 | SDGE:DEER:Com:Indoor_Non-CFL_Ltg | Annual | 0
SDG | WPSDGENRLG0083-Rev01-Msr007 | MBT | Ex | CZ10 | Any | WPSDGENRLG0083-1 | ExAnte2018 | IOU workpaper |  | KiloLumen |  |  | None | 25.6348 | 0.0058 | -0.0212 | 24.295 | 0.0056 | -0.0201 | 0 | 0 | 0 | 0 | 0 | 0 | SDGE:DEER:Com:Indoor_Non-CFL_Ltg | Annual | 0
SDG | WPSDGENRLG0083-Rev01-Msr007 | MBT | Ex | CZ14 | Any | WPSDGENRLG0083-1 | ExAnte2018 | IOU workpaper |  | KiloLumen |  |  | None | 25.1929 | 0.0058 | -0.051 | 23.8762 | 0.0056 | -0.0484 | 0 | 0 | 0 | 0 | 0 | 0 | SDGE:DEER:Com:Indoor_Non-CFL_Ltg | Annual | 0
SDG | WPSDGENRLG0083-Rev01-Msr007 | MBT | Ex | CZ15 | Any | WPSDGENRLG0083-1 | ExAnte2018 | IOU workpaper |  | KiloLumen |  |  | None | 26.7398 | 0.0058 | 0 | 25.3422 | 0.0056 | 0 | 0 | 0 | 0 | 0 | 0 | 0 | SDGE:DEER:Com:Indoor_Non-CFL_Ltg | Annual | 0
SDG | WPSDGENRLG0083-Rev01-Msr007 | MBT | Ex | IOU | Any | WPSDGENRLG0083-1 | ExAnte2018 | IOU workpaper |  | KiloLumen |  |  | None | 25.6348 | 0.0055 | -0.0097 | 24.295 | 0.0053 | -0.0092 | 0 | 0 | 0 | 0 | 0 | 0 | SDGE:DEER:Com:Indoor_Non-CFL_Ltg | Annual | 0
SDG | WPSDGENRLG0083-Rev01-Msr007 | MLI | Ex | CZ06 | Any | WPSDGENRLG0083-1 | ExAnte2018 | IOU workpaper |  | KiloLumen |  |  | None | 24.2827 | 0.0054 | -0.1378 | 24.1996 | 0.0054 | -0.1374 | 0 | 0 | 0 | 0 | 0 | 0 | SDGE:DEER:Com:Indoor_Non-CFL_Ltg | Annual | 0
SDG | WPSDGENRLG0083-Rev01-Msr007 | MLI | Ex | CZ07 | Any | WPSDGENRLG0083-1 | ExAnte2018 | IOU workpaper |  | KiloLumen |  |  | None | 24.2827 | 0.0054 | -0.069 | 24.1996 | 0.0054 | -0.0688 | 0 | 0 | 0 | 0 | 0 | 0 | SDGE:DEER:Com:Indoor_Non-CFL_Ltg | Annual | 0
SDG | WPSDGENRLG0083-Rev01-Msr007 | MLI | Ex | CZ08 | Any | WPSDGENRLG0083-1 | ExAnte2018 | IOU workpaper |  | KiloLumen |  |  | None | 24.5076 | 0.0054 | -0.1129 | 24.4236 | 0.0054 | -0.1125 | 0 | 0 | 0 | 0 | 0 | 0 | SDGE:DEER:Com:Indoor_Non-CFL_Ltg | Annual | 0
SDG | WPSDGENRLG0083-Rev01-Msr007 | MLI | Ex | CZ10 | Any | WPSDGENRLG0083-1 | ExAnte2018 | IOU workpaper |  | KiloLumen |  |  | None | 24.5076 | 0.0056 | -0.1556 | 24.4236 | 0.0056 | -0.1551 | 0 | 0 | 0 | 0 | 0 | 0 | SDGE:DEER:Com:Indoor_Non-CFL_Ltg | Annual | 0
SDG | WPSDGENRLG0083-Rev01-Msr007 | MLI | Ex | CZ14 | Any | WPSDGENRLG0083-1 | ExAnte2018 | IOU workpaper |  | KiloLumen |  |  | None | 23.833 | 0.0055 | -0.4407 | 23.7514 | 0.0055 | -0.4392 | 0 | 0 | 0 | 0 | 0 | 0 | SDGE:DEER:Com:Indoor_Non-CFL_Ltg | Annual | 0
SDG | WPSDGENRLG0083-Rev01-Msr007 | MLI | Ex | CZ15 | Any | WPSDGENRLG0083-1 | ExAnte2018 | IOU workpaper |  | KiloLumen |  |  | None | 26.3063 | 0.0055 | -0.0423 | 26.2162 | 0.0055 | -0.0421 | 0 | 0 | 0 | 0 | 0 | 0 | SDGE:DEER:Com:Indoor_Non-CFL_Ltg | Annual | 0
SDG | WPSDGENRLG0083-Rev01-Msr007 | MLI | Ex | IOU | Any | WPSDGENRLG0083-1 | ExAnte2018 | IOU workpaper |  | KiloLumen |  |  | None | 24.2827 | 0.0054 | -0.1019 | 24.1996 | 0.0054 | -0.1015 | 0 | 0 | 0 | 0 | 0 | 0 | SDGE:DEER:Com:Indoor_Non-CFL_Ltg | Annual | 0
SDG | WPSDGENRLG0083-Rev01-Msr007 | Mtl | Ex | CZ06 | Any | WPSDGENRLG0083-1 | ExAnte2018 | IOU workpaper |  | KiloLumen |  |  | None | 37.0832 | 0.0037 | -0.447 | 35.0134 | 0.0035 | -0.422 | 0 | 0 | 0 | 0 | 0 | 0 | SDGE:DEER:Com:Indoor_Non-CFL_Ltg | Annual | 0
SDG | WPSDGENRLG0083-Rev01-Msr007 | Mtl | Ex | CZ07 | Any | WPSDGENRLG0083-1 | ExAnte2018 | IOU workpaper |  | KiloLumen |  |  | None | 38.0765 | 0.0037 | -0.3281 | 35.9513 | 0.0034 | -0.3098 | 0 | 0 | 0 | 0 | 0 | 0 | SDGE:DEER:Com:Indoor_Non-CFL_Ltg | Annual | 0
SDG | WPSDGENRLG0083-Rev01-Msr007 | Mtl | Ex | CZ08 | Any | WPSDGENRLG0083-1 | ExAnte2018 | IOU workpaper |  | KiloLumen |  |  | None | 37.4143 | 0.0037 | -0.3775 | 35.3261 | 0.0035 | -0.3564 | 0 | 0 | 0 | 0 | 0 | 0 | SDGE:DEER:Com:Indoor_Non-CFL_Ltg | Annual | 0
SDG | WPSDGENRLG0083-Rev01-Msr007 | Mtl | Ex | CZ10 | Any | WPSDGENRLG0083-1 | ExAnte2018 | IOU workpaper |  | KiloLumen |  |  | None | 37.0832 | 0.0038 | -0.4437 | 35.0134 | 0.0036 | -0.4189 | 0 | 0 | 0 | 0 | 0 | 0 | SDGE:DEER:Com:Indoor_Non-CFL_Ltg | Annual | 0
SDG | WPSDGENRLG0083-Rev01-Msr007 | Mtl | Ex | CZ14 | Any | WPSDGENRLG0083-1 | ExAnte2018 | IOU workpaper |  | KiloLumen |  |  | None | 35.7588 | 0.0038 | -0.6092 | 33.763 | 0.0036 | -0.5752 | 0 | 0 | 0 | 0 | 0 | 0 | SDGE:DEER:Com:Indoor_Non-CFL_Ltg | Annual | 0
SDG | WPSDGENRLG0083-Rev01-Msr007 | Mtl | Ex | CZ15 | Any | WPSDGENRLG0083-1 | ExAnte2018 | IOU workpaper |  | KiloLumen |  |  | None | 39.732 | 0.0039 | -0.1864 | 37.5144 | 0.0037 | -0.176 | 0 | 0 | 0 | 0 | 0 | 0 | SDGE:DEER:Com:Indoor_Non-CFL_Ltg | Annual | 0
SDG | WPSDGENRLG0083-Rev01-Msr007 | Mtl | Ex | IOU | Any | WPSDGENRLG0083-1 | ExAnte2018 | IOU workpaper |  | KiloLumen |  |  | None | 37.7454 | 0.0037 | -0.3443 | 35.6387 | 0.0035 | -0.3251 | 0 | 0 | 0 | 0 | 0 | 0 | SDGE:DEER:Com:Indoor_Non-CFL_Ltg | Annual | 0
SDG | WPSDGENRLG0083-Rev01-Msr007 | Nrs | Ex | CZ06 | Any | WPSDGENRLG0083-1 | ExAnte2018 | IOU workpaper |  | KiloLumen |  |  | None | 32.1829 | 0.0069 | -1.1681 | 31.1018 | 0.0066 | -1.1289 | 0 | 0 | 0 | 0 | 0 | 0 | SDGE:DEER:Com:Indoor_Non-CFL_Ltg | Annual | 0
SDG | WPSDGENRLG0083-Rev01-Msr007 | Nrs | Ex | CZ07 | Any | WPSDGENRLG0083-1 | ExAnte2018 | IOU workpaper |  | KiloLumen |  |  | None | 31.8849 | 0.0068 | -1.0668 | 30.8139 | 0.0065 | -1.031 | 0 | 0 | 0 | 0 | 0 | 0 | SDGE:DEER:Com:Indoor_Non-CFL_Ltg | Annual | 0
SDG | WPSDGENRLG0083-Rev01-Msr007 | Nrs | Ex | CZ08 | Any | WPSDGENRLG0083-1 | ExAnte2018 | IOU workpaper |  | KiloLumen |  |  | None | 32.4809 | 0.0069 | -1.1353 | 31.3898 | 0.0066 | -1.0972 | 0 | 0 | 0 | 0 | 0 | 0 | SDGE:DEER:Com:Indoor_Non-CFL_Ltg | Annual | 0
SDG | WPSDGENRLG0083-Rev01-Msr007 | Nrs | Ex | CZ10 | Any | WPSDGENRLG0083-1 | ExAnte2018 | IOU workpaper |  | KiloLumen |  |  | None | 32.4809 | 0.0071 | -1.2039 | 31.3898 | 0.0069 | -1.1634 | 0 | 0 | 0 | 0 | 0 | 0 | SDGE:DEER:Com:Indoor_Non-CFL_Ltg | Annual | 0
SDG | WPSDGENRLG0083-Rev01-Msr007 | Nrs | Ex | CZ14 | Any | WPSDGENRLG0083-1 | ExAnte2018 | IOU workpaper |  | KiloLumen |  |  | None | 32.1829 | 0.007 | -1.4065 | 31.1018 | 0.0067 | -1.3593 | 0 | 0 | 0 | 0 | 0 | 0 | SDGE:DEER:Com:Indoor_Non-CFL_Ltg | Annual | 0
SDG | WPSDGENRLG0083-Rev01-Msr007 | Nrs | Ex | CZ15 | Any | WPSDGENRLG0083-1 | ExAnte2018 | IOU workpaper |  | KiloLumen |  |  | None | 32.1829 | 0.007 | -1.4065 | 31.1018 | 0.0067 | -1.3593 | 0 | 0 | 0 | 0 | 0 | 0 | SDGE:DEER:Com:Indoor_Non-CFL_Ltg | Annual | 0
SDG | WPSDGENRLG0083-Rev01-Msr007 | Nrs | Ex | IOU | Any | WPSDGENRLG0083-1 | ExAnte2018 | IOU workpaper |  | KiloLumen |  |  | None | 31.8849 | 0.0068 | -1.0906 | 30.8139 | 0.0066 | -1.054 | 0 | 0 | 0 | 0 | 0 | 0 | SDGE:DEER:Com:Indoor_Non-CFL_Ltg | Annual | 0
SDG | WPSDGENRLG0083-Rev01-Msr007 | OfL | Ex | CZ06 | Any | WPSDGENRLG0083-1 | ExAnte2018 | IOU workpaper |  | KiloLumen |  |  | None | 26.8853 | 0.0073 | -0.1511 | 24.1164 | 0.0066 | -0.1356 | 0 | 0 | 0 | 0 | 0 | 0 | SDGE:DEER:Com:Indoor_Non-CFL_Ltg | Annual | 0
SDG | WPSDGENRLG0083-Rev01-Msr007 | OfL | Ex | CZ07 | Any | WPSDGENRLG0083-1 | ExAnte2018 | IOU workpaper |  | KiloLumen |  |  | None | 26.8853 | 0.0073 | -0.134 | 24.1164 | 0.0066 | -0.1202 | 0 | 0 | 0 | 0 | 0 | 0 | SDGE:DEER:Com:Indoor_Non-CFL_Ltg | Annual | 0
SDG | WPSDGENRLG0083-Rev01-Msr007 | OfL | Ex | CZ08 | Any | WPSDGENRLG0083-1 | ExAnte2018 | IOU workpaper |  | KiloLumen |  |  | None | 26.8853 | 0.0074 | -0.1504 | 24.1164 | 0.0067 | -0.1349 | 0 | 0 | 0 | 0 | 0 | 0 | SDGE:DEER:Com:Indoor_Non-CFL_Ltg | Annual | 0
SDG | WPSDGENRLG0083-Rev01-Msr007 | OfL | Ex | CZ10 | Any | WPSDGENRLG0083-1 | ExAnte2018 | IOU workpaper |  | KiloLumen |  |  | None | 26.8853 | 0.0075 | -0.1771 | 24.1164 | 0.0068 | -0.1588 | 0 | 0 | 0 | 0 | 0 | 0 | SDGE:DEER:Com:Indoor_Non-CFL_Ltg | Annual | 0
SDG | WPSDGENRLG0083-Rev01-Msr007 | OfL | Ex | CZ14 | Any | WPSDGENRLG0083-1 | ExAnte2018 | IOU workpaper |  | KiloLumen |  |  | None | 26.6536 | 0.0075 | -0.2213 | 23.9085 | 0.0068 | -0.1985 | 0 | 0 | 0 | 0 | 0 | 0 | SDGE:DEER:Com:Indoor_Non-CFL_Ltg | Annual | 0
SDG | WPSDGENRLG0083-Rev01-Msr007 | OfL | Ex | CZ15 | Any | WPSDGENRLG0083-1 | ExAnte2018 | IOU workpaper |  | KiloLumen |  |  | None | 28.2759 | 0.0076 | -0.1027 | 25.3638 | 0.0069 | -0.0921 | 0 | 0 | 0 | 0 | 0 | 0 | SDGE:DEER:Com:Indoor_Non-CFL_Ltg | Annual | 0
SDG | WPSDGENRLG0083-Rev01-Msr007 | OfL | Ex | IOU | Any | WPSDGENRLG0083-1 | ExAnte2018 | IOU workpaper |  | KiloLumen |  |  | None | 26.8853 | 0.0073 | -0.1425 | 24.1164 | 0.0066 | -0.1279 | 0 | 0 | 0 | 0 | 0 | 0 | SDGE:DEER:Com:Indoor_Non-CFL_Ltg | Annual | 0
SDG | WPSDGENRLG0083-Rev01-Msr007 | OfS | Ex | CZ06 | Any | WPSDGENRLG0083-1 | ExAnte2018 | IOU workpaper |  | KiloLumen |  |  | None | 20.8978 | 0.0075 | -0.0296 | 16.2047 | 0.0059 | -0.023 | 0 | 0 | 0 | 0 | 0 | 0 | SDGE:DEER:Com:Indoor_Non-CFL_Ltg | Annual | 0
SDG | WPSDGENRLG0083-Rev01-Msr007 | OfS | Ex | CZ07 | Any | WPSDGENRLG0083-1 | ExAnte2018 | IOU workpaper |  | KiloLumen |  |  | None | 21.0795 | 0.0075 | -0.0084 | 16.3456 | 0.0059 | -0.0065 | 0 | 0 | 0 | 0 | 0 | 0 | SDGE:DEER:Com:Indoor_Non-CFL_Ltg | Annual | 0
SDG | WPSDGENRLG0083-Rev01-Msr007 | OfS | Ex | CZ08 | Any | WPSDGENRLG0083-1 | ExAnte2018 | IOU workpaper |  | KiloLumen |  |  | None | 21.0795 | 0.0076 | -0.0254 | 16.3456 | 0.006 | -0.0197 | 0 | 0 | 0 | 0 | 0 | 0 | SDGE:DEER:Com:Indoor_Non-CFL_Ltg | Annual | 0
SDG | WPSDGENRLG0083-Rev01-Msr007 | OfS | Ex | CZ10 | Any | WPSDGENRLG0083-1 | ExAnte2018 | IOU workpaper |  | KiloLumen |  |  | None | 21.0795 | 0.0076 | -0.0385 | 16.3456 | 0.006 | -0.0299 | 0 | 0 | 0 | 0 | 0 | 0 | SDGE:DEER:Com:Indoor_Non-CFL_Ltg | Annual | 0
SDG | WPSDGENRLG0083-Rev01-Msr007 | OfS | Ex | CZ14 | Any | WPSDGENRLG0083-1 | ExAnte2018 | IOU workpaper |  | KiloLumen |  |  | None | 20.5344 | 0.0077 | -0.0954 | 15.9228 | 0.0061 | -0.074 | 0 | 0 | 0 | 0 | 0 | 0 | SDGE:DEER:Com:Indoor_Non-CFL_Ltg | Annual | 0
SDG | WPSDGENRLG0083-Rev01-Msr007 | OfS | Ex | CZ15 | Any | WPSDGENRLG0083-1 | ExAnte2018 | IOU workpaper |  | KiloLumen |  |  | None | 22.1698 | 0.0076 | -0.0079 | 17.191 | 0.006 | -0.0061 | 0 | 0 | 0 | 0 | 0 | 0 | SDGE:DEER:Com:Indoor_Non-CFL_Ltg | Annual | 0
SDG | WPSDGENRLG0083-Rev01-Msr007 | OfS | Ex | IOU | Any | WPSDGENRLG0083-1 | ExAnte2018 | IOU workpaper |  | KiloLumen |  |  | None | 21.0795 | 0.0075 | -0.0148 | 16.3456 | 0.0059 | -0.0115 | 0 | 0 | 0 | 0 | 0 | 0 | SDGE:DEER:Com:Indoor_Non-CFL_Ltg | Annual | 0
SDG | WPSDGENRLG0083-Rev01-Msr007 | RFF | Ex | CZ06 | Any | WPSDGENRLG0083-1 | ExAnte2018 | IOU workpaper |  | KiloLumen |  |  | None | 29.0598 | 0.0059 | -0.5131 | 29.0598 | 0.0059 | -0.5131 | 0 | 0 | 0 | 0 | 0 | 0 | SDGE:DEER:Com:Indoor_Non-CFL_Ltg | Annual | 0
SDG | WPSDGENRLG0083-Rev01-Msr007 | RFF | Ex | CZ07 | Any | WPSDGENRLG0083-1 | ExAnte2018 | IOU workpaper |  | KiloLumen |  |  | None | 29.3216 | 0.0059 | -0.466 | 29.3216 | 0.0059 | -0.466 | 0 | 0 | 0 | 0 | 0 | 0 | SDGE:DEER:Com:Indoor_Non-CFL_Ltg | Annual | 0
SDG | WPSDGENRLG0083-Rev01-Msr007 | RFF | Ex | CZ08 | Any | WPSDGENRLG0083-1 | ExAnte2018 | IOU workpaper |  | KiloLumen |  |  | None | 29.3216 | 0.0059 | -0.4529 | 29.3216 | 0.0059 | -0.4529 | 0 | 0 | 0 | 0 | 0 | 0 | SDGE:DEER:Com:Indoor_Non-CFL_Ltg | Annual | 0
SDG | WPSDGENRLG0083-Rev01-Msr007 | RFF | Ex | CZ10 | Any | WPSDGENRLG0083-1 | ExAnte2018 | IOU workpaper |  | KiloLumen |  |  | None | 29.3216 | 0.006 | -0.5027 | 29.3216 | 0.006 | -0.5027 | 0 | 0 | 0 | 0 | 0 | 0 | SDGE:DEER:Com:Indoor_Non-CFL_Ltg | Annual | 0
SDG | WPSDGENRLG0083-Rev01-Msr007 | RFF | Ex | CZ14 | Any | WPSDGENRLG0083-1 | ExAnte2018 | IOU workpaper |  | KiloLumen |  |  | None | 28.798 | 0.0061 | -0.7147 | 28.798 | 0.0061 | -0.7147 | 0 | 0 | 0 | 0 | 0 | 0 | SDGE:DEER:Com:Indoor_Non-CFL_Ltg | Annual | 0
SDG | WPSDGENRLG0083-Rev01-Msr007 | RFF | Ex | CZ15 | Any | WPSDGENRLG0083-1 | ExAnte2018 | IOU workpaper |  | KiloLumen |  |  | None | 31.1542 | 0.0061 | -0.2296 | 31.1542 | 0.0061 | -0.2296 | 0 | 0 | 0 | 0 | 0 | 0 | SDGE:DEER:Com:Indoor_Non-CFL_Ltg | Annual | 0
SDG | WPSDGENRLG0083-Rev01-Msr007 | RFF | Ex | IOU | Any | WPSDGENRLG0083-1 | ExAnte2018 | IOU workpaper |  | KiloLumen |  |  | None | 29.3216 | 0.0059 | -0.4765 | 29.3216 | 0.0059 | -0.4765 | 0 | 0 | 0 | 0 | 0 | 0 | SDGE:DEER:Com:Indoor_Non-CFL_Ltg | Annual | 0
SDG | WPSDGENRLG0083-Rev01-Msr007 | RSD | Ex | CZ06 | Any | WPSDGENRLG0083-1 | ExAnte2018 | IOU workpaper |  | KiloLumen |  |  | None | 32.9437 | 0.006 | -0.7089 | 32.9437 | 0.006 | -0.7089 | 0 | 0 | 0 | 0 | 0 | 0 | SDGE:DEER:Com:Indoor_Non-CFL_Ltg | Annual | 0
SDG | WPSDGENRLG0083-Rev01-Msr007 | RSD | Ex | CZ07 | Any | WPSDGENRLG0083-1 | ExAnte2018 | IOU workpaper |  | KiloLumen |  |  | None | 32.9437 | 0.0061 | -0.653 | 32.9437 | 0.0061 | -0.653 | 0 | 0 | 0 | 0 | 0 | 0 | SDGE:DEER:Com:Indoor_Non-CFL_Ltg | Annual | 0
SDG | WPSDGENRLG0083-Rev01-Msr007 | RSD | Ex | CZ08 | Any | WPSDGENRLG0083-1 | ExAnte2018 | IOU workpaper |  | KiloLumen |  |  | None | 33.2378 | 0.0059 | -0.5883 | 33.2378 | 0.0059 | -0.5883 | 0 | 0 | 0 | 0 | 0 | 0 | SDGE:DEER:Com:Indoor_Non-CFL_Ltg | Annual | 0
SDG | WPSDGENRLG0083-Rev01-Msr007 | RSD | Ex | CZ10 | Any | WPSDGENRLG0083-1 | ExAnte2018 | IOU workpaper |  | KiloLumen |  |  | None | 32.9437 | 0.0056 | -0.6912 | 32.9437 | 0.0056 | -0.6912 | 0 | 0 | 0 | 0 | 0 | 0 | SDGE:DEER:Com:Indoor_Non-CFL_Ltg | Annual | 0
SDG | WPSDGENRLG0083-Rev01-Msr007 | RSD | Ex | CZ14 | Any | WPSDGENRLG0083-1 | ExAnte2018 | IOU workpaper |  | KiloLumen |  |  | None | 31.7671 | 0.0056 | -1.1354 | 31.7671 | 0.0056 | -1.1354 | 0 | 0 | 0 | 0 | 0 | 0 | SDGE:DEER:Com:Indoor_Non-CFL_Ltg | Annual | 0
SDG | WPSDGENRLG0083-Rev01-Msr007 | RSD | Ex | CZ15 | Any | WPSDGENRLG0083-1 | ExAnte2018 | IOU workpaper |  | KiloLumen |  |  | None | 35.5909 | 0.0062 | -0.2641 | 35.5909 | 0.0062 | -0.2641 | 0 | 0 | 0 | 0 | 0 | 0 | SDGE:DEER:Com:Indoor_Non-CFL_Ltg | Annual | 0
SDG | WPSDGENRLG0083-Rev01-Msr007 | RSD | Ex | IOU | Any | WPSDGENRLG0083-1 | ExAnte2018 | IOU workpaper |  | KiloLumen |  |  | None | 32.9437 | 0.006 | -0.6618 | 32.9437 | 0.006 | -0.6618 | 0 | 0 | 0 | 0 | 0 | 0 | SDGE:DEER:Com:Indoor_Non-CFL_Ltg | Annual | 0
SDG | WPSDGENRLG0083-Rev01-Msr007 | Rt3 | Ex | CZ06 | Any | WPSDGENRLG0083-1 | ExAnte2018 | IOU workpaper |  | KiloLumen |  |  | None | 49.588 | 0.0091 | -0.2303 | 49.4109 | 0.0091 | -0.2294 | 0 | 0 | 0 | 0 | 0 | 0 | SDGE:DEER:Com:Indoor_Non-CFL_Ltg | Annual | 0
SDG | WPSDGENRLG0083-Rev01-Msr007 | Rt3 | Ex | CZ07 | Any | WPSDGENRLG0083-1 | ExAnte2018 | IOU workpaper |  | KiloLumen |  |  | None | 49.588 | 0.009 | -0.0996 | 49.4109 | 0.009 | -0.0993 | 0 | 0 | 0 | 0 | 0 | 0 | SDGE:DEER:Com:Indoor_Non-CFL_Ltg | Annual | 0
SDG | WPSDGENRLG0083-Rev01-Msr007 | Rt3 | Ex | CZ08 | Any | WPSDGENRLG0083-1 | ExAnte2018 | IOU workpaper |  | KiloLumen |  |  | None | 49.588 | 0.009 | -0.2061 | 49.4109 | 0.009 | -0.2054 | 0 | 0 | 0 | 0 | 0 | 0 | SDGE:DEER:Com:Indoor_Non-CFL_Ltg | Annual | 0
SDG | WPSDGENRLG0083-Rev01-Msr007 | Rt3 | Ex | CZ10 | Any | WPSDGENRLG0083-1 | ExAnte2018 | IOU workpaper |  | KiloLumen |  |  | None | 49.1568 | 0.0092 | -0.3769 | 48.9812 | 0.0091 | -0.3755 | 0 | 0 | 0 | 0 | 0 | 0 | SDGE:DEER:Com:Indoor_Non-CFL_Ltg | Annual | 0
SDG | WPSDGENRLG0083-Rev01-Msr007 | Rt3 | Ex | CZ14 | Any | WPSDGENRLG0083-1 | ExAnte2018 | IOU workpaper |  | KiloLumen |  |  | None | 47.0008 | 0.0093 | -1.3755 | 46.8329 | 0.0092 | -1.3706 | 0 | 0 | 0 | 0 | 0 | 0 | SDGE:DEER:Com:Indoor_Non-CFL_Ltg | Annual | 0
SDG | WPSDGENRLG0083-Rev01-Msr007 | Rt3 | Ex | CZ15 | Any | WPSDGENRLG0083-1 | ExAnte2018 | IOU workpaper |  | KiloLumen |  |  | None | 50.8816 | 0.0093 | -0.0888 | 50.6999 | 0.0093 | -0.0885 | 0 | 0 | 0 | 0 | 0 | 0 | SDGE:DEER:Com:Indoor_Non-CFL_Ltg | Annual | 0
SDG | WPSDGENRLG0083-Rev01-Msr007 | Rt3 | Ex | IOU | Any | WPSDGENRLG0083-1 | ExAnte2018 | IOU workpaper |  | KiloLumen |  |  | None | 49.588 | 0.0091 | -0.1798 | 49.4109 | 0.0091 | -0.1792 | 0 | 0 | 0 | 0 | 0 | 0 | SDGE:DEER:Com:Indoor_Non-CFL_Ltg | Annual | 0
SDG | WPSDGENRLG0083-Rev01-Msr007 | RtL | Ex | CZ06 | Any | WPSDGENRLG0083-1 | ExAnte2018 | IOU workpaper |  | KiloLumen |  |  | None | 35.3261 | 0.0088 | -0.302 | 35.2391 | 0.0088 | -0.3012 | 0 | 0 | 0 | 0 | 0 | 0 | SDGE:DEER:Com:Indoor_Non-CFL_Ltg | Annual | 0
SDG | WPSDGENRLG0083-Rev01-Msr007 | RtL | Ex | CZ07 | Any | WPSDGENRLG0083-1 | ExAnte2018 | IOU workpaper |  | KiloLumen |  |  | None | 35.6387 | 0.0088 | -0.2207 | 35.5509 | 0.0088 | -0.2202 | 0 | 0 | 0 | 0 | 0 | 0 | SDGE:DEER:Com:Indoor_Non-CFL_Ltg | Annual | 0
SDG | WPSDGENRLG0083-Rev01-Msr007 | RtL | Ex | CZ08 | Any | WPSDGENRLG0083-1 | ExAnte2018 | IOU workpaper |  | KiloLumen |  |  | None | 35.6387 | 0.0088 | -0.2614 | 35.5509 | 0.0088 | -0.2607 | 0 | 0 | 0 | 0 | 0 | 0 | SDGE:DEER:Com:Indoor_Non-CFL_Ltg | Annual | 0
SDG | WPSDGENRLG0083-Rev01-Msr007 | RtL | Ex | CZ10 | Any | WPSDGENRLG0083-1 | ExAnte2018 | IOU workpaper |  | KiloLumen |  |  | None | 35.3261 | 0.0089 | -0.3501 | 35.2391 | 0.0089 | -0.3493 | 0 | 0 | 0 | 0 | 0 | 0 | SDGE:DEER:Com:Indoor_Non-CFL_Ltg | Annual | 0
SDG | WPSDGENRLG0083-Rev01-Msr007 | RtL | Ex | CZ14 | Any | WPSDGENRLG0083-1 | ExAnte2018 | IOU workpaper |  | KiloLumen |  |  | None | 34.0756 | 0.009 | -0.7347 | 33.9917 | 0.009 | -0.7328 | 0 | 0 | 0 | 0 | 0 | 0 | SDGE:DEER:Com:Indoor_Non-CFL_Ltg | Annual | 0
SDG | WPSDGENRLG0083-Rev01-Msr007 | RtL | Ex | CZ15 | Any | WPSDGENRLG0083-1 | ExAnte2018 | IOU workpaper |  | KiloLumen |  |  | None | 36.8892 | 0.0091 | -0.1235 | 36.7983 | 0.0091 | -0.1232 | 0 | 0 | 0 | 0 | 0 | 0 | SDGE:DEER:Com:Indoor_Non-CFL_Ltg | Annual | 0
SDG | WPSDGENRLG0083-Rev01-Msr007 | RtL | Ex | IOU | Any | WPSDGENRLG0083-1 | ExAnte2018 | IOU workpaper |  | KiloLumen |  |  | None | 35.6387 | 0.0088 | -0.2582 | 35.5509 | 0.0088 | -0.2576 | 0 | 0 | 0 | 0 | 0 | 0 | SDGE:DEER:Com:Indoor_Non-CFL_Ltg | Annual | 0
SDG | WPSDGENRLG0083-Rev01-Msr007 | RtS | Ex | CZ06 | Any | WPSDGENRLG0083-1 | ExAnte2018 | IOU workpaper |  | KiloLumen |  |  | None | 19.9253 | 0.006 | -0.0635 | 19.9253 | 0.006 | -0.0635 | 0 | 0 | 0 | 0 | 0 | 0 | SDGE:DEER:Com:Indoor_Non-CFL_Ltg | Annual | 0
SDG | WPSDGENRLG0083-Rev01-Msr007 | RtS | Ex | CZ07 | Any | WPSDGENRLG0083-1 | ExAnte2018 | IOU workpaper |  | KiloLumen |  |  | None | 19.9253 | 0.006 | -0.0377 | 19.9253 | 0.006 | -0.0377 | 0 | 0 | 0 | 0 | 0 | 0 | SDGE:DEER:Com:Indoor_Non-CFL_Ltg | Annual | 0
SDG | WPSDGENRLG0083-Rev01-Msr007 | RtS | Ex | CZ08 | Any | WPSDGENRLG0083-1 | ExAnte2018 | IOU workpaper |  | KiloLumen |  |  | None | 20.1016 | 0.006 | -0.0538 | 20.1016 | 0.006 | -0.0538 | 0 | 0 | 0 | 0 | 0 | 0 | SDGE:DEER:Com:Indoor_Non-CFL_Ltg | Annual | 0
SDG | WPSDGENRLG0083-Rev01-Msr007 | RtS | Ex | CZ10 | Any | WPSDGENRLG0083-1 | ExAnte2018 | IOU workpaper |  | KiloLumen |  |  | None | 19.9253 | 0.0061 | -0.0792 | 19.9253 | 0.0061 | -0.0792 | 0 | 0 | 0 | 0 | 0 | 0 | SDGE:DEER:Com:Indoor_Non-CFL_Ltg | Annual | 0
SDG | WPSDGENRLG0083-Rev01-Msr007 | RtS | Ex | CZ14 | Any | WPSDGENRLG0083-1 | ExAnte2018 | IOU workpaper |  | KiloLumen |  |  | None | 19.3963 | 0.0061 | -0.1975 | 19.3963 | 0.0061 | -0.1975 | 0 | 0 | 0 | 0 | 0 | 0 | SDGE:DEER:Com:Indoor_Non-CFL_Ltg | Annual | 0
SDG | WPSDGENRLG0083-Rev01-Msr007 | RtS | Ex | CZ15 | Any | WPSDGENRLG0083-1 | ExAnte2018 | IOU workpaper |  | KiloLumen |  |  | None | 20.9833 | 0.0061 | -0.017 | 20.9833 | 0.0061 | -0.017 | 0 | 0 | 0 | 0 | 0 | 0 | SDGE:DEER:Com:Indoor_Non-CFL_Ltg | Annual | 0
SDG | WPSDGENRLG0083-Rev01-Msr007 | RtS | Ex | IOU | Any | WPSDGENRLG0083-1 | ExAnte2018 | IOU workpaper |  | KiloLumen |  |  | None | 19.9253 | 0.006 | -0.0499 | 19.9253 | 0.006 | -0.0499 | 0 | 0 | 0 | 0 | 0 | 0 | SDGE:DEER:Com:Indoor_Non-CFL_Ltg | Annual | 0
SDG | WPSDGENRLG0083-Rev01-Msr007 | SCn | Ex | CZ06 | Any | WPSDGENRLG0083-1 | ExAnte2018 | IOU workpaper |  | KiloLumen |  |  | None | 18.4792 | 0.0052 | -0.2296 | 18.162 | 0.005 | -0.2257 | 0 | 0 | 0 | 0 | 0 | 0 | SDGE:DEER:Com:Indoor_Non-CFL_Ltg | Annual | 0
SDG | WPSDGENRLG0083-Rev01-Msr007 | SCn | Ex | CZ07 | Any | WPSDGENRLG0083-1 | ExAnte2018 | IOU workpaper |  | KiloLumen |  |  | None | 18.1204 | 0.0053 | -0.1884 | 17.8093 | 0.0051 | -0.1851 | 0 | 0 | 0 | 0 | 0 | 0 | SDGE:DEER:Com:Indoor_Non-CFL_Ltg | Annual | 0
SDG | WPSDGENRLG0083-Rev01-Msr007 | SCn | Ex | CZ08 | Any | WPSDGENRLG0083-1 | ExAnte2018 | IOU workpaper |  | KiloLumen |  |  | None | 18.6586 | 0.0052 | -0.1956 | 18.3383 | 0.005 | -0.1922 | 0 | 0 | 0 | 0 | 0 | 0 | SDGE:DEER:Com:Indoor_Non-CFL_Ltg | Annual | 0
SDG | WPSDGENRLG0083-Rev01-Msr007 | SCn | Ex | CZ10 | Any | WPSDGENRLG0083-1 | ExAnte2018 | IOU workpaper |  | KiloLumen |  |  | None | 18.6586 | 0.0053 | -0.2422 | 18.3383 | 0.0051 | -0.238 | 0 | 0 | 0 | 0 | 0 | 0 | SDGE:DEER:Com:Indoor_Non-CFL_Ltg | Annual | 0
SDG | WPSDGENRLG0083-Rev01-Msr007 | SCn | Ex | CZ14 | Any | WPSDGENRLG0083-1 | ExAnte2018 | IOU workpaper |  | KiloLumen |  |  | None | 18.1204 | 0.0052 | -0.3552 | 17.8093 | 0.005 | -0.3491 | 0 | 0 | 0 | 0 | 0 | 0 | SDGE:DEER:Com:Indoor_Non-CFL_Ltg | Annual | 0
SDG | WPSDGENRLG0083-Rev01-Msr007 | SCn | Ex | CZ15 | Any | WPSDGENRLG0083-1 | ExAnte2018 | IOU workpaper |  | KiloLumen |  |  | None | 20.0939 | 0.0052 | -0.1035 | 19.749 | 0.005 | -0.1017 | 0 | 0 | 0 | 0 | 0 | 0 | SDGE:DEER:Com:Indoor_Non-CFL_Ltg | Annual | 0
SDG | WPSDGENRLG0083-Rev01-Msr007 | SCn | Ex | IOU | Any | WPSDGENRLG0083-1 | ExAnte2018 | IOU workpaper |  | KiloLumen |  |  | None | 18.2998 | 0.0053 | -0.2063 | 17.9857 | 0.0051 | -0.2028 | 0 | 0 | 0 | 0 | 0 | 0 | SDGE:DEER:Com:Indoor_Non-CFL_Ltg | Annual | 0
SDG | WPSDGENRLG0083-Rev01-Msr007 | SUn | Ex | CZ06 | Any | WPSDGENRLG0083-1 | ExAnte2018 | IOU workpaper |  | KiloLumen |  |  | None | 16.94 | 0.0035 | 0 | 16.632 | 0.0034 | 0 | 0 | 0 | 0 | 0 | 0 | 0 | SDGE:DEER:Com:Indoor_Non-CFL_Ltg | Annual | 0
SDG | WPSDGENRLG0083-Rev01-Msr007 | SUn | Ex | CZ07 | Any | WPSDGENRLG0083-1 | ExAnte2018 | IOU workpaper |  | KiloLumen |  |  | None | 16.94 | 0.0035 | 0 | 16.632 | 0.0034 | 0 | 0 | 0 | 0 | 0 | 0 | 0 | SDGE:DEER:Com:Indoor_Non-CFL_Ltg | Annual | 0
SDG | WPSDGENRLG0083-Rev01-Msr007 | SUn | Ex | CZ08 | Any | WPSDGENRLG0083-1 | ExAnte2018 | IOU workpaper |  | KiloLumen |  |  | None | 16.94 | 0.0035 | 0 | 16.632 | 0.0034 | 0 | 0 | 0 | 0 | 0 | 0 | 0 | SDGE:DEER:Com:Indoor_Non-CFL_Ltg | Annual | 0
SDG | WPSDGENRLG0083-Rev01-Msr007 | SUn | Ex | CZ10 | Any | WPSDGENRLG0083-1 | ExAnte2018 | IOU workpaper |  | KiloLumen |  |  | None | 16.94 | 0.0035 | 0 | 16.632 | 0.0034 | 0 | 0 | 0 | 0 | 0 | 0 | 0 | SDGE:DEER:Com:Indoor_Non-CFL_Ltg | Annual | 0
SDG | WPSDGENRLG0083-Rev01-Msr007 | SUn | Ex | CZ14 | Any | WPSDGENRLG0083-1 | ExAnte2018 | IOU workpaper |  | KiloLumen |  |  | None | 16.94 | 0.0035 | 0 | 16.632 | 0.0034 | 0 | 0 | 0 | 0 | 0 | 0 | 0 | SDGE:DEER:Com:Indoor_Non-CFL_Ltg | Annual | 0
SDG | WPSDGENRLG0083-Rev01-Msr007 | SUn | Ex | CZ15 | Any | WPSDGENRLG0083-1 | ExAnte2018 | IOU workpaper |  | KiloLumen |  |  | None | 16.94 | 0.0035 | 0 | 16.632 | 0.0034 | 0 | 0 | 0 | 0 | 0 | 0 | 0 | SDGE:DEER:Com:Indoor_Non-CFL_Ltg | Annual | 0
SDG | WPSDGENRLG0083-Rev01-Msr007 | SUn | Ex | IOU | Any | WPSDGENRLG0083-1 | ExAnte2018 | IOU workpaper |  | KiloLumen |  |  | None | 16.94 | 0.0035 | 0 | 16.632 | 0.0034 | 0 | 0 | 0 | 0 | 0 | 0 | 0 | SDGE:DEER:Com:Indoor_Non-CFL_Ltg | Annual | 0
SDG | WPSDGENRLG0083-Rev01-Msr007 | WRf | Ex | CZ06 | Any | WPSDGENRLG0083-1 | ExAnte2018 | IOU workpaper |  | KiloLumen |  |  | None | 61.985 | 0.0054 | 0 | 56.9022 | 0.0052 | 0 | 0 | 0 | 0 | 0 | 0 | 0 | SDGE:DEER:Com:Indoor_Non-CFL_Ltg | Annual | 0
SDG | WPSDGENRLG0083-Rev01-Msr007 | WRf | Ex | CZ07 | Any | WPSDGENRLG0083-1 | ExAnte2018 | IOU workpaper |  | KiloLumen |  |  | None | 62.37 | 0.0054 | 0 | 57.2557 | 0.0052 | 0 | 0 | 0 | 0 | 0 | 0 | 0 | SDGE:DEER:Com:Indoor_Non-CFL_Ltg | Annual | 0
SDG | WPSDGENRLG0083-Rev01-Msr007 | WRf | Ex | CZ08 | Any | WPSDGENRLG0083-1 | ExAnte2018 | IOU workpaper |  | KiloLumen |  |  | None | 61.985 | 0.0054 | 0 | 56.9022 | 0.0052 | 0 | 0 | 0 | 0 | 0 | 0 | 0 | SDGE:DEER:Com:Indoor_Non-CFL_Ltg | Annual | 0
SDG | WPSDGENRLG0083-Rev01-Msr007 | WRf | Ex | CZ10 | Any | WPSDGENRLG0083-1 | ExAnte2018 | IOU workpaper |  | KiloLumen |  |  | None | 61.215 | 0.0054 | 0 | 56.1954 | 0.0052 | 0 | 0 | 0 | 0 | 0 | 0 | 0 | SDGE:DEER:Com:Indoor_Non-CFL_Ltg | Annual | 0
SDG | WPSDGENRLG0083-Rev01-Msr007 | WRf | Ex | CZ14 | Any | WPSDGENRLG0083-1 | ExAnte2018 | IOU workpaper |  | KiloLumen |  |  | None | 61.215 | 0.0054 | 0 | 56.1954 | 0.0052 | 0 | 0 | 0 | 0 | 0 | 0 | 0 | SDGE:DEER:Com:Indoor_Non-CFL_Ltg | Annual | 0
SDG | WPSDGENRLG0083-Rev01-Msr007 | WRf | Ex | CZ15 | Any | WPSDGENRLG0083-1 | ExAnte2018 | IOU workpaper |  | KiloLumen |  |  | None | 61.215 | 0.0054 | 0 | 56.1954 | 0.0052 | 0 | 0 | 0 | 0 | 0 | 0 | 0 | SDGE:DEER:Com:Indoor_Non-CFL_Ltg | Annual | 0
SDG | WPSDGENRLG0083-Rev01-Msr007 | WRf | Ex | IOU | Any | WPSDGENRLG0083-1 | ExAnte2018 | IOU workpaper |  | KiloLumen |  |  | None | 61.985 | 0.0054 | 0 | 56.9022 | 0.0052 | 0 | 0 | 0 | 0 | 0 | 0 | 0 | SDGE:DEER:Com:Indoor_Non-CFL_Ltg | Annual | 0
SDG | WPSDGENRLG0083-Rev01-Msr008 | Asm | Ex | CZ06 | Any | WPSDGENRLG0083-1 | ExAnte2018 | IOU workpaper |  | KiloLumen |  |  | None | 14.399 | 0.0048 | -0.1223 | 13.7214 | 0.0045 | -0.1165 | 0 | 0 | 0 | 0 | 0 | 0 | SDGE:DEER:Com:Indoor_Non-CFL_Ltg | Annual | 0
SDG | WPSDGENRLG0083-Rev01-Msr008 | Asm | Ex | CZ07 | Any | WPSDGENRLG0083-1 | ExAnte2018 | IOU workpaper |  | KiloLumen |  |  | None | 14.5299 | 0.0048 | -0.113 | 13.8461 | 0.0045 | -0.1077 | 0 | 0 | 0 | 0 | 0 | 0 | SDGE:DEER:Com:Indoor_Non-CFL_Ltg | Annual | 0
SDG | WPSDGENRLG0083-Rev01-Msr008 | Asm | Ex | CZ08 | Any | WPSDGENRLG0083-1 | ExAnte2018 | IOU workpaper |  | KiloLumen |  |  | None | 14.5299 | 0.0046 | -0.1034 | 13.8461 | 0.0044 | -0.0985 | 0 | 0 | 0 | 0 | 0 | 0 | SDGE:DEER:Com:Indoor_Non-CFL_Ltg | Annual | 0
SDG | WPSDGENRLG0083-Rev01-Msr008 | Asm | Ex | CZ10 | Any | WPSDGENRLG0083-1 | ExAnte2018 | IOU workpaper |  | KiloLumen |  |  | None | 14.399 | 0.0047 | -0.1322 | 13.7214 | 0.0045 | -0.126 | 0 | 0 | 0 | 0 | 0 | 0 | SDGE:DEER:Com:Indoor_Non-CFL_Ltg | Annual | 0
SDG | WPSDGENRLG0083-Rev01-Msr008 | Asm | Ex | CZ14 | Any | WPSDGENRLG0083-1 | ExAnte2018 | IOU workpaper |  | KiloLumen |  |  | None | 14.0063 | 0.0044 | -0.2107 | 13.3472 | 0.0042 | -0.2008 | 0 | 0 | 0 | 0 | 0 | 0 | SDGE:DEER:Com:Indoor_Non-CFL_Ltg | Annual | 0
SDG | WPSDGENRLG0083-Rev01-Msr008 | Asm | Ex | CZ15 | Any | WPSDGENRLG0083-1 | ExAnte2018 | IOU workpaper |  | KiloLumen |  |  | None | 15.8389 | 0.0046 | -0.0584 | 15.0935 | 0.0044 | -0.0556 | 0 | 0 | 0 | 0 | 0 | 0 | SDGE:DEER:Com:Indoor_Non-CFL_Ltg | Annual | 0
SDG | WPSDGENRLG0083-Rev01-Msr008 | Asm | Ex | IOU | Any | WPSDGENRLG0083-1 | ExAnte2018 | IOU workpaper |  | KiloLumen |  |  | None | 14.5299 | 0.0047 | -0.1196 | 13.8461 | 0.0045 | -0.114 | 0 | 0 | 0 | 0 | 0 | 0 | SDGE:DEER:Com:Indoor_Non-CFL_Ltg | Annual | 0
SDG | WPSDGENRLG0083-Rev01-Msr008 | Com | Ex | IOU | Any | WPSDGENRLG0083-1 | ExAnte2018 | IOU workpaper |  | KiloLumen |  |  | None | 27.9418 | 0.0068 | -0.2744 | 26.3894 | 0.0062 | -0.2592 | 0 | 0 | 0 | 0 | 0 | 0 | SDGE:DEER:Com:Indoor_Non-CFL_Ltg | Annual | 0
SDG | WPSDGENRLG0083-Rev01-Msr008 | ECC | Ex | CZ06 | Any | WPSDGENRLG0083-1 | ExAnte2018 | IOU workpaper |  | KiloLumen |  |  | None | 22.7096 | 0.0084 | -0.2874 | 20.1863 | 0.0068 | -0.2555 | 0 | 0 | 0 | 0 | 0 | 0 | SDGE:DEER:Com:Indoor_Non-CFL_Ltg | Annual | 0
SDG | WPSDGENRLG0083-Rev01-Msr008 | ECC | Ex | CZ07 | Any | WPSDGENRLG0083-1 | ExAnte2018 | IOU workpaper |  | KiloLumen |  |  | None | 22.9106 | 0.0084 | -0.2412 | 20.365 | 0.0068 | -0.2144 | 0 | 0 | 0 | 0 | 0 | 0 | SDGE:DEER:Com:Indoor_Non-CFL_Ltg | Annual | 0
SDG | WPSDGENRLG0083-Rev01-Msr008 | ECC | Ex | CZ08 | Any | WPSDGENRLG0083-1 | ExAnte2018 | IOU workpaper |  | KiloLumen |  |  | None | 23.1116 | 0.0084 | -0.2613 | 20.5436 | 0.0068 | -0.2322 | 0 | 0 | 0 | 0 | 0 | 0 | SDGE:DEER:Com:Indoor_Non-CFL_Ltg | Annual | 0
SDG | WPSDGENRLG0083-Rev01-Msr008 | ECC | Ex | CZ10 | Any | WPSDGENRLG0083-1 | ExAnte2018 | IOU workpaper |  | KiloLumen |  |  | None | 22.9106 | 0.0085 | -0.3095 | 20.365 | 0.0069 | -0.2751 | 0 | 0 | 0 | 0 | 0 | 0 | SDGE:DEER:Com:Indoor_Non-CFL_Ltg | Annual | 0
SDG | WPSDGENRLG0083-Rev01-Msr008 | ECC | Ex | CZ14 | Any | WPSDGENRLG0083-1 | ExAnte2018 | IOU workpaper |  | KiloLumen |  |  | None | 22.5086 | 0.0084 | -0.4663 | 20.0077 | 0.0068 | -0.4144 | 0 | 0 | 0 | 0 | 0 | 0 | SDGE:DEER:Com:Indoor_Non-CFL_Ltg | Annual | 0
SDG | WPSDGENRLG0083-Rev01-Msr008 | ECC | Ex | CZ15 | Any | WPSDGENRLG0083-1 | ExAnte2018 | IOU workpaper |  | KiloLumen |  |  | None | 22.5086 | 0.0084 | -0.4663 | 20.0077 | 0.0068 | -0.4144 | 0 | 0 | 0 | 0 | 0 | 0 | SDGE:DEER:Com:Indoor_Non-CFL_Ltg | Annual | 0
SDG | WPSDGENRLG0083-Rev01-Msr008 | ECC | Ex | IOU | Any | WPSDGENRLG0083-1 | ExAnte2018 | IOU workpaper |  | KiloLumen |  |  | None | 22.9106 | 0.0084 | -0.2593 | 20.365 | 0.0068 | -0.2304 | 0 | 0 | 0 | 0 | 0 | 0 | SDGE:DEER:Com:Indoor_Non-CFL_Ltg | Annual | 0
SDG | WPSDGENRLG0083-Rev01-Msr008 | EPr | Ex | CZ06 | Any | WPSDGENRLG0083-1 | ExAnte2018 | IOU workpaper |  | KiloLumen |  |  | None | 21.7694 | 0.0081 | -0.1948 | 18.346 | 0.0066 | -0.1641 | 0 | 0 | 0 | 0 | 0 | 0 | SDGE:DEER:Com:Indoor_Non-CFL_Ltg | Annual | 0
SDG | WPSDGENRLG0083-Rev01-Msr008 | EPr | Ex | CZ07 | Any | WPSDGENRLG0083-1 | ExAnte2018 | IOU workpaper |  | KiloLumen |  |  | None | 21.7694 | 0.0082 | -0.1736 | 18.346 | 0.0067 | -0.1463 | 0 | 0 | 0 | 0 | 0 | 0 | SDGE:DEER:Com:Indoor_Non-CFL_Ltg | Annual | 0
SDG | WPSDGENRLG0083-Rev01-Msr008 | EPr | Ex | CZ08 | Any | WPSDGENRLG0083-1 | ExAnte2018 | IOU workpaper |  | KiloLumen |  |  | None | 21.9604 | 0.0083 | -0.161 | 18.507 | 0.0067 | -0.1357 | 0 | 0 | 0 | 0 | 0 | 0 | SDGE:DEER:Com:Indoor_Non-CFL_Ltg | Annual | 0
SDG | WPSDGENRLG0083-Rev01-Msr008 | EPr | Ex | CZ10 | Any | WPSDGENRLG0083-1 | ExAnte2018 | IOU workpaper |  | KiloLumen |  |  | None | 21.7694 | 0.0082 | -0.2062 | 18.346 | 0.0067 | -0.1738 | 0 | 0 | 0 | 0 | 0 | 0 | SDGE:DEER:Com:Indoor_Non-CFL_Ltg | Annual | 0
SDG | WPSDGENRLG0083-Rev01-Msr008 | EPr | Ex | CZ14 | Any | WPSDGENRLG0083-1 | ExAnte2018 | IOU workpaper |  | KiloLumen |  |  | None | 21.0056 | 0.0082 | -0.3514 | 17.7023 | 0.0067 | -0.2961 | 0 | 0 | 0 | 0 | 0 | 0 | SDGE:DEER:Com:Indoor_Non-CFL_Ltg | Annual | 0
SDG | WPSDGENRLG0083-Rev01-Msr008 | EPr | Ex | CZ15 | Any | WPSDGENRLG0083-1 | ExAnte2018 | IOU workpaper |  | KiloLumen |  |  | None | 23.2971 | 0.0082 | -0.0844 | 19.6335 | 0.0067 | -0.0711 | 0 | 0 | 0 | 0 | 0 | 0 | SDGE:DEER:Com:Indoor_Non-CFL_Ltg | Annual | 0
SDG | WPSDGENRLG0083-Rev01-Msr008 | EPr | Ex | IOU | Any | WPSDGENRLG0083-1 | ExAnte2018 | IOU workpaper |  | KiloLumen |  |  | None | 21.7694 | 0.0082 | -0.186 | 18.346 | 0.0067 | -0.1567 | 0 | 0 | 0 | 0 | 0 | 0 | SDGE:DEER:Com:Indoor_Non-CFL_Ltg | Annual | 0
SDG | WPSDGENRLG0083-Rev01-Msr008 | ERC | Ex | CZ06 | Any | WPSDGENRLG0083-1 | ExAnte2018 | IOU workpaper |  | KiloLumen |  |  | None | 10.2564 | 0.0048 | -0.0618 | 8.2051 | 0.0036 | -0.0495 | 0 | 0 | 0 | 0 | 0 | 0 | SDGE:DEER:Com:Indoor_Non-CFL_Ltg | Annual | 0
SDG | WPSDGENRLG0083-Rev01-Msr008 | ERC | Ex | CZ07 | Any | WPSDGENRLG0083-1 | ExAnte2018 | IOU workpaper |  | KiloLumen |  |  | None | 10.4412 | 0.0048 | -0.0511 | 8.353 | 0.0037 | -0.0409 | 0 | 0 | 0 | 0 | 0 | 0 | SDGE:DEER:Com:Indoor_Non-CFL_Ltg | Annual | 0
SDG | WPSDGENRLG0083-Rev01-Msr008 | ERC | Ex | CZ08 | Any | WPSDGENRLG0083-1 | ExAnte2018 | IOU workpaper |  | KiloLumen |  |  | None | 10.2564 | 0.0048 | -0.0541 | 8.2051 | 0.0036 | -0.0432 | 0 | 0 | 0 | 0 | 0 | 0 | SDGE:DEER:Com:Indoor_Non-CFL_Ltg | Annual | 0
SDG | WPSDGENRLG0083-Rev01-Msr008 | ERC | Ex | CZ10 | Any | WPSDGENRLG0083-1 | ExAnte2018 | IOU workpaper |  | KiloLumen |  |  | None | 10.2564 | 0.0048 | -0.0638 | 8.2051 | 0.0036 | -0.0511 | 0 | 0 | 0 | 0 | 0 | 0 | SDGE:DEER:Com:Indoor_Non-CFL_Ltg | Annual | 0
SDG | WPSDGENRLG0083-Rev01-Msr008 | ERC | Ex | CZ14 | Any | WPSDGENRLG0083-1 | ExAnte2018 | IOU workpaper |  | KiloLumen |  |  | None | 10.0716 | 0.0048 | -0.0844 | 8.0573 | 0.0037 | -0.0675 | 0 | 0 | 0 | 0 | 0 | 0 | SDGE:DEER:Com:Indoor_Non-CFL_Ltg | Annual | 0
SDG | WPSDGENRLG0083-Rev01-Msr008 | ERC | Ex | CZ15 | Any | WPSDGENRLG0083-1 | ExAnte2018 | IOU workpaper |  | KiloLumen |  |  | None | 10.9032 | 0.005 | -0.0298 | 8.7226 | 0.0038 | -0.0238 | 0 | 0 | 0 | 0 | 0 | 0 | SDGE:DEER:Com:Indoor_Non-CFL_Ltg | Annual | 0
SDG | WPSDGENRLG0083-Rev01-Msr008 | ERC | Ex | IOU | Any | WPSDGENRLG0083-1 | ExAnte2018 | IOU workpaper |  | KiloLumen |  |  | None | 10.3488 | 0.0048 | -0.0562 | 8.279 | 0.0037 | -0.0449 | 0 | 0 | 0 | 0 | 0 | 0 | SDGE:DEER:Com:Indoor_Non-CFL_Ltg | Annual | 0
SDG | WPSDGENRLG0083-Rev01-Msr008 | ESe | Ex | CZ06 | Any | WPSDGENRLG0083-1 | ExAnte2018 | IOU workpaper |  | KiloLumen |  |  | None | 21.905 | 0.0085 | -0.2601 | 18.8866 | 0.0072 | -0.2243 | 0 | 0 | 0 | 0 | 0 | 0 | SDGE:DEER:Com:Indoor_Non-CFL_Ltg | Annual | 0
SDG | WPSDGENRLG0083-Rev01-Msr008 | ESe | Ex | CZ07 | Any | WPSDGENRLG0083-1 | ExAnte2018 | IOU workpaper |  | KiloLumen |  |  | None | 21.905 | 0.0083 | -0.2288 | 18.8866 | 0.007 | -0.1973 | 0 | 0 | 0 | 0 | 0 | 0 | SDGE:DEER:Com:Indoor_Non-CFL_Ltg | Annual | 0
SDG | WPSDGENRLG0083-Rev01-Msr008 | ESe | Ex | CZ08 | Any | WPSDGENRLG0083-1 | ExAnte2018 | IOU workpaper |  | KiloLumen |  |  | None | 22.1005 | 0.0084 | -0.223 | 19.0552 | 0.0071 | -0.1922 | 0 | 0 | 0 | 0 | 0 | 0 | SDGE:DEER:Com:Indoor_Non-CFL_Ltg | Annual | 0
SDG | WPSDGENRLG0083-Rev01-Msr008 | ESe | Ex | CZ10 | Any | WPSDGENRLG0083-1 | ExAnte2018 | IOU workpaper |  | KiloLumen |  |  | None | 22.1005 | 0.0084 | -0.2797 | 19.0552 | 0.0071 | -0.2411 | 0 | 0 | 0 | 0 | 0 | 0 | SDGE:DEER:Com:Indoor_Non-CFL_Ltg | Annual | 0
SDG | WPSDGENRLG0083-Rev01-Msr008 | ESe | Ex | CZ14 | Any | WPSDGENRLG0083-1 | ExAnte2018 | IOU workpaper |  | KiloLumen |  |  | None | 21.3182 | 0.0082 | -0.4498 | 18.3807 | 0.0069 | -0.3878 | 0 | 0 | 0 | 0 | 0 | 0 | SDGE:DEER:Com:Indoor_Non-CFL_Ltg | Annual | 0
SDG | WPSDGENRLG0083-Rev01-Msr008 | ESe | Ex | CZ15 | Any | WPSDGENRLG0083-1 | ExAnte2018 | IOU workpaper |  | KiloLumen |  |  | None | 23.8608 | 0.0084 | -0.1232 | 20.5729 | 0.0071 | -0.1062 | 0 | 0 | 0 | 0 | 0 | 0 | SDGE:DEER:Com:Indoor_Non-CFL_Ltg | Annual | 0
SDG | WPSDGENRLG0083-Rev01-Msr008 | ESe | Ex | IOU | Any | WPSDGENRLG0083-1 | ExAnte2018 | IOU workpaper |  | KiloLumen |  |  | None | 21.905 | 0.0083 | -0.2484 | 18.8866 | 0.007 | -0.2142 | 0 | 0 | 0 | 0 | 0 | 0 | SDGE:DEER:Com:Indoor_Non-CFL_Ltg | Annual | 0
SDG | WPSDGENRLG0083-Rev01-Msr008 | EUn | Ex | CZ06 | Any | WPSDGENRLG0083-1 | ExAnte2018 | IOU workpaper |  | KiloLumen |  |  | None | 24.6662 | 0.009 | -0.2445 | 21.7694 | 0.0073 | -0.2158 | 0 | 0 | 0 | 0 | 0 | 0 | SDGE:DEER:Com:Indoor_Non-CFL_Ltg | Annual | 0
SDG | WPSDGENRLG0083-Rev01-Msr008 | EUn | Ex | CZ07 | Any | WPSDGENRLG0083-1 | ExAnte2018 | IOU workpaper |  | KiloLumen |  |  | None | 24.6662 | 0.009 | -0.2123 | 21.7694 | 0.0073 | -0.1873 | 0 | 0 | 0 | 0 | 0 | 0 | SDGE:DEER:Com:Indoor_Non-CFL_Ltg | Annual | 0
SDG | WPSDGENRLG0083-Rev01-Msr008 | EUn | Ex | CZ08 | Any | WPSDGENRLG0083-1 | ExAnte2018 | IOU workpaper |  | KiloLumen |  |  | None | 24.8825 | 0.0091 | -0.2358 | 21.9604 | 0.0074 | -0.2081 | 0 | 0 | 0 | 0 | 0 | 0 | SDGE:DEER:Com:Indoor_Non-CFL_Ltg | Annual | 0
SDG | WPSDGENRLG0083-Rev01-Msr008 | EUn | Ex | CZ10 | Any | WPSDGENRLG0083-1 | ExAnte2018 | IOU workpaper |  | KiloLumen |  |  | None | 24.8825 | 0.0092 | -0.2726 | 21.9604 | 0.0075 | -0.2406 | 0 | 0 | 0 | 0 | 0 | 0 | SDGE:DEER:Com:Indoor_Non-CFL_Ltg | Annual | 0
SDG | WPSDGENRLG0083-Rev01-Msr008 | EUn | Ex | CZ14 | Any | WPSDGENRLG0083-1 | ExAnte2018 | IOU workpaper |  | KiloLumen |  |  | None | 24.4498 | 0.0091 | -0.3657 | 21.5785 | 0.0074 | -0.3227 | 0 | 0 | 0 | 0 | 0 | 0 | SDGE:DEER:Com:Indoor_Non-CFL_Ltg | Annual | 0
SDG | WPSDGENRLG0083-Rev01-Msr008 | EUn | Ex | CZ15 | Any | WPSDGENRLG0083-1 | ExAnte2018 | IOU workpaper |  | KiloLumen |  |  | None | 24.4498 | 0.0091 | -0.3657 | 21.5785 | 0.0074 | -0.3227 | 0 | 0 | 0 | 0 | 0 | 0 | SDGE:DEER:Com:Indoor_Non-CFL_Ltg | Annual | 0
SDG | WPSDGENRLG0083-Rev01-Msr008 | EUn | Ex | IOU | Any | WPSDGENRLG0083-1 | ExAnte2018 | IOU workpaper |  | KiloLumen |  |  | None | 24.6662 | 0.009 | -0.2272 | 21.7694 | 0.0073 | -0.2005 | 0 | 0 | 0 | 0 | 0 | 0 | SDGE:DEER:Com:Indoor_Non-CFL_Ltg | Annual | 0
SDG | WPSDGENRLG0083-Rev01-Msr008 | Gro | Ex | CZ06 | Any | WPSDGENRLG0083-1 | ExAnte2018 | IOU workpaper |  | KiloLumen |  |  | None | 42.7735 | 0.0086 | -2.9306 | 41.918 | 0.0084 | -2.872 | 0 | 0 | 0 | 0 | 0 | 0 | SDGE:DEER:Com:Indoor_Non-CFL_Ltg | Annual | 0
SDG | WPSDGENRLG0083-Rev01-Msr008 | Gro | Ex | CZ07 | Any | WPSDGENRLG0083-1 | ExAnte2018 | IOU workpaper |  | KiloLumen |  |  | None | 42.35 | 0.0084 | -3.117 | 41.503 | 0.0082 | -3.0546 | 0 | 0 | 0 | 0 | 0 | 0 | SDGE:DEER:Com:Indoor_Non-CFL_Ltg | Annual | 0
SDG | WPSDGENRLG0083-Rev01-Msr008 | Gro | Ex | CZ08 | Any | WPSDGENRLG0083-1 | ExAnte2018 | IOU workpaper |  | KiloLumen |  |  | None | 43.6205 | 0.0088 | -2.6553 | 42.7481 | 0.0086 | -2.6022 | 0 | 0 | 0 | 0 | 0 | 0 | SDGE:DEER:Com:Indoor_Non-CFL_Ltg | Annual | 0
SDG | WPSDGENRLG0083-Rev01-Msr008 | Gro | Ex | CZ10 | Any | WPSDGENRLG0083-1 | ExAnte2018 | IOU workpaper |  | KiloLumen |  |  | None | 44.4675 | 0.0092 | -2.5156 | 43.5782 | 0.009 | -2.4653 | 0 | 0 | 0 | 0 | 0 | 0 | SDGE:DEER:Com:Indoor_Non-CFL_Ltg | Annual | 0
SDG | WPSDGENRLG0083-Rev01-Msr008 | Gro | Ex | CZ14 | Any | WPSDGENRLG0083-1 | ExAnte2018 | IOU workpaper |  | KiloLumen |  |  | None | 44.044 | 0.0093 | -2.6553 | 43.1631 | 0.0091 | -2.6022 | 0 | 0 | 0 | 0 | 0 | 0 | SDGE:DEER:Com:Indoor_Non-CFL_Ltg | Annual | 0
SDG | WPSDGENRLG0083-Rev01-Msr008 | Gro | Ex | CZ15 | Any | WPSDGENRLG0083-1 | ExAnte2018 | IOU workpaper |  | KiloLumen |  |  | None | 47.432 | 0.0091 | -1.4145 | 46.4834 | 0.0089 | -1.3862 | 0 | 0 | 0 | 0 | 0 | 0 | SDGE:DEER:Com:Indoor_Non-CFL_Ltg | Annual | 0
SDG | WPSDGENRLG0083-Rev01-Msr008 | Gro | Ex | IOU | Any | WPSDGENRLG0083-1 | ExAnte2018 | IOU workpaper |  | KiloLumen |  |  | None | 42.7735 | 0.0086 | -2.9264 | 41.918 | 0.0085 | -2.8679 | 0 | 0 | 0 | 0 | 0 | 0 | SDGE:DEER:Com:Indoor_Non-CFL_Ltg | Annual | 0
SDG | WPSDGENRLG0083-Rev01-Msr008 | Hsp | Ex | CZ06 | Any | WPSDGENRLG0083-1 | ExAnte2018 | IOU workpaper |  | KiloLumen |  |  | None | 52.156 | 0.0075 | -1.3697 | 51.7132 | 0.0074 | -1.358 | 0 | 0 | 0 | 0 | 0 | 0 | SDGE:DEER:Com:Indoor_Non-CFL_Ltg | Annual | 0
SDG | WPSDGENRLG0083-Rev01-Msr008 | Hsp | Ex | CZ07 | Any | WPSDGENRLG0083-1 | ExAnte2018 | IOU workpaper |  | KiloLumen |  |  | None | 52.156 | 0.0074 | -1.2517 | 51.7132 | 0.0073 | -1.2411 | 0 | 0 | 0 | 0 | 0 | 0 | SDGE:DEER:Com:Indoor_Non-CFL_Ltg | Annual | 0
SDG | WPSDGENRLG0083-Rev01-Msr008 | Hsp | Ex | CZ08 | Any | WPSDGENRLG0083-1 | ExAnte2018 | IOU workpaper |  | KiloLumen |  |  | None | 52.156 | 0.0075 | -1.3515 | 51.7132 | 0.0074 | -1.34 | 0 | 0 | 0 | 0 | 0 | 0 | SDGE:DEER:Com:Indoor_Non-CFL_Ltg | Annual | 0
SDG | WPSDGENRLG0083-Rev01-Msr008 | Hsp | Ex | CZ10 | Any | WPSDGENRLG0083-1 | ExAnte2018 | IOU workpaper |  | KiloLumen |  |  | None | 52.156 | 0.0077 | -1.4604 | 51.7132 | 0.0076 | -1.448 | 0 | 0 | 0 | 0 | 0 | 0 | SDGE:DEER:Com:Indoor_Non-CFL_Ltg | Annual | 0
SDG | WPSDGENRLG0083-Rev01-Msr008 | Hsp | Ex | CZ14 | Any | WPSDGENRLG0083-1 | ExAnte2018 | IOU workpaper |  | KiloLumen |  |  | None | 51.2489 | 0.0076 | -1.7869 | 50.8138 | 0.0075 | -1.7717 | 0 | 0 | 0 | 0 | 0 | 0 | SDGE:DEER:Com:Indoor_Non-CFL_Ltg | Annual | 0
SDG | WPSDGENRLG0083-Rev01-Msr008 | Hsp | Ex | CZ15 | Any | WPSDGENRLG0083-1 | ExAnte2018 | IOU workpaper |  | KiloLumen |  |  | None | 51.2489 | 0.0076 | -1.7869 | 50.8138 | 0.0075 | -1.7717 | 0 | 0 | 0 | 0 | 0 | 0 | SDGE:DEER:Com:Indoor_Non-CFL_Ltg | Annual | 0
SDG | WPSDGENRLG0083-Rev01-Msr008 | Hsp | Ex | IOU | Any | WPSDGENRLG0083-1 | ExAnte2018 | IOU workpaper |  | KiloLumen |  |  | None | 52.156 | 0.0075 | -1.288 | 51.7132 | 0.0074 | -1.2771 | 0 | 0 | 0 | 0 | 0 | 0 | SDGE:DEER:Com:Indoor_Non-CFL_Ltg | Annual | 0
SDG | WPSDGENRLG0083-Rev01-Msr008 | Htl | Ex | CZ06 | Any | WPSDGENRLG0083-1 | ExAnte2018 | IOU workpaper |  | KiloLumen |  |  | None | 44.573 | 0.0067 | -0.5582 | 43.1724 | 0.0064 | -0.5407 | 0 | 0 | 0 | 0 | 0 | 0 | SDGE:DEER:Com:Indoor_Non-CFL_Ltg | Annual | 0
SDG | WPSDGENRLG0083-Rev01-Msr008 | Htl | Ex | CZ07 | Any | WPSDGENRLG0083-1 | ExAnte2018 | IOU workpaper |  | KiloLumen |  |  | None | 45.8227 | 0.0066 | -0.4499 | 44.3828 | 0.0064 | -0.4358 | 0 | 0 | 0 | 0 | 0 | 0 | SDGE:DEER:Com:Indoor_Non-CFL_Ltg | Annual | 0
SDG | WPSDGENRLG0083-Rev01-Msr008 | Htl | Ex | CZ08 | Any | WPSDGENRLG0083-1 | ExAnte2018 | IOU workpaper |  | KiloLumen |  |  | None | 45.4061 | 0.0067 | -0.4957 | 43.9793 | 0.0065 | -0.4801 | 0 | 0 | 0 | 0 | 0 | 0 | SDGE:DEER:Com:Indoor_Non-CFL_Ltg | Annual | 0
SDG | WPSDGENRLG0083-Rev01-Msr008 | Htl | Ex | CZ10 | Any | WPSDGENRLG0083-1 | ExAnte2018 | IOU workpaper |  | KiloLumen |  |  | None | 44.573 | 0.0068 | -0.554 | 43.1724 | 0.0066 | -0.5366 | 0 | 0 | 0 | 0 | 0 | 0 | SDGE:DEER:Com:Indoor_Non-CFL_Ltg | Annual | 0
SDG | WPSDGENRLG0083-Rev01-Msr008 | Htl | Ex | CZ14 | Any | WPSDGENRLG0083-1 | ExAnte2018 | IOU workpaper |  | KiloLumen |  |  | None | 42.4901 | 0.0068 | -0.7415 | 41.155 | 0.0066 | -0.7182 | 0 | 0 | 0 | 0 | 0 | 0 | SDGE:DEER:Com:Indoor_Non-CFL_Ltg | Annual | 0
SDG | WPSDGENRLG0083-Rev01-Msr008 | Htl | Ex | CZ15 | Any | WPSDGENRLG0083-1 | ExAnte2018 | IOU workpaper |  | KiloLumen |  |  | None | 48.3221 | 0.0069 | -0.3187 | 46.8037 | 0.0066 | -0.3087 | 0 | 0 | 0 | 0 | 0 | 0 | SDGE:DEER:Com:Indoor_Non-CFL_Ltg | Annual | 0
SDG | WPSDGENRLG0083-Rev01-Msr008 | Htl | Ex | IOU | Any | WPSDGENRLG0083-1 | ExAnte2018 | IOU workpaper |  | KiloLumen |  |  | None | 45.4061 | 0.0067 | -0.4666 | 43.9793 | 0.0064 | -0.4519 | 0 | 0 | 0 | 0 | 0 | 0 | SDGE:DEER:Com:Indoor_Non-CFL_Ltg | Annual | 0
SDG | WPSDGENRLG0083-Rev01-Msr008 | MBT | Ex | CZ06 | Any | WPSDGENRLG0083-1 | ExAnte2018 | IOU workpaper |  | KiloLumen |  |  | None | 25.6348 | 0.0055 | -0.0163 | 24.295 | 0.0053 | -0.0155 | 0 | 0 | 0 | 0 | 0 | 0 | SDGE:DEER:Com:Indoor_Non-CFL_Ltg | Annual | 0
SDG | WPSDGENRLG0083-Rev01-Msr008 | MBT | Ex | CZ07 | Any | WPSDGENRLG0083-1 | ExAnte2018 | IOU workpaper |  | KiloLumen |  |  | None | 25.8558 | 0.0054 | -0.0032 | 24.5045 | 0.0052 | -0.003 | 0 | 0 | 0 | 0 | 0 | 0 | SDGE:DEER:Com:Indoor_Non-CFL_Ltg | Annual | 0
SDG | WPSDGENRLG0083-Rev01-Msr008 | MBT | Ex | CZ08 | Any | WPSDGENRLG0083-1 | ExAnte2018 | IOU workpaper |  | KiloLumen |  |  | None | 25.6348 | 0.0057 | -0.0104 | 24.295 | 0.0055 | -0.0098 | 0 | 0 | 0 | 0 | 0 | 0 | SDGE:DEER:Com:Indoor_Non-CFL_Ltg | Annual | 0
SDG | WPSDGENRLG0083-Rev01-Msr008 | MBT | Ex | CZ10 | Any | WPSDGENRLG0083-1 | ExAnte2018 | IOU workpaper |  | KiloLumen |  |  | None | 25.6348 | 0.0058 | -0.0212 | 24.295 | 0.0056 | -0.0201 | 0 | 0 | 0 | 0 | 0 | 0 | SDGE:DEER:Com:Indoor_Non-CFL_Ltg | Annual | 0
SDG | WPSDGENRLG0083-Rev01-Msr008 | MBT | Ex | CZ14 | Any | WPSDGENRLG0083-1 | ExAnte2018 | IOU workpaper |  | KiloLumen |  |  | None | 25.1929 | 0.0058 | -0.051 | 23.8762 | 0.0056 | -0.0484 | 0 | 0 | 0 | 0 | 0 | 0 | SDGE:DEER:Com:Indoor_Non-CFL_Ltg | Annual | 0
SDG | WPSDGENRLG0083-Rev01-Msr008 | MBT | Ex | CZ15 | Any | WPSDGENRLG0083-1 | ExAnte2018 | IOU workpaper |  | KiloLumen |  |  | None | 26.7398 | 0.0058 | 0 | 25.3422 | 0.0056 | 0 | 0 | 0 | 0 | 0 | 0 | 0 | SDGE:DEER:Com:Indoor_Non-CFL_Ltg | Annual | 0
SDG | WPSDGENRLG0083-Rev01-Msr008 | MBT | Ex | IOU | Any | WPSDGENRLG0083-1 | ExAnte2018 | IOU workpaper |  | KiloLumen |  |  | None | 25.6348 | 0.0055 | -0.0097 | 24.295 | 0.0053 | -0.0092 | 0 | 0 | 0 | 0 | 0 | 0 | SDGE:DEER:Com:Indoor_Non-CFL_Ltg | Annual | 0
SDG | WPSDGENRLG0083-Rev01-Msr008 | MLI | Ex | CZ06 | Any | WPSDGENRLG0083-1 | ExAnte2018 | IOU workpaper |  | KiloLumen |  |  | None | 24.2827 | 0.0054 | -0.1378 | 24.1996 | 0.0054 | -0.1374 | 0 | 0 | 0 | 0 | 0 | 0 | SDGE:DEER:Com:Indoor_Non-CFL_Ltg | Annual | 0
SDG | WPSDGENRLG0083-Rev01-Msr008 | MLI | Ex | CZ07 | Any | WPSDGENRLG0083-1 | ExAnte2018 | IOU workpaper |  | KiloLumen |  |  | None | 24.2827 | 0.0054 | -0.069 | 24.1996 | 0.0054 | -0.0688 | 0 | 0 | 0 | 0 | 0 | 0 | SDGE:DEER:Com:Indoor_Non-CFL_Ltg | Annual | 0
SDG | WPSDGENRLG0083-Rev01-Msr008 | MLI | Ex | CZ08 | Any | WPSDGENRLG0083-1 | ExAnte2018 | IOU workpaper |  | KiloLumen |  |  | None | 24.5076 | 0.0054 | -0.1129 | 24.4236 | 0.0054 | -0.1125 | 0 | 0 | 0 | 0 | 0 | 0 | SDGE:DEER:Com:Indoor_Non-CFL_Ltg | Annual | 0
SDG | WPSDGENRLG0083-Rev01-Msr008 | MLI | Ex | CZ10 | Any | WPSDGENRLG0083-1 | ExAnte2018 | IOU workpaper |  | KiloLumen |  |  | None | 24.5076 | 0.0056 | -0.1556 | 24.4236 | 0.0056 | -0.1551 | 0 | 0 | 0 | 0 | 0 | 0 | SDGE:DEER:Com:Indoor_Non-CFL_Ltg | Annual | 0
SDG | WPSDGENRLG0083-Rev01-Msr008 | MLI | Ex | CZ14 | Any | WPSDGENRLG0083-1 | ExAnte2018 | IOU workpaper |  | KiloLumen |  |  | None | 23.833 | 0.0055 | -0.4407 | 23.7514 | 0.0055 | -0.4392 | 0 | 0 | 0 | 0 | 0 | 0 | SDGE:DEER:Com:Indoor_Non-CFL_Ltg | Annual | 0
SDG | WPSDGENRLG0083-Rev01-Msr008 | MLI | Ex | CZ15 | Any | WPSDGENRLG0083-1 | ExAnte2018 | IOU workpaper |  | KiloLumen |  |  | None | 26.3063 | 0.0055 | -0.0423 | 26.2162 | 0.0055 | -0.0421 | 0 | 0 | 0 | 0 | 0 | 0 | SDGE:DEER:Com:Indoor_Non-CFL_Ltg | Annual | 0
SDG | WPSDGENRLG0083-Rev01-Msr008 | MLI | Ex | IOU | Any | WPSDGENRLG0083-1 | ExAnte2018 | IOU workpaper |  | KiloLumen |  |  | None | 24.2827 | 0.0054 | -0.1019 | 24.1996 | 0.0054 | -0.1015 | 0 | 0 | 0 | 0 | 0 | 0 | SDGE:DEER:Com:Indoor_Non-CFL_Ltg | Annual | 0
SDG | WPSDGENRLG0083-Rev01-Msr008 | Mtl | Ex | CZ06 | Any | WPSDGENRLG0083-1 | ExAnte2018 | IOU workpaper |  | KiloLumen |  |  | None | 37.0832 | 0.0037 | -0.447 | 35.0134 | 0.0035 | -0.422 | 0 | 0 | 0 | 0 | 0 | 0 | SDGE:DEER:Com:Indoor_Non-CFL_Ltg | Annual | 0
SDG | WPSDGENRLG0083-Rev01-Msr008 | Mtl | Ex | CZ07 | Any | WPSDGENRLG0083-1 | ExAnte2018 | IOU workpaper |  | KiloLumen |  |  | None | 38.0765 | 0.0037 | -0.3281 | 35.9513 | 0.0034 | -0.3098 | 0 | 0 | 0 | 0 | 0 | 0 | SDGE:DEER:Com:Indoor_Non-CFL_Ltg | Annual | 0
SDG | WPSDGENRLG0083-Rev01-Msr008 | Mtl | Ex | CZ08 | Any | WPSDGENRLG0083-1 | ExAnte2018 | IOU workpaper |  | KiloLumen |  |  | None | 37.4143 | 0.0037 | -0.3775 | 35.3261 | 0.0035 | -0.3564 | 0 | 0 | 0 | 0 | 0 | 0 | SDGE:DEER:Com:Indoor_Non-CFL_Ltg | Annual | 0
SDG | WPSDGENRLG0083-Rev01-Msr008 | Mtl | Ex | CZ10 | Any | WPSDGENRLG0083-1 | ExAnte2018 | IOU workpaper |  | KiloLumen |  |  | None | 37.0832 | 0.0038 | -0.4437 | 35.0134 | 0.0036 | -0.4189 | 0 | 0 | 0 | 0 | 0 | 0 | SDGE:DEER:Com:Indoor_Non-CFL_Ltg | Annual | 0
SDG | WPSDGENRLG0083-Rev01-Msr008 | Mtl | Ex | CZ14 | Any | WPSDGENRLG0083-1 | ExAnte2018 | IOU workpaper |  | KiloLumen |  |  | None | 35.7588 | 0.0038 | -0.6092 | 33.763 | 0.0036 | -0.5752 | 0 | 0 | 0 | 0 | 0 | 0 | SDGE:DEER:Com:Indoor_Non-CFL_Ltg | Annual | 0
SDG | WPSDGENRLG0083-Rev01-Msr008 | Mtl | Ex | CZ15 | Any | WPSDGENRLG0083-1 | ExAnte2018 | IOU workpaper |  | KiloLumen |  |  | None | 39.732 | 0.0039 | -0.1864 | 37.5144 | 0.0037 | -0.176 | 0 | 0 | 0 | 0 | 0 | 0 | SDGE:DEER:Com:Indoor_Non-CFL_Ltg | Annual | 0
SDG | WPSDGENRLG0083-Rev01-Msr008 | Mtl | Ex | IOU | Any | WPSDGENRLG0083-1 | ExAnte2018 | IOU workpaper |  | KiloLumen |  |  | None | 37.7454 | 0.0037 | -0.3443 | 35.6387 | 0.0035 | -0.3251 | 0 | 0 | 0 | 0 | 0 | 0 | SDGE:DEER:Com:Indoor_Non-CFL_Ltg | Annual | 0
SDG | WPSDGENRLG0083-Rev01-Msr008 | Nrs | Ex | CZ06 | Any | WPSDGENRLG0083-1 | ExAnte2018 | IOU workpaper |  | KiloLumen |  |  | None | 32.1829 | 0.0069 | -1.1681 | 31.1018 | 0.0066 | -1.1289 | 0 | 0 | 0 | 0 | 0 | 0 | SDGE:DEER:Com:Indoor_Non-CFL_Ltg | Annual | 0
SDG | WPSDGENRLG0083-Rev01-Msr008 | Nrs | Ex | CZ07 | Any | WPSDGENRLG0083-1 | ExAnte2018 | IOU workpaper |  | KiloLumen |  |  | None | 31.8849 | 0.0068 | -1.0668 | 30.8139 | 0.0065 | -1.031 | 0 | 0 | 0 | 0 | 0 | 0 | SDGE:DEER:Com:Indoor_Non-CFL_Ltg | Annual | 0
SDG | WPSDGENRLG0083-Rev01-Msr008 | Nrs | Ex | CZ08 | Any | WPSDGENRLG0083-1 | ExAnte2018 | IOU workpaper |  | KiloLumen |  |  | None | 32.4809 | 0.0069 | -1.1353 | 31.3898 | 0.0066 | -1.0972 | 0 | 0 | 0 | 0 | 0 | 0 | SDGE:DEER:Com:Indoor_Non-CFL_Ltg | Annual | 0
SDG | WPSDGENRLG0083-Rev01-Msr008 | Nrs | Ex | CZ10 | Any | WPSDGENRLG0083-1 | ExAnte2018 | IOU workpaper |  | KiloLumen |  |  | None | 32.4809 | 0.0071 | -1.2039 | 31.3898 | 0.0069 | -1.1634 | 0 | 0 | 0 | 0 | 0 | 0 | SDGE:DEER:Com:Indoor_Non-CFL_Ltg | Annual | 0
SDG | WPSDGENRLG0083-Rev01-Msr008 | Nrs | Ex | CZ14 | Any | WPSDGENRLG0083-1 | ExAnte2018 | IOU workpaper |  | KiloLumen |  |  | None | 32.1829 | 0.007 | -1.4065 | 31.1018 | 0.0067 | -1.3593 | 0 | 0 | 0 | 0 | 0 | 0 | SDGE:DEER:Com:Indoor_Non-CFL_Ltg | Annual | 0
SDG | WPSDGENRLG0083-Rev01-Msr008 | Nrs | Ex | CZ15 | Any | WPSDGENRLG0083-1 | ExAnte2018 | IOU workpaper |  | KiloLumen |  |  | None | 32.1829 | 0.007 | -1.4065 | 31.1018 | 0.0067 | -1.3593 | 0 | 0 | 0 | 0 | 0 | 0 | SDGE:DEER:Com:Indoor_Non-CFL_Ltg | Annual | 0
SDG | WPSDGENRLG0083-Rev01-Msr008 | Nrs | Ex | IOU | Any | WPSDGENRLG0083-1 | ExAnte2018 | IOU workpaper |  | KiloLumen |  |  | None | 31.8849 | 0.0068 | -1.0906 | 30.8139 | 0.0066 | -1.054 | 0 | 0 | 0 | 0 | 0 | 0 | SDGE:DEER:Com:Indoor_Non-CFL_Ltg | Annual | 0
SDG | WPSDGENRLG0083-Rev01-Msr008 | OfL | Ex | CZ06 | Any | WPSDGENRLG0083-1 | ExAnte2018 | IOU workpaper |  | KiloLumen |  |  | None | 26.8853 | 0.0073 | -0.1511 | 24.1164 | 0.0066 | -0.1356 | 0 | 0 | 0 | 0 | 0 | 0 | SDGE:DEER:Com:Indoor_Non-CFL_Ltg | Annual | 0
SDG | WPSDGENRLG0083-Rev01-Msr008 | OfL | Ex | CZ07 | Any | WPSDGENRLG0083-1 | ExAnte2018 | IOU workpaper |  | KiloLumen |  |  | None | 26.8853 | 0.0073 | -0.134 | 24.1164 | 0.0066 | -0.1202 | 0 | 0 | 0 | 0 | 0 | 0 | SDGE:DEER:Com:Indoor_Non-CFL_Ltg | Annual | 0
SDG | WPSDGENRLG0083-Rev01-Msr008 | OfL | Ex | CZ08 | Any | WPSDGENRLG0083-1 | ExAnte2018 | IOU workpaper |  | KiloLumen |  |  | None | 26.8853 | 0.0074 | -0.1504 | 24.1164 | 0.0067 | -0.1349 | 0 | 0 | 0 | 0 | 0 | 0 | SDGE:DEER:Com:Indoor_Non-CFL_Ltg | Annual | 0
SDG | WPSDGENRLG0083-Rev01-Msr008 | OfL | Ex | CZ10 | Any | WPSDGENRLG0083-1 | ExAnte2018 | IOU workpaper |  | KiloLumen |  |  | None | 26.8853 | 0.0075 | -0.1771 | 24.1164 | 0.0068 | -0.1588 | 0 | 0 | 0 | 0 | 0 | 0 | SDGE:DEER:Com:Indoor_Non-CFL_Ltg | Annual | 0
SDG | WPSDGENRLG0083-Rev01-Msr008 | OfL | Ex | CZ14 | Any | WPSDGENRLG0083-1 | ExAnte2018 | IOU workpaper |  | KiloLumen |  |  | None | 26.6536 | 0.0075 | -0.2213 | 23.9085 | 0.0068 | -0.1985 | 0 | 0 | 0 | 0 | 0 | 0 | SDGE:DEER:Com:Indoor_Non-CFL_Ltg | Annual | 0
SDG | WPSDGENRLG0083-Rev01-Msr008 | OfL | Ex | CZ15 | Any | WPSDGENRLG0083-1 | ExAnte2018 | IOU workpaper |  | KiloLumen |  |  | None | 28.2759 | 0.0076 | -0.1027 | 25.3638 | 0.0069 | -0.0921 | 0 | 0 | 0 | 0 | 0 | 0 | SDGE:DEER:Com:Indoor_Non-CFL_Ltg | Annual | 0
SDG | WPSDGENRLG0083-Rev01-Msr008 | OfL | Ex | IOU | Any | WPSDGENRLG0083-1 | ExAnte2018 | IOU workpaper |  | KiloLumen |  |  | None | 26.8853 | 0.0073 | -0.1425 | 24.1164 | 0.0066 | -0.1279 | 0 | 0 | 0 | 0 | 0 | 0 | SDGE:DEER:Com:Indoor_Non-CFL_Ltg | Annual | 0
SDG | WPSDGENRLG0083-Rev01-Msr008 | OfS | Ex | CZ06 | Any | WPSDGENRLG0083-1 | ExAnte2018 | IOU workpaper |  | KiloLumen |  |  | None | 20.8978 | 0.0075 | -0.0296 | 16.2047 | 0.0059 | -0.023 | 0 | 0 | 0 | 0 | 0 | 0 | SDGE:DEER:Com:Indoor_Non-CFL_Ltg | Annual | 0
SDG | WPSDGENRLG0083-Rev01-Msr008 | OfS | Ex | CZ07 | Any | WPSDGENRLG0083-1 | ExAnte2018 | IOU workpaper |  | KiloLumen |  |  | None | 21.0795 | 0.0075 | -0.0084 | 16.3456 | 0.0059 | -0.0065 | 0 | 0 | 0 | 0 | 0 | 0 | SDGE:DEER:Com:Indoor_Non-CFL_Ltg | Annual | 0
SDG | WPSDGENRLG0083-Rev01-Msr008 | OfS | Ex | CZ08 | Any | WPSDGENRLG0083-1 | ExAnte2018 | IOU workpaper |  | KiloLumen |  |  | None | 21.0795 | 0.0076 | -0.0254 | 16.3456 | 0.006 | -0.0197 | 0 | 0 | 0 | 0 | 0 | 0 | SDGE:DEER:Com:Indoor_Non-CFL_Ltg | Annual | 0
SDG | WPSDGENRLG0083-Rev01-Msr008 | OfS | Ex | CZ10 | Any | WPSDGENRLG0083-1 | ExAnte2018 | IOU workpaper |  | KiloLumen |  |  | None | 21.0795 | 0.0076 | -0.0385 | 16.3456 | 0.006 | -0.0299 | 0 | 0 | 0 | 0 | 0 | 0 | SDGE:DEER:Com:Indoor_Non-CFL_Ltg | Annual | 0
SDG | WPSDGENRLG0083-Rev01-Msr008 | OfS | Ex | CZ14 | Any | WPSDGENRLG0083-1 | ExAnte2018 | IOU workpaper |  | KiloLumen |  |  | None | 20.5344 | 0.0077 | -0.0954 | 15.9228 | 0.0061 | -0.074 | 0 | 0 | 0 | 0 | 0 | 0 | SDGE:DEER:Com:Indoor_Non-CFL_Ltg | Annual | 0
SDG | WPSDGENRLG0083-Rev01-Msr008 | OfS | Ex | CZ15 | Any | WPSDGENRLG0083-1 | ExAnte2018 | IOU workpaper |  | KiloLumen |  |  | None | 22.1698 | 0.0076 | -0.0079 | 17.191 | 0.006 | -0.0061 | 0 | 0 | 0 | 0 | 0 | 0 | SDGE:DEER:Com:Indoor_Non-CFL_Ltg | Annual | 0
SDG | WPSDGENRLG0083-Rev01-Msr008 | OfS | Ex | IOU | Any | WPSDGENRLG0083-1 | ExAnte2018 | IOU workpaper |  | KiloLumen |  |  | None | 21.0795 | 0.0075 | -0.0148 | 16.3456 | 0.0059 | -0.0115 | 0 | 0 | 0 | 0 | 0 | 0 | SDGE:DEER:Com:Indoor_Non-CFL_Ltg | Annual | 0
SDG | WPSDGENRLG0083-Rev01-Msr008 | RFF | Ex | CZ06 | Any | WPSDGENRLG0083-1 | ExAnte2018 | IOU workpaper |  | KiloLumen |  |  | None | 29.0598 | 0.0059 | -0.5131 | 29.0598 | 0.0059 | -0.5131 | 0 | 0 | 0 | 0 | 0 | 0 | SDGE:DEER:Com:Indoor_Non-CFL_Ltg | Annual | 0
SDG | WPSDGENRLG0083-Rev01-Msr008 | RFF | Ex | CZ07 | Any | WPSDGENRLG0083-1 | ExAnte2018 | IOU workpaper |  | KiloLumen |  |  | None | 29.3216 | 0.0059 | -0.466 | 29.3216 | 0.0059 | -0.466 | 0 | 0 | 0 | 0 | 0 | 0 | SDGE:DEER:Com:Indoor_Non-CFL_Ltg | Annual | 0
SDG | WPSDGENRLG0083-Rev01-Msr008 | RFF | Ex | CZ08 | Any | WPSDGENRLG0083-1 | ExAnte2018 | IOU workpaper |  | KiloLumen |  |  | None | 29.3216 | 0.0059 | -0.4529 | 29.3216 | 0.0059 | -0.4529 | 0 | 0 | 0 | 0 | 0 | 0 | SDGE:DEER:Com:Indoor_Non-CFL_Ltg | Annual | 0
SDG | WPSDGENRLG0083-Rev01-Msr008 | RFF | Ex | CZ10 | Any | WPSDGENRLG0083-1 | ExAnte2018 | IOU workpaper |  | KiloLumen |  |  | None | 29.3216 | 0.006 | -0.5027 | 29.3216 | 0.006 | -0.5027 | 0 | 0 | 0 | 0 | 0 | 0 | SDGE:DEER:Com:Indoor_Non-CFL_Ltg | Annual | 0
SDG | WPSDGENRLG0083-Rev01-Msr008 | RFF | Ex | CZ14 | Any | WPSDGENRLG0083-1 | ExAnte2018 | IOU workpaper |  | KiloLumen |  |  | None | 28.798 | 0.0061 | -0.7147 | 28.798 | 0.0061 | -0.7147 | 0 | 0 | 0 | 0 | 0 | 0 | SDGE:DEER:Com:Indoor_Non-CFL_Ltg | Annual | 0
SDG | WPSDGENRLG0083-Rev01-Msr008 | RFF | Ex | CZ15 | Any | WPSDGENRLG0083-1 | ExAnte2018 | IOU workpaper |  | KiloLumen |  |  | None | 31.1542 | 0.0061 | -0.2296 | 31.1542 | 0.0061 | -0.2296 | 0 | 0 | 0 | 0 | 0 | 0 | SDGE:DEER:Com:Indoor_Non-CFL_Ltg | Annual | 0
SDG | WPSDGENRLG0083-Rev01-Msr008 | RFF | Ex | IOU | Any | WPSDGENRLG0083-1 | ExAnte2018 | IOU workpaper |  | KiloLumen |  |  | None | 29.3216 | 0.0059 | -0.4765 | 29.3216 | 0.0059 | -0.4765 | 0 | 0 | 0 | 0 | 0 | 0 | SDGE:DEER:Com:Indoor_Non-CFL_Ltg | Annual | 0
SDG | WPSDGENRLG0083-Rev01-Msr008 | RSD | Ex | CZ06 | Any | WPSDGENRLG0083-1 | ExAnte2018 | IOU workpaper |  | KiloLumen |  |  | None | 32.9437 | 0.006 | -0.7089 | 32.9437 | 0.006 | -0.7089 | 0 | 0 | 0 | 0 | 0 | 0 | SDGE:DEER:Com:Indoor_Non-CFL_Ltg | Annual | 0
SDG | WPSDGENRLG0083-Rev01-Msr008 | RSD | Ex | CZ07 | Any | WPSDGENRLG0083-1 | ExAnte2018 | IOU workpaper |  | KiloLumen |  |  | None | 32.9437 | 0.0061 | -0.653 | 32.9437 | 0.0061 | -0.653 | 0 | 0 | 0 | 0 | 0 | 0 | SDGE:DEER:Com:Indoor_Non-CFL_Ltg | Annual | 0
SDG | WPSDGENRLG0083-Rev01-Msr008 | RSD | Ex | CZ08 | Any | WPSDGENRLG0083-1 | ExAnte2018 | IOU workpaper |  | KiloLumen |  |  | None | 33.2378 | 0.0059 | -0.5883 | 33.2378 | 0.0059 | -0.5883 | 0 | 0 | 0 | 0 | 0 | 0 | SDGE:DEER:Com:Indoor_Non-CFL_Ltg | Annual | 0
SDG | WPSDGENRLG0083-Rev01-Msr008 | RSD | Ex | CZ10 | Any | WPSDGENRLG0083-1 | ExAnte2018 | IOU workpaper |  | KiloLumen |  |  | None | 32.9437 | 0.0056 | -0.6912 | 32.9437 | 0.0056 | -0.6912 | 0 | 0 | 0 | 0 | 0 | 0 | SDGE:DEER:Com:Indoor_Non-CFL_Ltg | Annual | 0
SDG | WPSDGENRLG0083-Rev01-Msr008 | RSD | Ex | CZ14 | Any | WPSDGENRLG0083-1 | ExAnte2018 | IOU workpaper |  | KiloLumen |  |  | None | 31.7671 | 0.0056 | -1.1354 | 31.7671 | 0.0056 | -1.1354 | 0 | 0 | 0 | 0 | 0 | 0 | SDGE:DEER:Com:Indoor_Non-CFL_Ltg | Annual | 0
SDG | WPSDGENRLG0083-Rev01-Msr008 | RSD | Ex | CZ15 | Any | WPSDGENRLG0083-1 | ExAnte2018 | IOU workpaper |  | KiloLumen |  |  | None | 35.5909 | 0.0062 | -0.2641 | 35.5909 | 0.0062 | -0.2641 | 0 | 0 | 0 | 0 | 0 | 0 | SDGE:DEER:Com:Indoor_Non-CFL_Ltg | Annual | 0
SDG | WPSDGENRLG0083-Rev01-Msr008 | RSD | Ex | IOU | Any | WPSDGENRLG0083-1 | ExAnte2018 | IOU workpaper |  | KiloLumen |  |  | None | 32.9437 | 0.006 | -0.6618 | 32.9437 | 0.006 | -0.6618 | 0 | 0 | 0 | 0 | 0 | 0 | SDGE:DEER:Com:Indoor_Non-CFL_Ltg | Annual | 0
SDG | WPSDGENRLG0083-Rev01-Msr008 | Rt3 | Ex | CZ06 | Any | WPSDGENRLG0083-1 | ExAnte2018 | IOU workpaper |  | KiloLumen |  |  | None | 49.588 | 0.0091 | -0.2303 | 49.4109 | 0.0091 | -0.2294 | 0 | 0 | 0 | 0 | 0 | 0 | SDGE:DEER:Com:Indoor_Non-CFL_Ltg | Annual | 0
SDG | WPSDGENRLG0083-Rev01-Msr008 | Rt3 | Ex | CZ07 | Any | WPSDGENRLG0083-1 | ExAnte2018 | IOU workpaper |  | KiloLumen |  |  | None | 49.588 | 0.009 | -0.0996 | 49.4109 | 0.009 | -0.0993 | 0 | 0 | 0 | 0 | 0 | 0 | SDGE:DEER:Com:Indoor_Non-CFL_Ltg | Annual | 0
SDG | WPSDGENRLG0083-Rev01-Msr008 | Rt3 | Ex | CZ08 | Any | WPSDGENRLG0083-1 | ExAnte2018 | IOU workpaper |  | KiloLumen |  |  | None | 49.588 | 0.009 | -0.2061 | 49.4109 | 0.009 | -0.2054 | 0 | 0 | 0 | 0 | 0 | 0 | SDGE:DEER:Com:Indoor_Non-CFL_Ltg | Annual | 0
SDG | WPSDGENRLG0083-Rev01-Msr008 | Rt3 | Ex | CZ10 | Any | WPSDGENRLG0083-1 | ExAnte2018 | IOU workpaper |  | KiloLumen |  |  | None | 49.1568 | 0.0092 | -0.3769 | 48.9812 | 0.0091 | -0.3755 | 0 | 0 | 0 | 0 | 0 | 0 | SDGE:DEER:Com:Indoor_Non-CFL_Ltg | Annual | 0
SDG | WPSDGENRLG0083-Rev01-Msr008 | Rt3 | Ex | CZ14 | Any | WPSDGENRLG0083-1 | ExAnte2018 | IOU workpaper |  | KiloLumen |  |  | None | 47.0008 | 0.0093 | -1.3755 | 46.8329 | 0.0092 | -1.3706 | 0 | 0 | 0 | 0 | 0 | 0 | SDGE:DEER:Com:Indoor_Non-CFL_Ltg | Annual | 0
SDG | WPSDGENRLG0083-Rev01-Msr008 | Rt3 | Ex | CZ15 | Any | WPSDGENRLG0083-1 | ExAnte2018 | IOU workpaper |  | KiloLumen |  |  | None | 50.8816 | 0.0093 | -0.0888 | 50.6999 | 0.0093 | -0.0885 | 0 | 0 | 0 | 0 | 0 | 0 | SDGE:DEER:Com:Indoor_Non-CFL_Ltg | Annual | 0
SDG | WPSDGENRLG0083-Rev01-Msr008 | Rt3 | Ex | IOU | Any | WPSDGENRLG0083-1 | ExAnte2018 | IOU workpaper |  | KiloLumen |  |  | None | 49.588 | 0.0091 | -0.1798 | 49.4109 | 0.0091 | -0.1792 | 0 | 0 | 0 | 0 | 0 | 0 | SDGE:DEER:Com:Indoor_Non-CFL_Ltg | Annual | 0
SDG | WPSDGENRLG0083-Rev01-Msr008 | RtL | Ex | CZ06 | Any | WPSDGENRLG0083-1 | ExAnte2018 | IOU workpaper |  | KiloLumen |  |  | None | 35.3261 | 0.0088 | -0.302 | 35.2391 | 0.0088 | -0.3012 | 0 | 0 | 0 | 0 | 0 | 0 | SDGE:DEER:Com:Indoor_Non-CFL_Ltg | Annual | 0
SDG | WPSDGENRLG0083-Rev01-Msr008 | RtL | Ex | CZ07 | Any | WPSDGENRLG0083-1 | ExAnte2018 | IOU workpaper |  | KiloLumen |  |  | None | 35.6387 | 0.0088 | -0.2207 | 35.5509 | 0.0088 | -0.2202 | 0 | 0 | 0 | 0 | 0 | 0 | SDGE:DEER:Com:Indoor_Non-CFL_Ltg | Annual | 0
SDG | WPSDGENRLG0083-Rev01-Msr008 | RtL | Ex | CZ08 | Any | WPSDGENRLG0083-1 | ExAnte2018 | IOU workpaper |  | KiloLumen |  |  | None | 35.6387 | 0.0088 | -0.2614 | 35.5509 | 0.0088 | -0.2607 | 0 | 0 | 0 | 0 | 0 | 0 | SDGE:DEER:Com:Indoor_Non-CFL_Ltg | Annual | 0
SDG | WPSDGENRLG0083-Rev01-Msr008 | RtL | Ex | CZ10 | Any | WPSDGENRLG0083-1 | ExAnte2018 | IOU workpaper |  | KiloLumen |  |  | None | 35.3261 | 0.0089 | -0.3501 | 35.2391 | 0.0089 | -0.3493 | 0 | 0 | 0 | 0 | 0 | 0 | SDGE:DEER:Com:Indoor_Non-CFL_Ltg | Annual | 0
SDG | WPSDGENRLG0083-Rev01-Msr008 | RtL | Ex | CZ14 | Any | WPSDGENRLG0083-1 | ExAnte2018 | IOU workpaper |  | KiloLumen |  |  | None | 34.0756 | 0.009 | -0.7347 | 33.9917 | 0.009 | -0.7328 | 0 | 0 | 0 | 0 | 0 | 0 | SDGE:DEER:Com:Indoor_Non-CFL_Ltg | Annual | 0
SDG | WPSDGENRLG0083-Rev01-Msr008 | RtL | Ex | CZ15 | Any | WPSDGENRLG0083-1 | ExAnte2018 | IOU workpaper |  | KiloLumen |  |  | None | 36.8892 | 0.0091 | -0.1235 | 36.7983 | 0.0091 | -0.1232 | 0 | 0 | 0 | 0 | 0 | 0 | SDGE:DEER:Com:Indoor_Non-CFL_Ltg | Annual | 0
SDG | WPSDGENRLG0083-Rev01-Msr008 | RtL | Ex | IOU | Any | WPSDGENRLG0083-1 | ExAnte2018 | IOU workpaper |  | KiloLumen |  |  | None | 35.6387 | 0.0088 | -0.2582 | 35.5509 | 0.0088 | -0.2576 | 0 | 0 | 0 | 0 | 0 | 0 | SDGE:DEER:Com:Indoor_Non-CFL_Ltg | Annual | 0
SDG | WPSDGENRLG0083-Rev01-Msr008 | RtS | Ex | CZ06 | Any | WPSDGENRLG0083-1 | ExAnte2018 | IOU workpaper |  | KiloLumen |  |  | None | 19.9253 | 0.006 | -0.0635 | 19.9253 | 0.006 | -0.0635 | 0 | 0 | 0 | 0 | 0 | 0 | SDGE:DEER:Com:Indoor_Non-CFL_Ltg | Annual | 0
SDG | WPSDGENRLG0083-Rev01-Msr008 | RtS | Ex | CZ07 | Any | WPSDGENRLG0083-1 | ExAnte2018 | IOU workpaper |  | KiloLumen |  |  | None | 19.9253 | 0.006 | -0.0377 | 19.9253 | 0.006 | -0.0377 | 0 | 0 | 0 | 0 | 0 | 0 | SDGE:DEER:Com:Indoor_Non-CFL_Ltg | Annual | 0
SDG | WPSDGENRLG0083-Rev01-Msr008 | RtS | Ex | CZ08 | Any | WPSDGENRLG0083-1 | ExAnte2018 | IOU workpaper |  | KiloLumen |  |  | None | 20.1016 | 0.006 | -0.0538 | 20.1016 | 0.006 | -0.0538 | 0 | 0 | 0 | 0 | 0 | 0 | SDGE:DEER:Com:Indoor_Non-CFL_Ltg | Annual | 0
SDG | WPSDGENRLG0083-Rev01-Msr008 | RtS | Ex | CZ10 | Any | WPSDGENRLG0083-1 | ExAnte2018 | IOU workpaper |  | KiloLumen |  |  | None | 19.9253 | 0.0061 | -0.0792 | 19.9253 | 0.0061 | -0.0792 | 0 | 0 | 0 | 0 | 0 | 0 | SDGE:DEER:Com:Indoor_Non-CFL_Ltg | Annual | 0
SDG | WPSDGENRLG0083-Rev01-Msr008 | RtS | Ex | CZ14 | Any | WPSDGENRLG0083-1 | ExAnte2018 | IOU workpaper |  | KiloLumen |  |  | None | 19.3963 | 0.0061 | -0.1975 | 19.3963 | 0.0061 | -0.1975 | 0 | 0 | 0 | 0 | 0 | 0 | SDGE:DEER:Com:Indoor_Non-CFL_Ltg | Annual | 0
SDG | WPSDGENRLG0083-Rev01-Msr008 | RtS | Ex | CZ15 | Any | WPSDGENRLG0083-1 | ExAnte2018 | IOU workpaper |  | KiloLumen |  |  | None | 20.9833 | 0.0061 | -0.017 | 20.9833 | 0.0061 | -0.017 | 0 | 0 | 0 | 0 | 0 | 0 | SDGE:DEER:Com:Indoor_Non-CFL_Ltg | Annual | 0
SDG | WPSDGENRLG0083-Rev01-Msr008 | RtS | Ex | IOU | Any | WPSDGENRLG0083-1 | ExAnte2018 | IOU workpaper |  | KiloLumen |  |  | None | 19.9253 | 0.006 | -0.0499 | 19.9253 | 0.006 | -0.0499 | 0 | 0 | 0 | 0 | 0 | 0 | SDGE:DEER:Com:Indoor_Non-CFL_Ltg | Annual | 0
SDG | WPSDGENRLG0083-Rev01-Msr008 | SCn | Ex | CZ06 | Any | WPSDGENRLG0083-1 | ExAnte2018 | IOU workpaper |  | KiloLumen |  |  | None | 18.4792 | 0.0052 | -0.2296 | 18.162 | 0.005 | -0.2257 | 0 | 0 | 0 | 0 | 0 | 0 | SDGE:DEER:Com:Indoor_Non-CFL_Ltg | Annual | 0
SDG | WPSDGENRLG0083-Rev01-Msr008 | SCn | Ex | CZ07 | Any | WPSDGENRLG0083-1 | ExAnte2018 | IOU workpaper |  | KiloLumen |  |  | None | 18.1204 | 0.0053 | -0.1884 | 17.8093 | 0.0051 | -0.1851 | 0 | 0 | 0 | 0 | 0 | 0 | SDGE:DEER:Com:Indoor_Non-CFL_Ltg | Annual | 0
SDG | WPSDGENRLG0083-Rev01-Msr008 | SCn | Ex | CZ08 | Any | WPSDGENRLG0083-1 | ExAnte2018 | IOU workpaper |  | KiloLumen |  |  | None | 18.6586 | 0.0052 | -0.1956 | 18.3383 | 0.005 | -0.1922 | 0 | 0 | 0 | 0 | 0 | 0 | SDGE:DEER:Com:Indoor_Non-CFL_Ltg | Annual | 0
SDG | WPSDGENRLG0083-Rev01-Msr008 | SCn | Ex | CZ10 | Any | WPSDGENRLG0083-1 | ExAnte2018 | IOU workpaper |  | KiloLumen |  |  | None | 18.6586 | 0.0053 | -0.2422 | 18.3383 | 0.0051 | -0.238 | 0 | 0 | 0 | 0 | 0 | 0 | SDGE:DEER:Com:Indoor_Non-CFL_Ltg | Annual | 0
SDG | WPSDGENRLG0083-Rev01-Msr008 | SCn | Ex | CZ14 | Any | WPSDGENRLG0083-1 | ExAnte2018 | IOU workpaper |  | KiloLumen |  |  | None | 18.1204 | 0.0052 | -0.3552 | 17.8093 | 0.005 | -0.3491 | 0 | 0 | 0 | 0 | 0 | 0 | SDGE:DEER:Com:Indoor_Non-CFL_Ltg | Annual | 0
SDG | WPSDGENRLG0083-Rev01-Msr008 | SCn | Ex | CZ15 | Any | WPSDGENRLG0083-1 | ExAnte2018 | IOU workpaper |  | KiloLumen |  |  | None | 20.0939 | 0.0052 | -0.1035 | 19.749 | 0.005 | -0.1017 | 0 | 0 | 0 | 0 | 0 | 0 | SDGE:DEER:Com:Indoor_Non-CFL_Ltg | Annual | 0
SDG | WPSDGENRLG0083-Rev01-Msr008 | SCn | Ex | IOU | Any | WPSDGENRLG0083-1 | ExAnte2018 | IOU workpaper |  | KiloLumen |  |  | None | 18.2998 | 0.0053 | -0.2063 | 17.9857 | 0.0051 | -0.2028 | 0 | 0 | 0 | 0 | 0 | 0 | SDGE:DEER:Com:Indoor_Non-CFL_Ltg | Annual | 0
SDG | WPSDGENRLG0083-Rev01-Msr008 | SUn | Ex | CZ06 | Any | WPSDGENRLG0083-1 | ExAnte2018 | IOU workpaper |  | KiloLumen |  |  | None | 16.94 | 0.0035 | 0 | 16.632 | 0.0034 | 0 | 0 | 0 | 0 | 0 | 0 | 0 | SDGE:DEER:Com:Indoor_Non-CFL_Ltg | Annual | 0
SDG | WPSDGENRLG0083-Rev01-Msr008 | SUn | Ex | CZ07 | Any | WPSDGENRLG0083-1 | ExAnte2018 | IOU workpaper |  | KiloLumen |  |  | None | 16.94 | 0.0035 | 0 | 16.632 | 0.0034 | 0 | 0 | 0 | 0 | 0 | 0 | 0 | SDGE:DEER:Com:Indoor_Non-CFL_Ltg | Annual | 0
SDG | WPSDGENRLG0083-Rev01-Msr008 | SUn | Ex | CZ08 | Any | WPSDGENRLG0083-1 | ExAnte2018 | IOU workpaper |  | KiloLumen |  |  | None | 16.94 | 0.0035 | 0 | 16.632 | 0.0034 | 0 | 0 | 0 | 0 | 0 | 0 | 0 | SDGE:DEER:Com:Indoor_Non-CFL_Ltg | Annual | 0
SDG | WPSDGENRLG0083-Rev01-Msr008 | SUn | Ex | CZ10 | Any | WPSDGENRLG0083-1 | ExAnte2018 | IOU workpaper |  | KiloLumen |  |  | None | 16.94 | 0.0035 | 0 | 16.632 | 0.0034 | 0 | 0 | 0 | 0 | 0 | 0 | 0 | SDGE:DEER:Com:Indoor_Non-CFL_Ltg | Annual | 0
SDG | WPSDGENRLG0083-Rev01-Msr008 | SUn | Ex | CZ14 | Any | WPSDGENRLG0083-1 | ExAnte2018 | IOU workpaper |  | KiloLumen |  |  | None | 16.94 | 0.0035 | 0 | 16.632 | 0.0034 | 0 | 0 | 0 | 0 | 0 | 0 | 0 | SDGE:DEER:Com:Indoor_Non-CFL_Ltg | Annual | 0
SDG | WPSDGENRLG0083-Rev01-Msr008 | SUn | Ex | CZ15 | Any | WPSDGENRLG0083-1 | ExAnte2018 | IOU workpaper |  | KiloLumen |  |  | None | 16.94 | 0.0035 | 0 | 16.632 | 0.0034 | 0 | 0 | 0 | 0 | 0 | 0 | 0 | SDGE:DEER:Com:Indoor_Non-CFL_Ltg | Annual | 0
SDG | WPSDGENRLG0083-Rev01-Msr008 | SUn | Ex | IOU | Any | WPSDGENRLG0083-1 | ExAnte2018 | IOU workpaper |  | KiloLumen |  |  | None | 16.94 | 0.0035 | 0 | 16.632 | 0.0034 | 0 | 0 | 0 | 0 | 0 | 0 | 0 | SDGE:DEER:Com:Indoor_Non-CFL_Ltg | Annual | 0
SDG | WPSDGENRLG0083-Rev01-Msr008 | WRf | Ex | CZ06 | Any | WPSDGENRLG0083-1 | ExAnte2018 | IOU workpaper |  | KiloLumen |  |  | None | 61.985 | 0.0054 | 0 | 56.9022 | 0.0052 | 0 | 0 | 0 | 0 | 0 | 0 | 0 | SDGE:DEER:Com:Indoor_Non-CFL_Ltg | Annual | 0
SDG | WPSDGENRLG0083-Rev01-Msr008 | WRf | Ex | CZ07 | Any | WPSDGENRLG0083-1 | ExAnte2018 | IOU workpaper |  | KiloLumen |  |  | None | 62.37 | 0.0054 | 0 | 57.2557 | 0.0052 | 0 | 0 | 0 | 0 | 0 | 0 | 0 | SDGE:DEER:Com:Indoor_Non-CFL_Ltg | Annual | 0
SDG | WPSDGENRLG0083-Rev01-Msr008 | WRf | Ex | CZ08 | Any | WPSDGENRLG0083-1 | ExAnte2018 | IOU workpaper |  | KiloLumen |  |  | None | 61.985 | 0.0054 | 0 | 56.9022 | 0.0052 | 0 | 0 | 0 | 0 | 0 | 0 | 0 | SDGE:DEER:Com:Indoor_Non-CFL_Ltg | Annual | 0
SDG | WPSDGENRLG0083-Rev01-Msr008 | WRf | Ex | CZ10 | Any | WPSDGENRLG0083-1 | ExAnte2018 | IOU workpaper |  | KiloLumen |  |  | None | 61.215 | 0.0054 | 0 | 56.1954 | 0.0052 | 0 | 0 | 0 | 0 | 0 | 0 | 0 | SDGE:DEER:Com:Indoor_Non-CFL_Ltg | Annual | 0
SDG | WPSDGENRLG0083-Rev01-Msr008 | WRf | Ex | CZ14 | Any | WPSDGENRLG0083-1 | ExAnte2018 | IOU workpaper |  | KiloLumen |  |  | None | 61.215 | 0.0054 | 0 | 56.1954 | 0.0052 | 0 | 0 | 0 | 0 | 0 | 0 | 0 | SDGE:DEER:Com:Indoor_Non-CFL_Ltg | Annual | 0
SDG | WPSDGENRLG0083-Rev01-Msr008 | WRf | Ex | CZ15 | Any | WPSDGENRLG0083-1 | ExAnte2018 | IOU workpaper |  | KiloLumen |  |  | None | 61.215 | 0.0054 | 0 | 56.1954 | 0.0052 | 0 | 0 | 0 | 0 | 0 | 0 | 0 | SDGE:DEER:Com:Indoor_Non-CFL_Ltg | Annual | 0
SDG | WPSDGENRLG0083-Rev01-Msr008 | WRf | Ex | IOU | Any | WPSDGENRLG0083-1 | ExAnte2018 | IOU workpaper |  | KiloLumen |  |  | None | 61.985 | 0.0054 | 0 | 56.9022 | 0.0052 | 0 | 0 | 0 | 0 | 0 | 0 | 0 | SDGE:DEER:Com:Indoor_Non-CFL_Ltg | Annual | 0
SDG | WPSDGENRLG0083-Rev01-Msr009 | Asm | Ex | CZ06 | Any | WPSDGENRLG0083-1 | ExAnte2018 | IOU workpaper |  | KiloLumen |  |  | None | 14.399 | 0.0048 | -0.1223 | 13.7214 | 0.0045 | -0.1165 | 0 | 0 | 0 | 0 | 0 | 0 | SDGE:DEER:Com:Indoor_Non-CFL_Ltg | Annual | 0
SDG | WPSDGENRLG0083-Rev01-Msr009 | Asm | Ex | CZ07 | Any | WPSDGENRLG0083-1 | ExAnte2018 | IOU workpaper |  | KiloLumen |  |  | None | 14.5299 | 0.0048 | -0.113 | 13.8461 | 0.0045 | -0.1077 | 0 | 0 | 0 | 0 | 0 | 0 | SDGE:DEER:Com:Indoor_Non-CFL_Ltg | Annual | 0
SDG | WPSDGENRLG0083-Rev01-Msr009 | Asm | Ex | CZ08 | Any | WPSDGENRLG0083-1 | ExAnte2018 | IOU workpaper |  | KiloLumen |  |  | None | 14.5299 | 0.0046 | -0.1034 | 13.8461 | 0.0044 | -0.0985 | 0 | 0 | 0 | 0 | 0 | 0 | SDGE:DEER:Com:Indoor_Non-CFL_Ltg | Annual | 0
SDG | WPSDGENRLG0083-Rev01-Msr009 | Asm | Ex | CZ10 | Any | WPSDGENRLG0083-1 | ExAnte2018 | IOU workpaper |  | KiloLumen |  |  | None | 14.399 | 0.0047 | -0.1322 | 13.7214 | 0.0045 | -0.126 | 0 | 0 | 0 | 0 | 0 | 0 | SDGE:DEER:Com:Indoor_Non-CFL_Ltg | Annual | 0
SDG | WPSDGENRLG0083-Rev01-Msr009 | Asm | Ex | CZ14 | Any | WPSDGENRLG0083-1 | ExAnte2018 | IOU workpaper |  | KiloLumen |  |  | None | 14.0063 | 0.0044 | -0.2107 | 13.3472 | 0.0042 | -0.2008 | 0 | 0 | 0 | 0 | 0 | 0 | SDGE:DEER:Com:Indoor_Non-CFL_Ltg | Annual | 0
SDG | WPSDGENRLG0083-Rev01-Msr009 | Asm | Ex | CZ15 | Any | WPSDGENRLG0083-1 | ExAnte2018 | IOU workpaper |  | KiloLumen |  |  | None | 15.8389 | 0.0046 | -0.0584 | 15.0935 | 0.0044 | -0.0556 | 0 | 0 | 0 | 0 | 0 | 0 | SDGE:DEER:Com:Indoor_Non-CFL_Ltg | Annual | 0
SDG | WPSDGENRLG0083-Rev01-Msr009 | Asm | Ex | IOU | Any | WPSDGENRLG0083-1 | ExAnte2018 | IOU workpaper |  | KiloLumen |  |  | None | 14.5299 | 0.0047 | -0.1196 | 13.8461 | 0.0045 | -0.114 | 0 | 0 | 0 | 0 | 0 | 0 | SDGE:DEER:Com:Indoor_Non-CFL_Ltg | Annual | 0
SDG | WPSDGENRLG0083-Rev01-Msr009 | Com | Ex | IOU | Any | WPSDGENRLG0083-1 | ExAnte2018 | IOU workpaper |  | KiloLumen |  |  | None | 27.9418 | 0.0068 | -0.2744 | 26.3894 | 0.0062 | -0.2592 | 0 | 0 | 0 | 0 | 0 | 0 | SDGE:DEER:Com:Indoor_Non-CFL_Ltg | Annual | 0
SDG | WPSDGENRLG0083-Rev01-Msr009 | ECC | Ex | CZ06 | Any | WPSDGENRLG0083-1 | ExAnte2018 | IOU workpaper |  | KiloLumen |  |  | None | 22.7096 | 0.0084 | -0.2874 | 20.1863 | 0.0068 | -0.2555 | 0 | 0 | 0 | 0 | 0 | 0 | SDGE:DEER:Com:Indoor_Non-CFL_Ltg | Annual | 0
SDG | WPSDGENRLG0083-Rev01-Msr009 | ECC | Ex | CZ07 | Any | WPSDGENRLG0083-1 | ExAnte2018 | IOU workpaper |  | KiloLumen |  |  | None | 22.9106 | 0.0084 | -0.2412 | 20.365 | 0.0068 | -0.2144 | 0 | 0 | 0 | 0 | 0 | 0 | SDGE:DEER:Com:Indoor_Non-CFL_Ltg | Annual | 0
SDG | WPSDGENRLG0083-Rev01-Msr009 | ECC | Ex | CZ08 | Any | WPSDGENRLG0083-1 | ExAnte2018 | IOU workpaper |  | KiloLumen |  |  | None | 23.1116 | 0.0084 | -0.2613 | 20.5436 | 0.0068 | -0.2322 | 0 | 0 | 0 | 0 | 0 | 0 | SDGE:DEER:Com:Indoor_Non-CFL_Ltg | Annual | 0
SDG | WPSDGENRLG0083-Rev01-Msr009 | ECC | Ex | CZ10 | Any | WPSDGENRLG0083-1 | ExAnte2018 | IOU workpaper |  | KiloLumen |  |  | None | 22.9106 | 0.0085 | -0.3095 | 20.365 | 0.0069 | -0.2751 | 0 | 0 | 0 | 0 | 0 | 0 | SDGE:DEER:Com:Indoor_Non-CFL_Ltg | Annual | 0
SDG | WPSDGENRLG0083-Rev01-Msr009 | ECC | Ex | CZ14 | Any | WPSDGENRLG0083-1 | ExAnte2018 | IOU workpaper |  | KiloLumen |  |  | None | 22.5086 | 0.0084 | -0.4663 | 20.0077 | 0.0068 | -0.4144 | 0 | 0 | 0 | 0 | 0 | 0 | SDGE:DEER:Com:Indoor_Non-CFL_Ltg | Annual | 0
SDG | WPSDGENRLG0083-Rev01-Msr009 | ECC | Ex | CZ15 | Any | WPSDGENRLG0083-1 | ExAnte2018 | IOU workpaper |  | KiloLumen |  |  | None | 22.5086 | 0.0084 | -0.4663 | 20.0077 | 0.0068 | -0.4144 | 0 | 0 | 0 | 0 | 0 | 0 | SDGE:DEER:Com:Indoor_Non-CFL_Ltg | Annual | 0
SDG | WPSDGENRLG0083-Rev01-Msr009 | ECC | Ex | IOU | Any | WPSDGENRLG0083-1 | ExAnte2018 | IOU workpaper |  | KiloLumen |  |  | None | 22.9106 | 0.0084 | -0.2593 | 20.365 | 0.0068 | -0.2304 | 0 | 0 | 0 | 0 | 0 | 0 | SDGE:DEER:Com:Indoor_Non-CFL_Ltg | Annual | 0
SDG | WPSDGENRLG0083-Rev01-Msr009 | EPr | Ex | CZ06 | Any | WPSDGENRLG0083-1 | ExAnte2018 | IOU workpaper |  | KiloLumen |  |  | None | 21.7694 | 0.0081 | -0.1948 | 18.346 | 0.0066 | -0.1641 | 0 | 0 | 0 | 0 | 0 | 0 | SDGE:DEER:Com:Indoor_Non-CFL_Ltg | Annual | 0
SDG | WPSDGENRLG0083-Rev01-Msr009 | EPr | Ex | CZ07 | Any | WPSDGENRLG0083-1 | ExAnte2018 | IOU workpaper |  | KiloLumen |  |  | None | 21.7694 | 0.0082 | -0.1736 | 18.346 | 0.0067 | -0.1463 | 0 | 0 | 0 | 0 | 0 | 0 | SDGE:DEER:Com:Indoor_Non-CFL_Ltg | Annual | 0
SDG | WPSDGENRLG0083-Rev01-Msr009 | EPr | Ex | CZ08 | Any | WPSDGENRLG0083-1 | ExAnte2018 | IOU workpaper |  | KiloLumen |  |  | None | 21.9604 | 0.0083 | -0.161 | 18.507 | 0.0067 | -0.1357 | 0 | 0 | 0 | 0 | 0 | 0 | SDGE:DEER:Com:Indoor_Non-CFL_Ltg | Annual | 0
SDG | WPSDGENRLG0083-Rev01-Msr009 | EPr | Ex | CZ10 | Any | WPSDGENRLG0083-1 | ExAnte2018 | IOU workpaper |  | KiloLumen |  |  | None | 21.7694 | 0.0082 | -0.2062 | 18.346 | 0.0067 | -0.1738 | 0 | 0 | 0 | 0 | 0 | 0 | SDGE:DEER:Com:Indoor_Non-CFL_Ltg | Annual | 0
SDG | WPSDGENRLG0083-Rev01-Msr009 | EPr | Ex | CZ14 | Any | WPSDGENRLG0083-1 | ExAnte2018 | IOU workpaper |  | KiloLumen |  |  | None | 21.0056 | 0.0082 | -0.3514 | 17.7023 | 0.0067 | -0.2961 | 0 | 0 | 0 | 0 | 0 | 0 | SDGE:DEER:Com:Indoor_Non-CFL_Ltg | Annual | 0
SDG | WPSDGENRLG0083-Rev01-Msr009 | EPr | Ex | CZ15 | Any | WPSDGENRLG0083-1 | ExAnte2018 | IOU workpaper |  | KiloLumen |  |  | None | 23.2971 | 0.0082 | -0.0844 | 19.6335 | 0.0067 | -0.0711 | 0 | 0 | 0 | 0 | 0 | 0 | SDGE:DEER:Com:Indoor_Non-CFL_Ltg | Annual | 0
SDG | WPSDGENRLG0083-Rev01-Msr009 | EPr | Ex | IOU | Any | WPSDGENRLG0083-1 | ExAnte2018 | IOU workpaper |  | KiloLumen |  |  | None | 21.7694 | 0.0082 | -0.186 | 18.346 | 0.0067 | -0.1567 | 0 | 0 | 0 | 0 | 0 | 0 | SDGE:DEER:Com:Indoor_Non-CFL_Ltg | Annual | 0
SDG | WPSDGENRLG0083-Rev01-Msr009 | ERC | Ex | CZ06 | Any | WPSDGENRLG0083-1 | ExAnte2018 | IOU workpaper |  | KiloLumen |  |  | None | 10.2564 | 0.0048 | -0.0618 | 8.2051 | 0.0036 | -0.0495 | 0 | 0 | 0 | 0 | 0 | 0 | SDGE:DEER:Com:Indoor_Non-CFL_Ltg | Annual | 0
SDG | WPSDGENRLG0083-Rev01-Msr009 | ERC | Ex | CZ07 | Any | WPSDGENRLG0083-1 | ExAnte2018 | IOU workpaper |  | KiloLumen |  |  | None | 10.4412 | 0.0048 | -0.0511 | 8.353 | 0.0037 | -0.0409 | 0 | 0 | 0 | 0 | 0 | 0 | SDGE:DEER:Com:Indoor_Non-CFL_Ltg | Annual | 0
SDG | WPSDGENRLG0083-Rev01-Msr009 | ERC | Ex | CZ08 | Any | WPSDGENRLG0083-1 | ExAnte2018 | IOU workpaper |  | KiloLumen |  |  | None | 10.2564 | 0.0048 | -0.0541 | 8.2051 | 0.0036 | -0.0432 | 0 | 0 | 0 | 0 | 0 | 0 | SDGE:DEER:Com:Indoor_Non-CFL_Ltg | Annual | 0
SDG | WPSDGENRLG0083-Rev01-Msr009 | ERC | Ex | CZ10 | Any | WPSDGENRLG0083-1 | ExAnte2018 | IOU workpaper |  | KiloLumen |  |  | None | 10.2564 | 0.0048 | -0.0638 | 8.2051 | 0.0036 | -0.0511 | 0 | 0 | 0 | 0 | 0 | 0 | SDGE:DEER:Com:Indoor_Non-CFL_Ltg | Annual | 0
SDG | WPSDGENRLG0083-Rev01-Msr009 | ERC | Ex | CZ14 | Any | WPSDGENRLG0083-1 | ExAnte2018 | IOU workpaper |  | KiloLumen |  |  | None | 10.0716 | 0.0048 | -0.0844 | 8.0573 | 0.0037 | -0.0675 | 0 | 0 | 0 | 0 | 0 | 0 | SDGE:DEER:Com:Indoor_Non-CFL_Ltg | Annual | 0
SDG | WPSDGENRLG0083-Rev01-Msr009 | ERC | Ex | CZ15 | Any | WPSDGENRLG0083-1 | ExAnte2018 | IOU workpaper |  | KiloLumen |  |  | None | 10.9032 | 0.005 | -0.0298 | 8.7226 | 0.0038 | -0.0238 | 0 | 0 | 0 | 0 | 0 | 0 | SDGE:DEER:Com:Indoor_Non-CFL_Ltg | Annual | 0
SDG | WPSDGENRLG0083-Rev01-Msr009 | ERC | Ex | IOU | Any | WPSDGENRLG0083-1 | ExAnte2018 | IOU workpaper |  | KiloLumen |  |  | None | 10.3488 | 0.0048 | -0.0562 | 8.279 | 0.0037 | -0.0449 | 0 | 0 | 0 | 0 | 0 | 0 | SDGE:DEER:Com:Indoor_Non-CFL_Ltg | Annual | 0
SDG | WPSDGENRLG0083-Rev01-Msr009 | ESe | Ex | CZ06 | Any | WPSDGENRLG0083-1 | ExAnte2018 | IOU workpaper |  | KiloLumen |  |  | None | 21.905 | 0.0085 | -0.2601 | 18.8866 | 0.0072 | -0.2243 | 0 | 0 | 0 | 0 | 0 | 0 | SDGE:DEER:Com:Indoor_Non-CFL_Ltg | Annual | 0
SDG | WPSDGENRLG0083-Rev01-Msr009 | ESe | Ex | CZ07 | Any | WPSDGENRLG0083-1 | ExAnte2018 | IOU workpaper |  | KiloLumen |  |  | None | 21.905 | 0.0083 | -0.2288 | 18.8866 | 0.007 | -0.1973 | 0 | 0 | 0 | 0 | 0 | 0 | SDGE:DEER:Com:Indoor_Non-CFL_Ltg | Annual | 0
SDG | WPSDGENRLG0083-Rev01-Msr009 | ESe | Ex | CZ08 | Any | WPSDGENRLG0083-1 | ExAnte2018 | IOU workpaper |  | KiloLumen |  |  | None | 22.1005 | 0.0084 | -0.223 | 19.0552 | 0.0071 | -0.1922 | 0 | 0 | 0 | 0 | 0 | 0 | SDGE:DEER:Com:Indoor_Non-CFL_Ltg | Annual | 0
SDG | WPSDGENRLG0083-Rev01-Msr009 | ESe | Ex | CZ10 | Any | WPSDGENRLG0083-1 | ExAnte2018 | IOU workpaper |  | KiloLumen |  |  | None | 22.1005 | 0.0084 | -0.2797 | 19.0552 | 0.0071 | -0.2411 | 0 | 0 | 0 | 0 | 0 | 0 | SDGE:DEER:Com:Indoor_Non-CFL_Ltg | Annual | 0
SDG | WPSDGENRLG0083-Rev01-Msr009 | ESe | Ex | CZ14 | Any | WPSDGENRLG0083-1 | ExAnte2018 | IOU workpaper |  | KiloLumen |  |  | None | 21.3182 | 0.0082 | -0.4498 | 18.3807 | 0.0069 | -0.3878 | 0 | 0 | 0 | 0 | 0 | 0 | SDGE:DEER:Com:Indoor_Non-CFL_Ltg | Annual | 0
SDG | WPSDGENRLG0083-Rev01-Msr009 | ESe | Ex | CZ15 | Any | WPSDGENRLG0083-1 | ExAnte2018 | IOU workpaper |  | KiloLumen |  |  | None | 23.8608 | 0.0084 | -0.1232 | 20.5729 | 0.0071 | -0.1062 | 0 | 0 | 0 | 0 | 0 | 0 | SDGE:DEER:Com:Indoor_Non-CFL_Ltg | Annual | 0
SDG | WPSDGENRLG0083-Rev01-Msr009 | ESe | Ex | IOU | Any | WPSDGENRLG0083-1 | ExAnte2018 | IOU workpaper |  | KiloLumen |  |  | None | 21.905 | 0.0083 | -0.2484 | 18.8866 | 0.007 | -0.2142 | 0 | 0 | 0 | 0 | 0 | 0 | SDGE:DEER:Com:Indoor_Non-CFL_Ltg | Annual | 0
SDG | WPSDGENRLG0083-Rev01-Msr009 | EUn | Ex | CZ06 | Any | WPSDGENRLG0083-1 | ExAnte2018 | IOU workpaper |  | KiloLumen |  |  | None | 24.6662 | 0.009 | -0.2445 | 21.7694 | 0.0073 | -0.2158 | 0 | 0 | 0 | 0 | 0 | 0 | SDGE:DEER:Com:Indoor_Non-CFL_Ltg | Annual | 0
SDG | WPSDGENRLG0083-Rev01-Msr009 | EUn | Ex | CZ07 | Any | WPSDGENRLG0083-1 | ExAnte2018 | IOU workpaper |  | KiloLumen |  |  | None | 24.6662 | 0.009 | -0.2123 | 21.7694 | 0.0073 | -0.1873 | 0 | 0 | 0 | 0 | 0 | 0 | SDGE:DEER:Com:Indoor_Non-CFL_Ltg | Annual | 0
SDG | WPSDGENRLG0083-Rev01-Msr009 | EUn | Ex | CZ08 | Any | WPSDGENRLG0083-1 | ExAnte2018 | IOU workpaper |  | KiloLumen |  |  | None | 24.8825 | 0.0091 | -0.2358 | 21.9604 | 0.0074 | -0.2081 | 0 | 0 | 0 | 0 | 0 | 0 | SDGE:DEER:Com:Indoor_Non-CFL_Ltg | Annual | 0
SDG | WPSDGENRLG0083-Rev01-Msr009 | EUn | Ex | CZ10 | Any | WPSDGENRLG0083-1 | ExAnte2018 | IOU workpaper |  | KiloLumen |  |  | None | 24.8825 | 0.0092 | -0.2726 | 21.9604 | 0.0075 | -0.2406 | 0 | 0 | 0 | 0 | 0 | 0 | SDGE:DEER:Com:Indoor_Non-CFL_Ltg | Annual | 0
SDG | WPSDGENRLG0083-Rev01-Msr009 | EUn | Ex | CZ14 | Any | WPSDGENRLG0083-1 | ExAnte2018 | IOU workpaper |  | KiloLumen |  |  | None | 24.4498 | 0.0091 | -0.3657 | 21.5785 | 0.0074 | -0.3227 | 0 | 0 | 0 | 0 | 0 | 0 | SDGE:DEER:Com:Indoor_Non-CFL_Ltg | Annual | 0
SDG | WPSDGENRLG0083-Rev01-Msr009 | EUn | Ex | CZ15 | Any | WPSDGENRLG0083-1 | ExAnte2018 | IOU workpaper |  | KiloLumen |  |  | None | 24.4498 | 0.0091 | -0.3657 | 21.5785 | 0.0074 | -0.3227 | 0 | 0 | 0 | 0 | 0 | 0 | SDGE:DEER:Com:Indoor_Non-CFL_Ltg | Annual | 0
SDG | WPSDGENRLG0083-Rev01-Msr009 | EUn | Ex | IOU | Any | WPSDGENRLG0083-1 | ExAnte2018 | IOU workpaper |  | KiloLumen |  |  | None | 24.6662 | 0.009 | -0.2272 | 21.7694 | 0.0073 | -0.2005 | 0 | 0 | 0 | 0 | 0 | 0 | SDGE:DEER:Com:Indoor_Non-CFL_Ltg | Annual | 0
SDG | WPSDGENRLG0083-Rev01-Msr009 | Gro | Ex | CZ06 | Any | WPSDGENRLG0083-1 | ExAnte2018 | IOU workpaper |  | KiloLumen |  |  | None | 42.7735 | 0.0086 | -2.9306 | 41.918 | 0.0084 | -2.872 | 0 | 0 | 0 | 0 | 0 | 0 | SDGE:DEER:Com:Indoor_Non-CFL_Ltg | Annual | 0
SDG | WPSDGENRLG0083-Rev01-Msr009 | Gro | Ex | CZ07 | Any | WPSDGENRLG0083-1 | ExAnte2018 | IOU workpaper |  | KiloLumen |  |  | None | 42.35 | 0.0084 | -3.117 | 41.503 | 0.0082 | -3.0546 | 0 | 0 | 0 | 0 | 0 | 0 | SDGE:DEER:Com:Indoor_Non-CFL_Ltg | Annual | 0
SDG | WPSDGENRLG0083-Rev01-Msr009 | Gro | Ex | CZ08 | Any | WPSDGENRLG0083-1 | ExAnte2018 | IOU workpaper |  | KiloLumen |  |  | None | 43.6205 | 0.0088 | -2.6553 | 42.7481 | 0.0086 | -2.6022 | 0 | 0 | 0 | 0 | 0 | 0 | SDGE:DEER:Com:Indoor_Non-CFL_Ltg | Annual | 0
SDG | WPSDGENRLG0083-Rev01-Msr009 | Gro | Ex | CZ10 | Any | WPSDGENRLG0083-1 | ExAnte2018 | IOU workpaper |  | KiloLumen |  |  | None | 44.4675 | 0.0092 | -2.5156 | 43.5782 | 0.009 | -2.4653 | 0 | 0 | 0 | 0 | 0 | 0 | SDGE:DEER:Com:Indoor_Non-CFL_Ltg | Annual | 0
SDG | WPSDGENRLG0083-Rev01-Msr009 | Gro | Ex | CZ14 | Any | WPSDGENRLG0083-1 | ExAnte2018 | IOU workpaper |  | KiloLumen |  |  | None | 44.044 | 0.0093 | -2.6553 | 43.1631 | 0.0091 | -2.6022 | 0 | 0 | 0 | 0 | 0 | 0 | SDGE:DEER:Com:Indoor_Non-CFL_Ltg | Annual | 0
SDG | WPSDGENRLG0083-Rev01-Msr009 | Gro | Ex | CZ15 | Any | WPSDGENRLG0083-1 | ExAnte2018 | IOU workpaper |  | KiloLumen |  |  | None | 47.432 | 0.0091 | -1.4145 | 46.4834 | 0.0089 | -1.3862 | 0 | 0 | 0 | 0 | 0 | 0 | SDGE:DEER:Com:Indoor_Non-CFL_Ltg | Annual | 0
SDG | WPSDGENRLG0083-Rev01-Msr009 | Gro | Ex | IOU | Any | WPSDGENRLG0083-1 | ExAnte2018 | IOU workpaper |  | KiloLumen |  |  | None | 42.7735 | 0.0086 | -2.9264 | 41.918 | 0.0085 | -2.8679 | 0 | 0 | 0 | 0 | 0 | 0 | SDGE:DEER:Com:Indoor_Non-CFL_Ltg | Annual | 0
SDG | WPSDGENRLG0083-Rev01-Msr009 | Hsp | Ex | CZ06 | Any | WPSDGENRLG0083-1 | ExAnte2018 | IOU workpaper |  | KiloLumen |  |  | None | 52.156 | 0.0075 | -1.3697 | 51.7132 | 0.0074 | -1.358 | 0 | 0 | 0 | 0 | 0 | 0 | SDGE:DEER:Com:Indoor_Non-CFL_Ltg | Annual | 0
SDG | WPSDGENRLG0083-Rev01-Msr009 | Hsp | Ex | CZ07 | Any | WPSDGENRLG0083-1 | ExAnte2018 | IOU workpaper |  | KiloLumen |  |  | None | 52.156 | 0.0074 | -1.2517 | 51.7132 | 0.0073 | -1.2411 | 0 | 0 | 0 | 0 | 0 | 0 | SDGE:DEER:Com:Indoor_Non-CFL_Ltg | Annual | 0
SDG | WPSDGENRLG0083-Rev01-Msr009 | Hsp | Ex | CZ08 | Any | WPSDGENRLG0083-1 | ExAnte2018 | IOU workpaper |  | KiloLumen |  |  | None | 52.156 | 0.0075 | -1.3515 | 51.7132 | 0.0074 | -1.34 | 0 | 0 | 0 | 0 | 0 | 0 | SDGE:DEER:Com:Indoor_Non-CFL_Ltg | Annual | 0
SDG | WPSDGENRLG0083-Rev01-Msr009 | Hsp | Ex | CZ10 | Any | WPSDGENRLG0083-1 | ExAnte2018 | IOU workpaper |  | KiloLumen |  |  | None | 52.156 | 0.0077 | -1.4604 | 51.7132 | 0.0076 | -1.448 | 0 | 0 | 0 | 0 | 0 | 0 | SDGE:DEER:Com:Indoor_Non-CFL_Ltg | Annual | 0
SDG | WPSDGENRLG0083-Rev01-Msr009 | Hsp | Ex | CZ14 | Any | WPSDGENRLG0083-1 | ExAnte2018 | IOU workpaper |  | KiloLumen |  |  | None | 51.2489 | 0.0076 | -1.7869 | 50.8138 | 0.0075 | -1.7717 | 0 | 0 | 0 | 0 | 0 | 0 | SDGE:DEER:Com:Indoor_Non-CFL_Ltg | Annual | 0
SDG | WPSDGENRLG0083-Rev01-Msr009 | Hsp | Ex | CZ15 | Any | WPSDGENRLG0083-1 | ExAnte2018 | IOU workpaper |  | KiloLumen |  |  | None | 51.2489 | 0.0076 | -1.7869 | 50.8138 | 0.0075 | -1.7717 | 0 | 0 | 0 | 0 | 0 | 0 | SDGE:DEER:Com:Indoor_Non-CFL_Ltg | Annual | 0
SDG | WPSDGENRLG0083-Rev01-Msr009 | Hsp | Ex | IOU | Any | WPSDGENRLG0083-1 | ExAnte2018 | IOU workpaper |  | KiloLumen |  |  | None | 52.156 | 0.0075 | -1.288 | 51.7132 | 0.0074 | -1.2771 | 0 | 0 | 0 | 0 | 0 | 0 | SDGE:DEER:Com:Indoor_Non-CFL_Ltg | Annual | 0
SDG | WPSDGENRLG0083-Rev01-Msr009 | Htl | Ex | CZ06 | Any | WPSDGENRLG0083-1 | ExAnte2018 | IOU workpaper |  | KiloLumen |  |  | None | 44.573 | 0.0067 | -0.5582 | 43.1724 | 0.0064 | -0.5407 | 0 | 0 | 0 | 0 | 0 | 0 | SDGE:DEER:Com:Indoor_Non-CFL_Ltg | Annual | 0
SDG | WPSDGENRLG0083-Rev01-Msr009 | Htl | Ex | CZ07 | Any | WPSDGENRLG0083-1 | ExAnte2018 | IOU workpaper |  | KiloLumen |  |  | None | 45.8227 | 0.0066 | -0.4499 | 44.3828 | 0.0064 | -0.4358 | 0 | 0 | 0 | 0 | 0 | 0 | SDGE:DEER:Com:Indoor_Non-CFL_Ltg | Annual | 0
SDG | WPSDGENRLG0083-Rev01-Msr009 | Htl | Ex | CZ08 | Any | WPSDGENRLG0083-1 | ExAnte2018 | IOU workpaper |  | KiloLumen |  |  | None | 45.4061 | 0.0067 | -0.4957 | 43.9793 | 0.0065 | -0.4801 | 0 | 0 | 0 | 0 | 0 | 0 | SDGE:DEER:Com:Indoor_Non-CFL_Ltg | Annual | 0
SDG | WPSDGENRLG0083-Rev01-Msr009 | Htl | Ex | CZ10 | Any | WPSDGENRLG0083-1 | ExAnte2018 | IOU workpaper |  | KiloLumen |  |  | None | 44.573 | 0.0068 | -0.554 | 43.1724 | 0.0066 | -0.5366 | 0 | 0 | 0 | 0 | 0 | 0 | SDGE:DEER:Com:Indoor_Non-CFL_Ltg | Annual | 0
SDG | WPSDGENRLG0083-Rev01-Msr009 | Htl | Ex | CZ14 | Any | WPSDGENRLG0083-1 | ExAnte2018 | IOU workpaper |  | KiloLumen |  |  | None | 42.4901 | 0.0068 | -0.7415 | 41.155 | 0.0066 | -0.7182 | 0 | 0 | 0 | 0 | 0 | 0 | SDGE:DEER:Com:Indoor_Non-CFL_Ltg | Annual | 0
SDG | WPSDGENRLG0083-Rev01-Msr009 | Htl | Ex | CZ15 | Any | WPSDGENRLG0083-1 | ExAnte2018 | IOU workpaper |  | KiloLumen |  |  | None | 48.3221 | 0.0069 | -0.3187 | 46.8037 | 0.0066 | -0.3087 | 0 | 0 | 0 | 0 | 0 | 0 | SDGE:DEER:Com:Indoor_Non-CFL_Ltg | Annual | 0
SDG | WPSDGENRLG0083-Rev01-Msr009 | Htl | Ex | IOU | Any | WPSDGENRLG0083-1 | ExAnte2018 | IOU workpaper |  | KiloLumen |  |  | None | 45.4061 | 0.0067 | -0.4666 | 43.9793 | 0.0064 | -0.4519 | 0 | 0 | 0 | 0 | 0 | 0 | SDGE:DEER:Com:Indoor_Non-CFL_Ltg | Annual | 0
SDG | WPSDGENRLG0083-Rev01-Msr009 | MBT | Ex | CZ06 | Any | WPSDGENRLG0083-1 | ExAnte2018 | IOU workpaper |  | KiloLumen |  |  | None | 25.6348 | 0.0055 | -0.0163 | 24.295 | 0.0053 | -0.0155 | 0 | 0 | 0 | 0 | 0 | 0 | SDGE:DEER:Com:Indoor_Non-CFL_Ltg | Annual | 0
SDG | WPSDGENRLG0083-Rev01-Msr009 | MBT | Ex | CZ07 | Any | WPSDGENRLG0083-1 | ExAnte2018 | IOU workpaper |  | KiloLumen |  |  | None | 25.8558 | 0.0054 | -0.0032 | 24.5045 | 0.0052 | -0.003 | 0 | 0 | 0 | 0 | 0 | 0 | SDGE:DEER:Com:Indoor_Non-CFL_Ltg | Annual | 0
SDG | WPSDGENRLG0083-Rev01-Msr009 | MBT | Ex | CZ08 | Any | WPSDGENRLG0083-1 | ExAnte2018 | IOU workpaper |  | KiloLumen |  |  | None | 25.6348 | 0.0057 | -0.0104 | 24.295 | 0.0055 | -0.0098 | 0 | 0 | 0 | 0 | 0 | 0 | SDGE:DEER:Com:Indoor_Non-CFL_Ltg | Annual | 0
SDG | WPSDGENRLG0083-Rev01-Msr009 | MBT | Ex | CZ10 | Any | WPSDGENRLG0083-1 | ExAnte2018 | IOU workpaper |  | KiloLumen |  |  | None | 25.6348 | 0.0058 | -0.0212 | 24.295 | 0.0056 | -0.0201 | 0 | 0 | 0 | 0 | 0 | 0 | SDGE:DEER:Com:Indoor_Non-CFL_Ltg | Annual | 0
SDG | WPSDGENRLG0083-Rev01-Msr009 | MBT | Ex | CZ14 | Any | WPSDGENRLG0083-1 | ExAnte2018 | IOU workpaper |  | KiloLumen |  |  | None | 25.1929 | 0.0058 | -0.051 | 23.8762 | 0.0056 | -0.0484 | 0 | 0 | 0 | 0 | 0 | 0 | SDGE:DEER:Com:Indoor_Non-CFL_Ltg | Annual | 0
SDG | WPSDGENRLG0083-Rev01-Msr009 | MBT | Ex | CZ15 | Any | WPSDGENRLG0083-1 | ExAnte2018 | IOU workpaper |  | KiloLumen |  |  | None | 26.7398 | 0.0058 | 0 | 25.3422 | 0.0056 | 0 | 0 | 0 | 0 | 0 | 0 | 0 | SDGE:DEER:Com:Indoor_Non-CFL_Ltg | Annual | 0
SDG | WPSDGENRLG0083-Rev01-Msr009 | MBT | Ex | IOU | Any | WPSDGENRLG0083-1 | ExAnte2018 | IOU workpaper |  | KiloLumen |  |  | None | 25.6348 | 0.0055 | -0.0097 | 24.295 | 0.0053 | -0.0092 | 0 | 0 | 0 | 0 | 0 | 0 | SDGE:DEER:Com:Indoor_Non-CFL_Ltg | Annual | 0
SDG | WPSDGENRLG0083-Rev01-Msr009 | MLI | Ex | CZ06 | Any | WPSDGENRLG0083-1 | ExAnte2018 | IOU workpaper |  | KiloLumen |  |  | None | 24.2827 | 0.0054 | -0.1378 | 24.1996 | 0.0054 | -0.1374 | 0 | 0 | 0 | 0 | 0 | 0 | SDGE:DEER:Com:Indoor_Non-CFL_Ltg | Annual | 0
SDG | WPSDGENRLG0083-Rev01-Msr009 | MLI | Ex | CZ07 | Any | WPSDGENRLG0083-1 | ExAnte2018 | IOU workpaper |  | KiloLumen |  |  | None | 24.2827 | 0.0054 | -0.069 | 24.1996 | 0.0054 | -0.0688 | 0 | 0 | 0 | 0 | 0 | 0 | SDGE:DEER:Com:Indoor_Non-CFL_Ltg | Annual | 0
SDG | WPSDGENRLG0083-Rev01-Msr009 | MLI | Ex | CZ08 | Any | WPSDGENRLG0083-1 | ExAnte2018 | IOU workpaper |  | KiloLumen |  |  | None | 24.5076 | 0.0054 | -0.1129 | 24.4236 | 0.0054 | -0.1125 | 0 | 0 | 0 | 0 | 0 | 0 | SDGE:DEER:Com:Indoor_Non-CFL_Ltg | Annual | 0
SDG | WPSDGENRLG0083-Rev01-Msr009 | MLI | Ex | CZ10 | Any | WPSDGENRLG0083-1 | ExAnte2018 | IOU workpaper |  | KiloLumen |  |  | None | 24.5076 | 0.0056 | -0.1556 | 24.4236 | 0.0056 | -0.1551 | 0 | 0 | 0 | 0 | 0 | 0 | SDGE:DEER:Com:Indoor_Non-CFL_Ltg | Annual | 0
SDG | WPSDGENRLG0083-Rev01-Msr009 | MLI | Ex | CZ14 | Any | WPSDGENRLG0083-1 | ExAnte2018 | IOU workpaper |  | KiloLumen |  |  | None | 23.833 | 0.0055 | -0.4407 | 23.7514 | 0.0055 | -0.4392 | 0 | 0 | 0 | 0 | 0 | 0 | SDGE:DEER:Com:Indoor_Non-CFL_Ltg | Annual | 0
SDG | WPSDGENRLG0083-Rev01-Msr009 | MLI | Ex | CZ15 | Any | WPSDGENRLG0083-1 | ExAnte2018 | IOU workpaper |  | KiloLumen |  |  | None | 26.3063 | 0.0055 | -0.0423 | 26.2162 | 0.0055 | -0.0421 | 0 | 0 | 0 | 0 | 0 | 0 | SDGE:DEER:Com:Indoor_Non-CFL_Ltg | Annual | 0
SDG | WPSDGENRLG0083-Rev01-Msr009 | MLI | Ex | IOU | Any | WPSDGENRLG0083-1 | ExAnte2018 | IOU workpaper |  | KiloLumen |  |  | None | 24.2827 | 0.0054 | -0.1019 | 24.1996 | 0.0054 | -0.1015 | 0 | 0 | 0 | 0 | 0 | 0 | SDGE:DEER:Com:Indoor_Non-CFL_Ltg | Annual | 0
SDG | WPSDGENRLG0083-Rev01-Msr009 | Mtl | Ex | CZ06 | Any | WPSDGENRLG0083-1 | ExAnte2018 | IOU workpaper |  | KiloLumen |  |  | None | 37.0832 | 0.0037 | -0.447 | 35.0134 | 0.0035 | -0.422 | 0 | 0 | 0 | 0 | 0 | 0 | SDGE:DEER:Com:Indoor_Non-CFL_Ltg | Annual | 0
SDG | WPSDGENRLG0083-Rev01-Msr009 | Mtl | Ex | CZ07 | Any | WPSDGENRLG0083-1 | ExAnte2018 | IOU workpaper |  | KiloLumen |  |  | None | 38.0765 | 0.0037 | -0.3281 | 35.9513 | 0.0034 | -0.3098 | 0 | 0 | 0 | 0 | 0 | 0 | SDGE:DEER:Com:Indoor_Non-CFL_Ltg | Annual | 0
SDG | WPSDGENRLG0083-Rev01-Msr009 | Mtl | Ex | CZ08 | Any | WPSDGENRLG0083-1 | ExAnte2018 | IOU workpaper |  | KiloLumen |  |  | None | 37.4143 | 0.0037 | -0.3775 | 35.3261 | 0.0035 | -0.3564 | 0 | 0 | 0 | 0 | 0 | 0 | SDGE:DEER:Com:Indoor_Non-CFL_Ltg | Annual | 0
SDG | WPSDGENRLG0083-Rev01-Msr009 | Mtl | Ex | CZ10 | Any | WPSDGENRLG0083-1 | ExAnte2018 | IOU workpaper |  | KiloLumen |  |  | None | 37.0832 | 0.0038 | -0.4437 | 35.0134 | 0.0036 | -0.4189 | 0 | 0 | 0 | 0 | 0 | 0 | SDGE:DEER:Com:Indoor_Non-CFL_Ltg | Annual | 0
SDG | WPSDGENRLG0083-Rev01-Msr009 | Mtl | Ex | CZ14 | Any | WPSDGENRLG0083-1 | ExAnte2018 | IOU workpaper |  | KiloLumen |  |  | None | 35.7588 | 0.0038 | -0.6092 | 33.763 | 0.0036 | -0.5752 | 0 | 0 | 0 | 0 | 0 | 0 | SDGE:DEER:Com:Indoor_Non-CFL_Ltg | Annual | 0
SDG | WPSDGENRLG0083-Rev01-Msr009 | Mtl | Ex | CZ15 | Any | WPSDGENRLG0083-1 | ExAnte2018 | IOU workpaper |  | KiloLumen |  |  | None | 39.732 | 0.0039 | -0.1864 | 37.5144 | 0.0037 | -0.176 | 0 | 0 | 0 | 0 | 0 | 0 | SDGE:DEER:Com:Indoor_Non-CFL_Ltg | Annual | 0
SDG | WPSDGENRLG0083-Rev01-Msr009 | Mtl | Ex | IOU | Any | WPSDGENRLG0083-1 | ExAnte2018 | IOU workpaper |  | KiloLumen |  |  | None | 37.7454 | 0.0037 | -0.3443 | 35.6387 | 0.0035 | -0.3251 | 0 | 0 | 0 | 0 | 0 | 0 | SDGE:DEER:Com:Indoor_Non-CFL_Ltg | Annual | 0
SDG | WPSDGENRLG0083-Rev01-Msr009 | Nrs | Ex | CZ06 | Any | WPSDGENRLG0083-1 | ExAnte2018 | IOU workpaper |  | KiloLumen |  |  | None | 32.1829 | 0.0069 | -1.1681 | 31.1018 | 0.0066 | -1.1289 | 0 | 0 | 0 | 0 | 0 | 0 | SDGE:DEER:Com:Indoor_Non-CFL_Ltg | Annual | 0
SDG | WPSDGENRLG0083-Rev01-Msr009 | Nrs | Ex | CZ07 | Any | WPSDGENRLG0083-1 | ExAnte2018 | IOU workpaper |  | KiloLumen |  |  | None | 31.8849 | 0.0068 | -1.0668 | 30.8139 | 0.0065 | -1.031 | 0 | 0 | 0 | 0 | 0 | 0 | SDGE:DEER:Com:Indoor_Non-CFL_Ltg | Annual | 0
SDG | WPSDGENRLG0083-Rev01-Msr009 | Nrs | Ex | CZ08 | Any | WPSDGENRLG0083-1 | ExAnte2018 | IOU workpaper |  | KiloLumen |  |  | None | 32.4809 | 0.0069 | -1.1353 | 31.3898 | 0.0066 | -1.0972 | 0 | 0 | 0 | 0 | 0 | 0 | SDGE:DEER:Com:Indoor_Non-CFL_Ltg | Annual | 0
SDG | WPSDGENRLG0083-Rev01-Msr009 | Nrs | Ex | CZ10 | Any | WPSDGENRLG0083-1 | ExAnte2018 | IOU workpaper |  | KiloLumen |  |  | None | 32.4809 | 0.0071 | -1.2039 | 31.3898 | 0.0069 | -1.1634 | 0 | 0 | 0 | 0 | 0 | 0 | SDGE:DEER:Com:Indoor_Non-CFL_Ltg | Annual | 0
SDG | WPSDGENRLG0083-Rev01-Msr009 | Nrs | Ex | CZ14 | Any | WPSDGENRLG0083-1 | ExAnte2018 | IOU workpaper |  | KiloLumen |  |  | None | 32.1829 | 0.007 | -1.4065 | 31.1018 | 0.0067 | -1.3593 | 0 | 0 | 0 | 0 | 0 | 0 | SDGE:DEER:Com:Indoor_Non-CFL_Ltg | Annual | 0
SDG | WPSDGENRLG0083-Rev01-Msr009 | Nrs | Ex | CZ15 | Any | WPSDGENRLG0083-1 | ExAnte2018 | IOU workpaper |  | KiloLumen |  |  | None | 32.1829 | 0.007 | -1.4065 | 31.1018 | 0.0067 | -1.3593 | 0 | 0 | 0 | 0 | 0 | 0 | SDGE:DEER:Com:Indoor_Non-CFL_Ltg | Annual | 0
SDG | WPSDGENRLG0083-Rev01-Msr009 | Nrs | Ex | IOU | Any | WPSDGENRLG0083-1 | ExAnte2018 | IOU workpaper |  | KiloLumen |  |  | None | 31.8849 | 0.0068 | -1.0906 | 30.8139 | 0.0066 | -1.054 | 0 | 0 | 0 | 0 | 0 | 0 | SDGE:DEER:Com:Indoor_Non-CFL_Ltg | Annual | 0
SDG | WPSDGENRLG0083-Rev01-Msr009 | OfL | Ex | CZ06 | Any | WPSDGENRLG0083-1 | ExAnte2018 | IOU workpaper |  | KiloLumen |  |  | None | 26.8853 | 0.0073 | -0.1511 | 24.1164 | 0.0066 | -0.1356 | 0 | 0 | 0 | 0 | 0 | 0 | SDGE:DEER:Com:Indoor_Non-CFL_Ltg | Annual | 0
SDG | WPSDGENRLG0083-Rev01-Msr009 | OfL | Ex | CZ07 | Any | WPSDGENRLG0083-1 | ExAnte2018 | IOU workpaper |  | KiloLumen |  |  | None | 26.8853 | 0.0073 | -0.134 | 24.1164 | 0.0066 | -0.1202 | 0 | 0 | 0 | 0 | 0 | 0 | SDGE:DEER:Com:Indoor_Non-CFL_Ltg | Annual | 0
SDG | WPSDGENRLG0083-Rev01-Msr009 | OfL | Ex | CZ08 | Any | WPSDGENRLG0083-1 | ExAnte2018 | IOU workpaper |  | KiloLumen |  |  | None | 26.8853 | 0.0074 | -0.1504 | 24.1164 | 0.0067 | -0.1349 | 0 | 0 | 0 | 0 | 0 | 0 | SDGE:DEER:Com:Indoor_Non-CFL_Ltg | Annual | 0
SDG | WPSDGENRLG0083-Rev01-Msr009 | OfL | Ex | CZ10 | Any | WPSDGENRLG0083-1 | ExAnte2018 | IOU workpaper |  | KiloLumen |  |  | None | 26.8853 | 0.0075 | -0.1771 | 24.1164 | 0.0068 | -0.1588 | 0 | 0 | 0 | 0 | 0 | 0 | SDGE:DEER:Com:Indoor_Non-CFL_Ltg | Annual | 0
SDG | WPSDGENRLG0083-Rev01-Msr009 | OfL | Ex | CZ14 | Any | WPSDGENRLG0083-1 | ExAnte2018 | IOU workpaper |  | KiloLumen |  |  | None | 26.6536 | 0.0075 | -0.2213 | 23.9085 | 0.0068 | -0.1985 | 0 | 0 | 0 | 0 | 0 | 0 | SDGE:DEER:Com:Indoor_Non-CFL_Ltg | Annual | 0
SDG | WPSDGENRLG0083-Rev01-Msr009 | OfL | Ex | CZ15 | Any | WPSDGENRLG0083-1 | ExAnte2018 | IOU workpaper |  | KiloLumen |  |  | None | 28.2759 | 0.0076 | -0.1027 | 25.3638 | 0.0069 | -0.0921 | 0 | 0 | 0 | 0 | 0 | 0 | SDGE:DEER:Com:Indoor_Non-CFL_Ltg | Annual | 0
SDG | WPSDGENRLG0083-Rev01-Msr009 | OfL | Ex | IOU | Any | WPSDGENRLG0083-1 | ExAnte2018 | IOU workpaper |  | KiloLumen |  |  | None | 26.8853 | 0.0073 | -0.1425 | 24.1164 | 0.0066 | -0.1279 | 0 | 0 | 0 | 0 | 0 | 0 | SDGE:DEER:Com:Indoor_Non-CFL_Ltg | Annual | 0
SDG | WPSDGENRLG0083-Rev01-Msr009 | OfS | Ex | CZ06 | Any | WPSDGENRLG0083-1 | ExAnte2018 | IOU workpaper |  | KiloLumen |  |  | None | 20.8978 | 0.0075 | -0.0296 | 16.2047 | 0.0059 | -0.023 | 0 | 0 | 0 | 0 | 0 | 0 | SDGE:DEER:Com:Indoor_Non-CFL_Ltg | Annual | 0
SDG | WPSDGENRLG0083-Rev01-Msr009 | OfS | Ex | CZ07 | Any | WPSDGENRLG0083-1 | ExAnte2018 | IOU workpaper |  | KiloLumen |  |  | None | 21.0795 | 0.0075 | -0.0084 | 16.3456 | 0.0059 | -0.0065 | 0 | 0 | 0 | 0 | 0 | 0 | SDGE:DEER:Com:Indoor_Non-CFL_Ltg | Annual | 0
SDG | WPSDGENRLG0083-Rev01-Msr009 | OfS | Ex | CZ08 | Any | WPSDGENRLG0083-1 | ExAnte2018 | IOU workpaper |  | KiloLumen |  |  | None | 21.0795 | 0.0076 | -0.0254 | 16.3456 | 0.006 | -0.0197 | 0 | 0 | 0 | 0 | 0 | 0 | SDGE:DEER:Com:Indoor_Non-CFL_Ltg | Annual | 0
SDG | WPSDGENRLG0083-Rev01-Msr009 | OfS | Ex | CZ10 | Any | WPSDGENRLG0083-1 | ExAnte2018 | IOU workpaper |  | KiloLumen |  |  | None | 21.0795 | 0.0076 | -0.0385 | 16.3456 | 0.006 | -0.0299 | 0 | 0 | 0 | 0 | 0 | 0 | SDGE:DEER:Com:Indoor_Non-CFL_Ltg | Annual | 0
SDG | WPSDGENRLG0083-Rev01-Msr009 | OfS | Ex | CZ14 | Any | WPSDGENRLG0083-1 | ExAnte2018 | IOU workpaper |  | KiloLumen |  |  | None | 20.5344 | 0.0077 | -0.0954 | 15.9228 | 0.0061 | -0.074 | 0 | 0 | 0 | 0 | 0 | 0 | SDGE:DEER:Com:Indoor_Non-CFL_Ltg | Annual | 0
SDG | WPSDGENRLG0083-Rev01-Msr009 | OfS | Ex | CZ15 | Any | WPSDGENRLG0083-1 | ExAnte2018 | IOU workpaper |  | KiloLumen |  |  | None | 22.1698 | 0.0076 | -0.0079 | 17.191 | 0.006 | -0.0061 | 0 | 0 | 0 | 0 | 0 | 0 | SDGE:DEER:Com:Indoor_Non-CFL_Ltg | Annual | 0
SDG | WPSDGENRLG0083-Rev01-Msr009 | OfS | Ex | IOU | Any | WPSDGENRLG0083-1 | ExAnte2018 | IOU workpaper |  | KiloLumen |  |  | None | 21.0795 | 0.0075 | -0.0148 | 16.3456 | 0.0059 | -0.0115 | 0 | 0 | 0 | 0 | 0 | 0 | SDGE:DEER:Com:Indoor_Non-CFL_Ltg | Annual | 0
SDG | WPSDGENRLG0083-Rev01-Msr009 | RFF | Ex | CZ06 | Any | WPSDGENRLG0083-1 | ExAnte2018 | IOU workpaper |  | KiloLumen |  |  | None | 29.0598 | 0.0059 | -0.5131 | 29.0598 | 0.0059 | -0.5131 | 0 | 0 | 0 | 0 | 0 | 0 | SDGE:DEER:Com:Indoor_Non-CFL_Ltg | Annual | 0
SDG | WPSDGENRLG0083-Rev01-Msr009 | RFF | Ex | CZ07 | Any | WPSDGENRLG0083-1 | ExAnte2018 | IOU workpaper |  | KiloLumen |  |  | None | 29.3216 | 0.0059 | -0.466 | 29.3216 | 0.0059 | -0.466 | 0 | 0 | 0 | 0 | 0 | 0 | SDGE:DEER:Com:Indoor_Non-CFL_Ltg | Annual | 0
SDG | WPSDGENRLG0083-Rev01-Msr009 | RFF | Ex | CZ08 | Any | WPSDGENRLG0083-1 | ExAnte2018 | IOU workpaper |  | KiloLumen |  |  | None | 29.3216 | 0.0059 | -0.4529 | 29.3216 | 0.0059 | -0.4529 | 0 | 0 | 0 | 0 | 0 | 0 | SDGE:DEER:Com:Indoor_Non-CFL_Ltg | Annual | 0
SDG | WPSDGENRLG0083-Rev01-Msr009 | RFF | Ex | CZ10 | Any | WPSDGENRLG0083-1 | ExAnte2018 | IOU workpaper |  | KiloLumen |  |  | None | 29.3216 | 0.006 | -0.5027 | 29.3216 | 0.006 | -0.5027 | 0 | 0 | 0 | 0 | 0 | 0 | SDGE:DEER:Com:Indoor_Non-CFL_Ltg | Annual | 0
SDG | WPSDGENRLG0083-Rev01-Msr009 | RFF | Ex | CZ14 | Any | WPSDGENRLG0083-1 | ExAnte2018 | IOU workpaper |  | KiloLumen |  |  | None | 28.798 | 0.0061 | -0.7147 | 28.798 | 0.0061 | -0.7147 | 0 | 0 | 0 | 0 | 0 | 0 | SDGE:DEER:Com:Indoor_Non-CFL_Ltg | Annual | 0
SDG | WPSDGENRLG0083-Rev01-Msr009 | RFF | Ex | CZ15 | Any | WPSDGENRLG0083-1 | ExAnte2018 | IOU workpaper |  | KiloLumen |  |  | None | 31.1542 | 0.0061 | -0.2296 | 31.1542 | 0.0061 | -0.2296 | 0 | 0 | 0 | 0 | 0 | 0 | SDGE:DEER:Com:Indoor_Non-CFL_Ltg | Annual | 0
SDG | WPSDGENRLG0083-Rev01-Msr009 | RFF | Ex | IOU | Any | WPSDGENRLG0083-1 | ExAnte2018 | IOU workpaper |  | KiloLumen |  |  | None | 29.3216 | 0.0059 | -0.4765 | 29.3216 | 0.0059 | -0.4765 | 0 | 0 | 0 | 0 | 0 | 0 | SDGE:DEER:Com:Indoor_Non-CFL_Ltg | Annual | 0
SDG | WPSDGENRLG0083-Rev01-Msr009 | RSD | Ex | CZ06 | Any | WPSDGENRLG0083-1 | ExAnte2018 | IOU workpaper |  | KiloLumen |  |  | None | 32.9437 | 0.006 | -0.7089 | 32.9437 | 0.006 | -0.7089 | 0 | 0 | 0 | 0 | 0 | 0 | SDGE:DEER:Com:Indoor_Non-CFL_Ltg | Annual | 0
SDG | WPSDGENRLG0083-Rev01-Msr009 | RSD | Ex | CZ07 | Any | WPSDGENRLG0083-1 | ExAnte2018 | IOU workpaper |  | KiloLumen |  |  | None | 32.9437 | 0.0061 | -0.653 | 32.9437 | 0.0061 | -0.653 | 0 | 0 | 0 | 0 | 0 | 0 | SDGE:DEER:Com:Indoor_Non-CFL_Ltg | Annual | 0
SDG | WPSDGENRLG0083-Rev01-Msr009 | RSD | Ex | CZ08 | Any | WPSDGENRLG0083-1 | ExAnte2018 | IOU workpaper |  | KiloLumen |  |  | None | 33.2378 | 0.0059 | -0.5883 | 33.2378 | 0.0059 | -0.5883 | 0 | 0 | 0 | 0 | 0 | 0 | SDGE:DEER:Com:Indoor_Non-CFL_Ltg | Annual | 0
SDG | WPSDGENRLG0083-Rev01-Msr009 | RSD | Ex | CZ10 | Any | WPSDGENRLG0083-1 | ExAnte2018 | IOU workpaper |  | KiloLumen |  |  | None | 32.9437 | 0.0056 | -0.6912 | 32.9437 | 0.0056 | -0.6912 | 0 | 0 | 0 | 0 | 0 | 0 | SDGE:DEER:Com:Indoor_Non-CFL_Ltg | Annual | 0
SDG | WPSDGENRLG0083-Rev01-Msr009 | RSD | Ex | CZ14 | Any | WPSDGENRLG0083-1 | ExAnte2018 | IOU workpaper |  | KiloLumen |  |  | None | 31.7671 | 0.0056 | -1.1354 | 31.7671 | 0.0056 | -1.1354 | 0 | 0 | 0 | 0 | 0 | 0 | SDGE:DEER:Com:Indoor_Non-CFL_Ltg | Annual | 0
SDG | WPSDGENRLG0083-Rev01-Msr009 | RSD | Ex | CZ15 | Any | WPSDGENRLG0083-1 | ExAnte2018 | IOU workpaper |  | KiloLumen |  |  | None | 35.5909 | 0.0062 | -0.2641 | 35.5909 | 0.0062 | -0.2641 | 0 | 0 | 0 | 0 | 0 | 0 | SDGE:DEER:Com:Indoor_Non-CFL_Ltg | Annual | 0
SDG | WPSDGENRLG0083-Rev01-Msr009 | RSD | Ex | IOU | Any | WPSDGENRLG0083-1 | ExAnte2018 | IOU workpaper |  | KiloLumen |  |  | None | 32.9437 | 0.006 | -0.6618 | 32.9437 | 0.006 | -0.6618 | 0 | 0 | 0 | 0 | 0 | 0 | SDGE:DEER:Com:Indoor_Non-CFL_Ltg | Annual | 0
SDG | WPSDGENRLG0083-Rev01-Msr009 | Rt3 | Ex | CZ06 | Any | WPSDGENRLG0083-1 | ExAnte2018 | IOU workpaper |  | KiloLumen |  |  | None | 49.588 | 0.0091 | -0.2303 | 49.4109 | 0.0091 | -0.2294 | 0 | 0 | 0 | 0 | 0 | 0 | SDGE:DEER:Com:Indoor_Non-CFL_Ltg | Annual | 0
SDG | WPSDGENRLG0083-Rev01-Msr009 | Rt3 | Ex | CZ07 | Any | WPSDGENRLG0083-1 | ExAnte2018 | IOU workpaper |  | KiloLumen |  |  | None | 49.588 | 0.009 | -0.0996 | 49.4109 | 0.009 | -0.0993 | 0 | 0 | 0 | 0 | 0 | 0 | SDGE:DEER:Com:Indoor_Non-CFL_Ltg | Annual | 0
SDG | WPSDGENRLG0083-Rev01-Msr009 | Rt3 | Ex | CZ08 | Any | WPSDGENRLG0083-1 | ExAnte2018 | IOU workpaper |  | KiloLumen |  |  | None | 49.588 | 0.009 | -0.2061 | 49.4109 | 0.009 | -0.2054 | 0 | 0 | 0 | 0 | 0 | 0 | SDGE:DEER:Com:Indoor_Non-CFL_Ltg | Annual | 0
SDG | WPSDGENRLG0083-Rev01-Msr009 | Rt3 | Ex | CZ10 | Any | WPSDGENRLG0083-1 | ExAnte2018 | IOU workpaper |  | KiloLumen |  |  | None | 49.1568 | 0.0092 | -0.3769 | 48.9812 | 0.0091 | -0.3755 | 0 | 0 | 0 | 0 | 0 | 0 | SDGE:DEER:Com:Indoor_Non-CFL_Ltg | Annual | 0
SDG | WPSDGENRLG0083-Rev01-Msr009 | Rt3 | Ex | CZ14 | Any | WPSDGENRLG0083-1 | ExAnte2018 | IOU workpaper |  | KiloLumen |  |  | None | 47.0008 | 0.0093 | -1.3755 | 46.8329 | 0.0092 | -1.3706 | 0 | 0 | 0 | 0 | 0 | 0 | SDGE:DEER:Com:Indoor_Non-CFL_Ltg | Annual | 0
SDG | WPSDGENRLG0083-Rev01-Msr009 | Rt3 | Ex | CZ15 | Any | WPSDGENRLG0083-1 | ExAnte2018 | IOU workpaper |  | KiloLumen |  |  | None | 50.8816 | 0.0093 | -0.0888 | 50.6999 | 0.0093 | -0.0885 | 0 | 0 | 0 | 0 | 0 | 0 | SDGE:DEER:Com:Indoor_Non-CFL_Ltg | Annual | 0
SDG | WPSDGENRLG0083-Rev01-Msr009 | Rt3 | Ex | IOU | Any | WPSDGENRLG0083-1 | ExAnte2018 | IOU workpaper |  | KiloLumen |  |  | None | 49.588 | 0.0091 | -0.1798 | 49.4109 | 0.0091 | -0.1792 | 0 | 0 | 0 | 0 | 0 | 0 | SDGE:DEER:Com:Indoor_Non-CFL_Ltg | Annual | 0
SDG | WPSDGENRLG0083-Rev01-Msr009 | RtL | Ex | CZ06 | Any | WPSDGENRLG0083-1 | ExAnte2018 | IOU workpaper |  | KiloLumen |  |  | None | 35.3261 | 0.0088 | -0.302 | 35.2391 | 0.0088 | -0.3012 | 0 | 0 | 0 | 0 | 0 | 0 | SDGE:DEER:Com:Indoor_Non-CFL_Ltg | Annual | 0
SDG | WPSDGENRLG0083-Rev01-Msr009 | RtL | Ex | CZ07 | Any | WPSDGENRLG0083-1 | ExAnte2018 | IOU workpaper |  | KiloLumen |  |  | None | 35.6387 | 0.0088 | -0.2207 | 35.5509 | 0.0088 | -0.2202 | 0 | 0 | 0 | 0 | 0 | 0 | SDGE:DEER:Com:Indoor_Non-CFL_Ltg | Annual | 0
SDG | WPSDGENRLG0083-Rev01-Msr009 | RtL | Ex | CZ08 | Any | WPSDGENRLG0083-1 | ExAnte2018 | IOU workpaper |  | KiloLumen |  |  | None | 35.6387 | 0.0088 | -0.2614 | 35.5509 | 0.0088 | -0.2607 | 0 | 0 | 0 | 0 | 0 | 0 | SDGE:DEER:Com:Indoor_Non-CFL_Ltg | Annual | 0
SDG | WPSDGENRLG0083-Rev01-Msr009 | RtL | Ex | CZ10 | Any | WPSDGENRLG0083-1 | ExAnte2018 | IOU workpaper |  | KiloLumen |  |  | None | 35.3261 | 0.0089 | -0.3501 | 35.2391 | 0.0089 | -0.3493 | 0 | 0 | 0 | 0 | 0 | 0 | SDGE:DEER:Com:Indoor_Non-CFL_Ltg | Annual | 0
SDG | WPSDGENRLG0083-Rev01-Msr009 | RtL | Ex | CZ14 | Any | WPSDGENRLG0083-1 | ExAnte2018 | IOU workpaper |  | KiloLumen |  |  | None | 34.0756 | 0.009 | -0.7347 | 33.9917 | 0.009 | -0.7328 | 0 | 0 | 0 | 0 | 0 | 0 | SDGE:DEER:Com:Indoor_Non-CFL_Ltg | Annual | 0
SDG | WPSDGENRLG0083-Rev01-Msr009 | RtL | Ex | CZ15 | Any | WPSDGENRLG0083-1 | ExAnte2018 | IOU workpaper |  | KiloLumen |  |  | None | 36.8892 | 0.0091 | -0.1235 | 36.7983 | 0.0091 | -0.1232 | 0 | 0 | 0 | 0 | 0 | 0 | SDGE:DEER:Com:Indoor_Non-CFL_Ltg | Annual | 0
SDG | WPSDGENRLG0083-Rev01-Msr009 | RtL | Ex | IOU | Any | WPSDGENRLG0083-1 | ExAnte2018 | IOU workpaper |  | KiloLumen |  |  | None | 35.6387 | 0.0088 | -0.2582 | 35.5509 | 0.0088 | -0.2576 | 0 | 0 | 0 | 0 | 0 | 0 | SDGE:DEER:Com:Indoor_Non-CFL_Ltg | Annual | 0
SDG | WPSDGENRLG0083-Rev01-Msr009 | RtS | Ex | CZ06 | Any | WPSDGENRLG0083-1 | ExAnte2018 | IOU workpaper |  | KiloLumen |  |  | None | 19.9253 | 0.006 | -0.0635 | 19.9253 | 0.006 | -0.0635 | 0 | 0 | 0 | 0 | 0 | 0 | SDGE:DEER:Com:Indoor_Non-CFL_Ltg | Annual | 0
SDG | WPSDGENRLG0083-Rev01-Msr009 | RtS | Ex | CZ07 | Any | WPSDGENRLG0083-1 | ExAnte2018 | IOU workpaper |  | KiloLumen |  |  | None | 19.9253 | 0.006 | -0.0377 | 19.9253 | 0.006 | -0.0377 | 0 | 0 | 0 | 0 | 0 | 0 | SDGE:DEER:Com:Indoor_Non-CFL_Ltg | Annual | 0
SDG | WPSDGENRLG0083-Rev01-Msr009 | RtS | Ex | CZ08 | Any | WPSDGENRLG0083-1 | ExAnte2018 | IOU workpaper |  | KiloLumen |  |  | None | 20.1016 | 0.006 | -0.0538 | 20.1016 | 0.006 | -0.0538 | 0 | 0 | 0 | 0 | 0 | 0 | SDGE:DEER:Com:Indoor_Non-CFL_Ltg | Annual | 0
SDG | WPSDGENRLG0083-Rev01-Msr009 | RtS | Ex | CZ10 | Any | WPSDGENRLG0083-1 | ExAnte2018 | IOU workpaper |  | KiloLumen |  |  | None | 19.9253 | 0.0061 | -0.0792 | 19.9253 | 0.0061 | -0.0792 | 0 | 0 | 0 | 0 | 0 | 0 | SDGE:DEER:Com:Indoor_Non-CFL_Ltg | Annual | 0
SDG | WPSDGENRLG0083-Rev01-Msr009 | RtS | Ex | CZ14 | Any | WPSDGENRLG0083-1 | ExAnte2018 | IOU workpaper |  | KiloLumen |  |  | None | 19.3963 | 0.0061 | -0.1975 | 19.3963 | 0.0061 | -0.1975 | 0 | 0 | 0 | 0 | 0 | 0 | SDGE:DEER:Com:Indoor_Non-CFL_Ltg | Annual | 0
SDG | WPSDGENRLG0083-Rev01-Msr009 | RtS | Ex | CZ15 | Any | WPSDGENRLG0083-1 | ExAnte2018 | IOU workpaper |  | KiloLumen |  |  | None | 20.9833 | 0.0061 | -0.017 | 20.9833 | 0.0061 | -0.017 | 0 | 0 | 0 | 0 | 0 | 0 | SDGE:DEER:Com:Indoor_Non-CFL_Ltg | Annual | 0
SDG | WPSDGENRLG0083-Rev01-Msr009 | RtS | Ex | IOU | Any | WPSDGENRLG0083-1 | ExAnte2018 | IOU workpaper |  | KiloLumen |  |  | None | 19.9253 | 0.006 | -0.0499 | 19.9253 | 0.006 | -0.0499 | 0 | 0 | 0 | 0 | 0 | 0 | SDGE:DEER:Com:Indoor_Non-CFL_Ltg | Annual | 0
SDG | WPSDGENRLG0083-Rev01-Msr009 | SCn | Ex | CZ06 | Any | WPSDGENRLG0083-1 | ExAnte2018 | IOU workpaper |  | KiloLumen |  |  | None | 18.4792 | 0.0052 | -0.2296 | 18.162 | 0.005 | -0.2257 | 0 | 0 | 0 | 0 | 0 | 0 | SDGE:DEER:Com:Indoor_Non-CFL_Ltg | Annual | 0
SDG | WPSDGENRLG0083-Rev01-Msr009 | SCn | Ex | CZ07 | Any | WPSDGENRLG0083-1 | ExAnte2018 | IOU workpaper |  | KiloLumen |  |  | None | 18.1204 | 0.0053 | -0.1884 | 17.8093 | 0.0051 | -0.1851 | 0 | 0 | 0 | 0 | 0 | 0 | SDGE:DEER:Com:Indoor_Non-CFL_Ltg | Annual | 0
SDG | WPSDGENRLG0083-Rev01-Msr009 | SCn | Ex | CZ08 | Any | WPSDGENRLG0083-1 | ExAnte2018 | IOU workpaper |  | KiloLumen |  |  | None | 18.6586 | 0.0052 | -0.1956 | 18.3383 | 0.005 | -0.1922 | 0 | 0 | 0 | 0 | 0 | 0 | SDGE:DEER:Com:Indoor_Non-CFL_Ltg | Annual | 0
SDG | WPSDGENRLG0083-Rev01-Msr009 | SCn | Ex | CZ10 | Any | WPSDGENRLG0083-1 | ExAnte2018 | IOU workpaper |  | KiloLumen |  |  | None | 18.6586 | 0.0053 | -0.2422 | 18.3383 | 0.0051 | -0.238 | 0 | 0 | 0 | 0 | 0 | 0 | SDGE:DEER:Com:Indoor_Non-CFL_Ltg | Annual | 0
SDG | WPSDGENRLG0083-Rev01-Msr009 | SCn | Ex | CZ14 | Any | WPSDGENRLG0083-1 | ExAnte2018 | IOU workpaper |  | KiloLumen |  |  | None | 18.1204 | 0.0052 | -0.3552 | 17.8093 | 0.005 | -0.3491 | 0 | 0 | 0 | 0 | 0 | 0 | SDGE:DEER:Com:Indoor_Non-CFL_Ltg | Annual | 0
SDG | WPSDGENRLG0083-Rev01-Msr009 | SCn | Ex | CZ15 | Any | WPSDGENRLG0083-1 | ExAnte2018 | IOU workpaper |  | KiloLumen |  |  | None | 20.0939 | 0.0052 | -0.1035 | 19.749 | 0.005 | -0.1017 | 0 | 0 | 0 | 0 | 0 | 0 | SDGE:DEER:Com:Indoor_Non-CFL_Ltg | Annual | 0
SDG | WPSDGENRLG0083-Rev01-Msr009 | SCn | Ex | IOU | Any | WPSDGENRLG0083-1 | ExAnte2018 | IOU workpaper |  | KiloLumen |  |  | None | 18.2998 | 0.0053 | -0.2063 | 17.9857 | 0.0051 | -0.2028 | 0 | 0 | 0 | 0 | 0 | 0 | SDGE:DEER:Com:Indoor_Non-CFL_Ltg | Annual | 0
SDG | WPSDGENRLG0083-Rev01-Msr009 | SUn | Ex | CZ06 | Any | WPSDGENRLG0083-1 | ExAnte2018 | IOU workpaper |  | KiloLumen |  |  | None | 16.94 | 0.0035 | 0 | 16.632 | 0.0034 | 0 | 0 | 0 | 0 | 0 | 0 | 0 | SDGE:DEER:Com:Indoor_Non-CFL_Ltg | Annual | 0
SDG | WPSDGENRLG0083-Rev01-Msr009 | SUn | Ex | CZ07 | Any | WPSDGENRLG0083-1 | ExAnte2018 | IOU workpaper |  | KiloLumen |  |  | None | 16.94 | 0.0035 | 0 | 16.632 | 0.0034 | 0 | 0 | 0 | 0 | 0 | 0 | 0 | SDGE:DEER:Com:Indoor_Non-CFL_Ltg | Annual | 0
SDG | WPSDGENRLG0083-Rev01-Msr009 | SUn | Ex | CZ08 | Any | WPSDGENRLG0083-1 | ExAnte2018 | IOU workpaper |  | KiloLumen |  |  | None | 16.94 | 0.0035 | 0 | 16.632 | 0.0034 | 0 | 0 | 0 | 0 | 0 | 0 | 0 | SDGE:DEER:Com:Indoor_Non-CFL_Ltg | Annual | 0
SDG | WPSDGENRLG0083-Rev01-Msr009 | SUn | Ex | CZ10 | Any | WPSDGENRLG0083-1 | ExAnte2018 | IOU workpaper |  | KiloLumen |  |  | None | 16.94 | 0.0035 | 0 | 16.632 | 0.0034 | 0 | 0 | 0 | 0 | 0 | 0 | 0 | SDGE:DEER:Com:Indoor_Non-CFL_Ltg | Annual | 0
SDG | WPSDGENRLG0083-Rev01-Msr009 | SUn | Ex | CZ14 | Any | WPSDGENRLG0083-1 | ExAnte2018 | IOU workpaper |  | KiloLumen |  |  | None | 16.94 | 0.0035 | 0 | 16.632 | 0.0034 | 0 | 0 | 0 | 0 | 0 | 0 | 0 | SDGE:DEER:Com:Indoor_Non-CFL_Ltg | Annual | 0
SDG | WPSDGENRLG0083-Rev01-Msr009 | SUn | Ex | CZ15 | Any | WPSDGENRLG0083-1 | ExAnte2018 | IOU workpaper |  | KiloLumen |  |  | None | 16.94 | 0.0035 | 0 | 16.632 | 0.0034 | 0 | 0 | 0 | 0 | 0 | 0 | 0 | SDGE:DEER:Com:Indoor_Non-CFL_Ltg | Annual | 0
SDG | WPSDGENRLG0083-Rev01-Msr009 | SUn | Ex | IOU | Any | WPSDGENRLG0083-1 | ExAnte2018 | IOU workpaper |  | KiloLumen |  |  | None | 16.94 | 0.0035 | 0 | 16.632 | 0.0034 | 0 | 0 | 0 | 0 | 0 | 0 | 0 | SDGE:DEER:Com:Indoor_Non-CFL_Ltg | Annual | 0
SDG | WPSDGENRLG0083-Rev01-Msr009 | WRf | Ex | CZ06 | Any | WPSDGENRLG0083-1 | ExAnte2018 | IOU workpaper |  | KiloLumen |  |  | None | 61.985 | 0.0054 | 0 | 56.9022 | 0.0052 | 0 | 0 | 0 | 0 | 0 | 0 | 0 | SDGE:DEER:Com:Indoor_Non-CFL_Ltg | Annual | 0
SDG | WPSDGENRLG0083-Rev01-Msr009 | WRf | Ex | CZ07 | Any | WPSDGENRLG0083-1 | ExAnte2018 | IOU workpaper |  | KiloLumen |  |  | None | 62.37 | 0.0054 | 0 | 57.2557 | 0.0052 | 0 | 0 | 0 | 0 | 0 | 0 | 0 | SDGE:DEER:Com:Indoor_Non-CFL_Ltg | Annual | 0
SDG | WPSDGENRLG0083-Rev01-Msr009 | WRf | Ex | CZ08 | Any | WPSDGENRLG0083-1 | ExAnte2018 | IOU workpaper |  | KiloLumen |  |  | None | 61.985 | 0.0054 | 0 | 56.9022 | 0.0052 | 0 | 0 | 0 | 0 | 0 | 0 | 0 | SDGE:DEER:Com:Indoor_Non-CFL_Ltg | Annual | 0
SDG | WPSDGENRLG0083-Rev01-Msr009 | WRf | Ex | CZ10 | Any | WPSDGENRLG0083-1 | ExAnte2018 | IOU workpaper |  | KiloLumen |  |  | None | 61.215 | 0.0054 | 0 | 56.1954 | 0.0052 | 0 | 0 | 0 | 0 | 0 | 0 | 0 | SDGE:DEER:Com:Indoor_Non-CFL_Ltg | Annual | 0
SDG | WPSDGENRLG0083-Rev01-Msr009 | WRf | Ex | CZ14 | Any | WPSDGENRLG0083-1 | ExAnte2018 | IOU workpaper |  | KiloLumen |  |  | None | 61.215 | 0.0054 | 0 | 56.1954 | 0.0052 | 0 | 0 | 0 | 0 | 0 | 0 | 0 | SDGE:DEER:Com:Indoor_Non-CFL_Ltg | Annual | 0
SDG | WPSDGENRLG0083-Rev01-Msr009 | WRf | Ex | CZ15 | Any | WPSDGENRLG0083-1 | ExAnte2018 | IOU workpaper |  | KiloLumen |  |  | None | 61.215 | 0.0054 | 0 | 56.1954 | 0.0052 | 0 | 0 | 0 | 0 | 0 | 0 | 0 | SDGE:DEER:Com:Indoor_Non-CFL_Ltg | Annual | 0
SDG | WPSDGENRLG0083-Rev01-Msr009 | WRf | Ex | IOU | Any | WPSDGENRLG0083-1 | ExAnte2018 | IOU workpaper |  | KiloLumen |  |  | None | 61.985 | 0.0054 | 0 | 56.9022 | 0.0052 | 0 | 0 | 0 | 0 | 0 | 0 | 0 | SDGE:DEER:Com:Indoor_Non-CFL_Ltg | Annual | 0
SDG | WPSDGENRLG0083-Rev01-Msr010 | Asm | Ex | CZ06 | Any | WPSDGENRLG0083-1 | ExAnte2018 | IOU workpaper |  | KiloLumen |  |  | None | 14.399 | 0.0048 | -0.1223 | 13.7214 | 0.0045 | -0.1165 | 0 | 0 | 0 | 0 | 0 | 0 | SDGE:DEER:Com:Indoor_Non-CFL_Ltg | Annual | 0
SDG | WPSDGENRLG0083-Rev01-Msr010 | Asm | Ex | CZ07 | Any | WPSDGENRLG0083-1 | ExAnte2018 | IOU workpaper |  | KiloLumen |  |  | None | 14.5299 | 0.0048 | -0.113 | 13.8461 | 0.0045 | -0.1077 | 0 | 0 | 0 | 0 | 0 | 0 | SDGE:DEER:Com:Indoor_Non-CFL_Ltg | Annual | 0
SDG | WPSDGENRLG0083-Rev01-Msr010 | Asm | Ex | CZ08 | Any | WPSDGENRLG0083-1 | ExAnte2018 | IOU workpaper |  | KiloLumen |  |  | None | 14.5299 | 0.0046 | -0.1034 | 13.8461 | 0.0044 | -0.0985 | 0 | 0 | 0 | 0 | 0 | 0 | SDGE:DEER:Com:Indoor_Non-CFL_Ltg | Annual | 0
SDG | WPSDGENRLG0083-Rev01-Msr010 | Asm | Ex | CZ10 | Any | WPSDGENRLG0083-1 | ExAnte2018 | IOU workpaper |  | KiloLumen |  |  | None | 14.399 | 0.0047 | -0.1322 | 13.7214 | 0.0045 | -0.126 | 0 | 0 | 0 | 0 | 0 | 0 | SDGE:DEER:Com:Indoor_Non-CFL_Ltg | Annual | 0
SDG | WPSDGENRLG0083-Rev01-Msr010 | Asm | Ex | CZ14 | Any | WPSDGENRLG0083-1 | ExAnte2018 | IOU workpaper |  | KiloLumen |  |  | None | 14.0063 | 0.0044 | -0.2107 | 13.3472 | 0.0042 | -0.2008 | 0 | 0 | 0 | 0 | 0 | 0 | SDGE:DEER:Com:Indoor_Non-CFL_Ltg | Annual | 0
SDG | WPSDGENRLG0083-Rev01-Msr010 | Asm | Ex | CZ15 | Any | WPSDGENRLG0083-1 | ExAnte2018 | IOU workpaper |  | KiloLumen |  |  | None | 15.8389 | 0.0046 | -0.0584 | 15.0935 | 0.0044 | -0.0556 | 0 | 0 | 0 | 0 | 0 | 0 | SDGE:DEER:Com:Indoor_Non-CFL_Ltg | Annual | 0
SDG | WPSDGENRLG0083-Rev01-Msr010 | Asm | Ex | IOU | Any | WPSDGENRLG0083-1 | ExAnte2018 | IOU workpaper |  | KiloLumen |  |  | None | 14.5299 | 0.0047 | -0.1196 | 13.8461 | 0.0045 | -0.114 | 0 | 0 | 0 | 0 | 0 | 0 | SDGE:DEER:Com:Indoor_Non-CFL_Ltg | Annual | 0
SDG | WPSDGENRLG0083-Rev01-Msr010 | Com | Ex | IOU | Any | WPSDGENRLG0083-1 | ExAnte2018 | IOU workpaper |  | KiloLumen |  |  | None | 27.9418 | 0.0068 | -0.2744 | 26.3894 | 0.0062 | -0.2592 | 0 | 0 | 0 | 0 | 0 | 0 | SDGE:DEER:Com:Indoor_Non-CFL_Ltg | Annual | 0
SDG | WPSDGENRLG0083-Rev01-Msr010 | ECC | Ex | CZ06 | Any | WPSDGENRLG0083-1 | ExAnte2018 | IOU workpaper |  | KiloLumen |  |  | None | 22.7096 | 0.0084 | -0.2874 | 20.1863 | 0.0068 | -0.2555 | 0 | 0 | 0 | 0 | 0 | 0 | SDGE:DEER:Com:Indoor_Non-CFL_Ltg | Annual | 0
SDG | WPSDGENRLG0083-Rev01-Msr010 | ECC | Ex | CZ07 | Any | WPSDGENRLG0083-1 | ExAnte2018 | IOU workpaper |  | KiloLumen |  |  | None | 22.9106 | 0.0084 | -0.2412 | 20.365 | 0.0068 | -0.2144 | 0 | 0 | 0 | 0 | 0 | 0 | SDGE:DEER:Com:Indoor_Non-CFL_Ltg | Annual | 0
SDG | WPSDGENRLG0083-Rev01-Msr010 | ECC | Ex | CZ08 | Any | WPSDGENRLG0083-1 | ExAnte2018 | IOU workpaper |  | KiloLumen |  |  | None | 23.1116 | 0.0084 | -0.2613 | 20.5436 | 0.0068 | -0.2322 | 0 | 0 | 0 | 0 | 0 | 0 | SDGE:DEER:Com:Indoor_Non-CFL_Ltg | Annual | 0
SDG | WPSDGENRLG0083-Rev01-Msr010 | ECC | Ex | CZ10 | Any | WPSDGENRLG0083-1 | ExAnte2018 | IOU workpaper |  | KiloLumen |  |  | None | 22.9106 | 0.0085 | -0.3095 | 20.365 | 0.0069 | -0.2751 | 0 | 0 | 0 | 0 | 0 | 0 | SDGE:DEER:Com:Indoor_Non-CFL_Ltg | Annual | 0
SDG | WPSDGENRLG0083-Rev01-Msr010 | ECC | Ex | CZ14 | Any | WPSDGENRLG0083-1 | ExAnte2018 | IOU workpaper |  | KiloLumen |  |  | None | 22.5086 | 0.0084 | -0.4663 | 20.0077 | 0.0068 | -0.4144 | 0 | 0 | 0 | 0 | 0 | 0 | SDGE:DEER:Com:Indoor_Non-CFL_Ltg | Annual | 0
SDG | WPSDGENRLG0083-Rev01-Msr010 | ECC | Ex | CZ15 | Any | WPSDGENRLG0083-1 | ExAnte2018 | IOU workpaper |  | KiloLumen |  |  | None | 22.5086 | 0.0084 | -0.4663 | 20.0077 | 0.0068 | -0.4144 | 0 | 0 | 0 | 0 | 0 | 0 | SDGE:DEER:Com:Indoor_Non-CFL_Ltg | Annual | 0
SDG | WPSDGENRLG0083-Rev01-Msr010 | ECC | Ex | IOU | Any | WPSDGENRLG0083-1 | ExAnte2018 | IOU workpaper |  | KiloLumen |  |  | None | 22.9106 | 0.0084 | -0.2593 | 20.365 | 0.0068 | -0.2304 | 0 | 0 | 0 | 0 | 0 | 0 | SDGE:DEER:Com:Indoor_Non-CFL_Ltg | Annual | 0
SDG | WPSDGENRLG0083-Rev01-Msr010 | EPr | Ex | CZ06 | Any | WPSDGENRLG0083-1 | ExAnte2018 | IOU workpaper |  | KiloLumen |  |  | None | 21.7694 | 0.0081 | -0.1948 | 18.346 | 0.0066 | -0.1641 | 0 | 0 | 0 | 0 | 0 | 0 | SDGE:DEER:Com:Indoor_Non-CFL_Ltg | Annual | 0
SDG | WPSDGENRLG0083-Rev01-Msr010 | EPr | Ex | CZ07 | Any | WPSDGENRLG0083-1 | ExAnte2018 | IOU workpaper |  | KiloLumen |  |  | None | 21.7694 | 0.0082 | -0.1736 | 18.346 | 0.0067 | -0.1463 | 0 | 0 | 0 | 0 | 0 | 0 | SDGE:DEER:Com:Indoor_Non-CFL_Ltg | Annual | 0
SDG | WPSDGENRLG0083-Rev01-Msr010 | EPr | Ex | CZ08 | Any | WPSDGENRLG0083-1 | ExAnte2018 | IOU workpaper |  | KiloLumen |  |  | None | 21.9604 | 0.0083 | -0.161 | 18.507 | 0.0067 | -0.1357 | 0 | 0 | 0 | 0 | 0 | 0 | SDGE:DEER:Com:Indoor_Non-CFL_Ltg | Annual | 0
SDG | WPSDGENRLG0083-Rev01-Msr010 | EPr | Ex | CZ10 | Any | WPSDGENRLG0083-1 | ExAnte2018 | IOU workpaper |  | KiloLumen |  |  | None | 21.7694 | 0.0082 | -0.2062 | 18.346 | 0.0067 | -0.1738 | 0 | 0 | 0 | 0 | 0 | 0 | SDGE:DEER:Com:Indoor_Non-CFL_Ltg | Annual | 0
SDG | WPSDGENRLG0083-Rev01-Msr010 | EPr | Ex | CZ14 | Any | WPSDGENRLG0083-1 | ExAnte2018 | IOU workpaper |  | KiloLumen |  |  | None | 21.0056 | 0.0082 | -0.3514 | 17.7023 | 0.0067 | -0.2961 | 0 | 0 | 0 | 0 | 0 | 0 | SDGE:DEER:Com:Indoor_Non-CFL_Ltg | Annual | 0
SDG | WPSDGENRLG0083-Rev01-Msr010 | EPr | Ex | CZ15 | Any | WPSDGENRLG0083-1 | ExAnte2018 | IOU workpaper |  | KiloLumen |  |  | None | 23.2971 | 0.0082 | -0.0844 | 19.6335 | 0.0067 | -0.0711 | 0 | 0 | 0 | 0 | 0 | 0 | SDGE:DEER:Com:Indoor_Non-CFL_Ltg | Annual | 0
SDG | WPSDGENRLG0083-Rev01-Msr010 | EPr | Ex | IOU | Any | WPSDGENRLG0083-1 | ExAnte2018 | IOU workpaper |  | KiloLumen |  |  | None | 21.7694 | 0.0082 | -0.186 | 18.346 | 0.0067 | -0.1567 | 0 | 0 | 0 | 0 | 0 | 0 | SDGE:DEER:Com:Indoor_Non-CFL_Ltg | Annual | 0
SDG | WPSDGENRLG0083-Rev01-Msr010 | ERC | Ex | CZ06 | Any | WPSDGENRLG0083-1 | ExAnte2018 | IOU workpaper |  | KiloLumen |  |  | None | 10.2564 | 0.0048 | -0.0618 | 8.2051 | 0.0036 | -0.0495 | 0 | 0 | 0 | 0 | 0 | 0 | SDGE:DEER:Com:Indoor_Non-CFL_Ltg | Annual | 0
SDG | WPSDGENRLG0083-Rev01-Msr010 | ERC | Ex | CZ07 | Any | WPSDGENRLG0083-1 | ExAnte2018 | IOU workpaper |  | KiloLumen |  |  | None | 10.4412 | 0.0048 | -0.0511 | 8.353 | 0.0037 | -0.0409 | 0 | 0 | 0 | 0 | 0 | 0 | SDGE:DEER:Com:Indoor_Non-CFL_Ltg | Annual | 0
SDG | WPSDGENRLG0083-Rev01-Msr010 | ERC | Ex | CZ08 | Any | WPSDGENRLG0083-1 | ExAnte2018 | IOU workpaper |  | KiloLumen |  |  | None | 10.2564 | 0.0048 | -0.0541 | 8.2051 | 0.0036 | -0.0432 | 0 | 0 | 0 | 0 | 0 | 0 | SDGE:DEER:Com:Indoor_Non-CFL_Ltg | Annual | 0
SDG | WPSDGENRLG0083-Rev01-Msr010 | ERC | Ex | CZ10 | Any | WPSDGENRLG0083-1 | ExAnte2018 | IOU workpaper |  | KiloLumen |  |  | None | 10.2564 | 0.0048 | -0.0638 | 8.2051 | 0.0036 | -0.0511 | 0 | 0 | 0 | 0 | 0 | 0 | SDGE:DEER:Com:Indoor_Non-CFL_Ltg | Annual | 0
SDG | WPSDGENRLG0083-Rev01-Msr010 | ERC | Ex | CZ14 | Any | WPSDGENRLG0083-1 | ExAnte2018 | IOU workpaper |  | KiloLumen |  |  | None | 10.0716 | 0.0048 | -0.0844 | 8.0573 | 0.0037 | -0.0675 | 0 | 0 | 0 | 0 | 0 | 0 | SDGE:DEER:Com:Indoor_Non-CFL_Ltg | Annual | 0
SDG | WPSDGENRLG0083-Rev01-Msr010 | ERC | Ex | CZ15 | Any | WPSDGENRLG0083-1 | ExAnte2018 | IOU workpaper |  | KiloLumen |  |  | None | 10.9032 | 0.005 | -0.0298 | 8.7226 | 0.0038 | -0.0238 | 0 | 0 | 0 | 0 | 0 | 0 | SDGE:DEER:Com:Indoor_Non-CFL_Ltg | Annual | 0
SDG | WPSDGENRLG0083-Rev01-Msr010 | ERC | Ex | IOU | Any | WPSDGENRLG0083-1 | ExAnte2018 | IOU workpaper |  | KiloLumen |  |  | None | 10.3488 | 0.0048 | -0.0562 | 8.279 | 0.0037 | -0.0449 | 0 | 0 | 0 | 0 | 0 | 0 | SDGE:DEER:Com:Indoor_Non-CFL_Ltg | Annual | 0
SDG | WPSDGENRLG0083-Rev01-Msr010 | ESe | Ex | CZ06 | Any | WPSDGENRLG0083-1 | ExAnte2018 | IOU workpaper |  | KiloLumen |  |  | None | 21.905 | 0.0085 | -0.2601 | 18.8866 | 0.0072 | -0.2243 | 0 | 0 | 0 | 0 | 0 | 0 | SDGE:DEER:Com:Indoor_Non-CFL_Ltg | Annual | 0
SDG | WPSDGENRLG0083-Rev01-Msr010 | ESe | Ex | CZ07 | Any | WPSDGENRLG0083-1 | ExAnte2018 | IOU workpaper |  | KiloLumen |  |  | None | 21.905 | 0.0083 | -0.2288 | 18.8866 | 0.007 | -0.1973 | 0 | 0 | 0 | 0 | 0 | 0 | SDGE:DEER:Com:Indoor_Non-CFL_Ltg | Annual | 0
SDG | WPSDGENRLG0083-Rev01-Msr010 | ESe | Ex | CZ08 | Any | WPSDGENRLG0083-1 | ExAnte2018 | IOU workpaper |  | KiloLumen |  |  | None | 22.1005 | 0.0084 | -0.223 | 19.0552 | 0.0071 | -0.1922 | 0 | 0 | 0 | 0 | 0 | 0 | SDGE:DEER:Com:Indoor_Non-CFL_Ltg | Annual | 0
SDG | WPSDGENRLG0083-Rev01-Msr010 | ESe | Ex | CZ10 | Any | WPSDGENRLG0083-1 | ExAnte2018 | IOU workpaper |  | KiloLumen |  |  | None | 22.1005 | 0.0084 | -0.2797 | 19.0552 | 0.0071 | -0.2411 | 0 | 0 | 0 | 0 | 0 | 0 | SDGE:DEER:Com:Indoor_Non-CFL_Ltg | Annual | 0
SDG | WPSDGENRLG0083-Rev01-Msr010 | ESe | Ex | CZ14 | Any | WPSDGENRLG0083-1 | ExAnte2018 | IOU workpaper |  | KiloLumen |  |  | None | 21.3182 | 0.0082 | -0.4498 | 18.3807 | 0.0069 | -0.3878 | 0 | 0 | 0 | 0 | 0 | 0 | SDGE:DEER:Com:Indoor_Non-CFL_Ltg | Annual | 0
SDG | WPSDGENRLG0083-Rev01-Msr010 | ESe | Ex | CZ15 | Any | WPSDGENRLG0083-1 | ExAnte2018 | IOU workpaper |  | KiloLumen |  |  | None | 23.8608 | 0.0084 | -0.1232 | 20.5729 | 0.0071 | -0.1062 | 0 | 0 | 0 | 0 | 0 | 0 | SDGE:DEER:Com:Indoor_Non-CFL_Ltg | Annual | 0
SDG | WPSDGENRLG0083-Rev01-Msr010 | ESe | Ex | IOU | Any | WPSDGENRLG0083-1 | ExAnte2018 | IOU workpaper |  | KiloLumen |  |  | None | 21.905 | 0.0083 | -0.2484 | 18.8866 | 0.007 | -0.2142 | 0 | 0 | 0 | 0 | 0 | 0 | SDGE:DEER:Com:Indoor_Non-CFL_Ltg | Annual | 0
SDG | WPSDGENRLG0083-Rev01-Msr010 | EUn | Ex | CZ06 | Any | WPSDGENRLG0083-1 | ExAnte2018 | IOU workpaper |  | KiloLumen |  |  | None | 24.6662 | 0.009 | -0.2445 | 21.7694 | 0.0073 | -0.2158 | 0 | 0 | 0 | 0 | 0 | 0 | SDGE:DEER:Com:Indoor_Non-CFL_Ltg | Annual | 0
SDG | WPSDGENRLG0083-Rev01-Msr010 | EUn | Ex | CZ07 | Any | WPSDGENRLG0083-1 | ExAnte2018 | IOU workpaper |  | KiloLumen |  |  | None | 24.6662 | 0.009 | -0.2123 | 21.7694 | 0.0073 | -0.1873 | 0 | 0 | 0 | 0 | 0 | 0 | SDGE:DEER:Com:Indoor_Non-CFL_Ltg | Annual | 0
SDG | WPSDGENRLG0083-Rev01-Msr010 | EUn | Ex | CZ08 | Any | WPSDGENRLG0083-1 | ExAnte2018 | IOU workpaper |  | KiloLumen |  |  | None | 24.8825 | 0.0091 | -0.2358 | 21.9604 | 0.0074 | -0.2081 | 0 | 0 | 0 | 0 | 0 | 0 | SDGE:DEER:Com:Indoor_Non-CFL_Ltg | Annual | 0
SDG | WPSDGENRLG0083-Rev01-Msr010 | EUn | Ex | CZ10 | Any | WPSDGENRLG0083-1 | ExAnte2018 | IOU workpaper |  | KiloLumen |  |  | None | 24.8825 | 0.0092 | -0.2726 | 21.9604 | 0.0075 | -0.2406 | 0 | 0 | 0 | 0 | 0 | 0 | SDGE:DEER:Com:Indoor_Non-CFL_Ltg | Annual | 0
SDG | WPSDGENRLG0083-Rev01-Msr010 | EUn | Ex | CZ14 | Any | WPSDGENRLG0083-1 | ExAnte2018 | IOU workpaper |  | KiloLumen |  |  | None | 24.4498 | 0.0091 | -0.3657 | 21.5785 | 0.0074 | -0.3227 | 0 | 0 | 0 | 0 | 0 | 0 | SDGE:DEER:Com:Indoor_Non-CFL_Ltg | Annual | 0
SDG | WPSDGENRLG0083-Rev01-Msr010 | EUn | Ex | CZ15 | Any | WPSDGENRLG0083-1 | ExAnte2018 | IOU workpaper |  | KiloLumen |  |  | None | 24.4498 | 0.0091 | -0.3657 | 21.5785 | 0.0074 | -0.3227 | 0 | 0 | 0 | 0 | 0 | 0 | SDGE:DEER:Com:Indoor_Non-CFL_Ltg | Annual | 0
SDG | WPSDGENRLG0083-Rev01-Msr010 | EUn | Ex | IOU | Any | WPSDGENRLG0083-1 | ExAnte2018 | IOU workpaper |  | KiloLumen |  |  | None | 24.6662 | 0.009 | -0.2272 | 21.7694 | 0.0073 | -0.2005 | 0 | 0 | 0 | 0 | 0 | 0 | SDGE:DEER:Com:Indoor_Non-CFL_Ltg | Annual | 0
SDG | WPSDGENRLG0083-Rev01-Msr010 | Gro | Ex | CZ06 | Any | WPSDGENRLG0083-1 | ExAnte2018 | IOU workpaper |  | KiloLumen |  |  | None | 42.7735 | 0.0086 | -2.9306 | 41.918 | 0.0084 | -2.872 | 0 | 0 | 0 | 0 | 0 | 0 | SDGE:DEER:Com:Indoor_Non-CFL_Ltg | Annual | 0
SDG | WPSDGENRLG0083-Rev01-Msr010 | Gro | Ex | CZ07 | Any | WPSDGENRLG0083-1 | ExAnte2018 | IOU workpaper |  | KiloLumen |  |  | None | 42.35 | 0.0084 | -3.117 | 41.503 | 0.0082 | -3.0546 | 0 | 0 | 0 | 0 | 0 | 0 | SDGE:DEER:Com:Indoor_Non-CFL_Ltg | Annual | 0
SDG | WPSDGENRLG0083-Rev01-Msr010 | Gro | Ex | CZ08 | Any | WPSDGENRLG0083-1 | ExAnte2018 | IOU workpaper |  | KiloLumen |  |  | None | 43.6205 | 0.0088 | -2.6553 | 42.7481 | 0.0086 | -2.6022 | 0 | 0 | 0 | 0 | 0 | 0 | SDGE:DEER:Com:Indoor_Non-CFL_Ltg | Annual | 0
SDG | WPSDGENRLG0083-Rev01-Msr010 | Gro | Ex | CZ10 | Any | WPSDGENRLG0083-1 | ExAnte2018 | IOU workpaper |  | KiloLumen |  |  | None | 44.4675 | 0.0092 | -2.5156 | 43.5782 | 0.009 | -2.4653 | 0 | 0 | 0 | 0 | 0 | 0 | SDGE:DEER:Com:Indoor_Non-CFL_Ltg | Annual | 0
SDG | WPSDGENRLG0083-Rev01-Msr010 | Gro | Ex | CZ14 | Any | WPSDGENRLG0083-1 | ExAnte2018 | IOU workpaper |  | KiloLumen |  |  | None | 44.044 | 0.0093 | -2.6553 | 43.1631 | 0.0091 | -2.6022 | 0 | 0 | 0 | 0 | 0 | 0 | SDGE:DEER:Com:Indoor_Non-CFL_Ltg | Annual | 0
SDG | WPSDGENRLG0083-Rev01-Msr010 | Gro | Ex | CZ15 | Any | WPSDGENRLG0083-1 | ExAnte2018 | IOU workpaper |  | KiloLumen |  |  | None | 47.432 | 0.0091 | -1.4145 | 46.4834 | 0.0089 | -1.3862 | 0 | 0 | 0 | 0 | 0 | 0 | SDGE:DEER:Com:Indoor_Non-CFL_Ltg | Annual | 0
SDG | WPSDGENRLG0083-Rev01-Msr010 | Gro | Ex | IOU | Any | WPSDGENRLG0083-1 | ExAnte2018 | IOU workpaper |  | KiloLumen |  |  | None | 42.7735 | 0.0086 | -2.9264 | 41.918 | 0.0085 | -2.8679 | 0 | 0 | 0 | 0 | 0 | 0 | SDGE:DEER:Com:Indoor_Non-CFL_Ltg | Annual | 0
SDG | WPSDGENRLG0083-Rev01-Msr010 | Hsp | Ex | CZ06 | Any | WPSDGENRLG0083-1 | ExAnte2018 | IOU workpaper |  | KiloLumen |  |  | None | 52.156 | 0.0075 | -1.3697 | 51.7132 | 0.0074 | -1.358 | 0 | 0 | 0 | 0 | 0 | 0 | SDGE:DEER:Com:Indoor_Non-CFL_Ltg | Annual | 0
SDG | WPSDGENRLG0083-Rev01-Msr010 | Hsp | Ex | CZ07 | Any | WPSDGENRLG0083-1 | ExAnte2018 | IOU workpaper |  | KiloLumen |  |  | None | 52.156 | 0.0074 | -1.2517 | 51.7132 | 0.0073 | -1.2411 | 0 | 0 | 0 | 0 | 0 | 0 | SDGE:DEER:Com:Indoor_Non-CFL_Ltg | Annual | 0
SDG | WPSDGENRLG0083-Rev01-Msr010 | Hsp | Ex | CZ08 | Any | WPSDGENRLG0083-1 | ExAnte2018 | IOU workpaper |  | KiloLumen |  |  | None | 52.156 | 0.0075 | -1.3515 | 51.7132 | 0.0074 | -1.34 | 0 | 0 | 0 | 0 | 0 | 0 | SDGE:DEER:Com:Indoor_Non-CFL_Ltg | Annual | 0
SDG | WPSDGENRLG0083-Rev01-Msr010 | Hsp | Ex | CZ10 | Any | WPSDGENRLG0083-1 | ExAnte2018 | IOU workpaper |  | KiloLumen |  |  | None | 52.156 | 0.0077 | -1.4604 | 51.7132 | 0.0076 | -1.448 | 0 | 0 | 0 | 0 | 0 | 0 | SDGE:DEER:Com:Indoor_Non-CFL_Ltg | Annual | 0
SDG | WPSDGENRLG0083-Rev01-Msr010 | Hsp | Ex | CZ14 | Any | WPSDGENRLG0083-1 | ExAnte2018 | IOU workpaper |  | KiloLumen |  |  | None | 51.2489 | 0.0076 | -1.7869 | 50.8138 | 0.0075 | -1.7717 | 0 | 0 | 0 | 0 | 0 | 0 | SDGE:DEER:Com:Indoor_Non-CFL_Ltg | Annual | 0
SDG | WPSDGENRLG0083-Rev01-Msr010 | Hsp | Ex | CZ15 | Any | WPSDGENRLG0083-1 | ExAnte2018 | IOU workpaper |  | KiloLumen |  |  | None | 51.2489 | 0.0076 | -1.7869 | 50.8138 | 0.0075 | -1.7717 | 0 | 0 | 0 | 0 | 0 | 0 | SDGE:DEER:Com:Indoor_Non-CFL_Ltg | Annual | 0
SDG | WPSDGENRLG0083-Rev01-Msr010 | Hsp | Ex | IOU | Any | WPSDGENRLG0083-1 | ExAnte2018 | IOU workpaper |  | KiloLumen |  |  | None | 52.156 | 0.0075 | -1.288 | 51.7132 | 0.0074 | -1.2771 | 0 | 0 | 0 | 0 | 0 | 0 | SDGE:DEER:Com:Indoor_Non-CFL_Ltg | Annual | 0
SDG | WPSDGENRLG0083-Rev01-Msr010 | Htl | Ex | CZ06 | Any | WPSDGENRLG0083-1 | ExAnte2018 | IOU workpaper |  | KiloLumen |  |  | None | 44.573 | 0.0067 | -0.5582 | 43.1724 | 0.0064 | -0.5407 | 0 | 0 | 0 | 0 | 0 | 0 | SDGE:DEER:Com:Indoor_Non-CFL_Ltg | Annual | 0
SDG | WPSDGENRLG0083-Rev01-Msr010 | Htl | Ex | CZ07 | Any | WPSDGENRLG0083-1 | ExAnte2018 | IOU workpaper |  | KiloLumen |  |  | None | 45.8227 | 0.0066 | -0.4499 | 44.3828 | 0.0064 | -0.4358 | 0 | 0 | 0 | 0 | 0 | 0 | SDGE:DEER:Com:Indoor_Non-CFL_Ltg | Annual | 0
SDG | WPSDGENRLG0083-Rev01-Msr010 | Htl | Ex | CZ08 | Any | WPSDGENRLG0083-1 | ExAnte2018 | IOU workpaper |  | KiloLumen |  |  | None | 45.4061 | 0.0067 | -0.4957 | 43.9793 | 0.0065 | -0.4801 | 0 | 0 | 0 | 0 | 0 | 0 | SDGE:DEER:Com:Indoor_Non-CFL_Ltg | Annual | 0
SDG | WPSDGENRLG0083-Rev01-Msr010 | Htl | Ex | CZ10 | Any | WPSDGENRLG0083-1 | ExAnte2018 | IOU workpaper |  | KiloLumen |  |  | None | 44.573 | 0.0068 | -0.554 | 43.1724 | 0.0066 | -0.5366 | 0 | 0 | 0 | 0 | 0 | 0 | SDGE:DEER:Com:Indoor_Non-CFL_Ltg | Annual | 0
SDG | WPSDGENRLG0083-Rev01-Msr010 | Htl | Ex | CZ14 | Any | WPSDGENRLG0083-1 | ExAnte2018 | IOU workpaper |  | KiloLumen |  |  | None | 42.4901 | 0.0068 | -0.7415 | 41.155 | 0.0066 | -0.7182 | 0 | 0 | 0 | 0 | 0 | 0 | SDGE:DEER:Com:Indoor_Non-CFL_Ltg | Annual | 0
SDG | WPSDGENRLG0083-Rev01-Msr010 | Htl | Ex | CZ15 | Any | WPSDGENRLG0083-1 | ExAnte2018 | IOU workpaper |  | KiloLumen |  |  | None | 48.3221 | 0.0069 | -0.3187 | 46.8037 | 0.0066 | -0.3087 | 0 | 0 | 0 | 0 | 0 | 0 | SDGE:DEER:Com:Indoor_Non-CFL_Ltg | Annual | 0
SDG | WPSDGENRLG0083-Rev01-Msr010 | Htl | Ex | IOU | Any | WPSDGENRLG0083-1 | ExAnte2018 | IOU workpaper |  | KiloLumen |  |  | None | 45.4061 | 0.0067 | -0.4666 | 43.9793 | 0.0064 | -0.4519 | 0 | 0 | 0 | 0 | 0 | 0 | SDGE:DEER:Com:Indoor_Non-CFL_Ltg | Annual | 0
SDG | WPSDGENRLG0083-Rev01-Msr010 | MBT | Ex | CZ06 | Any | WPSDGENRLG0083-1 | ExAnte2018 | IOU workpaper |  | KiloLumen |  |  | None | 25.6348 | 0.0055 | -0.0163 | 24.295 | 0.0053 | -0.0155 | 0 | 0 | 0 | 0 | 0 | 0 | SDGE:DEER:Com:Indoor_Non-CFL_Ltg | Annual | 0
SDG | WPSDGENRLG0083-Rev01-Msr010 | MBT | Ex | CZ07 | Any | WPSDGENRLG0083-1 | ExAnte2018 | IOU workpaper |  | KiloLumen |  |  | None | 25.8558 | 0.0054 | -0.0032 | 24.5045 | 0.0052 | -0.003 | 0 | 0 | 0 | 0 | 0 | 0 | SDGE:DEER:Com:Indoor_Non-CFL_Ltg | Annual | 0
SDG | WPSDGENRLG0083-Rev01-Msr010 | MBT | Ex | CZ08 | Any | WPSDGENRLG0083-1 | ExAnte2018 | IOU workpaper |  | KiloLumen |  |  | None | 25.6348 | 0.0057 | -0.0104 | 24.295 | 0.0055 | -0.0098 | 0 | 0 | 0 | 0 | 0 | 0 | SDGE:DEER:Com:Indoor_Non-CFL_Ltg | Annual | 0
SDG | WPSDGENRLG0083-Rev01-Msr010 | MBT | Ex | CZ10 | Any | WPSDGENRLG0083-1 | ExAnte2018 | IOU workpaper |  | KiloLumen |  |  | None | 25.6348 | 0.0058 | -0.0212 | 24.295 | 0.0056 | -0.0201 | 0 | 0 | 0 | 0 | 0 | 0 | SDGE:DEER:Com:Indoor_Non-CFL_Ltg | Annual | 0
SDG | WPSDGENRLG0083-Rev01-Msr010 | MBT | Ex | CZ14 | Any | WPSDGENRLG0083-1 | ExAnte2018 | IOU workpaper |  | KiloLumen |  |  | None | 25.1929 | 0.0058 | -0.051 | 23.8762 | 0.0056 | -0.0484 | 0 | 0 | 0 | 0 | 0 | 0 | SDGE:DEER:Com:Indoor_Non-CFL_Ltg | Annual | 0
SDG | WPSDGENRLG0083-Rev01-Msr010 | MBT | Ex | CZ15 | Any | WPSDGENRLG0083-1 | ExAnte2018 | IOU workpaper |  | KiloLumen |  |  | None | 26.7398 | 0.0058 | 0 | 25.3422 | 0.0056 | 0 | 0 | 0 | 0 | 0 | 0 | 0 | SDGE:DEER:Com:Indoor_Non-CFL_Ltg | Annual | 0
SDG | WPSDGENRLG0083-Rev01-Msr010 | MBT | Ex | IOU | Any | WPSDGENRLG0083-1 | ExAnte2018 | IOU workpaper |  | KiloLumen |  |  | None | 25.6348 | 0.0055 | -0.0097 | 24.295 | 0.0053 | -0.0092 | 0 | 0 | 0 | 0 | 0 | 0 | SDGE:DEER:Com:Indoor_Non-CFL_Ltg | Annual | 0
SDG | WPSDGENRLG0083-Rev01-Msr010 | MLI | Ex | CZ06 | Any | WPSDGENRLG0083-1 | ExAnte2018 | IOU workpaper |  | KiloLumen |  |  | None | 24.2827 | 0.0054 | -0.1378 | 24.1996 | 0.0054 | -0.1374 | 0 | 0 | 0 | 0 | 0 | 0 | SDGE:DEER:Com:Indoor_Non-CFL_Ltg | Annual | 0
SDG | WPSDGENRLG0083-Rev01-Msr010 | MLI | Ex | CZ07 | Any | WPSDGENRLG0083-1 | ExAnte2018 | IOU workpaper |  | KiloLumen |  |  | None | 24.2827 | 0.0054 | -0.069 | 24.1996 | 0.0054 | -0.0688 | 0 | 0 | 0 | 0 | 0 | 0 | SDGE:DEER:Com:Indoor_Non-CFL_Ltg | Annual | 0
SDG | WPSDGENRLG0083-Rev01-Msr010 | MLI | Ex | CZ08 | Any | WPSDGENRLG0083-1 | ExAnte2018 | IOU workpaper |  | KiloLumen |  |  | None | 24.5076 | 0.0054 | -0.1129 | 24.4236 | 0.0054 | -0.1125 | 0 | 0 | 0 | 0 | 0 | 0 | SDGE:DEER:Com:Indoor_Non-CFL_Ltg | Annual | 0
SDG | WPSDGENRLG0083-Rev01-Msr010 | MLI | Ex | CZ10 | Any | WPSDGENRLG0083-1 | ExAnte2018 | IOU workpaper |  | KiloLumen |  |  | None | 24.5076 | 0.0056 | -0.1556 | 24.4236 | 0.0056 | -0.1551 | 0 | 0 | 0 | 0 | 0 | 0 | SDGE:DEER:Com:Indoor_Non-CFL_Ltg | Annual | 0
SDG | WPSDGENRLG0083-Rev01-Msr010 | MLI | Ex | CZ14 | Any | WPSDGENRLG0083-1 | ExAnte2018 | IOU workpaper |  | KiloLumen |  |  | None | 23.833 | 0.0055 | -0.4407 | 23.7514 | 0.0055 | -0.4392 | 0 | 0 | 0 | 0 | 0 | 0 | SDGE:DEER:Com:Indoor_Non-CFL_Ltg | Annual | 0
SDG | WPSDGENRLG0083-Rev01-Msr010 | MLI | Ex | CZ15 | Any | WPSDGENRLG0083-1 | ExAnte2018 | IOU workpaper |  | KiloLumen |  |  | None | 26.3063 | 0.0055 | -0.0423 | 26.2162 | 0.0055 | -0.0421 | 0 | 0 | 0 | 0 | 0 | 0 | SDGE:DEER:Com:Indoor_Non-CFL_Ltg | Annual | 0
SDG | WPSDGENRLG0083-Rev01-Msr010 | MLI | Ex | IOU | Any | WPSDGENRLG0083-1 | ExAnte2018 | IOU workpaper |  | KiloLumen |  |  | None | 24.2827 | 0.0054 | -0.1019 | 24.1996 | 0.0054 | -0.1015 | 0 | 0 | 0 | 0 | 0 | 0 | SDGE:DEER:Com:Indoor_Non-CFL_Ltg | Annual | 0
SDG | WPSDGENRLG0083-Rev01-Msr010 | Mtl | Ex | CZ06 | Any | WPSDGENRLG0083-1 | ExAnte2018 | IOU workpaper |  | KiloLumen |  |  | None | 37.0832 | 0.0037 | -0.447 | 35.0134 | 0.0035 | -0.422 | 0 | 0 | 0 | 0 | 0 | 0 | SDGE:DEER:Com:Indoor_Non-CFL_Ltg | Annual | 0
SDG | WPSDGENRLG0083-Rev01-Msr010 | Mtl | Ex | CZ07 | Any | WPSDGENRLG0083-1 | ExAnte2018 | IOU workpaper |  | KiloLumen |  |  | None | 38.0765 | 0.0037 | -0.3281 | 35.9513 | 0.0034 | -0.3098 | 0 | 0 | 0 | 0 | 0 | 0 | SDGE:DEER:Com:Indoor_Non-CFL_Ltg | Annual | 0
SDG | WPSDGENRLG0083-Rev01-Msr010 | Mtl | Ex | CZ08 | Any | WPSDGENRLG0083-1 | ExAnte2018 | IOU workpaper |  | KiloLumen |  |  | None | 37.4143 | 0.0037 | -0.3775 | 35.3261 | 0.0035 | -0.3564 | 0 | 0 | 0 | 0 | 0 | 0 | SDGE:DEER:Com:Indoor_Non-CFL_Ltg | Annual | 0
SDG | WPSDGENRLG0083-Rev01-Msr010 | Mtl | Ex | CZ10 | Any | WPSDGENRLG0083-1 | ExAnte2018 | IOU workpaper |  | KiloLumen |  |  | None | 37.0832 | 0.0038 | -0.4437 | 35.0134 | 0.0036 | -0.4189 | 0 | 0 | 0 | 0 | 0 | 0 | SDGE:DEER:Com:Indoor_Non-CFL_Ltg | Annual | 0
SDG | WPSDGENRLG0083-Rev01-Msr010 | Mtl | Ex | CZ14 | Any | WPSDGENRLG0083-1 | ExAnte2018 | IOU workpaper |  | KiloLumen |  |  | None | 35.7588 | 0.0038 | -0.6092 | 33.763 | 0.0036 | -0.5752 | 0 | 0 | 0 | 0 | 0 | 0 | SDGE:DEER:Com:Indoor_Non-CFL_Ltg | Annual | 0
SDG | WPSDGENRLG0083-Rev01-Msr010 | Mtl | Ex | CZ15 | Any | WPSDGENRLG0083-1 | ExAnte2018 | IOU workpaper |  | KiloLumen |  |  | None | 39.732 | 0.0039 | -0.1864 | 37.5144 | 0.0037 | -0.176 | 0 | 0 | 0 | 0 | 0 | 0 | SDGE:DEER:Com:Indoor_Non-CFL_Ltg | Annual | 0
SDG | WPSDGENRLG0083-Rev01-Msr010 | Mtl | Ex | IOU | Any | WPSDGENRLG0083-1 | ExAnte2018 | IOU workpaper |  | KiloLumen |  |  | None | 37.7454 | 0.0037 | -0.3443 | 35.6387 | 0.0035 | -0.3251 | 0 | 0 | 0 | 0 | 0 | 0 | SDGE:DEER:Com:Indoor_Non-CFL_Ltg | Annual | 0
SDG | WPSDGENRLG0083-Rev01-Msr010 | Nrs | Ex | CZ06 | Any | WPSDGENRLG0083-1 | ExAnte2018 | IOU workpaper |  | KiloLumen |  |  | None | 32.1829 | 0.0069 | -1.1681 | 31.1018 | 0.0066 | -1.1289 | 0 | 0 | 0 | 0 | 0 | 0 | SDGE:DEER:Com:Indoor_Non-CFL_Ltg | Annual | 0
SDG | WPSDGENRLG0083-Rev01-Msr010 | Nrs | Ex | CZ07 | Any | WPSDGENRLG0083-1 | ExAnte2018 | IOU workpaper |  | KiloLumen |  |  | None | 31.8849 | 0.0068 | -1.0668 | 30.8139 | 0.0065 | -1.031 | 0 | 0 | 0 | 0 | 0 | 0 | SDGE:DEER:Com:Indoor_Non-CFL_Ltg | Annual | 0
SDG | WPSDGENRLG0083-Rev01-Msr010 | Nrs | Ex | CZ08 | Any | WPSDGENRLG0083-1 | ExAnte2018 | IOU workpaper |  | KiloLumen |  |  | None | 32.4809 | 0.0069 | -1.1353 | 31.3898 | 0.0066 | -1.0972 | 0 | 0 | 0 | 0 | 0 | 0 | SDGE:DEER:Com:Indoor_Non-CFL_Ltg | Annual | 0
SDG | WPSDGENRLG0083-Rev01-Msr010 | Nrs | Ex | CZ10 | Any | WPSDGENRLG0083-1 | ExAnte2018 | IOU workpaper |  | KiloLumen |  |  | None | 32.4809 | 0.0071 | -1.2039 | 31.3898 | 0.0069 | -1.1634 | 0 | 0 | 0 | 0 | 0 | 0 | SDGE:DEER:Com:Indoor_Non-CFL_Ltg | Annual | 0
SDG | WPSDGENRLG0083-Rev01-Msr010 | Nrs | Ex | CZ14 | Any | WPSDGENRLG0083-1 | ExAnte2018 | IOU workpaper |  | KiloLumen |  |  | None | 32.1829 | 0.007 | -1.4065 | 31.1018 | 0.0067 | -1.3593 | 0 | 0 | 0 | 0 | 0 | 0 | SDGE:DEER:Com:Indoor_Non-CFL_Ltg | Annual | 0
SDG | WPSDGENRLG0083-Rev01-Msr010 | Nrs | Ex | CZ15 | Any | WPSDGENRLG0083-1 | ExAnte2018 | IOU workpaper |  | KiloLumen |  |  | None | 32.1829 | 0.007 | -1.4065 | 31.1018 | 0.0067 | -1.3593 | 0 | 0 | 0 | 0 | 0 | 0 | SDGE:DEER:Com:Indoor_Non-CFL_Ltg | Annual | 0
SDG | WPSDGENRLG0083-Rev01-Msr010 | Nrs | Ex | IOU | Any | WPSDGENRLG0083-1 | ExAnte2018 | IOU workpaper |  | KiloLumen |  |  | None | 31.8849 | 0.0068 | -1.0906 | 30.8139 | 0.0066 | -1.054 | 0 | 0 | 0 | 0 | 0 | 0 | SDGE:DEER:Com:Indoor_Non-CFL_Ltg | Annual | 0
SDG | WPSDGENRLG0083-Rev01-Msr010 | OfL | Ex | CZ06 | Any | WPSDGENRLG0083-1 | ExAnte2018 | IOU workpaper |  | KiloLumen |  |  | None | 26.8853 | 0.0073 | -0.1511 | 24.1164 | 0.0066 | -0.1356 | 0 | 0 | 0 | 0 | 0 | 0 | SDGE:DEER:Com:Indoor_Non-CFL_Ltg | Annual | 0
SDG | WPSDGENRLG0083-Rev01-Msr010 | OfL | Ex | CZ07 | Any | WPSDGENRLG0083-1 | ExAnte2018 | IOU workpaper |  | KiloLumen |  |  | None | 26.8853 | 0.0073 | -0.134 | 24.1164 | 0.0066 | -0.1202 | 0 | 0 | 0 | 0 | 0 | 0 | SDGE:DEER:Com:Indoor_Non-CFL_Ltg | Annual | 0
SDG | WPSDGENRLG0083-Rev01-Msr010 | OfL | Ex | CZ08 | Any | WPSDGENRLG0083-1 | ExAnte2018 | IOU workpaper |  | KiloLumen |  |  | None | 26.8853 | 0.0074 | -0.1504 | 24.1164 | 0.0067 | -0.1349 | 0 | 0 | 0 | 0 | 0 | 0 | SDGE:DEER:Com:Indoor_Non-CFL_Ltg | Annual | 0
SDG | WPSDGENRLG0083-Rev01-Msr010 | OfL | Ex | CZ10 | Any | WPSDGENRLG0083-1 | ExAnte2018 | IOU workpaper |  | KiloLumen |  |  | None | 26.8853 | 0.0075 | -0.1771 | 24.1164 | 0.0068 | -0.1588 | 0 | 0 | 0 | 0 | 0 | 0 | SDGE:DEER:Com:Indoor_Non-CFL_Ltg | Annual | 0
SDG | WPSDGENRLG0083-Rev01-Msr010 | OfL | Ex | CZ14 | Any | WPSDGENRLG0083-1 | ExAnte2018 | IOU workpaper |  | KiloLumen |  |  | None | 26.6536 | 0.0075 | -0.2213 | 23.9085 | 0.0068 | -0.1985 | 0 | 0 | 0 | 0 | 0 | 0 | SDGE:DEER:Com:Indoor_Non-CFL_Ltg | Annual | 0
SDG | WPSDGENRLG0083-Rev01-Msr010 | OfL | Ex | CZ15 | Any | WPSDGENRLG0083-1 | ExAnte2018 | IOU workpaper |  | KiloLumen |  |  | None | 28.2759 | 0.0076 | -0.1027 | 25.3638 | 0.0069 | -0.0921 | 0 | 0 | 0 | 0 | 0 | 0 | SDGE:DEER:Com:Indoor_Non-CFL_Ltg | Annual | 0
SDG | WPSDGENRLG0083-Rev01-Msr010 | OfL | Ex | IOU | Any | WPSDGENRLG0083-1 | ExAnte2018 | IOU workpaper |  | KiloLumen |  |  | None | 26.8853 | 0.0073 | -0.1425 | 24.1164 | 0.0066 | -0.1279 | 0 | 0 | 0 | 0 | 0 | 0 | SDGE:DEER:Com:Indoor_Non-CFL_Ltg | Annual | 0
SDG | WPSDGENRLG0083-Rev01-Msr010 | OfS | Ex | CZ06 | Any | WPSDGENRLG0083-1 | ExAnte2018 | IOU workpaper |  | KiloLumen |  |  | None | 20.8978 | 0.0075 | -0.0296 | 16.2047 | 0.0059 | -0.023 | 0 | 0 | 0 | 0 | 0 | 0 | SDGE:DEER:Com:Indoor_Non-CFL_Ltg | Annual | 0
SDG | WPSDGENRLG0083-Rev01-Msr010 | OfS | Ex | CZ07 | Any | WPSDGENRLG0083-1 | ExAnte2018 | IOU workpaper |  | KiloLumen |  |  | None | 21.0795 | 0.0075 | -0.0084 | 16.3456 | 0.0059 | -0.0065 | 0 | 0 | 0 | 0 | 0 | 0 | SDGE:DEER:Com:Indoor_Non-CFL_Ltg | Annual | 0
SDG | WPSDGENRLG0083-Rev01-Msr010 | OfS | Ex | CZ08 | Any | WPSDGENRLG0083-1 | ExAnte2018 | IOU workpaper |  | KiloLumen |  |  | None | 21.0795 | 0.0076 | -0.0254 | 16.3456 | 0.006 | -0.0197 | 0 | 0 | 0 | 0 | 0 | 0 | SDGE:DEER:Com:Indoor_Non-CFL_Ltg | Annual | 0
SDG | WPSDGENRLG0083-Rev01-Msr010 | OfS | Ex | CZ10 | Any | WPSDGENRLG0083-1 | ExAnte2018 | IOU workpaper |  | KiloLumen |  |  | None | 21.0795 | 0.0076 | -0.0385 | 16.3456 | 0.006 | -0.0299 | 0 | 0 | 0 | 0 | 0 | 0 | SDGE:DEER:Com:Indoor_Non-CFL_Ltg | Annual | 0
SDG | WPSDGENRLG0083-Rev01-Msr010 | OfS | Ex | CZ14 | Any | WPSDGENRLG0083-1 | ExAnte2018 | IOU workpaper |  | KiloLumen |  |  | None | 20.5344 | 0.0077 | -0.0954 | 15.9228 | 0.0061 | -0.074 | 0 | 0 | 0 | 0 | 0 | 0 | SDGE:DEER:Com:Indoor_Non-CFL_Ltg | Annual | 0
SDG | WPSDGENRLG0083-Rev01-Msr010 | OfS | Ex | CZ15 | Any | WPSDGENRLG0083-1 | ExAnte2018 | IOU workpaper |  | KiloLumen |  |  | None | 22.1698 | 0.0076 | -0.0079 | 17.191 | 0.006 | -0.0061 | 0 | 0 | 0 | 0 | 0 | 0 | SDGE:DEER:Com:Indoor_Non-CFL_Ltg | Annual | 0
SDG | WPSDGENRLG0083-Rev01-Msr010 | OfS | Ex | IOU | Any | WPSDGENRLG0083-1 | ExAnte2018 | IOU workpaper |  | KiloLumen |  |  | None | 21.0795 | 0.0075 | -0.0148 | 16.3456 | 0.0059 | -0.0115 | 0 | 0 | 0 | 0 | 0 | 0 | SDGE:DEER:Com:Indoor_Non-CFL_Ltg | Annual | 0
SDG | WPSDGENRLG0083-Rev01-Msr010 | RFF | Ex | CZ06 | Any | WPSDGENRLG0083-1 | ExAnte2018 | IOU workpaper |  | KiloLumen |  |  | None | 29.0598 | 0.0059 | -0.5131 | 29.0598 | 0.0059 | -0.5131 | 0 | 0 | 0 | 0 | 0 | 0 | SDGE:DEER:Com:Indoor_Non-CFL_Ltg | Annual | 0
SDG | WPSDGENRLG0083-Rev01-Msr010 | RFF | Ex | CZ07 | Any | WPSDGENRLG0083-1 | ExAnte2018 | IOU workpaper |  | KiloLumen |  |  | None | 29.3216 | 0.0059 | -0.466 | 29.3216 | 0.0059 | -0.466 | 0 | 0 | 0 | 0 | 0 | 0 | SDGE:DEER:Com:Indoor_Non-CFL_Ltg | Annual | 0
SDG | WPSDGENRLG0083-Rev01-Msr010 | RFF | Ex | CZ08 | Any | WPSDGENRLG0083-1 | ExAnte2018 | IOU workpaper |  | KiloLumen |  |  | None | 29.3216 | 0.0059 | -0.4529 | 29.3216 | 0.0059 | -0.4529 | 0 | 0 | 0 | 0 | 0 | 0 | SDGE:DEER:Com:Indoor_Non-CFL_Ltg | Annual | 0
SDG | WPSDGENRLG0083-Rev01-Msr010 | RFF | Ex | CZ10 | Any | WPSDGENRLG0083-1 | ExAnte2018 | IOU workpaper |  | KiloLumen |  |  | None | 29.3216 | 0.006 | -0.5027 | 29.3216 | 0.006 | -0.5027 | 0 | 0 | 0 | 0 | 0 | 0 | SDGE:DEER:Com:Indoor_Non-CFL_Ltg | Annual | 0
SDG | WPSDGENRLG0083-Rev01-Msr010 | RFF | Ex | CZ14 | Any | WPSDGENRLG0083-1 | ExAnte2018 | IOU workpaper |  | KiloLumen |  |  | None | 28.798 | 0.0061 | -0.7147 | 28.798 | 0.0061 | -0.7147 | 0 | 0 | 0 | 0 | 0 | 0 | SDGE:DEER:Com:Indoor_Non-CFL_Ltg | Annual | 0
SDG | WPSDGENRLG0083-Rev01-Msr010 | RFF | Ex | CZ15 | Any | WPSDGENRLG0083-1 | ExAnte2018 | IOU workpaper |  | KiloLumen |  |  | None | 31.1542 | 0.0061 | -0.2296 | 31.1542 | 0.0061 | -0.2296 | 0 | 0 | 0 | 0 | 0 | 0 | SDGE:DEER:Com:Indoor_Non-CFL_Ltg | Annual | 0
SDG | WPSDGENRLG0083-Rev01-Msr010 | RFF | Ex | IOU | Any | WPSDGENRLG0083-1 | ExAnte2018 | IOU workpaper |  | KiloLumen |  |  | None | 29.3216 | 0.0059 | -0.4765 | 29.3216 | 0.0059 | -0.4765 | 0 | 0 | 0 | 0 | 0 | 0 | SDGE:DEER:Com:Indoor_Non-CFL_Ltg | Annual | 0
SDG | WPSDGENRLG0083-Rev01-Msr010 | RSD | Ex | CZ06 | Any | WPSDGENRLG0083-1 | ExAnte2018 | IOU workpaper |  | KiloLumen |  |  | None | 32.9437 | 0.006 | -0.7089 | 32.9437 | 0.006 | -0.7089 | 0 | 0 | 0 | 0 | 0 | 0 | SDGE:DEER:Com:Indoor_Non-CFL_Ltg | Annual | 0
SDG | WPSDGENRLG0083-Rev01-Msr010 | RSD | Ex | CZ07 | Any | WPSDGENRLG0083-1 | ExAnte2018 | IOU workpaper |  | KiloLumen |  |  | None | 32.9437 | 0.0061 | -0.653 | 32.9437 | 0.0061 | -0.653 | 0 | 0 | 0 | 0 | 0 | 0 | SDGE:DEER:Com:Indoor_Non-CFL_Ltg | Annual | 0
SDG | WPSDGENRLG0083-Rev01-Msr010 | RSD | Ex | CZ08 | Any | WPSDGENRLG0083-1 | ExAnte2018 | IOU workpaper |  | KiloLumen |  |  | None | 33.2378 | 0.0059 | -0.5883 | 33.2378 | 0.0059 | -0.5883 | 0 | 0 | 0 | 0 | 0 | 0 | SDGE:DEER:Com:Indoor_Non-CFL_Ltg | Annual | 0
SDG | WPSDGENRLG0083-Rev01-Msr010 | RSD | Ex | CZ10 | Any | WPSDGENRLG0083-1 | ExAnte2018 | IOU workpaper |  | KiloLumen |  |  | None | 32.9437 | 0.0056 | -0.6912 | 32.9437 | 0.0056 | -0.6912 | 0 | 0 | 0 | 0 | 0 | 0 | SDGE:DEER:Com:Indoor_Non-CFL_Ltg | Annual | 0
SDG | WPSDGENRLG0083-Rev01-Msr010 | RSD | Ex | CZ14 | Any | WPSDGENRLG0083-1 | ExAnte2018 | IOU workpaper |  | KiloLumen |  |  | None | 31.7671 | 0.0056 | -1.1354 | 31.7671 | 0.0056 | -1.1354 | 0 | 0 | 0 | 0 | 0 | 0 | SDGE:DEER:Com:Indoor_Non-CFL_Ltg | Annual | 0
SDG | WPSDGENRLG0083-Rev01-Msr010 | RSD | Ex | CZ15 | Any | WPSDGENRLG0083-1 | ExAnte2018 | IOU workpaper |  | KiloLumen |  |  | None | 35.5909 | 0.0062 | -0.2641 | 35.5909 | 0.0062 | -0.2641 | 0 | 0 | 0 | 0 | 0 | 0 | SDGE:DEER:Com:Indoor_Non-CFL_Ltg | Annual | 0
SDG | WPSDGENRLG0083-Rev01-Msr010 | RSD | Ex | IOU | Any | WPSDGENRLG0083-1 | ExAnte2018 | IOU workpaper |  | KiloLumen |  |  | None | 32.9437 | 0.006 | -0.6618 | 32.9437 | 0.006 | -0.6618 | 0 | 0 | 0 | 0 | 0 | 0 | SDGE:DEER:Com:Indoor_Non-CFL_Ltg | Annual | 0
SDG | WPSDGENRLG0083-Rev01-Msr010 | Rt3 | Ex | CZ06 | Any | WPSDGENRLG0083-1 | ExAnte2018 | IOU workpaper |  | KiloLumen |  |  | None | 49.588 | 0.0091 | -0.2303 | 49.4109 | 0.0091 | -0.2294 | 0 | 0 | 0 | 0 | 0 | 0 | SDGE:DEER:Com:Indoor_Non-CFL_Ltg | Annual | 0
SDG | WPSDGENRLG0083-Rev01-Msr010 | Rt3 | Ex | CZ07 | Any | WPSDGENRLG0083-1 | ExAnte2018 | IOU workpaper |  | KiloLumen |  |  | None | 49.588 | 0.009 | -0.0996 | 49.4109 | 0.009 | -0.0993 | 0 | 0 | 0 | 0 | 0 | 0 | SDGE:DEER:Com:Indoor_Non-CFL_Ltg | Annual | 0
SDG | WPSDGENRLG0083-Rev01-Msr010 | Rt3 | Ex | CZ08 | Any | WPSDGENRLG0083-1 | ExAnte2018 | IOU workpaper |  | KiloLumen |  |  | None | 49.588 | 0.009 | -0.2061 | 49.4109 | 0.009 | -0.2054 | 0 | 0 | 0 | 0 | 0 | 0 | SDGE:DEER:Com:Indoor_Non-CFL_Ltg | Annual | 0
SDG | WPSDGENRLG0083-Rev01-Msr010 | Rt3 | Ex | CZ10 | Any | WPSDGENRLG0083-1 | ExAnte2018 | IOU workpaper |  | KiloLumen |  |  | None | 49.1568 | 0.0092 | -0.3769 | 48.9812 | 0.0091 | -0.3755 | 0 | 0 | 0 | 0 | 0 | 0 | SDGE:DEER:Com:Indoor_Non-CFL_Ltg | Annual | 0
SDG | WPSDGENRLG0083-Rev01-Msr010 | Rt3 | Ex | CZ14 | Any | WPSDGENRLG0083-1 | ExAnte2018 | IOU workpaper |  | KiloLumen |  |  | None | 47.0008 | 0.0093 | -1.3755 | 46.8329 | 0.0092 | -1.3706 | 0 | 0 | 0 | 0 | 0 | 0 | SDGE:DEER:Com:Indoor_Non-CFL_Ltg | Annual | 0
SDG | WPSDGENRLG0083-Rev01-Msr010 | Rt3 | Ex | CZ15 | Any | WPSDGENRLG0083-1 | ExAnte2018 | IOU workpaper |  | KiloLumen |  |  | None | 50.8816 | 0.0093 | -0.0888 | 50.6999 | 0.0093 | -0.0885 | 0 | 0 | 0 | 0 | 0 | 0 | SDGE:DEER:Com:Indoor_Non-CFL_Ltg | Annual | 0
SDG | WPSDGENRLG0083-Rev01-Msr010 | Rt3 | Ex | IOU | Any | WPSDGENRLG0083-1 | ExAnte2018 | IOU workpaper |  | KiloLumen |  |  | None | 49.588 | 0.0091 | -0.1798 | 49.4109 | 0.0091 | -0.1792 | 0 | 0 | 0 | 0 | 0 | 0 | SDGE:DEER:Com:Indoor_Non-CFL_Ltg | Annual | 0
SDG | WPSDGENRLG0083-Rev01-Msr010 | RtL | Ex | CZ06 | Any | WPSDGENRLG0083-1 | ExAnte2018 | IOU workpaper |  | KiloLumen |  |  | None | 35.3261 | 0.0088 | -0.302 | 35.2391 | 0.0088 | -0.3012 | 0 | 0 | 0 | 0 | 0 | 0 | SDGE:DEER:Com:Indoor_Non-CFL_Ltg | Annual | 0
SDG | WPSDGENRLG0083-Rev01-Msr010 | RtL | Ex | CZ07 | Any | WPSDGENRLG0083-1 | ExAnte2018 | IOU workpaper |  | KiloLumen |  |  | None | 35.6387 | 0.0088 | -0.2207 | 35.5509 | 0.0088 | -0.2202 | 0 | 0 | 0 | 0 | 0 | 0 | SDGE:DEER:Com:Indoor_Non-CFL_Ltg | Annual | 0
SDG | WPSDGENRLG0083-Rev01-Msr010 | RtL | Ex | CZ08 | Any | WPSDGENRLG0083-1 | ExAnte2018 | IOU workpaper |  | KiloLumen |  |  | None | 35.6387 | 0.0088 | -0.2614 | 35.5509 | 0.0088 | -0.2607 | 0 | 0 | 0 | 0 | 0 | 0 | SDGE:DEER:Com:Indoor_Non-CFL_Ltg | Annual | 0
SDG | WPSDGENRLG0083-Rev01-Msr010 | RtL | Ex | CZ10 | Any | WPSDGENRLG0083-1 | ExAnte2018 | IOU workpaper |  | KiloLumen |  |  | None | 35.3261 | 0.0089 | -0.3501 | 35.2391 | 0.0089 | -0.3493 | 0 | 0 | 0 | 0 | 0 | 0 | SDGE:DEER:Com:Indoor_Non-CFL_Ltg | Annual | 0
SDG | WPSDGENRLG0083-Rev01-Msr010 | RtL | Ex | CZ14 | Any | WPSDGENRLG0083-1 | ExAnte2018 | IOU workpaper |  | KiloLumen |  |  | None | 34.0756 | 0.009 | -0.7347 | 33.9917 | 0.009 | -0.7328 | 0 | 0 | 0 | 0 | 0 | 0 | SDGE:DEER:Com:Indoor_Non-CFL_Ltg | Annual | 0
SDG | WPSDGENRLG0083-Rev01-Msr010 | RtL | Ex | CZ15 | Any | WPSDGENRLG0083-1 | ExAnte2018 | IOU workpaper |  | KiloLumen |  |  | None | 36.8892 | 0.0091 | -0.1235 | 36.7983 | 0.0091 | -0.1232 | 0 | 0 | 0 | 0 | 0 | 0 | SDGE:DEER:Com:Indoor_Non-CFL_Ltg | Annual | 0
SDG | WPSDGENRLG0083-Rev01-Msr010 | RtL | Ex | IOU | Any | WPSDGENRLG0083-1 | ExAnte2018 | IOU workpaper |  | KiloLumen |  |  | None | 35.6387 | 0.0088 | -0.2582 | 35.5509 | 0.0088 | -0.2576 | 0 | 0 | 0 | 0 | 0 | 0 | SDGE:DEER:Com:Indoor_Non-CFL_Ltg | Annual | 0
SDG | WPSDGENRLG0083-Rev01-Msr010 | RtS | Ex | CZ06 | Any | WPSDGENRLG0083-1 | ExAnte2018 | IOU workpaper |  | KiloLumen |  |  | None | 19.9253 | 0.006 | -0.0635 | 19.9253 | 0.006 | -0.0635 | 0 | 0 | 0 | 0 | 0 | 0 | SDGE:DEER:Com:Indoor_Non-CFL_Ltg | Annual | 0
SDG | WPSDGENRLG0083-Rev01-Msr010 | RtS | Ex | CZ07 | Any | WPSDGENRLG0083-1 | ExAnte2018 | IOU workpaper |  | KiloLumen |  |  | None | 19.9253 | 0.006 | -0.0377 | 19.9253 | 0.006 | -0.0377 | 0 | 0 | 0 | 0 | 0 | 0 | SDGE:DEER:Com:Indoor_Non-CFL_Ltg | Annual | 0
SDG | WPSDGENRLG0083-Rev01-Msr010 | RtS | Ex | CZ08 | Any | WPSDGENRLG0083-1 | ExAnte2018 | IOU workpaper |  | KiloLumen |  |  | None | 20.1016 | 0.006 | -0.0538 | 20.1016 | 0.006 | -0.0538 | 0 | 0 | 0 | 0 | 0 | 0 | SDGE:DEER:Com:Indoor_Non-CFL_Ltg | Annual | 0
SDG | WPSDGENRLG0083-Rev01-Msr010 | RtS | Ex | CZ10 | Any | WPSDGENRLG0083-1 | ExAnte2018 | IOU workpaper |  | KiloLumen |  |  | None | 19.9253 | 0.0061 | -0.0792 | 19.9253 | 0.0061 | -0.0792 | 0 | 0 | 0 | 0 | 0 | 0 | SDGE:DEER:Com:Indoor_Non-CFL_Ltg | Annual | 0
SDG | WPSDGENRLG0083-Rev01-Msr010 | RtS | Ex | CZ14 | Any | WPSDGENRLG0083-1 | ExAnte2018 | IOU workpaper |  | KiloLumen |  |  | None | 19.3963 | 0.0061 | -0.1975 | 19.3963 | 0.0061 | -0.1975 | 0 | 0 | 0 | 0 | 0 | 0 | SDGE:DEER:Com:Indoor_Non-CFL_Ltg | Annual | 0
SDG | WPSDGENRLG0083-Rev01-Msr010 | RtS | Ex | CZ15 | Any | WPSDGENRLG0083-1 | ExAnte2018 | IOU workpaper |  | KiloLumen |  |  | None | 20.9833 | 0.0061 | -0.017 | 20.9833 | 0.0061 | -0.017 | 0 | 0 | 0 | 0 | 0 | 0 | SDGE:DEER:Com:Indoor_Non-CFL_Ltg | Annual | 0
SDG | WPSDGENRLG0083-Rev01-Msr010 | RtS | Ex | IOU | Any | WPSDGENRLG0083-1 | ExAnte2018 | IOU workpaper |  | KiloLumen |  |  | None | 19.9253 | 0.006 | -0.0499 | 19.9253 | 0.006 | -0.0499 | 0 | 0 | 0 | 0 | 0 | 0 | SDGE:DEER:Com:Indoor_Non-CFL_Ltg | Annual | 0
SDG | WPSDGENRLG0083-Rev01-Msr010 | SCn | Ex | CZ06 | Any | WPSDGENRLG0083-1 | ExAnte2018 | IOU workpaper |  | KiloLumen |  |  | None | 18.4792 | 0.0052 | -0.2296 | 18.162 | 0.005 | -0.2257 | 0 | 0 | 0 | 0 | 0 | 0 | SDGE:DEER:Com:Indoor_Non-CFL_Ltg | Annual | 0
SDG | WPSDGENRLG0083-Rev01-Msr010 | SCn | Ex | CZ07 | Any | WPSDGENRLG0083-1 | ExAnte2018 | IOU workpaper |  | KiloLumen |  |  | None | 18.1204 | 0.0053 | -0.1884 | 17.8093 | 0.0051 | -0.1851 | 0 | 0 | 0 | 0 | 0 | 0 | SDGE:DEER:Com:Indoor_Non-CFL_Ltg | Annual | 0
SDG | WPSDGENRLG0083-Rev01-Msr010 | SCn | Ex | CZ08 | Any | WPSDGENRLG0083-1 | ExAnte2018 | IOU workpaper |  | KiloLumen |  |  | None | 18.6586 | 0.0052 | -0.1956 | 18.3383 | 0.005 | -0.1922 | 0 | 0 | 0 | 0 | 0 | 0 | SDGE:DEER:Com:Indoor_Non-CFL_Ltg | Annual | 0
SDG | WPSDGENRLG0083-Rev01-Msr010 | SCn | Ex | CZ10 | Any | WPSDGENRLG0083-1 | ExAnte2018 | IOU workpaper |  | KiloLumen |  |  | None | 18.6586 | 0.0053 | -0.2422 | 18.3383 | 0.0051 | -0.238 | 0 | 0 | 0 | 0 | 0 | 0 | SDGE:DEER:Com:Indoor_Non-CFL_Ltg | Annual | 0
SDG | WPSDGENRLG0083-Rev01-Msr010 | SCn | Ex | CZ14 | Any | WPSDGENRLG0083-1 | ExAnte2018 | IOU workpaper |  | KiloLumen |  |  | None | 18.1204 | 0.0052 | -0.3552 | 17.8093 | 0.005 | -0.3491 | 0 | 0 | 0 | 0 | 0 | 0 | SDGE:DEER:Com:Indoor_Non-CFL_Ltg | Annual | 0
SDG | WPSDGENRLG0083-Rev01-Msr010 | SCn | Ex | CZ15 | Any | WPSDGENRLG0083-1 | ExAnte2018 | IOU workpaper |  | KiloLumen |  |  | None | 20.0939 | 0.0052 | -0.1035 | 19.749 | 0.005 | -0.1017 | 0 | 0 | 0 | 0 | 0 | 0 | SDGE:DEER:Com:Indoor_Non-CFL_Ltg | Annual | 0
SDG | WPSDGENRLG0083-Rev01-Msr010 | SCn | Ex | IOU | Any | WPSDGENRLG0083-1 | ExAnte2018 | IOU workpaper |  | KiloLumen |  |  | None | 18.2998 | 0.0053 | -0.2063 | 17.9857 | 0.0051 | -0.2028 | 0 | 0 | 0 | 0 | 0 | 0 | SDGE:DEER:Com:Indoor_Non-CFL_Ltg | Annual | 0
SDG | WPSDGENRLG0083-Rev01-Msr010 | SUn | Ex | CZ06 | Any | WPSDGENRLG0083-1 | ExAnte2018 | IOU workpaper |  | KiloLumen |  |  | None | 16.94 | 0.0035 | 0 | 16.632 | 0.0034 | 0 | 0 | 0 | 0 | 0 | 0 | 0 | SDGE:DEER:Com:Indoor_Non-CFL_Ltg | Annual | 0
SDG | WPSDGENRLG0083-Rev01-Msr010 | SUn | Ex | CZ07 | Any | WPSDGENRLG0083-1 | ExAnte2018 | IOU workpaper |  | KiloLumen |  |  | None | 16.94 | 0.0035 | 0 | 16.632 | 0.0034 | 0 | 0 | 0 | 0 | 0 | 0 | 0 | SDGE:DEER:Com:Indoor_Non-CFL_Ltg | Annual | 0
SDG | WPSDGENRLG0083-Rev01-Msr010 | SUn | Ex | CZ08 | Any | WPSDGENRLG0083-1 | ExAnte2018 | IOU workpaper |  | KiloLumen |  |  | None | 16.94 | 0.0035 | 0 | 16.632 | 0.0034 | 0 | 0 | 0 | 0 | 0 | 0 | 0 | SDGE:DEER:Com:Indoor_Non-CFL_Ltg | Annual | 0
SDG | WPSDGENRLG0083-Rev01-Msr010 | SUn | Ex | CZ10 | Any | WPSDGENRLG0083-1 | ExAnte2018 | IOU workpaper |  | KiloLumen |  |  | None | 16.94 | 0.0035 | 0 | 16.632 | 0.0034 | 0 | 0 | 0 | 0 | 0 | 0 | 0 | SDGE:DEER:Com:Indoor_Non-CFL_Ltg | Annual | 0
SDG | WPSDGENRLG0083-Rev01-Msr010 | SUn | Ex | CZ14 | Any | WPSDGENRLG0083-1 | ExAnte2018 | IOU workpaper |  | KiloLumen |  |  | None | 16.94 | 0.0035 | 0 | 16.632 | 0.0034 | 0 | 0 | 0 | 0 | 0 | 0 | 0 | SDGE:DEER:Com:Indoor_Non-CFL_Ltg | Annual | 0
SDG | WPSDGENRLG0083-Rev01-Msr010 | SUn | Ex | CZ15 | Any | WPSDGENRLG0083-1 | ExAnte2018 | IOU workpaper |  | KiloLumen |  |  | None | 16.94 | 0.0035 | 0 | 16.632 | 0.0034 | 0 | 0 | 0 | 0 | 0 | 0 | 0 | SDGE:DEER:Com:Indoor_Non-CFL_Ltg | Annual | 0
SDG | WPSDGENRLG0083-Rev01-Msr010 | SUn | Ex | IOU | Any | WPSDGENRLG0083-1 | ExAnte2018 | IOU workpaper |  | KiloLumen |  |  | None | 16.94 | 0.0035 | 0 | 16.632 | 0.0034 | 0 | 0 | 0 | 0 | 0 | 0 | 0 | SDGE:DEER:Com:Indoor_Non-CFL_Ltg | Annual | 0
SDG | WPSDGENRLG0083-Rev01-Msr010 | WRf | Ex | CZ06 | Any | WPSDGENRLG0083-1 | ExAnte2018 | IOU workpaper |  | KiloLumen |  |  | None | 61.985 | 0.0054 | 0 | 56.9022 | 0.0052 | 0 | 0 | 0 | 0 | 0 | 0 | 0 | SDGE:DEER:Com:Indoor_Non-CFL_Ltg | Annual | 0
SDG | WPSDGENRLG0083-Rev01-Msr010 | WRf | Ex | CZ07 | Any | WPSDGENRLG0083-1 | ExAnte2018 | IOU workpaper |  | KiloLumen |  |  | None | 62.37 | 0.0054 | 0 | 57.2557 | 0.0052 | 0 | 0 | 0 | 0 | 0 | 0 | 0 | SDGE:DEER:Com:Indoor_Non-CFL_Ltg | Annual | 0
SDG | WPSDGENRLG0083-Rev01-Msr010 | WRf | Ex | CZ08 | Any | WPSDGENRLG0083-1 | ExAnte2018 | IOU workpaper |  | KiloLumen |  |  | None | 61.985 | 0.0054 | 0 | 56.9022 | 0.0052 | 0 | 0 | 0 | 0 | 0 | 0 | 0 | SDGE:DEER:Com:Indoor_Non-CFL_Ltg | Annual | 0
SDG | WPSDGENRLG0083-Rev01-Msr010 | WRf | Ex | CZ10 | Any | WPSDGENRLG0083-1 | ExAnte2018 | IOU workpaper |  | KiloLumen |  |  | None | 61.215 | 0.0054 | 0 | 56.1954 | 0.0052 | 0 | 0 | 0 | 0 | 0 | 0 | 0 | SDGE:DEER:Com:Indoor_Non-CFL_Ltg | Annual | 0
SDG | WPSDGENRLG0083-Rev01-Msr010 | WRf | Ex | CZ14 | Any | WPSDGENRLG0083-1 | ExAnte2018 | IOU workpaper |  | KiloLumen |  |  | None | 61.215 | 0.0054 | 0 | 56.1954 | 0.0052 | 0 | 0 | 0 | 0 | 0 | 0 | 0 | SDGE:DEER:Com:Indoor_Non-CFL_Ltg | Annual | 0
SDG | WPSDGENRLG0083-Rev01-Msr010 | WRf | Ex | CZ15 | Any | WPSDGENRLG0083-1 | ExAnte2018 | IOU workpaper |  | KiloLumen |  |  | None | 61.215 | 0.0054 | 0 | 56.1954 | 0.0052 | 0 | 0 | 0 | 0 | 0 | 0 | 0 | SDGE:DEER:Com:Indoor_Non-CFL_Ltg | Annual | 0
SDG | WPSDGENRLG0083-Rev01-Msr010 | WRf | Ex | IOU | Any | WPSDGENRLG0083-1 | ExAnte2018 | IOU workpaper |  | KiloLumen |  |  | None | 61.985 | 0.0054 | 0 | 56.9022 | 0.0052 | 0 | 0 | 0 | 0 | 0 | 0 | 0 | SDGE:DEER:Com:Indoor_Non-CFL_Ltg | Annual | 0
SDG | WPSDGENRLG0083-Rev01-Msr011 | Asm | Ex | CZ06 | Any | WPSDGENRLG0083-1 | ExAnte2018 | IOU workpaper |  | KiloLumen |  |  | None | 14.399 | 0.0048 | -0.1223 | 13.7214 | 0.0045 | -0.1165 | 0 | 0 | 0 | 0 | 0 | 0 | SDGE:DEER:Com:Indoor_Non-CFL_Ltg | Annual | 0
SDG | WPSDGENRLG0083-Rev01-Msr011 | Asm | Ex | CZ07 | Any | WPSDGENRLG0083-1 | ExAnte2018 | IOU workpaper |  | KiloLumen |  |  | None | 14.5299 | 0.0048 | -0.113 | 13.8461 | 0.0045 | -0.1077 | 0 | 0 | 0 | 0 | 0 | 0 | SDGE:DEER:Com:Indoor_Non-CFL_Ltg | Annual | 0
SDG | WPSDGENRLG0083-Rev01-Msr011 | Asm | Ex | CZ08 | Any | WPSDGENRLG0083-1 | ExAnte2018 | IOU workpaper |  | KiloLumen |  |  | None | 14.5299 | 0.0046 | -0.1034 | 13.8461 | 0.0044 | -0.0985 | 0 | 0 | 0 | 0 | 0 | 0 | SDGE:DEER:Com:Indoor_Non-CFL_Ltg | Annual | 0
SDG | WPSDGENRLG0083-Rev01-Msr011 | Asm | Ex | CZ10 | Any | WPSDGENRLG0083-1 | ExAnte2018 | IOU workpaper |  | KiloLumen |  |  | None | 14.399 | 0.0047 | -0.1322 | 13.7214 | 0.0045 | -0.126 | 0 | 0 | 0 | 0 | 0 | 0 | SDGE:DEER:Com:Indoor_Non-CFL_Ltg | Annual | 0
SDG | WPSDGENRLG0083-Rev01-Msr011 | Asm | Ex | CZ14 | Any | WPSDGENRLG0083-1 | ExAnte2018 | IOU workpaper |  | KiloLumen |  |  | None | 14.0063 | 0.0044 | -0.2107 | 13.3472 | 0.0042 | -0.2008 | 0 | 0 | 0 | 0 | 0 | 0 | SDGE:DEER:Com:Indoor_Non-CFL_Ltg | Annual | 0
SDG | WPSDGENRLG0083-Rev01-Msr011 | Asm | Ex | CZ15 | Any | WPSDGENRLG0083-1 | ExAnte2018 | IOU workpaper |  | KiloLumen |  |  | None | 15.8389 | 0.0046 | -0.0584 | 15.0935 | 0.0044 | -0.0556 | 0 | 0 | 0 | 0 | 0 | 0 | SDGE:DEER:Com:Indoor_Non-CFL_Ltg | Annual | 0
SDG | WPSDGENRLG0083-Rev01-Msr011 | Asm | Ex | IOU | Any | WPSDGENRLG0083-1 | ExAnte2018 | IOU workpaper |  | KiloLumen |  |  | None | 14.5299 | 0.0047 | -0.1196 | 13.8461 | 0.0045 | -0.114 | 0 | 0 | 0 | 0 | 0 | 0 | SDGE:DEER:Com:Indoor_Non-CFL_Ltg | Annual | 0
SDG | WPSDGENRLG0083-Rev01-Msr011 | Com | Ex | IOU | Any | WPSDGENRLG0083-1 | ExAnte2018 | IOU workpaper |  | KiloLumen |  |  | None | 27.9418 | 0.0068 | -0.2744 | 26.3894 | 0.0062 | -0.2592 | 0 | 0 | 0 | 0 | 0 | 0 | SDGE:DEER:Com:Indoor_Non-CFL_Ltg | Annual | 0
SDG | WPSDGENRLG0083-Rev01-Msr011 | ECC | Ex | CZ06 | Any | WPSDGENRLG0083-1 | ExAnte2018 | IOU workpaper |  | KiloLumen |  |  | None | 22.7096 | 0.0084 | -0.2874 | 20.1863 | 0.0068 | -0.2555 | 0 | 0 | 0 | 0 | 0 | 0 | SDGE:DEER:Com:Indoor_Non-CFL_Ltg | Annual | 0
SDG | WPSDGENRLG0083-Rev01-Msr011 | ECC | Ex | CZ07 | Any | WPSDGENRLG0083-1 | ExAnte2018 | IOU workpaper |  | KiloLumen |  |  | None | 22.9106 | 0.0084 | -0.2412 | 20.365 | 0.0068 | -0.2144 | 0 | 0 | 0 | 0 | 0 | 0 | SDGE:DEER:Com:Indoor_Non-CFL_Ltg | Annual | 0
SDG | WPSDGENRLG0083-Rev01-Msr011 | ECC | Ex | CZ08 | Any | WPSDGENRLG0083-1 | ExAnte2018 | IOU workpaper |  | KiloLumen |  |  | None | 23.1116 | 0.0084 | -0.2613 | 20.5436 | 0.0068 | -0.2322 | 0 | 0 | 0 | 0 | 0 | 0 | SDGE:DEER:Com:Indoor_Non-CFL_Ltg | Annual | 0
SDG | WPSDGENRLG0083-Rev01-Msr011 | ECC | Ex | CZ10 | Any | WPSDGENRLG0083-1 | ExAnte2018 | IOU workpaper |  | KiloLumen |  |  | None | 22.9106 | 0.0085 | -0.3095 | 20.365 | 0.0069 | -0.2751 | 0 | 0 | 0 | 0 | 0 | 0 | SDGE:DEER:Com:Indoor_Non-CFL_Ltg | Annual | 0
SDG | WPSDGENRLG0083-Rev01-Msr011 | ECC | Ex | CZ14 | Any | WPSDGENRLG0083-1 | ExAnte2018 | IOU workpaper |  | KiloLumen |  |  | None | 22.5086 | 0.0084 | -0.4663 | 20.0077 | 0.0068 | -0.4144 | 0 | 0 | 0 | 0 | 0 | 0 | SDGE:DEER:Com:Indoor_Non-CFL_Ltg | Annual | 0
SDG | WPSDGENRLG0083-Rev01-Msr011 | ECC | Ex | CZ15 | Any | WPSDGENRLG0083-1 | ExAnte2018 | IOU workpaper |  | KiloLumen |  |  | None | 22.5086 | 0.0084 | -0.4663 | 20.0077 | 0.0068 | -0.4144 | 0 | 0 | 0 | 0 | 0 | 0 | SDGE:DEER:Com:Indoor_Non-CFL_Ltg | Annual | 0
SDG | WPSDGENRLG0083-Rev01-Msr011 | ECC | Ex | IOU | Any | WPSDGENRLG0083-1 | ExAnte2018 | IOU workpaper |  | KiloLumen |  |  | None | 22.9106 | 0.0084 | -0.2593 | 20.365 | 0.0068 | -0.2304 | 0 | 0 | 0 | 0 | 0 | 0 | SDGE:DEER:Com:Indoor_Non-CFL_Ltg | Annual | 0
SDG | WPSDGENRLG0083-Rev01-Msr011 | EPr | Ex | CZ06 | Any | WPSDGENRLG0083-1 | ExAnte2018 | IOU workpaper |  | KiloLumen |  |  | None | 21.7694 | 0.0081 | -0.1948 | 18.346 | 0.0066 | -0.1641 | 0 | 0 | 0 | 0 | 0 | 0 | SDGE:DEER:Com:Indoor_Non-CFL_Ltg | Annual | 0
SDG | WPSDGENRLG0083-Rev01-Msr011 | EPr | Ex | CZ07 | Any | WPSDGENRLG0083-1 | ExAnte2018 | IOU workpaper |  | KiloLumen |  |  | None | 21.7694 | 0.0082 | -0.1736 | 18.346 | 0.0067 | -0.1463 | 0 | 0 | 0 | 0 | 0 | 0 | SDGE:DEER:Com:Indoor_Non-CFL_Ltg | Annual | 0
SDG | WPSDGENRLG0083-Rev01-Msr011 | EPr | Ex | CZ08 | Any | WPSDGENRLG0083-1 | ExAnte2018 | IOU workpaper |  | KiloLumen |  |  | None | 21.9604 | 0.0083 | -0.161 | 18.507 | 0.0067 | -0.1357 | 0 | 0 | 0 | 0 | 0 | 0 | SDGE:DEER:Com:Indoor_Non-CFL_Ltg | Annual | 0
SDG | WPSDGENRLG0083-Rev01-Msr011 | EPr | Ex | CZ10 | Any | WPSDGENRLG0083-1 | ExAnte2018 | IOU workpaper |  | KiloLumen |  |  | None | 21.7694 | 0.0082 | -0.2062 | 18.346 | 0.0067 | -0.1738 | 0 | 0 | 0 | 0 | 0 | 0 | SDGE:DEER:Com:Indoor_Non-CFL_Ltg | Annual | 0
SDG | WPSDGENRLG0083-Rev01-Msr011 | EPr | Ex | CZ14 | Any | WPSDGENRLG0083-1 | ExAnte2018 | IOU workpaper |  | KiloLumen |  |  | None | 21.0056 | 0.0082 | -0.3514 | 17.7023 | 0.0067 | -0.2961 | 0 | 0 | 0 | 0 | 0 | 0 | SDGE:DEER:Com:Indoor_Non-CFL_Ltg | Annual | 0
SDG | WPSDGENRLG0083-Rev01-Msr011 | EPr | Ex | CZ15 | Any | WPSDGENRLG0083-1 | ExAnte2018 | IOU workpaper |  | KiloLumen |  |  | None | 23.2971 | 0.0082 | -0.0844 | 19.6335 | 0.0067 | -0.0711 | 0 | 0 | 0 | 0 | 0 | 0 | SDGE:DEER:Com:Indoor_Non-CFL_Ltg | Annual | 0
SDG | WPSDGENRLG0083-Rev01-Msr011 | EPr | Ex | IOU | Any | WPSDGENRLG0083-1 | ExAnte2018 | IOU workpaper |  | KiloLumen |  |  | None | 21.7694 | 0.0082 | -0.186 | 18.346 | 0.0067 | -0.1567 | 0 | 0 | 0 | 0 | 0 | 0 | SDGE:DEER:Com:Indoor_Non-CFL_Ltg | Annual | 0
SDG | WPSDGENRLG0083-Rev01-Msr011 | ERC | Ex | CZ06 | Any | WPSDGENRLG0083-1 | ExAnte2018 | IOU workpaper |  | KiloLumen |  |  | None | 10.2564 | 0.0048 | -0.0618 | 8.2051 | 0.0036 | -0.0495 | 0 | 0 | 0 | 0 | 0 | 0 | SDGE:DEER:Com:Indoor_Non-CFL_Ltg | Annual | 0
SDG | WPSDGENRLG0083-Rev01-Msr011 | ERC | Ex | CZ07 | Any | WPSDGENRLG0083-1 | ExAnte2018 | IOU workpaper |  | KiloLumen |  |  | None | 10.4412 | 0.0048 | -0.0511 | 8.353 | 0.0037 | -0.0409 | 0 | 0 | 0 | 0 | 0 | 0 | SDGE:DEER:Com:Indoor_Non-CFL_Ltg | Annual | 0
SDG | WPSDGENRLG0083-Rev01-Msr011 | ERC | Ex | CZ08 | Any | WPSDGENRLG0083-1 | ExAnte2018 | IOU workpaper |  | KiloLumen |  |  | None | 10.2564 | 0.0048 | -0.0541 | 8.2051 | 0.0036 | -0.0432 | 0 | 0 | 0 | 0 | 0 | 0 | SDGE:DEER:Com:Indoor_Non-CFL_Ltg | Annual | 0
SDG | WPSDGENRLG0083-Rev01-Msr011 | ERC | Ex | CZ10 | Any | WPSDGENRLG0083-1 | ExAnte2018 | IOU workpaper |  | KiloLumen |  |  | None | 10.2564 | 0.0048 | -0.0638 | 8.2051 | 0.0036 | -0.0511 | 0 | 0 | 0 | 0 | 0 | 0 | SDGE:DEER:Com:Indoor_Non-CFL_Ltg | Annual | 0
SDG | WPSDGENRLG0083-Rev01-Msr011 | ERC | Ex | CZ14 | Any | WPSDGENRLG0083-1 | ExAnte2018 | IOU workpaper |  | KiloLumen |  |  | None | 10.0716 | 0.0048 | -0.0844 | 8.0573 | 0.0037 | -0.0675 | 0 | 0 | 0 | 0 | 0 | 0 | SDGE:DEER:Com:Indoor_Non-CFL_Ltg | Annual | 0
SDG | WPSDGENRLG0083-Rev01-Msr011 | ERC | Ex | CZ15 | Any | WPSDGENRLG0083-1 | ExAnte2018 | IOU workpaper |  | KiloLumen |  |  | None | 10.9032 | 0.005 | -0.0298 | 8.7226 | 0.0038 | -0.0238 | 0 | 0 | 0 | 0 | 0 | 0 | SDGE:DEER:Com:Indoor_Non-CFL_Ltg | Annual | 0
SDG | WPSDGENRLG0083-Rev01-Msr011 | ERC | Ex | IOU | Any | WPSDGENRLG0083-1 | ExAnte2018 | IOU workpaper |  | KiloLumen |  |  | None | 10.3488 | 0.0048 | -0.0562 | 8.279 | 0.0037 | -0.0449 | 0 | 0 | 0 | 0 | 0 | 0 | SDGE:DEER:Com:Indoor_Non-CFL_Ltg | Annual | 0
SDG | WPSDGENRLG0083-Rev01-Msr011 | ESe | Ex | CZ06 | Any | WPSDGENRLG0083-1 | ExAnte2018 | IOU workpaper |  | KiloLumen |  |  | None | 21.905 | 0.0085 | -0.2601 | 18.8866 | 0.0072 | -0.2243 | 0 | 0 | 0 | 0 | 0 | 0 | SDGE:DEER:Com:Indoor_Non-CFL_Ltg | Annual | 0
SDG | WPSDGENRLG0083-Rev01-Msr011 | ESe | Ex | CZ07 | Any | WPSDGENRLG0083-1 | ExAnte2018 | IOU workpaper |  | KiloLumen |  |  | None | 21.905 | 0.0083 | -0.2288 | 18.8866 | 0.007 | -0.1973 | 0 | 0 | 0 | 0 | 0 | 0 | SDGE:DEER:Com:Indoor_Non-CFL_Ltg | Annual | 0
SDG | WPSDGENRLG0083-Rev01-Msr011 | ESe | Ex | CZ08 | Any | WPSDGENRLG0083-1 | ExAnte2018 | IOU workpaper |  | KiloLumen |  |  | None | 22.1005 | 0.0084 | -0.223 | 19.0552 | 0.0071 | -0.1922 | 0 | 0 | 0 | 0 | 0 | 0 | SDGE:DEER:Com:Indoor_Non-CFL_Ltg | Annual | 0
SDG | WPSDGENRLG0083-Rev01-Msr011 | ESe | Ex | CZ10 | Any | WPSDGENRLG0083-1 | ExAnte2018 | IOU workpaper |  | KiloLumen |  |  | None | 22.1005 | 0.0084 | -0.2797 | 19.0552 | 0.0071 | -0.2411 | 0 | 0 | 0 | 0 | 0 | 0 | SDGE:DEER:Com:Indoor_Non-CFL_Ltg | Annual | 0
SDG | WPSDGENRLG0083-Rev01-Msr011 | ESe | Ex | CZ14 | Any | WPSDGENRLG0083-1 | ExAnte2018 | IOU workpaper |  | KiloLumen |  |  | None | 21.3182 | 0.0082 | -0.4498 | 18.3807 | 0.0069 | -0.3878 | 0 | 0 | 0 | 0 | 0 | 0 | SDGE:DEER:Com:Indoor_Non-CFL_Ltg | Annual | 0
SDG | WPSDGENRLG0083-Rev01-Msr011 | ESe | Ex | CZ15 | Any | WPSDGENRLG0083-1 | ExAnte2018 | IOU workpaper |  | KiloLumen |  |  | None | 23.8608 | 0.0084 | -0.1232 | 20.5729 | 0.0071 | -0.1062 | 0 | 0 | 0 | 0 | 0 | 0 | SDGE:DEER:Com:Indoor_Non-CFL_Ltg | Annual | 0
SDG | WPSDGENRLG0083-Rev01-Msr011 | ESe | Ex | IOU | Any | WPSDGENRLG0083-1 | ExAnte2018 | IOU workpaper |  | KiloLumen |  |  | None | 21.905 | 0.0083 | -0.2484 | 18.8866 | 0.007 | -0.2142 | 0 | 0 | 0 | 0 | 0 | 0 | SDGE:DEER:Com:Indoor_Non-CFL_Ltg | Annual | 0
SDG | WPSDGENRLG0083-Rev01-Msr011 | EUn | Ex | CZ06 | Any | WPSDGENRLG0083-1 | ExAnte2018 | IOU workpaper |  | KiloLumen |  |  | None | 24.6662 | 0.009 | -0.2445 | 21.7694 | 0.0073 | -0.2158 | 0 | 0 | 0 | 0 | 0 | 0 | SDGE:DEER:Com:Indoor_Non-CFL_Ltg | Annual | 0
SDG | WPSDGENRLG0083-Rev01-Msr011 | EUn | Ex | CZ07 | Any | WPSDGENRLG0083-1 | ExAnte2018 | IOU workpaper |  | KiloLumen |  |  | None | 24.6662 | 0.009 | -0.2123 | 21.7694 | 0.0073 | -0.1873 | 0 | 0 | 0 | 0 | 0 | 0 | SDGE:DEER:Com:Indoor_Non-CFL_Ltg | Annual | 0
SDG | WPSDGENRLG0083-Rev01-Msr011 | EUn | Ex | CZ08 | Any | WPSDGENRLG0083-1 | ExAnte2018 | IOU workpaper |  | KiloLumen |  |  | None | 24.8825 | 0.0091 | -0.2358 | 21.9604 | 0.0074 | -0.2081 | 0 | 0 | 0 | 0 | 0 | 0 | SDGE:DEER:Com:Indoor_Non-CFL_Ltg | Annual | 0
SDG | WPSDGENRLG0083-Rev01-Msr011 | EUn | Ex | CZ10 | Any | WPSDGENRLG0083-1 | ExAnte2018 | IOU workpaper |  | KiloLumen |  |  | None | 24.8825 | 0.0092 | -0.2726 | 21.9604 | 0.0075 | -0.2406 | 0 | 0 | 0 | 0 | 0 | 0 | SDGE:DEER:Com:Indoor_Non-CFL_Ltg | Annual | 0
SDG | WPSDGENRLG0083-Rev01-Msr011 | EUn | Ex | CZ14 | Any | WPSDGENRLG0083-1 | ExAnte2018 | IOU workpaper |  | KiloLumen |  |  | None | 24.4498 | 0.0091 | -0.3657 | 21.5785 | 0.0074 | -0.3227 | 0 | 0 | 0 | 0 | 0 | 0 | SDGE:DEER:Com:Indoor_Non-CFL_Ltg | Annual | 0
SDG | WPSDGENRLG0083-Rev01-Msr011 | EUn | Ex | CZ15 | Any | WPSDGENRLG0083-1 | ExAnte2018 | IOU workpaper |  | KiloLumen |  |  | None | 24.4498 | 0.0091 | -0.3657 | 21.5785 | 0.0074 | -0.3227 | 0 | 0 | 0 | 0 | 0 | 0 | SDGE:DEER:Com:Indoor_Non-CFL_Ltg | Annual | 0
SDG | WPSDGENRLG0083-Rev01-Msr011 | EUn | Ex | IOU | Any | WPSDGENRLG0083-1 | ExAnte2018 | IOU workpaper |  | KiloLumen |  |  | None | 24.6662 | 0.009 | -0.2272 | 21.7694 | 0.0073 | -0.2005 | 0 | 0 | 0 | 0 | 0 | 0 | SDGE:DEER:Com:Indoor_Non-CFL_Ltg | Annual | 0
SDG | WPSDGENRLG0083-Rev01-Msr011 | Gro | Ex | CZ06 | Any | WPSDGENRLG0083-1 | ExAnte2018 | IOU workpaper |  | KiloLumen |  |  | None | 42.7735 | 0.0086 | -2.9306 | 41.918 | 0.0084 | -2.872 | 0 | 0 | 0 | 0 | 0 | 0 | SDGE:DEER:Com:Indoor_Non-CFL_Ltg | Annual | 0
SDG | WPSDGENRLG0083-Rev01-Msr011 | Gro | Ex | CZ07 | Any | WPSDGENRLG0083-1 | ExAnte2018 | IOU workpaper |  | KiloLumen |  |  | None | 42.35 | 0.0084 | -3.117 | 41.503 | 0.0082 | -3.0546 | 0 | 0 | 0 | 0 | 0 | 0 | SDGE:DEER:Com:Indoor_Non-CFL_Ltg | Annual | 0
SDG | WPSDGENRLG0083-Rev01-Msr011 | Gro | Ex | CZ08 | Any | WPSDGENRLG0083-1 | ExAnte2018 | IOU workpaper |  | KiloLumen |  |  | None | 43.6205 | 0.0088 | -2.6553 | 42.7481 | 0.0086 | -2.6022 | 0 | 0 | 0 | 0 | 0 | 0 | SDGE:DEER:Com:Indoor_Non-CFL_Ltg | Annual | 0
SDG | WPSDGENRLG0083-Rev01-Msr011 | Gro | Ex | CZ10 | Any | WPSDGENRLG0083-1 | ExAnte2018 | IOU workpaper |  | KiloLumen |  |  | None | 44.4675 | 0.0092 | -2.5156 | 43.5782 | 0.009 | -2.4653 | 0 | 0 | 0 | 0 | 0 | 0 | SDGE:DEER:Com:Indoor_Non-CFL_Ltg | Annual | 0
SDG | WPSDGENRLG0083-Rev01-Msr011 | Gro | Ex | CZ14 | Any | WPSDGENRLG0083-1 | ExAnte2018 | IOU workpaper |  | KiloLumen |  |  | None | 44.044 | 0.0093 | -2.6553 | 43.1631 | 0.0091 | -2.6022 | 0 | 0 | 0 | 0 | 0 | 0 | SDGE:DEER:Com:Indoor_Non-CFL_Ltg | Annual | 0
SDG | WPSDGENRLG0083-Rev01-Msr011 | Gro | Ex | CZ15 | Any | WPSDGENRLG0083-1 | ExAnte2018 | IOU workpaper |  | KiloLumen |  |  | None | 47.432 | 0.0091 | -1.4145 | 46.4834 | 0.0089 | -1.3862 | 0 | 0 | 0 | 0 | 0 | 0 | SDGE:DEER:Com:Indoor_Non-CFL_Ltg | Annual | 0
SDG | WPSDGENRLG0083-Rev01-Msr011 | Gro | Ex | IOU | Any | WPSDGENRLG0083-1 | ExAnte2018 | IOU workpaper |  | KiloLumen |  |  | None | 42.7735 | 0.0086 | -2.9264 | 41.918 | 0.0085 | -2.8679 | 0 | 0 | 0 | 0 | 0 | 0 | SDGE:DEER:Com:Indoor_Non-CFL_Ltg | Annual | 0
SDG | WPSDGENRLG0083-Rev01-Msr011 | Hsp | Ex | CZ06 | Any | WPSDGENRLG0083-1 | ExAnte2018 | IOU workpaper |  | KiloLumen |  |  | None | 52.156 | 0.0075 | -1.3697 | 51.7132 | 0.0074 | -1.358 | 0 | 0 | 0 | 0 | 0 | 0 | SDGE:DEER:Com:Indoor_Non-CFL_Ltg | Annual | 0
SDG | WPSDGENRLG0083-Rev01-Msr011 | Hsp | Ex | CZ07 | Any | WPSDGENRLG0083-1 | ExAnte2018 | IOU workpaper |  | KiloLumen |  |  | None | 52.156 | 0.0074 | -1.2517 | 51.7132 | 0.0073 | -1.2411 | 0 | 0 | 0 | 0 | 0 | 0 | SDGE:DEER:Com:Indoor_Non-CFL_Ltg | Annual | 0
SDG | WPSDGENRLG0083-Rev01-Msr011 | Hsp | Ex | CZ08 | Any | WPSDGENRLG0083-1 | ExAnte2018 | IOU workpaper |  | KiloLumen |  |  | None | 52.156 | 0.0075 | -1.3515 | 51.7132 | 0.0074 | -1.34 | 0 | 0 | 0 | 0 | 0 | 0 | SDGE:DEER:Com:Indoor_Non-CFL_Ltg | Annual | 0
SDG | WPSDGENRLG0083-Rev01-Msr011 | Hsp | Ex | CZ10 | Any | WPSDGENRLG0083-1 | ExAnte2018 | IOU workpaper |  | KiloLumen |  |  | None | 52.156 | 0.0077 | -1.4604 | 51.7132 | 0.0076 | -1.448 | 0 | 0 | 0 | 0 | 0 | 0 | SDGE:DEER:Com:Indoor_Non-CFL_Ltg | Annual | 0
SDG | WPSDGENRLG0083-Rev01-Msr011 | Hsp | Ex | CZ14 | Any | WPSDGENRLG0083-1 | ExAnte2018 | IOU workpaper |  | KiloLumen |  |  | None | 51.2489 | 0.0076 | -1.7869 | 50.8138 | 0.0075 | -1.7717 | 0 | 0 | 0 | 0 | 0 | 0 | SDGE:DEER:Com:Indoor_Non-CFL_Ltg | Annual | 0
SDG | WPSDGENRLG0083-Rev01-Msr011 | Hsp | Ex | CZ15 | Any | WPSDGENRLG0083-1 | ExAnte2018 | IOU workpaper |  | KiloLumen |  |  | None | 51.2489 | 0.0076 | -1.7869 | 50.8138 | 0.0075 | -1.7717 | 0 | 0 | 0 | 0 | 0 | 0 | SDGE:DEER:Com:Indoor_Non-CFL_Ltg | Annual | 0
SDG | WPSDGENRLG0083-Rev01-Msr011 | Hsp | Ex | IOU | Any | WPSDGENRLG0083-1 | ExAnte2018 | IOU workpaper |  | KiloLumen |  |  | None | 52.156 | 0.0075 | -1.288 | 51.7132 | 0.0074 | -1.2771 | 0 | 0 | 0 | 0 | 0 | 0 | SDGE:DEER:Com:Indoor_Non-CFL_Ltg | Annual | 0
SDG | WPSDGENRLG0083-Rev01-Msr011 | Htl | Ex | CZ06 | Any | WPSDGENRLG0083-1 | ExAnte2018 | IOU workpaper |  | KiloLumen |  |  | None | 44.573 | 0.0067 | -0.5582 | 43.1724 | 0.0064 | -0.5407 | 0 | 0 | 0 | 0 | 0 | 0 | SDGE:DEER:Com:Indoor_Non-CFL_Ltg | Annual | 0
SDG | WPSDGENRLG0083-Rev01-Msr011 | Htl | Ex | CZ07 | Any | WPSDGENRLG0083-1 | ExAnte2018 | IOU workpaper |  | KiloLumen |  |  | None | 45.8227 | 0.0066 | -0.4499 | 44.3828 | 0.0064 | -0.4358 | 0 | 0 | 0 | 0 | 0 | 0 | SDGE:DEER:Com:Indoor_Non-CFL_Ltg | Annual | 0
SDG | WPSDGENRLG0083-Rev01-Msr011 | Htl | Ex | CZ08 | Any | WPSDGENRLG0083-1 | ExAnte2018 | IOU workpaper |  | KiloLumen |  |  | None | 45.4061 | 0.0067 | -0.4957 | 43.9793 | 0.0065 | -0.4801 | 0 | 0 | 0 | 0 | 0 | 0 | SDGE:DEER:Com:Indoor_Non-CFL_Ltg | Annual | 0
SDG | WPSDGENRLG0083-Rev01-Msr011 | Htl | Ex | CZ10 | Any | WPSDGENRLG0083-1 | ExAnte2018 | IOU workpaper |  | KiloLumen |  |  | None | 44.573 | 0.0068 | -0.554 | 43.1724 | 0.0066 | -0.5366 | 0 | 0 | 0 | 0 | 0 | 0 | SDGE:DEER:Com:Indoor_Non-CFL_Ltg | Annual | 0
SDG | WPSDGENRLG0083-Rev01-Msr011 | Htl | Ex | CZ14 | Any | WPSDGENRLG0083-1 | ExAnte2018 | IOU workpaper |  | KiloLumen |  |  | None | 42.4901 | 0.0068 | -0.7415 | 41.155 | 0.0066 | -0.7182 | 0 | 0 | 0 | 0 | 0 | 0 | SDGE:DEER:Com:Indoor_Non-CFL_Ltg | Annual | 0
SDG | WPSDGENRLG0083-Rev01-Msr011 | Htl | Ex | CZ15 | Any | WPSDGENRLG0083-1 | ExAnte2018 | IOU workpaper |  | KiloLumen |  |  | None | 48.3221 | 0.0069 | -0.3187 | 46.8037 | 0.0066 | -0.3087 | 0 | 0 | 0 | 0 | 0 | 0 | SDGE:DEER:Com:Indoor_Non-CFL_Ltg | Annual | 0
SDG | WPSDGENRLG0083-Rev01-Msr011 | Htl | Ex | IOU | Any | WPSDGENRLG0083-1 | ExAnte2018 | IOU workpaper |  | KiloLumen |  |  | None | 45.4061 | 0.0067 | -0.4666 | 43.9793 | 0.0064 | -0.4519 | 0 | 0 | 0 | 0 | 0 | 0 | SDGE:DEER:Com:Indoor_Non-CFL_Ltg | Annual | 0
SDG | WPSDGENRLG0083-Rev01-Msr011 | MBT | Ex | CZ06 | Any | WPSDGENRLG0083-1 | ExAnte2018 | IOU workpaper |  | KiloLumen |  |  | None | 25.6348 | 0.0055 | -0.0163 | 24.295 | 0.0053 | -0.0155 | 0 | 0 | 0 | 0 | 0 | 0 | SDGE:DEER:Com:Indoor_Non-CFL_Ltg | Annual | 0
SDG | WPSDGENRLG0083-Rev01-Msr011 | MBT | Ex | CZ07 | Any | WPSDGENRLG0083-1 | ExAnte2018 | IOU workpaper |  | KiloLumen |  |  | None | 25.8558 | 0.0054 | -0.0032 | 24.5045 | 0.0052 | -0.003 | 0 | 0 | 0 | 0 | 0 | 0 | SDGE:DEER:Com:Indoor_Non-CFL_Ltg | Annual | 0
SDG | WPSDGENRLG0083-Rev01-Msr011 | MBT | Ex | CZ08 | Any | WPSDGENRLG0083-1 | ExAnte2018 | IOU workpaper |  | KiloLumen |  |  | None | 25.6348 | 0.0057 | -0.0104 | 24.295 | 0.0055 | -0.0098 | 0 | 0 | 0 | 0 | 0 | 0 | SDGE:DEER:Com:Indoor_Non-CFL_Ltg | Annual | 0
SDG | WPSDGENRLG0083-Rev01-Msr011 | MBT | Ex | CZ10 | Any | WPSDGENRLG0083-1 | ExAnte2018 | IOU workpaper |  | KiloLumen |  |  | None | 25.6348 | 0.0058 | -0.0212 | 24.295 | 0.0056 | -0.0201 | 0 | 0 | 0 | 0 | 0 | 0 | SDGE:DEER:Com:Indoor_Non-CFL_Ltg | Annual | 0
SDG | WPSDGENRLG0083-Rev01-Msr011 | MBT | Ex | CZ14 | Any | WPSDGENRLG0083-1 | ExAnte2018 | IOU workpaper |  | KiloLumen |  |  | None | 25.1929 | 0.0058 | -0.051 | 23.8762 | 0.0056 | -0.0484 | 0 | 0 | 0 | 0 | 0 | 0 | SDGE:DEER:Com:Indoor_Non-CFL_Ltg | Annual | 0
SDG | WPSDGENRLG0083-Rev01-Msr011 | MBT | Ex | CZ15 | Any | WPSDGENRLG0083-1 | ExAnte2018 | IOU workpaper |  | KiloLumen |  |  | None | 26.7398 | 0.0058 | 0 | 25.3422 | 0.0056 | 0 | 0 | 0 | 0 | 0 | 0 | 0 | SDGE:DEER:Com:Indoor_Non-CFL_Ltg | Annual | 0
SDG | WPSDGENRLG0083-Rev01-Msr011 | MBT | Ex | IOU | Any | WPSDGENRLG0083-1 | ExAnte2018 | IOU workpaper |  | KiloLumen |  |  | None | 25.6348 | 0.0055 | -0.0097 | 24.295 | 0.0053 | -0.0092 | 0 | 0 | 0 | 0 | 0 | 0 | SDGE:DEER:Com:Indoor_Non-CFL_Ltg | Annual | 0
SDG | WPSDGENRLG0083-Rev01-Msr011 | MLI | Ex | CZ06 | Any | WPSDGENRLG0083-1 | ExAnte2018 | IOU workpaper |  | KiloLumen |  |  | None | 24.2827 | 0.0054 | -0.1378 | 24.1996 | 0.0054 | -0.1374 | 0 | 0 | 0 | 0 | 0 | 0 | SDGE:DEER:Com:Indoor_Non-CFL_Ltg | Annual | 0
SDG | WPSDGENRLG0083-Rev01-Msr011 | MLI | Ex | CZ07 | Any | WPSDGENRLG0083-1 | ExAnte2018 | IOU workpaper |  | KiloLumen |  |  | None | 24.2827 | 0.0054 | -0.069 | 24.1996 | 0.0054 | -0.0688 | 0 | 0 | 0 | 0 | 0 | 0 | SDGE:DEER:Com:Indoor_Non-CFL_Ltg | Annual | 0
SDG | WPSDGENRLG0083-Rev01-Msr011 | MLI | Ex | CZ08 | Any | WPSDGENRLG0083-1 | ExAnte2018 | IOU workpaper |  | KiloLumen |  |  | None | 24.5076 | 0.0054 | -0.1129 | 24.4236 | 0.0054 | -0.1125 | 0 | 0 | 0 | 0 | 0 | 0 | SDGE:DEER:Com:Indoor_Non-CFL_Ltg | Annual | 0
SDG | WPSDGENRLG0083-Rev01-Msr011 | MLI | Ex | CZ10 | Any | WPSDGENRLG0083-1 | ExAnte2018 | IOU workpaper |  | KiloLumen |  |  | None | 24.5076 | 0.0056 | -0.1556 | 24.4236 | 0.0056 | -0.1551 | 0 | 0 | 0 | 0 | 0 | 0 | SDGE:DEER:Com:Indoor_Non-CFL_Ltg | Annual | 0
SDG | WPSDGENRLG0083-Rev01-Msr011 | MLI | Ex | CZ14 | Any | WPSDGENRLG0083-1 | ExAnte2018 | IOU workpaper |  | KiloLumen |  |  | None | 23.833 | 0.0055 | -0.4407 | 23.7514 | 0.0055 | -0.4392 | 0 | 0 | 0 | 0 | 0 | 0 | SDGE:DEER:Com:Indoor_Non-CFL_Ltg | Annual | 0
SDG | WPSDGENRLG0083-Rev01-Msr011 | MLI | Ex | CZ15 | Any | WPSDGENRLG0083-1 | ExAnte2018 | IOU workpaper |  | KiloLumen |  |  | None | 26.3063 | 0.0055 | -0.0423 | 26.2162 | 0.0055 | -0.0421 | 0 | 0 | 0 | 0 | 0 | 0 | SDGE:DEER:Com:Indoor_Non-CFL_Ltg | Annual | 0
SDG | WPSDGENRLG0083-Rev01-Msr011 | MLI | Ex | IOU | Any | WPSDGENRLG0083-1 | ExAnte2018 | IOU workpaper |  | KiloLumen |  |  | None | 24.2827 | 0.0054 | -0.1019 | 24.1996 | 0.0054 | -0.1015 | 0 | 0 | 0 | 0 | 0 | 0 | SDGE:DEER:Com:Indoor_Non-CFL_Ltg | Annual | 0
SDG | WPSDGENRLG0083-Rev01-Msr011 | Mtl | Ex | CZ06 | Any | WPSDGENRLG0083-1 | ExAnte2018 | IOU workpaper |  | KiloLumen |  |  | None | 37.0832 | 0.0037 | -0.447 | 35.0134 | 0.0035 | -0.422 | 0 | 0 | 0 | 0 | 0 | 0 | SDGE:DEER:Com:Indoor_Non-CFL_Ltg | Annual | 0
SDG | WPSDGENRLG0083-Rev01-Msr011 | Mtl | Ex | CZ07 | Any | WPSDGENRLG0083-1 | ExAnte2018 | IOU workpaper |  | KiloLumen |  |  | None | 38.0765 | 0.0037 | -0.3281 | 35.9513 | 0.0034 | -0.3098 | 0 | 0 | 0 | 0 | 0 | 0 | SDGE:DEER:Com:Indoor_Non-CFL_Ltg | Annual | 0
SDG | WPSDGENRLG0083-Rev01-Msr011 | Mtl | Ex | CZ08 | Any | WPSDGENRLG0083-1 | ExAnte2018 | IOU workpaper |  | KiloLumen |  |  | None | 37.4143 | 0.0037 | -0.3775 | 35.3261 | 0.0035 | -0.3564 | 0 | 0 | 0 | 0 | 0 | 0 | SDGE:DEER:Com:Indoor_Non-CFL_Ltg | Annual | 0
SDG | WPSDGENRLG0083-Rev01-Msr011 | Mtl | Ex | CZ10 | Any | WPSDGENRLG0083-1 | ExAnte2018 | IOU workpaper |  | KiloLumen |  |  | None | 37.0832 | 0.0038 | -0.4437 | 35.0134 | 0.0036 | -0.4189 | 0 | 0 | 0 | 0 | 0 | 0 | SDGE:DEER:Com:Indoor_Non-CFL_Ltg | Annual | 0
SDG | WPSDGENRLG0083-Rev01-Msr011 | Mtl | Ex | CZ14 | Any | WPSDGENRLG0083-1 | ExAnte2018 | IOU workpaper |  | KiloLumen |  |  | None | 35.7588 | 0.0038 | -0.6092 | 33.763 | 0.0036 | -0.5752 | 0 | 0 | 0 | 0 | 0 | 0 | SDGE:DEER:Com:Indoor_Non-CFL_Ltg | Annual | 0
SDG | WPSDGENRLG0083-Rev01-Msr011 | Mtl | Ex | CZ15 | Any | WPSDGENRLG0083-1 | ExAnte2018 | IOU workpaper |  | KiloLumen |  |  | None | 39.732 | 0.0039 | -0.1864 | 37.5144 | 0.0037 | -0.176 | 0 | 0 | 0 | 0 | 0 | 0 | SDGE:DEER:Com:Indoor_Non-CFL_Ltg | Annual | 0
SDG | WPSDGENRLG0083-Rev01-Msr011 | Mtl | Ex | IOU | Any | WPSDGENRLG0083-1 | ExAnte2018 | IOU workpaper |  | KiloLumen |  |  | None | 37.7454 | 0.0037 | -0.3443 | 35.6387 | 0.0035 | -0.3251 | 0 | 0 | 0 | 0 | 0 | 0 | SDGE:DEER:Com:Indoor_Non-CFL_Ltg | Annual | 0
SDG | WPSDGENRLG0083-Rev01-Msr011 | Nrs | Ex | CZ06 | Any | WPSDGENRLG0083-1 | ExAnte2018 | IOU workpaper |  | KiloLumen |  |  | None | 32.1829 | 0.0069 | -1.1681 | 31.1018 | 0.0066 | -1.1289 | 0 | 0 | 0 | 0 | 0 | 0 | SDGE:DEER:Com:Indoor_Non-CFL_Ltg | Annual | 0
SDG | WPSDGENRLG0083-Rev01-Msr011 | Nrs | Ex | CZ07 | Any | WPSDGENRLG0083-1 | ExAnte2018 | IOU workpaper |  | KiloLumen |  |  | None | 31.8849 | 0.0068 | -1.0668 | 30.8139 | 0.0065 | -1.031 | 0 | 0 | 0 | 0 | 0 | 0 | SDGE:DEER:Com:Indoor_Non-CFL_Ltg | Annual | 0
SDG | WPSDGENRLG0083-Rev01-Msr011 | Nrs | Ex | CZ08 | Any | WPSDGENRLG0083-1 | ExAnte2018 | IOU workpaper |  | KiloLumen |  |  | None | 32.4809 | 0.0069 | -1.1353 | 31.3898 | 0.0066 | -1.0972 | 0 | 0 | 0 | 0 | 0 | 0 | SDGE:DEER:Com:Indoor_Non-CFL_Ltg | Annual | 0
SDG | WPSDGENRLG0083-Rev01-Msr011 | Nrs | Ex | CZ10 | Any | WPSDGENRLG0083-1 | ExAnte2018 | IOU workpaper |  | KiloLumen |  |  | None | 32.4809 | 0.0071 | -1.2039 | 31.3898 | 0.0069 | -1.1634 | 0 | 0 | 0 | 0 | 0 | 0 | SDGE:DEER:Com:Indoor_Non-CFL_Ltg | Annual | 0
SDG | WPSDGENRLG0083-Rev01-Msr011 | Nrs | Ex | CZ14 | Any | WPSDGENRLG0083-1 | ExAnte2018 | IOU workpaper |  | KiloLumen |  |  | None | 32.1829 | 0.007 | -1.4065 | 31.1018 | 0.0067 | -1.3593 | 0 | 0 | 0 | 0 | 0 | 0 | SDGE:DEER:Com:Indoor_Non-CFL_Ltg | Annual | 0
SDG | WPSDGENRLG0083-Rev01-Msr011 | Nrs | Ex | CZ15 | Any | WPSDGENRLG0083-1 | ExAnte2018 | IOU workpaper |  | KiloLumen |  |  | None | 32.1829 | 0.007 | -1.4065 | 31.1018 | 0.0067 | -1.3593 | 0 | 0 | 0 | 0 | 0 | 0 | SDGE:DEER:Com:Indoor_Non-CFL_Ltg | Annual | 0
SDG | WPSDGENRLG0083-Rev01-Msr011 | Nrs | Ex | IOU | Any | WPSDGENRLG0083-1 | ExAnte2018 | IOU workpaper |  | KiloLumen |  |  | None | 31.8849 | 0.0068 | -1.0906 | 30.8139 | 0.0066 | -1.054 | 0 | 0 | 0 | 0 | 0 | 0 | SDGE:DEER:Com:Indoor_Non-CFL_Ltg | Annual | 0
SDG | WPSDGENRLG0083-Rev01-Msr011 | OfL | Ex | CZ06 | Any | WPSDGENRLG0083-1 | ExAnte2018 | IOU workpaper |  | KiloLumen |  |  | None | 26.8853 | 0.0073 | -0.1511 | 24.1164 | 0.0066 | -0.1356 | 0 | 0 | 0 | 0 | 0 | 0 | SDGE:DEER:Com:Indoor_Non-CFL_Ltg | Annual | 0
SDG | WPSDGENRLG0083-Rev01-Msr011 | OfL | Ex | CZ07 | Any | WPSDGENRLG0083-1 | ExAnte2018 | IOU workpaper |  | KiloLumen |  |  | None | 26.8853 | 0.0073 | -0.134 | 24.1164 | 0.0066 | -0.1202 | 0 | 0 | 0 | 0 | 0 | 0 | SDGE:DEER:Com:Indoor_Non-CFL_Ltg | Annual | 0
SDG | WPSDGENRLG0083-Rev01-Msr011 | OfL | Ex | CZ08 | Any | WPSDGENRLG0083-1 | ExAnte2018 | IOU workpaper |  | KiloLumen |  |  | None | 26.8853 | 0.0074 | -0.1504 | 24.1164 | 0.0067 | -0.1349 | 0 | 0 | 0 | 0 | 0 | 0 | SDGE:DEER:Com:Indoor_Non-CFL_Ltg | Annual | 0
SDG | WPSDGENRLG0083-Rev01-Msr011 | OfL | Ex | CZ10 | Any | WPSDGENRLG0083-1 | ExAnte2018 | IOU workpaper |  | KiloLumen |  |  | None | 26.8853 | 0.0075 | -0.1771 | 24.1164 | 0.0068 | -0.1588 | 0 | 0 | 0 | 0 | 0 | 0 | SDGE:DEER:Com:Indoor_Non-CFL_Ltg | Annual | 0
SDG | WPSDGENRLG0083-Rev01-Msr011 | OfL | Ex | CZ14 | Any | WPSDGENRLG0083-1 | ExAnte2018 | IOU workpaper |  | KiloLumen |  |  | None | 26.6536 | 0.0075 | -0.2213 | 23.9085 | 0.0068 | -0.1985 | 0 | 0 | 0 | 0 | 0 | 0 | SDGE:DEER:Com:Indoor_Non-CFL_Ltg | Annual | 0
SDG | WPSDGENRLG0083-Rev01-Msr011 | OfL | Ex | CZ15 | Any | WPSDGENRLG0083-1 | ExAnte2018 | IOU workpaper |  | KiloLumen |  |  | None | 28.2759 | 0.0076 | -0.1027 | 25.3638 | 0.0069 | -0.0921 | 0 | 0 | 0 | 0 | 0 | 0 | SDGE:DEER:Com:Indoor_Non-CFL_Ltg | Annual | 0
SDG | WPSDGENRLG0083-Rev01-Msr011 | OfL | Ex | IOU | Any | WPSDGENRLG0083-1 | ExAnte2018 | IOU workpaper |  | KiloLumen |  |  | None | 26.8853 | 0.0073 | -0.1425 | 24.1164 | 0.0066 | -0.1279 | 0 | 0 | 0 | 0 | 0 | 0 | SDGE:DEER:Com:Indoor_Non-CFL_Ltg | Annual | 0
SDG | WPSDGENRLG0083-Rev01-Msr011 | OfS | Ex | CZ06 | Any | WPSDGENRLG0083-1 | ExAnte2018 | IOU workpaper |  | KiloLumen |  |  | None | 20.8978 | 0.0075 | -0.0296 | 16.2047 | 0.0059 | -0.023 | 0 | 0 | 0 | 0 | 0 | 0 | SDGE:DEER:Com:Indoor_Non-CFL_Ltg | Annual | 0
SDG | WPSDGENRLG0083-Rev01-Msr011 | OfS | Ex | CZ07 | Any | WPSDGENRLG0083-1 | ExAnte2018 | IOU workpaper |  | KiloLumen |  |  | None | 21.0795 | 0.0075 | -0.0084 | 16.3456 | 0.0059 | -0.0065 | 0 | 0 | 0 | 0 | 0 | 0 | SDGE:DEER:Com:Indoor_Non-CFL_Ltg | Annual | 0
SDG | WPSDGENRLG0083-Rev01-Msr011 | OfS | Ex | CZ08 | Any | WPSDGENRLG0083-1 | ExAnte2018 | IOU workpaper |  | KiloLumen |  |  | None | 21.0795 | 0.0076 | -0.0254 | 16.3456 | 0.006 | -0.0197 | 0 | 0 | 0 | 0 | 0 | 0 | SDGE:DEER:Com:Indoor_Non-CFL_Ltg | Annual | 0
SDG | WPSDGENRLG0083-Rev01-Msr011 | OfS | Ex | CZ10 | Any | WPSDGENRLG0083-1 | ExAnte2018 | IOU workpaper |  | KiloLumen |  |  | None | 21.0795 | 0.0076 | -0.0385 | 16.3456 | 0.006 | -0.0299 | 0 | 0 | 0 | 0 | 0 | 0 | SDGE:DEER:Com:Indoor_Non-CFL_Ltg | Annual | 0
SDG | WPSDGENRLG0083-Rev01-Msr011 | OfS | Ex | CZ14 | Any | WPSDGENRLG0083-1 | ExAnte2018 | IOU workpaper |  | KiloLumen |  |  | None | 20.5344 | 0.0077 | -0.0954 | 15.9228 | 0.0061 | -0.074 | 0 | 0 | 0 | 0 | 0 | 0 | SDGE:DEER:Com:Indoor_Non-CFL_Ltg | Annual | 0
SDG | WPSDGENRLG0083-Rev01-Msr011 | OfS | Ex | CZ15 | Any | WPSDGENRLG0083-1 | ExAnte2018 | IOU workpaper |  | KiloLumen |  |  | None | 22.1698 | 0.0076 | -0.0079 | 17.191 | 0.006 | -0.0061 | 0 | 0 | 0 | 0 | 0 | 0 | SDGE:DEER:Com:Indoor_Non-CFL_Ltg | Annual | 0
SDG | WPSDGENRLG0083-Rev01-Msr011 | OfS | Ex | IOU | Any | WPSDGENRLG0083-1 | ExAnte2018 | IOU workpaper |  | KiloLumen |  |  | None | 21.0795 | 0.0075 | -0.0148 | 16.3456 | 0.0059 | -0.0115 | 0 | 0 | 0 | 0 | 0 | 0 | SDGE:DEER:Com:Indoor_Non-CFL_Ltg | Annual | 0
SDG | WPSDGENRLG0083-Rev01-Msr011 | RFF | Ex | CZ06 | Any | WPSDGENRLG0083-1 | ExAnte2018 | IOU workpaper |  | KiloLumen |  |  | None | 29.0598 | 0.0059 | -0.5131 | 29.0598 | 0.0059 | -0.5131 | 0 | 0 | 0 | 0 | 0 | 0 | SDGE:DEER:Com:Indoor_Non-CFL_Ltg | Annual | 0
SDG | WPSDGENRLG0083-Rev01-Msr011 | RFF | Ex | CZ07 | Any | WPSDGENRLG0083-1 | ExAnte2018 | IOU workpaper |  | KiloLumen |  |  | None | 29.3216 | 0.0059 | -0.466 | 29.3216 | 0.0059 | -0.466 | 0 | 0 | 0 | 0 | 0 | 0 | SDGE:DEER:Com:Indoor_Non-CFL_Ltg | Annual | 0
SDG | WPSDGENRLG0083-Rev01-Msr011 | RFF | Ex | CZ08 | Any | WPSDGENRLG0083-1 | ExAnte2018 | IOU workpaper |  | KiloLumen |  |  | None | 29.3216 | 0.0059 | -0.4529 | 29.3216 | 0.0059 | -0.4529 | 0 | 0 | 0 | 0 | 0 | 0 | SDGE:DEER:Com:Indoor_Non-CFL_Ltg | Annual | 0
SDG | WPSDGENRLG0083-Rev01-Msr011 | RFF | Ex | CZ10 | Any | WPSDGENRLG0083-1 | ExAnte2018 | IOU workpaper |  | KiloLumen |  |  | None | 29.3216 | 0.006 | -0.5027 | 29.3216 | 0.006 | -0.5027 | 0 | 0 | 0 | 0 | 0 | 0 | SDGE:DEER:Com:Indoor_Non-CFL_Ltg | Annual | 0
SDG | WPSDGENRLG0083-Rev01-Msr011 | RFF | Ex | CZ14 | Any | WPSDGENRLG0083-1 | ExAnte2018 | IOU workpaper |  | KiloLumen |  |  | None | 28.798 | 0.0061 | -0.7147 | 28.798 | 0.0061 | -0.7147 | 0 | 0 | 0 | 0 | 0 | 0 | SDGE:DEER:Com:Indoor_Non-CFL_Ltg | Annual | 0
SDG | WPSDGENRLG0083-Rev01-Msr011 | RFF | Ex | CZ15 | Any | WPSDGENRLG0083-1 | ExAnte2018 | IOU workpaper |  | KiloLumen |  |  | None | 31.1542 | 0.0061 | -0.2296 | 31.1542 | 0.0061 | -0.2296 | 0 | 0 | 0 | 0 | 0 | 0 | SDGE:DEER:Com:Indoor_Non-CFL_Ltg | Annual | 0
SDG | WPSDGENRLG0083-Rev01-Msr011 | RFF | Ex | IOU | Any | WPSDGENRLG0083-1 | ExAnte2018 | IOU workpaper |  | KiloLumen |  |  | None | 29.3216 | 0.0059 | -0.4765 | 29.3216 | 0.0059 | -0.4765 | 0 | 0 | 0 | 0 | 0 | 0 | SDGE:DEER:Com:Indoor_Non-CFL_Ltg | Annual | 0
SDG | WPSDGENRLG0083-Rev01-Msr011 | RSD | Ex | CZ06 | Any | WPSDGENRLG0083-1 | ExAnte2018 | IOU workpaper |  | KiloLumen |  |  | None | 32.9437 | 0.006 | -0.7089 | 32.9437 | 0.006 | -0.7089 | 0 | 0 | 0 | 0 | 0 | 0 | SDGE:DEER:Com:Indoor_Non-CFL_Ltg | Annual | 0
SDG | WPSDGENRLG0083-Rev01-Msr011 | RSD | Ex | CZ07 | Any | WPSDGENRLG0083-1 | ExAnte2018 | IOU workpaper |  | KiloLumen |  |  | None | 32.9437 | 0.0061 | -0.653 | 32.9437 | 0.0061 | -0.653 | 0 | 0 | 0 | 0 | 0 | 0 | SDGE:DEER:Com:Indoor_Non-CFL_Ltg | Annual | 0
SDG | WPSDGENRLG0083-Rev01-Msr011 | RSD | Ex | CZ08 | Any | WPSDGENRLG0083-1 | ExAnte2018 | IOU workpaper |  | KiloLumen |  |  | None | 33.2378 | 0.0059 | -0.5883 | 33.2378 | 0.0059 | -0.5883 | 0 | 0 | 0 | 0 | 0 | 0 | SDGE:DEER:Com:Indoor_Non-CFL_Ltg | Annual | 0
SDG | WPSDGENRLG0083-Rev01-Msr011 | RSD | Ex | CZ10 | Any | WPSDGENRLG0083-1 | ExAnte2018 | IOU workpaper |  | KiloLumen |  |  | None | 32.9437 | 0.0056 | -0.6912 | 32.9437 | 0.0056 | -0.6912 | 0 | 0 | 0 | 0 | 0 | 0 | SDGE:DEER:Com:Indoor_Non-CFL_Ltg | Annual | 0
SDG | WPSDGENRLG0083-Rev01-Msr011 | RSD | Ex | CZ14 | Any | WPSDGENRLG0083-1 | ExAnte2018 | IOU workpaper |  | KiloLumen |  |  | None | 31.7671 | 0.0056 | -1.1354 | 31.7671 | 0.0056 | -1.1354 | 0 | 0 | 0 | 0 | 0 | 0 | SDGE:DEER:Com:Indoor_Non-CFL_Ltg | Annual | 0
SDG | WPSDGENRLG0083-Rev01-Msr011 | RSD | Ex | CZ15 | Any | WPSDGENRLG0083-1 | ExAnte2018 | IOU workpaper |  | KiloLumen |  |  | None | 35.5909 | 0.0062 | -0.2641 | 35.5909 | 0.0062 | -0.2641 | 0 | 0 | 0 | 0 | 0 | 0 | SDGE:DEER:Com:Indoor_Non-CFL_Ltg | Annual | 0
SDG | WPSDGENRLG0083-Rev01-Msr011 | RSD | Ex | IOU | Any | WPSDGENRLG0083-1 | ExAnte2018 | IOU workpaper |  | KiloLumen |  |  | None | 32.9437 | 0.006 | -0.6618 | 32.9437 | 0.006 | -0.6618 | 0 | 0 | 0 | 0 | 0 | 0 | SDGE:DEER:Com:Indoor_Non-CFL_Ltg | Annual | 0
SDG | WPSDGENRLG0083-Rev01-Msr011 | Rt3 | Ex | CZ06 | Any | WPSDGENRLG0083-1 | ExAnte2018 | IOU workpaper |  | KiloLumen |  |  | None | 49.588 | 0.0091 | -0.2303 | 49.4109 | 0.0091 | -0.2294 | 0 | 0 | 0 | 0 | 0 | 0 | SDGE:DEER:Com:Indoor_Non-CFL_Ltg | Annual | 0
SDG | WPSDGENRLG0083-Rev01-Msr011 | Rt3 | Ex | CZ07 | Any | WPSDGENRLG0083-1 | ExAnte2018 | IOU workpaper |  | KiloLumen |  |  | None | 49.588 | 0.009 | -0.0996 | 49.4109 | 0.009 | -0.0993 | 0 | 0 | 0 | 0 | 0 | 0 | SDGE:DEER:Com:Indoor_Non-CFL_Ltg | Annual | 0
SDG | WPSDGENRLG0083-Rev01-Msr011 | Rt3 | Ex | CZ08 | Any | WPSDGENRLG0083-1 | ExAnte2018 | IOU workpaper |  | KiloLumen |  |  | None | 49.588 | 0.009 | -0.2061 | 49.4109 | 0.009 | -0.2054 | 0 | 0 | 0 | 0 | 0 | 0 | SDGE:DEER:Com:Indoor_Non-CFL_Ltg | Annual | 0
SDG | WPSDGENRLG0083-Rev01-Msr011 | Rt3 | Ex | CZ10 | Any | WPSDGENRLG0083-1 | ExAnte2018 | IOU workpaper |  | KiloLumen |  |  | None | 49.1568 | 0.0092 | -0.3769 | 48.9812 | 0.0091 | -0.3755 | 0 | 0 | 0 | 0 | 0 | 0 | SDGE:DEER:Com:Indoor_Non-CFL_Ltg | Annual | 0
SDG | WPSDGENRLG0083-Rev01-Msr011 | Rt3 | Ex | CZ14 | Any | WPSDGENRLG0083-1 | ExAnte2018 | IOU workpaper |  | KiloLumen |  |  | None | 47.0008 | 0.0093 | -1.3755 | 46.8329 | 0.0092 | -1.3706 | 0 | 0 | 0 | 0 | 0 | 0 | SDGE:DEER:Com:Indoor_Non-CFL_Ltg | Annual | 0
SDG | WPSDGENRLG0083-Rev01-Msr011 | Rt3 | Ex | CZ15 | Any | WPSDGENRLG0083-1 | ExAnte2018 | IOU workpaper |  | KiloLumen |  |  | None | 50.8816 | 0.0093 | -0.0888 | 50.6999 | 0.0093 | -0.0885 | 0 | 0 | 0 | 0 | 0 | 0 | SDGE:DEER:Com:Indoor_Non-CFL_Ltg | Annual | 0
SDG | WPSDGENRLG0083-Rev01-Msr011 | Rt3 | Ex | IOU | Any | WPSDGENRLG0083-1 | ExAnte2018 | IOU workpaper |  | KiloLumen |  |  | None | 49.588 | 0.0091 | -0.1798 | 49.4109 | 0.0091 | -0.1792 | 0 | 0 | 0 | 0 | 0 | 0 | SDGE:DEER:Com:Indoor_Non-CFL_Ltg | Annual | 0
SDG | WPSDGENRLG0083-Rev01-Msr011 | RtL | Ex | CZ06 | Any | WPSDGENRLG0083-1 | ExAnte2018 | IOU workpaper |  | KiloLumen |  |  | None | 35.3261 | 0.0088 | -0.302 | 35.2391 | 0.0088 | -0.3012 | 0 | 0 | 0 | 0 | 0 | 0 | SDGE:DEER:Com:Indoor_Non-CFL_Ltg | Annual | 0
SDG | WPSDGENRLG0083-Rev01-Msr011 | RtL | Ex | CZ07 | Any | WPSDGENRLG0083-1 | ExAnte2018 | IOU workpaper |  | KiloLumen |  |  | None | 35.6387 | 0.0088 | -0.2207 | 35.5509 | 0.0088 | -0.2202 | 0 | 0 | 0 | 0 | 0 | 0 | SDGE:DEER:Com:Indoor_Non-CFL_Ltg | Annual | 0
SDG | WPSDGENRLG0083-Rev01-Msr011 | RtL | Ex | CZ08 | Any | WPSDGENRLG0083-1 | ExAnte2018 | IOU workpaper |  | KiloLumen |  |  | None | 35.6387 | 0.0088 | -0.2614 | 35.5509 | 0.0088 | -0.2607 | 0 | 0 | 0 | 0 | 0 | 0 | SDGE:DEER:Com:Indoor_Non-CFL_Ltg | Annual | 0
SDG | WPSDGENRLG0083-Rev01-Msr011 | RtL | Ex | CZ10 | Any | WPSDGENRLG0083-1 | ExAnte2018 | IOU workpaper |  | KiloLumen |  |  | None | 35.3261 | 0.0089 | -0.3501 | 35.2391 | 0.0089 | -0.3493 | 0 | 0 | 0 | 0 | 0 | 0 | SDGE:DEER:Com:Indoor_Non-CFL_Ltg | Annual | 0
SDG | WPSDGENRLG0083-Rev01-Msr011 | RtL | Ex | CZ14 | Any | WPSDGENRLG0083-1 | ExAnte2018 | IOU workpaper |  | KiloLumen |  |  | None | 34.0756 | 0.009 | -0.7347 | 33.9917 | 0.009 | -0.7328 | 0 | 0 | 0 | 0 | 0 | 0 | SDGE:DEER:Com:Indoor_Non-CFL_Ltg | Annual | 0
SDG | WPSDGENRLG0083-Rev01-Msr011 | RtL | Ex | CZ15 | Any | WPSDGENRLG0083-1 | ExAnte2018 | IOU workpaper |  | KiloLumen |  |  | None | 36.8892 | 0.0091 | -0.1235 | 36.7983 | 0.0091 | -0.1232 | 0 | 0 | 0 | 0 | 0 | 0 | SDGE:DEER:Com:Indoor_Non-CFL_Ltg | Annual | 0
SDG | WPSDGENRLG0083-Rev01-Msr011 | RtL | Ex | IOU | Any | WPSDGENRLG0083-1 | ExAnte2018 | IOU workpaper |  | KiloLumen |  |  | None | 35.6387 | 0.0088 | -0.2582 | 35.5509 | 0.0088 | -0.2576 | 0 | 0 | 0 | 0 | 0 | 0 | SDGE:DEER:Com:Indoor_Non-CFL_Ltg | Annual | 0
SDG | WPSDGENRLG0083-Rev01-Msr011 | RtS | Ex | CZ06 | Any | WPSDGENRLG0083-1 | ExAnte2018 | IOU workpaper |  | KiloLumen |  |  | None | 19.9253 | 0.006 | -0.0635 | 19.9253 | 0.006 | -0.0635 | 0 | 0 | 0 | 0 | 0 | 0 | SDGE:DEER:Com:Indoor_Non-CFL_Ltg | Annual | 0
SDG | WPSDGENRLG0083-Rev01-Msr011 | RtS | Ex | CZ07 | Any | WPSDGENRLG0083-1 | ExAnte2018 | IOU workpaper |  | KiloLumen |  |  | None | 19.9253 | 0.006 | -0.0377 | 19.9253 | 0.006 | -0.0377 | 0 | 0 | 0 | 0 | 0 | 0 | SDGE:DEER:Com:Indoor_Non-CFL_Ltg | Annual | 0
SDG | WPSDGENRLG0083-Rev01-Msr011 | RtS | Ex | CZ08 | Any | WPSDGENRLG0083-1 | ExAnte2018 | IOU workpaper |  | KiloLumen |  |  | None | 20.1016 | 0.006 | -0.0538 | 20.1016 | 0.006 | -0.0538 | 0 | 0 | 0 | 0 | 0 | 0 | SDGE:DEER:Com:Indoor_Non-CFL_Ltg | Annual | 0
SDG | WPSDGENRLG0083-Rev01-Msr011 | RtS | Ex | CZ10 | Any | WPSDGENRLG0083-1 | ExAnte2018 | IOU workpaper |  | KiloLumen |  |  | None | 19.9253 | 0.0061 | -0.0792 | 19.9253 | 0.0061 | -0.0792 | 0 | 0 | 0 | 0 | 0 | 0 | SDGE:DEER:Com:Indoor_Non-CFL_Ltg | Annual | 0
SDG | WPSDGENRLG0083-Rev01-Msr011 | RtS | Ex | CZ14 | Any | WPSDGENRLG0083-1 | ExAnte2018 | IOU workpaper |  | KiloLumen |  |  | None | 19.3963 | 0.0061 | -0.1975 | 19.3963 | 0.0061 | -0.1975 | 0 | 0 | 0 | 0 | 0 | 0 | SDGE:DEER:Com:Indoor_Non-CFL_Ltg | Annual | 0
SDG | WPSDGENRLG0083-Rev01-Msr011 | RtS | Ex | CZ15 | Any | WPSDGENRLG0083-1 | ExAnte2018 | IOU workpaper |  | KiloLumen |  |  | None | 20.9833 | 0.0061 | -0.017 | 20.9833 | 0.0061 | -0.017 | 0 | 0 | 0 | 0 | 0 | 0 | SDGE:DEER:Com:Indoor_Non-CFL_Ltg | Annual | 0
SDG | WPSDGENRLG0083-Rev01-Msr011 | RtS | Ex | IOU | Any | WPSDGENRLG0083-1 | ExAnte2018 | IOU workpaper |  | KiloLumen |  |  | None | 19.9253 | 0.006 | -0.0499 | 19.9253 | 0.006 | -0.0499 | 0 | 0 | 0 | 0 | 0 | 0 | SDGE:DEER:Com:Indoor_Non-CFL_Ltg | Annual | 0
SDG | WPSDGENRLG0083-Rev01-Msr011 | SCn | Ex | CZ06 | Any | WPSDGENRLG0083-1 | ExAnte2018 | IOU workpaper |  | KiloLumen |  |  | None | 18.4792 | 0.0052 | -0.2296 | 18.162 | 0.005 | -0.2257 | 0 | 0 | 0 | 0 | 0 | 0 | SDGE:DEER:Com:Indoor_Non-CFL_Ltg | Annual | 0
SDG | WPSDGENRLG0083-Rev01-Msr011 | SCn | Ex | CZ07 | Any | WPSDGENRLG0083-1 | ExAnte2018 | IOU workpaper |  | KiloLumen |  |  | None | 18.1204 | 0.0053 | -0.1884 | 17.8093 | 0.0051 | -0.1851 | 0 | 0 | 0 | 0 | 0 | 0 | SDGE:DEER:Com:Indoor_Non-CFL_Ltg | Annual | 0
SDG | WPSDGENRLG0083-Rev01-Msr011 | SCn | Ex | CZ08 | Any | WPSDGENRLG0083-1 | ExAnte2018 | IOU workpaper |  | KiloLumen |  |  | None | 18.6586 | 0.0052 | -0.1956 | 18.3383 | 0.005 | -0.1922 | 0 | 0 | 0 | 0 | 0 | 0 | SDGE:DEER:Com:Indoor_Non-CFL_Ltg | Annual | 0
SDG | WPSDGENRLG0083-Rev01-Msr011 | SCn | Ex | CZ10 | Any | WPSDGENRLG0083-1 | ExAnte2018 | IOU workpaper |  | KiloLumen |  |  | None | 18.6586 | 0.0053 | -0.2422 | 18.3383 | 0.0051 | -0.238 | 0 | 0 | 0 | 0 | 0 | 0 | SDGE:DEER:Com:Indoor_Non-CFL_Ltg | Annual | 0
SDG | WPSDGENRLG0083-Rev01-Msr011 | SCn | Ex | CZ14 | Any | WPSDGENRLG0083-1 | ExAnte2018 | IOU workpaper |  | KiloLumen |  |  | None | 18.1204 | 0.0052 | -0.3552 | 17.8093 | 0.005 | -0.3491 | 0 | 0 | 0 | 0 | 0 | 0 | SDGE:DEER:Com:Indoor_Non-CFL_Ltg | Annual | 0
SDG | WPSDGENRLG0083-Rev01-Msr011 | SCn | Ex | CZ15 | Any | WPSDGENRLG0083-1 | ExAnte2018 | IOU workpaper |  | KiloLumen |  |  | None | 20.0939 | 0.0052 | -0.1035 | 19.749 | 0.005 | -0.1017 | 0 | 0 | 0 | 0 | 0 | 0 | SDGE:DEER:Com:Indoor_Non-CFL_Ltg | Annual | 0
SDG | WPSDGENRLG0083-Rev01-Msr011 | SCn | Ex | IOU | Any | WPSDGENRLG0083-1 | ExAnte2018 | IOU workpaper |  | KiloLumen |  |  | None | 18.2998 | 0.0053 | -0.2063 | 17.9857 | 0.0051 | -0.2028 | 0 | 0 | 0 | 0 | 0 | 0 | SDGE:DEER:Com:Indoor_Non-CFL_Ltg | Annual | 0
SDG | WPSDGENRLG0083-Rev01-Msr011 | SUn | Ex | CZ06 | Any | WPSDGENRLG0083-1 | ExAnte2018 | IOU workpaper |  | KiloLumen |  |  | None | 16.94 | 0.0035 | 0 | 16.632 | 0.0034 | 0 | 0 | 0 | 0 | 0 | 0 | 0 | SDGE:DEER:Com:Indoor_Non-CFL_Ltg | Annual | 0
SDG | WPSDGENRLG0083-Rev01-Msr011 | SUn | Ex | CZ07 | Any | WPSDGENRLG0083-1 | ExAnte2018 | IOU workpaper |  | KiloLumen |  |  | None | 16.94 | 0.0035 | 0 | 16.632 | 0.0034 | 0 | 0 | 0 | 0 | 0 | 0 | 0 | SDGE:DEER:Com:Indoor_Non-CFL_Ltg | Annual | 0
SDG | WPSDGENRLG0083-Rev01-Msr011 | SUn | Ex | CZ08 | Any | WPSDGENRLG0083-1 | ExAnte2018 | IOU workpaper |  | KiloLumen |  |  | None | 16.94 | 0.0035 | 0 | 16.632 | 0.0034 | 0 | 0 | 0 | 0 | 0 | 0 | 0 | SDGE:DEER:Com:Indoor_Non-CFL_Ltg | Annual | 0
SDG | WPSDGENRLG0083-Rev01-Msr011 | SUn | Ex | CZ10 | Any | WPSDGENRLG0083-1 | ExAnte2018 | IOU workpaper |  | KiloLumen |  |  | None | 16.94 | 0.0035 | 0 | 16.632 | 0.0034 | 0 | 0 | 0 | 0 | 0 | 0 | 0 | SDGE:DEER:Com:Indoor_Non-CFL_Ltg | Annual | 0
SDG | WPSDGENRLG0083-Rev01-Msr011 | SUn | Ex | CZ14 | Any | WPSDGENRLG0083-1 | ExAnte2018 | IOU workpaper |  | KiloLumen |  |  | None | 16.94 | 0.0035 | 0 | 16.632 | 0.0034 | 0 | 0 | 0 | 0 | 0 | 0 | 0 | SDGE:DEER:Com:Indoor_Non-CFL_Ltg | Annual | 0
SDG | WPSDGENRLG0083-Rev01-Msr011 | SUn | Ex | CZ15 | Any | WPSDGENRLG0083-1 | ExAnte2018 | IOU workpaper |  | KiloLumen |  |  | None | 16.94 | 0.0035 | 0 | 16.632 | 0.0034 | 0 | 0 | 0 | 0 | 0 | 0 | 0 | SDGE:DEER:Com:Indoor_Non-CFL_Ltg | Annual | 0
SDG | WPSDGENRLG0083-Rev01-Msr011 | SUn | Ex | IOU | Any | WPSDGENRLG0083-1 | ExAnte2018 | IOU workpaper |  | KiloLumen |  |  | None | 16.94 | 0.0035 | 0 | 16.632 | 0.0034 | 0 | 0 | 0 | 0 | 0 | 0 | 0 | SDGE:DEER:Com:Indoor_Non-CFL_Ltg | Annual | 0
SDG | WPSDGENRLG0083-Rev01-Msr011 | WRf | Ex | CZ06 | Any | WPSDGENRLG0083-1 | ExAnte2018 | IOU workpaper |  | KiloLumen |  |  | None | 61.985 | 0.0054 | 0 | 56.9022 | 0.0052 | 0 | 0 | 0 | 0 | 0 | 0 | 0 | SDGE:DEER:Com:Indoor_Non-CFL_Ltg | Annual | 0
SDG | WPSDGENRLG0083-Rev01-Msr011 | WRf | Ex | CZ07 | Any | WPSDGENRLG0083-1 | ExAnte2018 | IOU workpaper |  | KiloLumen |  |  | None | 62.37 | 0.0054 | 0 | 57.2557 | 0.0052 | 0 | 0 | 0 | 0 | 0 | 0 | 0 | SDGE:DEER:Com:Indoor_Non-CFL_Ltg | Annual | 0
SDG | WPSDGENRLG0083-Rev01-Msr011 | WRf | Ex | CZ08 | Any | WPSDGENRLG0083-1 | ExAnte2018 | IOU workpaper |  | KiloLumen |  |  | None | 61.985 | 0.0054 | 0 | 56.9022 | 0.0052 | 0 | 0 | 0 | 0 | 0 | 0 | 0 | SDGE:DEER:Com:Indoor_Non-CFL_Ltg | Annual | 0
SDG | WPSDGENRLG0083-Rev01-Msr011 | WRf | Ex | CZ10 | Any | WPSDGENRLG0083-1 | ExAnte2018 | IOU workpaper |  | KiloLumen |  |  | None | 61.215 | 0.0054 | 0 | 56.1954 | 0.0052 | 0 | 0 | 0 | 0 | 0 | 0 | 0 | SDGE:DEER:Com:Indoor_Non-CFL_Ltg | Annual | 0
SDG | WPSDGENRLG0083-Rev01-Msr011 | WRf | Ex | CZ14 | Any | WPSDGENRLG0083-1 | ExAnte2018 | IOU workpaper |  | KiloLumen |  |  | None | 61.215 | 0.0054 | 0 | 56.1954 | 0.0052 | 0 | 0 | 0 | 0 | 0 | 0 | 0 | SDGE:DEER:Com:Indoor_Non-CFL_Ltg | Annual | 0
SDG | WPSDGENRLG0083-Rev01-Msr011 | WRf | Ex | CZ15 | Any | WPSDGENRLG0083-1 | ExAnte2018 | IOU workpaper |  | KiloLumen |  |  | None | 61.215 | 0.0054 | 0 | 56.1954 | 0.0052 | 0 | 0 | 0 | 0 | 0 | 0 | 0 | SDGE:DEER:Com:Indoor_Non-CFL_Ltg | Annual | 0
SDG | WPSDGENRLG0083-Rev01-Msr011 | WRf | Ex | IOU | Any | WPSDGENRLG0083-1 | ExAnte2018 | IOU workpaper |  | KiloLumen |  |  | None | 61.985 | 0.0054 | 0 | 56.9022 | 0.0052 | 0 | 0 | 0 | 0 | 0 | 0 | 0 | SDGE:DEER:Com:Indoor_Non-CFL_Ltg | Annual | 0
SDG | WPSDGENRLG0083-Rev01-Msr012 | Asm | Ex | CZ06 | Any | WPSDGENRLG0083-1 | ExAnte2018 | IOU workpaper |  | KiloLumen |  |  | None | 14.399 | 0.0048 | -0.1223 | 13.7214 | 0.0045 | -0.1165 | 0 | 0 | 0 | 0 | 0 | 0 | SDGE:DEER:Com:Indoor_Non-CFL_Ltg | Annual | 0
SDG | WPSDGENRLG0083-Rev01-Msr012 | Asm | Ex | CZ07 | Any | WPSDGENRLG0083-1 | ExAnte2018 | IOU workpaper |  | KiloLumen |  |  | None | 14.5299 | 0.0048 | -0.113 | 13.8461 | 0.0045 | -0.1077 | 0 | 0 | 0 | 0 | 0 | 0 | SDGE:DEER:Com:Indoor_Non-CFL_Ltg | Annual | 0
SDG | WPSDGENRLG0083-Rev01-Msr012 | Asm | Ex | CZ08 | Any | WPSDGENRLG0083-1 | ExAnte2018 | IOU workpaper |  | KiloLumen |  |  | None | 14.5299 | 0.0046 | -0.1034 | 13.8461 | 0.0044 | -0.0985 | 0 | 0 | 0 | 0 | 0 | 0 | SDGE:DEER:Com:Indoor_Non-CFL_Ltg | Annual | 0
SDG | WPSDGENRLG0083-Rev01-Msr012 | Asm | Ex | CZ10 | Any | WPSDGENRLG0083-1 | ExAnte2018 | IOU workpaper |  | KiloLumen |  |  | None | 14.399 | 0.0047 | -0.1322 | 13.7214 | 0.0045 | -0.126 | 0 | 0 | 0 | 0 | 0 | 0 | SDGE:DEER:Com:Indoor_Non-CFL_Ltg | Annual | 0
SDG | WPSDGENRLG0083-Rev01-Msr012 | Asm | Ex | CZ14 | Any | WPSDGENRLG0083-1 | ExAnte2018 | IOU workpaper |  | KiloLumen |  |  | None | 14.0063 | 0.0044 | -0.2107 | 13.3472 | 0.0042 | -0.2008 | 0 | 0 | 0 | 0 | 0 | 0 | SDGE:DEER:Com:Indoor_Non-CFL_Ltg | Annual | 0
SDG | WPSDGENRLG0083-Rev01-Msr012 | Asm | Ex | CZ15 | Any | WPSDGENRLG0083-1 | ExAnte2018 | IOU workpaper |  | KiloLumen |  |  | None | 15.8389 | 0.0046 | -0.0584 | 15.0935 | 0.0044 | -0.0556 | 0 | 0 | 0 | 0 | 0 | 0 | SDGE:DEER:Com:Indoor_Non-CFL_Ltg | Annual | 0
SDG | WPSDGENRLG0083-Rev01-Msr012 | Asm | Ex | IOU | Any | WPSDGENRLG0083-1 | ExAnte2018 | IOU workpaper |  | KiloLumen |  |  | None | 14.5299 | 0.0047 | -0.1196 | 13.8461 | 0.0045 | -0.114 | 0 | 0 | 0 | 0 | 0 | 0 | SDGE:DEER:Com:Indoor_Non-CFL_Ltg | Annual | 0
SDG | WPSDGENRLG0083-Rev01-Msr012 | Com | Ex | IOU | Any | WPSDGENRLG0083-1 | ExAnte2018 | IOU workpaper |  | KiloLumen |  |  | None | 27.9418 | 0.0068 | -0.2744 | 26.3894 | 0.0062 | -0.2592 | 0 | 0 | 0 | 0 | 0 | 0 | SDGE:DEER:Com:Indoor_Non-CFL_Ltg | Annual | 0
SDG | WPSDGENRLG0083-Rev01-Msr012 | ECC | Ex | CZ06 | Any | WPSDGENRLG0083-1 | ExAnte2018 | IOU workpaper |  | KiloLumen |  |  | None | 22.7096 | 0.0084 | -0.2874 | 20.1863 | 0.0068 | -0.2555 | 0 | 0 | 0 | 0 | 0 | 0 | SDGE:DEER:Com:Indoor_Non-CFL_Ltg | Annual | 0
SDG | WPSDGENRLG0083-Rev01-Msr012 | ECC | Ex | CZ07 | Any | WPSDGENRLG0083-1 | ExAnte2018 | IOU workpaper |  | KiloLumen |  |  | None | 22.9106 | 0.0084 | -0.2412 | 20.365 | 0.0068 | -0.2144 | 0 | 0 | 0 | 0 | 0 | 0 | SDGE:DEER:Com:Indoor_Non-CFL_Ltg | Annual | 0
SDG | WPSDGENRLG0083-Rev01-Msr012 | ECC | Ex | CZ08 | Any | WPSDGENRLG0083-1 | ExAnte2018 | IOU workpaper |  | KiloLumen |  |  | None | 23.1116 | 0.0084 | -0.2613 | 20.5436 | 0.0068 | -0.2322 | 0 | 0 | 0 | 0 | 0 | 0 | SDGE:DEER:Com:Indoor_Non-CFL_Ltg | Annual | 0
SDG | WPSDGENRLG0083-Rev01-Msr012 | ECC | Ex | CZ10 | Any | WPSDGENRLG0083-1 | ExAnte2018 | IOU workpaper |  | KiloLumen |  |  | None | 22.9106 | 0.0085 | -0.3095 | 20.365 | 0.0069 | -0.2751 | 0 | 0 | 0 | 0 | 0 | 0 | SDGE:DEER:Com:Indoor_Non-CFL_Ltg | Annual | 0
SDG | WPSDGENRLG0083-Rev01-Msr012 | ECC | Ex | CZ14 | Any | WPSDGENRLG0083-1 | ExAnte2018 | IOU workpaper |  | KiloLumen |  |  | None | 22.5086 | 0.0084 | -0.4663 | 20.0077 | 0.0068 | -0.4144 | 0 | 0 | 0 | 0 | 0 | 0 | SDGE:DEER:Com:Indoor_Non-CFL_Ltg | Annual | 0
SDG | WPSDGENRLG0083-Rev01-Msr012 | ECC | Ex | CZ15 | Any | WPSDGENRLG0083-1 | ExAnte2018 | IOU workpaper |  | KiloLumen |  |  | None | 22.5086 | 0.0084 | -0.4663 | 20.0077 | 0.0068 | -0.4144 | 0 | 0 | 0 | 0 | 0 | 0 | SDGE:DEER:Com:Indoor_Non-CFL_Ltg | Annual | 0
SDG | WPSDGENRLG0083-Rev01-Msr012 | ECC | Ex | IOU | Any | WPSDGENRLG0083-1 | ExAnte2018 | IOU workpaper |  | KiloLumen |  |  | None | 22.9106 | 0.0084 | -0.2593 | 20.365 | 0.0068 | -0.2304 | 0 | 0 | 0 | 0 | 0 | 0 | SDGE:DEER:Com:Indoor_Non-CFL_Ltg | Annual | 0
SDG | WPSDGENRLG0083-Rev01-Msr012 | EPr | Ex | CZ06 | Any | WPSDGENRLG0083-1 | ExAnte2018 | IOU workpaper |  | KiloLumen |  |  | None | 21.7694 | 0.0081 | -0.1948 | 18.346 | 0.0066 | -0.1641 | 0 | 0 | 0 | 0 | 0 | 0 | SDGE:DEER:Com:Indoor_Non-CFL_Ltg | Annual | 0
SDG | WPSDGENRLG0083-Rev01-Msr012 | EPr | Ex | CZ07 | Any | WPSDGENRLG0083-1 | ExAnte2018 | IOU workpaper |  | KiloLumen |  |  | None | 21.7694 | 0.0082 | -0.1736 | 18.346 | 0.0067 | -0.1463 | 0 | 0 | 0 | 0 | 0 | 0 | SDGE:DEER:Com:Indoor_Non-CFL_Ltg | Annual | 0
SDG | WPSDGENRLG0083-Rev01-Msr012 | EPr | Ex | CZ08 | Any | WPSDGENRLG0083-1 | ExAnte2018 | IOU workpaper |  | KiloLumen |  |  | None | 21.9604 | 0.0083 | -0.161 | 18.507 | 0.0067 | -0.1357 | 0 | 0 | 0 | 0 | 0 | 0 | SDGE:DEER:Com:Indoor_Non-CFL_Ltg | Annual | 0
SDG | WPSDGENRLG0083-Rev01-Msr012 | EPr | Ex | CZ10 | Any | WPSDGENRLG0083-1 | ExAnte2018 | IOU workpaper |  | KiloLumen |  |  | None | 21.7694 | 0.0082 | -0.2062 | 18.346 | 0.0067 | -0.1738 | 0 | 0 | 0 | 0 | 0 | 0 | SDGE:DEER:Com:Indoor_Non-CFL_Ltg | Annual | 0
SDG | WPSDGENRLG0083-Rev01-Msr012 | EPr | Ex | CZ14 | Any | WPSDGENRLG0083-1 | ExAnte2018 | IOU workpaper |  | KiloLumen |  |  | None | 21.0056 | 0.0082 | -0.3514 | 17.7023 | 0.0067 | -0.2961 | 0 | 0 | 0 | 0 | 0 | 0 | SDGE:DEER:Com:Indoor_Non-CFL_Ltg | Annual | 0
SDG | WPSDGENRLG0083-Rev01-Msr012 | EPr | Ex | CZ15 | Any | WPSDGENRLG0083-1 | ExAnte2018 | IOU workpaper |  | KiloLumen |  |  | None | 23.2971 | 0.0082 | -0.0844 | 19.6335 | 0.0067 | -0.0711 | 0 | 0 | 0 | 0 | 0 | 0 | SDGE:DEER:Com:Indoor_Non-CFL_Ltg | Annual | 0
SDG | WPSDGENRLG0083-Rev01-Msr012 | EPr | Ex | IOU | Any | WPSDGENRLG0083-1 | ExAnte2018 | IOU workpaper |  | KiloLumen |  |  | None | 21.7694 | 0.0082 | -0.186 | 18.346 | 0.0067 | -0.1567 | 0 | 0 | 0 | 0 | 0 | 0 | SDGE:DEER:Com:Indoor_Non-CFL_Ltg | Annual | 0
SDG | WPSDGENRLG0083-Rev01-Msr012 | ERC | Ex | CZ06 | Any | WPSDGENRLG0083-1 | ExAnte2018 | IOU workpaper |  | KiloLumen |  |  | None | 10.2564 | 0.0048 | -0.0618 | 8.2051 | 0.0036 | -0.0495 | 0 | 0 | 0 | 0 | 0 | 0 | SDGE:DEER:Com:Indoor_Non-CFL_Ltg | Annual | 0
SDG | WPSDGENRLG0083-Rev01-Msr012 | ERC | Ex | CZ07 | Any | WPSDGENRLG0083-1 | ExAnte2018 | IOU workpaper |  | KiloLumen |  |  | None | 10.4412 | 0.0048 | -0.0511 | 8.353 | 0.0037 | -0.0409 | 0 | 0 | 0 | 0 | 0 | 0 | SDGE:DEER:Com:Indoor_Non-CFL_Ltg | Annual | 0
SDG | WPSDGENRLG0083-Rev01-Msr012 | ERC | Ex | CZ08 | Any | WPSDGENRLG0083-1 | ExAnte2018 | IOU workpaper |  | KiloLumen |  |  | None | 10.2564 | 0.0048 | -0.0541 | 8.2051 | 0.0036 | -0.0432 | 0 | 0 | 0 | 0 | 0 | 0 | SDGE:DEER:Com:Indoor_Non-CFL_Ltg | Annual | 0
SDG | WPSDGENRLG0083-Rev01-Msr012 | ERC | Ex | CZ10 | Any | WPSDGENRLG0083-1 | ExAnte2018 | IOU workpaper |  | KiloLumen |  |  | None | 10.2564 | 0.0048 | -0.0638 | 8.2051 | 0.0036 | -0.0511 | 0 | 0 | 0 | 0 | 0 | 0 | SDGE:DEER:Com:Indoor_Non-CFL_Ltg | Annual | 0
SDG | WPSDGENRLG0083-Rev01-Msr012 | ERC | Ex | CZ14 | Any | WPSDGENRLG0083-1 | ExAnte2018 | IOU workpaper |  | KiloLumen |  |  | None | 10.0716 | 0.0048 | -0.0844 | 8.0573 | 0.0037 | -0.0675 | 0 | 0 | 0 | 0 | 0 | 0 | SDGE:DEER:Com:Indoor_Non-CFL_Ltg | Annual | 0
SDG | WPSDGENRLG0083-Rev01-Msr012 | ERC | Ex | CZ15 | Any | WPSDGENRLG0083-1 | ExAnte2018 | IOU workpaper |  | KiloLumen |  |  | None | 10.9032 | 0.005 | -0.0298 | 8.7226 | 0.0038 | -0.0238 | 0 | 0 | 0 | 0 | 0 | 0 | SDGE:DEER:Com:Indoor_Non-CFL_Ltg | Annual | 0
SDG | WPSDGENRLG0083-Rev01-Msr012 | ERC | Ex | IOU | Any | WPSDGENRLG0083-1 | ExAnte2018 | IOU workpaper |  | KiloLumen |  |  | None | 10.3488 | 0.0048 | -0.0562 | 8.279 | 0.0037 | -0.0449 | 0 | 0 | 0 | 0 | 0 | 0 | SDGE:DEER:Com:Indoor_Non-CFL_Ltg | Annual | 0
SDG | WPSDGENRLG0083-Rev01-Msr012 | ESe | Ex | CZ06 | Any | WPSDGENRLG0083-1 | ExAnte2018 | IOU workpaper |  | KiloLumen |  |  | None | 21.905 | 0.0085 | -0.2601 | 18.8866 | 0.0072 | -0.2243 | 0 | 0 | 0 | 0 | 0 | 0 | SDGE:DEER:Com:Indoor_Non-CFL_Ltg | Annual | 0
SDG | WPSDGENRLG0083-Rev01-Msr012 | ESe | Ex | CZ07 | Any | WPSDGENRLG0083-1 | ExAnte2018 | IOU workpaper |  | KiloLumen |  |  | None | 21.905 | 0.0083 | -0.2288 | 18.8866 | 0.007 | -0.1973 | 0 | 0 | 0 | 0 | 0 | 0 | SDGE:DEER:Com:Indoor_Non-CFL_Ltg | Annual | 0
SDG | WPSDGENRLG0083-Rev01-Msr012 | ESe | Ex | CZ08 | Any | WPSDGENRLG0083-1 | ExAnte2018 | IOU workpaper |  | KiloLumen |  |  | None | 22.1005 | 0.0084 | -0.223 | 19.0552 | 0.0071 | -0.1922 | 0 | 0 | 0 | 0 | 0 | 0 | SDGE:DEER:Com:Indoor_Non-CFL_Ltg | Annual | 0
SDG | WPSDGENRLG0083-Rev01-Msr012 | ESe | Ex | CZ10 | Any | WPSDGENRLG0083-1 | ExAnte2018 | IOU workpaper |  | KiloLumen |  |  | None | 22.1005 | 0.0084 | -0.2797 | 19.0552 | 0.0071 | -0.2411 | 0 | 0 | 0 | 0 | 0 | 0 | SDGE:DEER:Com:Indoor_Non-CFL_Ltg | Annual | 0
SDG | WPSDGENRLG0083-Rev01-Msr012 | ESe | Ex | CZ14 | Any | WPSDGENRLG0083-1 | ExAnte2018 | IOU workpaper |  | KiloLumen |  |  | None | 21.3182 | 0.0082 | -0.4498 | 18.3807 | 0.0069 | -0.3878 | 0 | 0 | 0 | 0 | 0 | 0 | SDGE:DEER:Com:Indoor_Non-CFL_Ltg | Annual | 0
SDG | WPSDGENRLG0083-Rev01-Msr012 | ESe | Ex | CZ15 | Any | WPSDGENRLG0083-1 | ExAnte2018 | IOU workpaper |  | KiloLumen |  |  | None | 23.8608 | 0.0084 | -0.1232 | 20.5729 | 0.0071 | -0.1062 | 0 | 0 | 0 | 0 | 0 | 0 | SDGE:DEER:Com:Indoor_Non-CFL_Ltg | Annual | 0
SDG | WPSDGENRLG0083-Rev01-Msr012 | ESe | Ex | IOU | Any | WPSDGENRLG0083-1 | ExAnte2018 | IOU workpaper |  | KiloLumen |  |  | None | 21.905 | 0.0083 | -0.2484 | 18.8866 | 0.007 | -0.2142 | 0 | 0 | 0 | 0 | 0 | 0 | SDGE:DEER:Com:Indoor_Non-CFL_Ltg | Annual | 0
SDG | WPSDGENRLG0083-Rev01-Msr012 | EUn | Ex | CZ06 | Any | WPSDGENRLG0083-1 | ExAnte2018 | IOU workpaper |  | KiloLumen |  |  | None | 24.6662 | 0.009 | -0.2445 | 21.7694 | 0.0073 | -0.2158 | 0 | 0 | 0 | 0 | 0 | 0 | SDGE:DEER:Com:Indoor_Non-CFL_Ltg | Annual | 0
SDG | WPSDGENRLG0083-Rev01-Msr012 | EUn | Ex | CZ07 | Any | WPSDGENRLG0083-1 | ExAnte2018 | IOU workpaper |  | KiloLumen |  |  | None | 24.6662 | 0.009 | -0.2123 | 21.7694 | 0.0073 | -0.1873 | 0 | 0 | 0 | 0 | 0 | 0 | SDGE:DEER:Com:Indoor_Non-CFL_Ltg | Annual | 0
SDG | WPSDGENRLG0083-Rev01-Msr012 | EUn | Ex | CZ08 | Any | WPSDGENRLG0083-1 | ExAnte2018 | IOU workpaper |  | KiloLumen |  |  | None | 24.8825 | 0.0091 | -0.2358 | 21.9604 | 0.0074 | -0.2081 | 0 | 0 | 0 | 0 | 0 | 0 | SDGE:DEER:Com:Indoor_Non-CFL_Ltg | Annual | 0
SDG | WPSDGENRLG0083-Rev01-Msr012 | EUn | Ex | CZ10 | Any | WPSDGENRLG0083-1 | ExAnte2018 | IOU workpaper |  | KiloLumen |  |  | None | 24.8825 | 0.0092 | -0.2726 | 21.9604 | 0.0075 | -0.2406 | 0 | 0 | 0 | 0 | 0 | 0 | SDGE:DEER:Com:Indoor_Non-CFL_Ltg | Annual | 0
SDG | WPSDGENRLG0083-Rev01-Msr012 | EUn | Ex | CZ14 | Any | WPSDGENRLG0083-1 | ExAnte2018 | IOU workpaper |  | KiloLumen |  |  | None | 24.4498 | 0.0091 | -0.3657 | 21.5785 | 0.0074 | -0.3227 | 0 | 0 | 0 | 0 | 0 | 0 | SDGE:DEER:Com:Indoor_Non-CFL_Ltg | Annual | 0
SDG | WPSDGENRLG0083-Rev01-Msr012 | EUn | Ex | CZ15 | Any | WPSDGENRLG0083-1 | ExAnte2018 | IOU workpaper |  | KiloLumen |  |  | None | 24.4498 | 0.0091 | -0.3657 | 21.5785 | 0.0074 | -0.3227 | 0 | 0 | 0 | 0 | 0 | 0 | SDGE:DEER:Com:Indoor_Non-CFL_Ltg | Annual | 0
SDG | WPSDGENRLG0083-Rev01-Msr012 | EUn | Ex | IOU | Any | WPSDGENRLG0083-1 | ExAnte2018 | IOU workpaper |  | KiloLumen |  |  | None | 24.6662 | 0.009 | -0.2272 | 21.7694 | 0.0073 | -0.2005 | 0 | 0 | 0 | 0 | 0 | 0 | SDGE:DEER:Com:Indoor_Non-CFL_Ltg | Annual | 0
SDG | WPSDGENRLG0083-Rev01-Msr012 | Gro | Ex | CZ06 | Any | WPSDGENRLG0083-1 | ExAnte2018 | IOU workpaper |  | KiloLumen |  |  | None | 42.7735 | 0.0086 | -2.9306 | 41.918 | 0.0084 | -2.872 | 0 | 0 | 0 | 0 | 0 | 0 | SDGE:DEER:Com:Indoor_Non-CFL_Ltg | Annual | 0
SDG | WPSDGENRLG0083-Rev01-Msr012 | Gro | Ex | CZ07 | Any | WPSDGENRLG0083-1 | ExAnte2018 | IOU workpaper |  | KiloLumen |  |  | None | 42.35 | 0.0084 | -3.117 | 41.503 | 0.0082 | -3.0546 | 0 | 0 | 0 | 0 | 0 | 0 | SDGE:DEER:Com:Indoor_Non-CFL_Ltg | Annual | 0
SDG | WPSDGENRLG0083-Rev01-Msr012 | Gro | Ex | CZ08 | Any | WPSDGENRLG0083-1 | ExAnte2018 | IOU workpaper |  | KiloLumen |  |  | None | 43.6205 | 0.0088 | -2.6553 | 42.7481 | 0.0086 | -2.6022 | 0 | 0 | 0 | 0 | 0 | 0 | SDGE:DEER:Com:Indoor_Non-CFL_Ltg | Annual | 0
SDG | WPSDGENRLG0083-Rev01-Msr012 | Gro | Ex | CZ10 | Any | WPSDGENRLG0083-1 | ExAnte2018 | IOU workpaper |  | KiloLumen |  |  | None | 44.4675 | 0.0092 | -2.5156 | 43.5782 | 0.009 | -2.4653 | 0 | 0 | 0 | 0 | 0 | 0 | SDGE:DEER:Com:Indoor_Non-CFL_Ltg | Annual | 0
SDG | WPSDGENRLG0083-Rev01-Msr012 | Gro | Ex | CZ14 | Any | WPSDGENRLG0083-1 | ExAnte2018 | IOU workpaper |  | KiloLumen |  |  | None | 44.044 | 0.0093 | -2.6553 | 43.1631 | 0.0091 | -2.6022 | 0 | 0 | 0 | 0 | 0 | 0 | SDGE:DEER:Com:Indoor_Non-CFL_Ltg | Annual | 0
SDG | WPSDGENRLG0083-Rev01-Msr012 | Gro | Ex | CZ15 | Any | WPSDGENRLG0083-1 | ExAnte2018 | IOU workpaper |  | KiloLumen |  |  | None | 47.432 | 0.0091 | -1.4145 | 46.4834 | 0.0089 | -1.3862 | 0 | 0 | 0 | 0 | 0 | 0 | SDGE:DEER:Com:Indoor_Non-CFL_Ltg | Annual | 0
SDG | WPSDGENRLG0083-Rev01-Msr012 | Gro | Ex | IOU | Any | WPSDGENRLG0083-1 | ExAnte2018 | IOU workpaper |  | KiloLumen |  |  | None | 42.7735 | 0.0086 | -2.9264 | 41.918 | 0.0085 | -2.8679 | 0 | 0 | 0 | 0 | 0 | 0 | SDGE:DEER:Com:Indoor_Non-CFL_Ltg | Annual | 0
SDG | WPSDGENRLG0083-Rev01-Msr012 | Hsp | Ex | CZ06 | Any | WPSDGENRLG0083-1 | ExAnte2018 | IOU workpaper |  | KiloLumen |  |  | None | 52.156 | 0.0075 | -1.3697 | 51.7132 | 0.0074 | -1.358 | 0 | 0 | 0 | 0 | 0 | 0 | SDGE:DEER:Com:Indoor_Non-CFL_Ltg | Annual | 0
SDG | WPSDGENRLG0083-Rev01-Msr012 | Hsp | Ex | CZ07 | Any | WPSDGENRLG0083-1 | ExAnte2018 | IOU workpaper |  | KiloLumen |  |  | None | 52.156 | 0.0074 | -1.2517 | 51.7132 | 0.0073 | -1.2411 | 0 | 0 | 0 | 0 | 0 | 0 | SDGE:DEER:Com:Indoor_Non-CFL_Ltg | Annual | 0
SDG | WPSDGENRLG0083-Rev01-Msr012 | Hsp | Ex | CZ08 | Any | WPSDGENRLG0083-1 | ExAnte2018 | IOU workpaper |  | KiloLumen |  |  | None | 52.156 | 0.0075 | -1.3515 | 51.7132 | 0.0074 | -1.34 | 0 | 0 | 0 | 0 | 0 | 0 | SDGE:DEER:Com:Indoor_Non-CFL_Ltg | Annual | 0
SDG | WPSDGENRLG0083-Rev01-Msr012 | Hsp | Ex | CZ10 | Any | WPSDGENRLG0083-1 | ExAnte2018 | IOU workpaper |  | KiloLumen |  |  | None | 52.156 | 0.0077 | -1.4604 | 51.7132 | 0.0076 | -1.448 | 0 | 0 | 0 | 0 | 0 | 0 | SDGE:DEER:Com:Indoor_Non-CFL_Ltg | Annual | 0
SDG | WPSDGENRLG0083-Rev01-Msr012 | Hsp | Ex | CZ14 | Any | WPSDGENRLG0083-1 | ExAnte2018 | IOU workpaper |  | KiloLumen |  |  | None | 51.2489 | 0.0076 | -1.7869 | 50.8138 | 0.0075 | -1.7717 | 0 | 0 | 0 | 0 | 0 | 0 | SDGE:DEER:Com:Indoor_Non-CFL_Ltg | Annual | 0
SDG | WPSDGENRLG0083-Rev01-Msr012 | Hsp | Ex | CZ15 | Any | WPSDGENRLG0083-1 | ExAnte2018 | IOU workpaper |  | KiloLumen |  |  | None | 51.2489 | 0.0076 | -1.7869 | 50.8138 | 0.0075 | -1.7717 | 0 | 0 | 0 | 0 | 0 | 0 | SDGE:DEER:Com:Indoor_Non-CFL_Ltg | Annual | 0
SDG | WPSDGENRLG0083-Rev01-Msr012 | Hsp | Ex | IOU | Any | WPSDGENRLG0083-1 | ExAnte2018 | IOU workpaper |  | KiloLumen |  |  | None | 52.156 | 0.0075 | -1.288 | 51.7132 | 0.0074 | -1.2771 | 0 | 0 | 0 | 0 | 0 | 0 | SDGE:DEER:Com:Indoor_Non-CFL_Ltg | Annual | 0
SDG | WPSDGENRLG0083-Rev01-Msr012 | Htl | Ex | CZ06 | Any | WPSDGENRLG0083-1 | ExAnte2018 | IOU workpaper |  | KiloLumen |  |  | None | 44.573 | 0.0067 | -0.5582 | 43.1724 | 0.0064 | -0.5407 | 0 | 0 | 0 | 0 | 0 | 0 | SDGE:DEER:Com:Indoor_Non-CFL_Ltg | Annual | 0
SDG | WPSDGENRLG0083-Rev01-Msr012 | Htl | Ex | CZ07 | Any | WPSDGENRLG0083-1 | ExAnte2018 | IOU workpaper |  | KiloLumen |  |  | None | 45.8227 | 0.0066 | -0.4499 | 44.3828 | 0.0064 | -0.4358 | 0 | 0 | 0 | 0 | 0 | 0 | SDGE:DEER:Com:Indoor_Non-CFL_Ltg | Annual | 0
SDG | WPSDGENRLG0083-Rev01-Msr012 | Htl | Ex | CZ08 | Any | WPSDGENRLG0083-1 | ExAnte2018 | IOU workpaper |  | KiloLumen |  |  | None | 45.4061 | 0.0067 | -0.4957 | 43.9793 | 0.0065 | -0.4801 | 0 | 0 | 0 | 0 | 0 | 0 | SDGE:DEER:Com:Indoor_Non-CFL_Ltg | Annual | 0
SDG | WPSDGENRLG0083-Rev01-Msr012 | Htl | Ex | CZ10 | Any | WPSDGENRLG0083-1 | ExAnte2018 | IOU workpaper |  | KiloLumen |  |  | None | 44.573 | 0.0068 | -0.554 | 43.1724 | 0.0066 | -0.5366 | 0 | 0 | 0 | 0 | 0 | 0 | SDGE:DEER:Com:Indoor_Non-CFL_Ltg | Annual | 0
SDG | WPSDGENRLG0083-Rev01-Msr012 | Htl | Ex | CZ14 | Any | WPSDGENRLG0083-1 | ExAnte2018 | IOU workpaper |  | KiloLumen |  |  | None | 42.4901 | 0.0068 | -0.7415 | 41.155 | 0.0066 | -0.7182 | 0 | 0 | 0 | 0 | 0 | 0 | SDGE:DEER:Com:Indoor_Non-CFL_Ltg | Annual | 0
SDG | WPSDGENRLG0083-Rev01-Msr012 | Htl | Ex | CZ15 | Any | WPSDGENRLG0083-1 | ExAnte2018 | IOU workpaper |  | KiloLumen |  |  | None | 48.3221 | 0.0069 | -0.3187 | 46.8037 | 0.0066 | -0.3087 | 0 | 0 | 0 | 0 | 0 | 0 | SDGE:DEER:Com:Indoor_Non-CFL_Ltg | Annual | 0
SDG | WPSDGENRLG0083-Rev01-Msr012 | Htl | Ex | IOU | Any | WPSDGENRLG0083-1 | ExAnte2018 | IOU workpaper |  | KiloLumen |  |  | None | 45.4061 | 0.0067 | -0.4666 | 43.9793 | 0.0064 | -0.4519 | 0 | 0 | 0 | 0 | 0 | 0 | SDGE:DEER:Com:Indoor_Non-CFL_Ltg | Annual | 0
SDG | WPSDGENRLG0083-Rev01-Msr012 | MBT | Ex | CZ06 | Any | WPSDGENRLG0083-1 | ExAnte2018 | IOU workpaper |  | KiloLumen |  |  | None | 25.6348 | 0.0055 | -0.0163 | 24.295 | 0.0053 | -0.0155 | 0 | 0 | 0 | 0 | 0 | 0 | SDGE:DEER:Com:Indoor_Non-CFL_Ltg | Annual | 0
SDG | WPSDGENRLG0083-Rev01-Msr012 | MBT | Ex | CZ07 | Any | WPSDGENRLG0083-1 | ExAnte2018 | IOU workpaper |  | KiloLumen |  |  | None | 25.8558 | 0.0054 | -0.0032 | 24.5045 | 0.0052 | -0.003 | 0 | 0 | 0 | 0 | 0 | 0 | SDGE:DEER:Com:Indoor_Non-CFL_Ltg | Annual | 0
SDG | WPSDGENRLG0083-Rev01-Msr012 | MBT | Ex | CZ08 | Any | WPSDGENRLG0083-1 | ExAnte2018 | IOU workpaper |  | KiloLumen |  |  | None | 25.6348 | 0.0057 | -0.0104 | 24.295 | 0.0055 | -0.0098 | 0 | 0 | 0 | 0 | 0 | 0 | SDGE:DEER:Com:Indoor_Non-CFL_Ltg | Annual | 0
SDG | WPSDGENRLG0083-Rev01-Msr012 | MBT | Ex | CZ10 | Any | WPSDGENRLG0083-1 | ExAnte2018 | IOU workpaper |  | KiloLumen |  |  | None | 25.6348 | 0.0058 | -0.0212 | 24.295 | 0.0056 | -0.0201 | 0 | 0 | 0 | 0 | 0 | 0 | SDGE:DEER:Com:Indoor_Non-CFL_Ltg | Annual | 0
SDG | WPSDGENRLG0083-Rev01-Msr012 | MBT | Ex | CZ14 | Any | WPSDGENRLG0083-1 | ExAnte2018 | IOU workpaper |  | KiloLumen |  |  | None | 25.1929 | 0.0058 | -0.051 | 23.8762 | 0.0056 | -0.0484 | 0 | 0 | 0 | 0 | 0 | 0 | SDGE:DEER:Com:Indoor_Non-CFL_Ltg | Annual | 0
SDG | WPSDGENRLG0083-Rev01-Msr012 | MBT | Ex | CZ15 | Any | WPSDGENRLG0083-1 | ExAnte2018 | IOU workpaper |  | KiloLumen |  |  | None | 26.7398 | 0.0058 | 0 | 25.3422 | 0.0056 | 0 | 0 | 0 | 0 | 0 | 0 | 0 | SDGE:DEER:Com:Indoor_Non-CFL_Ltg | Annual | 0
SDG | WPSDGENRLG0083-Rev01-Msr012 | MBT | Ex | IOU | Any | WPSDGENRLG0083-1 | ExAnte2018 | IOU workpaper |  | KiloLumen |  |  | None | 25.6348 | 0.0055 | -0.0097 | 24.295 | 0.0053 | -0.0092 | 0 | 0 | 0 | 0 | 0 | 0 | SDGE:DEER:Com:Indoor_Non-CFL_Ltg | Annual | 0
SDG | WPSDGENRLG0083-Rev01-Msr012 | MLI | Ex | CZ06 | Any | WPSDGENRLG0083-1 | ExAnte2018 | IOU workpaper |  | KiloLumen |  |  | None | 24.2827 | 0.0054 | -0.1378 | 24.1996 | 0.0054 | -0.1374 | 0 | 0 | 0 | 0 | 0 | 0 | SDGE:DEER:Com:Indoor_Non-CFL_Ltg | Annual | 0
SDG | WPSDGENRLG0083-Rev01-Msr012 | MLI | Ex | CZ07 | Any | WPSDGENRLG0083-1 | ExAnte2018 | IOU workpaper |  | KiloLumen |  |  | None | 24.2827 | 0.0054 | -0.069 | 24.1996 | 0.0054 | -0.0688 | 0 | 0 | 0 | 0 | 0 | 0 | SDGE:DEER:Com:Indoor_Non-CFL_Ltg | Annual | 0
SDG | WPSDGENRLG0083-Rev01-Msr012 | MLI | Ex | CZ08 | Any | WPSDGENRLG0083-1 | ExAnte2018 | IOU workpaper |  | KiloLumen |  |  | None | 24.5076 | 0.0054 | -0.1129 | 24.4236 | 0.0054 | -0.1125 | 0 | 0 | 0 | 0 | 0 | 0 | SDGE:DEER:Com:Indoor_Non-CFL_Ltg | Annual | 0
SDG | WPSDGENRLG0083-Rev01-Msr012 | MLI | Ex | CZ10 | Any | WPSDGENRLG0083-1 | ExAnte2018 | IOU workpaper |  | KiloLumen |  |  | None | 24.5076 | 0.0056 | -0.1556 | 24.4236 | 0.0056 | -0.1551 | 0 | 0 | 0 | 0 | 0 | 0 | SDGE:DEER:Com:Indoor_Non-CFL_Ltg | Annual | 0
SDG | WPSDGENRLG0083-Rev01-Msr012 | MLI | Ex | CZ14 | Any | WPSDGENRLG0083-1 | ExAnte2018 | IOU workpaper |  | KiloLumen |  |  | None | 23.833 | 0.0055 | -0.4407 | 23.7514 | 0.0055 | -0.4392 | 0 | 0 | 0 | 0 | 0 | 0 | SDGE:DEER:Com:Indoor_Non-CFL_Ltg | Annual | 0
SDG | WPSDGENRLG0083-Rev01-Msr012 | MLI | Ex | CZ15 | Any | WPSDGENRLG0083-1 | ExAnte2018 | IOU workpaper |  | KiloLumen |  |  | None | 26.3063 | 0.0055 | -0.0423 | 26.2162 | 0.0055 | -0.0421 | 0 | 0 | 0 | 0 | 0 | 0 | SDGE:DEER:Com:Indoor_Non-CFL_Ltg | Annual | 0
SDG | WPSDGENRLG0083-Rev01-Msr012 | MLI | Ex | IOU | Any | WPSDGENRLG0083-1 | ExAnte2018 | IOU workpaper |  | KiloLumen |  |  | None | 24.2827 | 0.0054 | -0.1019 | 24.1996 | 0.0054 | -0.1015 | 0 | 0 | 0 | 0 | 0 | 0 | SDGE:DEER:Com:Indoor_Non-CFL_Ltg | Annual | 0
SDG | WPSDGENRLG0083-Rev01-Msr012 | Mtl | Ex | CZ06 | Any | WPSDGENRLG0083-1 | ExAnte2018 | IOU workpaper |  | KiloLumen |  |  | None | 37.0832 | 0.0037 | -0.447 | 35.0134 | 0.0035 | -0.422 | 0 | 0 | 0 | 0 | 0 | 0 | SDGE:DEER:Com:Indoor_Non-CFL_Ltg | Annual | 0
SDG | WPSDGENRLG0083-Rev01-Msr012 | Mtl | Ex | CZ07 | Any | WPSDGENRLG0083-1 | ExAnte2018 | IOU workpaper |  | KiloLumen |  |  | None | 38.0765 | 0.0037 | -0.3281 | 35.9513 | 0.0034 | -0.3098 | 0 | 0 | 0 | 0 | 0 | 0 | SDGE:DEER:Com:Indoor_Non-CFL_Ltg | Annual | 0
SDG | WPSDGENRLG0083-Rev01-Msr012 | Mtl | Ex | CZ08 | Any | WPSDGENRLG0083-1 | ExAnte2018 | IOU workpaper |  | KiloLumen |  |  | None | 37.4143 | 0.0037 | -0.3775 | 35.3261 | 0.0035 | -0.3564 | 0 | 0 | 0 | 0 | 0 | 0 | SDGE:DEER:Com:Indoor_Non-CFL_Ltg | Annual | 0
SDG | WPSDGENRLG0083-Rev01-Msr012 | Mtl | Ex | CZ10 | Any | WPSDGENRLG0083-1 | ExAnte2018 | IOU workpaper |  | KiloLumen |  |  | None | 37.0832 | 0.0038 | -0.4437 | 35.0134 | 0.0036 | -0.4189 | 0 | 0 | 0 | 0 | 0 | 0 | SDGE:DEER:Com:Indoor_Non-CFL_Ltg | Annual | 0
SDG | WPSDGENRLG0083-Rev01-Msr012 | Mtl | Ex | CZ14 | Any | WPSDGENRLG0083-1 | ExAnte2018 | IOU workpaper |  | KiloLumen |  |  | None | 35.7588 | 0.0038 | -0.6092 | 33.763 | 0.0036 | -0.5752 | 0 | 0 | 0 | 0 | 0 | 0 | SDGE:DEER:Com:Indoor_Non-CFL_Ltg | Annual | 0
SDG | WPSDGENRLG0083-Rev01-Msr012 | Mtl | Ex | CZ15 | Any | WPSDGENRLG0083-1 | ExAnte2018 | IOU workpaper |  | KiloLumen |  |  | None | 39.732 | 0.0039 | -0.1864 | 37.5144 | 0.0037 | -0.176 | 0 | 0 | 0 | 0 | 0 | 0 | SDGE:DEER:Com:Indoor_Non-CFL_Ltg | Annual | 0
SDG | WPSDGENRLG0083-Rev01-Msr012 | Mtl | Ex | IOU | Any | WPSDGENRLG0083-1 | ExAnte2018 | IOU workpaper |  | KiloLumen |  |  | None | 37.7454 | 0.0037 | -0.3443 | 35.6387 | 0.0035 | -0.3251 | 0 | 0 | 0 | 0 | 0 | 0 | SDGE:DEER:Com:Indoor_Non-CFL_Ltg | Annual | 0
SDG | WPSDGENRLG0083-Rev01-Msr012 | Nrs | Ex | CZ06 | Any | WPSDGENRLG0083-1 | ExAnte2018 | IOU workpaper |  | KiloLumen |  |  | None | 32.1829 | 0.0069 | -1.1681 | 31.1018 | 0.0066 | -1.1289 | 0 | 0 | 0 | 0 | 0 | 0 | SDGE:DEER:Com:Indoor_Non-CFL_Ltg | Annual | 0
SDG | WPSDGENRLG0083-Rev01-Msr012 | Nrs | Ex | CZ07 | Any | WPSDGENRLG0083-1 | ExAnte2018 | IOU workpaper |  | KiloLumen |  |  | None | 31.8849 | 0.0068 | -1.0668 | 30.8139 | 0.0065 | -1.031 | 0 | 0 | 0 | 0 | 0 | 0 | SDGE:DEER:Com:Indoor_Non-CFL_Ltg | Annual | 0
SDG | WPSDGENRLG0083-Rev01-Msr012 | Nrs | Ex | CZ08 | Any | WPSDGENRLG0083-1 | ExAnte2018 | IOU workpaper |  | KiloLumen |  |  | None | 32.4809 | 0.0069 | -1.1353 | 31.3898 | 0.0066 | -1.0972 | 0 | 0 | 0 | 0 | 0 | 0 | SDGE:DEER:Com:Indoor_Non-CFL_Ltg | Annual | 0
SDG | WPSDGENRLG0083-Rev01-Msr012 | Nrs | Ex | CZ10 | Any | WPSDGENRLG0083-1 | ExAnte2018 | IOU workpaper |  | KiloLumen |  |  | None | 32.4809 | 0.0071 | -1.2039 | 31.3898 | 0.0069 | -1.1634 | 0 | 0 | 0 | 0 | 0 | 0 | SDGE:DEER:Com:Indoor_Non-CFL_Ltg | Annual | 0
SDG | WPSDGENRLG0083-Rev01-Msr012 | Nrs | Ex | CZ14 | Any | WPSDGENRLG0083-1 | ExAnte2018 | IOU workpaper |  | KiloLumen |  |  | None | 32.1829 | 0.007 | -1.4065 | 31.1018 | 0.0067 | -1.3593 | 0 | 0 | 0 | 0 | 0 | 0 | SDGE:DEER:Com:Indoor_Non-CFL_Ltg | Annual | 0
SDG | WPSDGENRLG0083-Rev01-Msr012 | Nrs | Ex | CZ15 | Any | WPSDGENRLG0083-1 | ExAnte2018 | IOU workpaper |  | KiloLumen |  |  | None | 32.1829 | 0.007 | -1.4065 | 31.1018 | 0.0067 | -1.3593 | 0 | 0 | 0 | 0 | 0 | 0 | SDGE:DEER:Com:Indoor_Non-CFL_Ltg | Annual | 0
SDG | WPSDGENRLG0083-Rev01-Msr012 | Nrs | Ex | IOU | Any | WPSDGENRLG0083-1 | ExAnte2018 | IOU workpaper |  | KiloLumen |  |  | None | 31.8849 | 0.0068 | -1.0906 | 30.8139 | 0.0066 | -1.054 | 0 | 0 | 0 | 0 | 0 | 0 | SDGE:DEER:Com:Indoor_Non-CFL_Ltg | Annual | 0
SDG | WPSDGENRLG0083-Rev01-Msr012 | OfL | Ex | CZ06 | Any | WPSDGENRLG0083-1 | ExAnte2018 | IOU workpaper |  | KiloLumen |  |  | None | 26.8853 | 0.0073 | -0.1511 | 24.1164 | 0.0066 | -0.1356 | 0 | 0 | 0 | 0 | 0 | 0 | SDGE:DEER:Com:Indoor_Non-CFL_Ltg | Annual | 0
SDG | WPSDGENRLG0083-Rev01-Msr012 | OfL | Ex | CZ07 | Any | WPSDGENRLG0083-1 | ExAnte2018 | IOU workpaper |  | KiloLumen |  |  | None | 26.8853 | 0.0073 | -0.134 | 24.1164 | 0.0066 | -0.1202 | 0 | 0 | 0 | 0 | 0 | 0 | SDGE:DEER:Com:Indoor_Non-CFL_Ltg | Annual | 0
SDG | WPSDGENRLG0083-Rev01-Msr012 | OfL | Ex | CZ08 | Any | WPSDGENRLG0083-1 | ExAnte2018 | IOU workpaper |  | KiloLumen |  |  | None | 26.8853 | 0.0074 | -0.1504 | 24.1164 | 0.0067 | -0.1349 | 0 | 0 | 0 | 0 | 0 | 0 | SDGE:DEER:Com:Indoor_Non-CFL_Ltg | Annual | 0
SDG | WPSDGENRLG0083-Rev01-Msr012 | OfL | Ex | CZ10 | Any | WPSDGENRLG0083-1 | ExAnte2018 | IOU workpaper |  | KiloLumen |  |  | None | 26.8853 | 0.0075 | -0.1771 | 24.1164 | 0.0068 | -0.1588 | 0 | 0 | 0 | 0 | 0 | 0 | SDGE:DEER:Com:Indoor_Non-CFL_Ltg | Annual | 0
SDG | WPSDGENRLG0083-Rev01-Msr012 | OfL | Ex | CZ14 | Any | WPSDGENRLG0083-1 | ExAnte2018 | IOU workpaper |  | KiloLumen |  |  | None | 26.6536 | 0.0075 | -0.2213 | 23.9085 | 0.0068 | -0.1985 | 0 | 0 | 0 | 0 | 0 | 0 | SDGE:DEER:Com:Indoor_Non-CFL_Ltg | Annual | 0
SDG | WPSDGENRLG0083-Rev01-Msr012 | OfL | Ex | CZ15 | Any | WPSDGENRLG0083-1 | ExAnte2018 | IOU workpaper |  | KiloLumen |  |  | None | 28.2759 | 0.0076 | -0.1027 | 25.3638 | 0.0069 | -0.0921 | 0 | 0 | 0 | 0 | 0 | 0 | SDGE:DEER:Com:Indoor_Non-CFL_Ltg | Annual | 0
SDG | WPSDGENRLG0083-Rev01-Msr012 | OfL | Ex | IOU | Any | WPSDGENRLG0083-1 | ExAnte2018 | IOU workpaper |  | KiloLumen |  |  | None | 26.8853 | 0.0073 | -0.1425 | 24.1164 | 0.0066 | -0.1279 | 0 | 0 | 0 | 0 | 0 | 0 | SDGE:DEER:Com:Indoor_Non-CFL_Ltg | Annual | 0
SDG | WPSDGENRLG0083-Rev01-Msr012 | OfS | Ex | CZ06 | Any | WPSDGENRLG0083-1 | ExAnte2018 | IOU workpaper |  | KiloLumen |  |  | None | 20.8978 | 0.0075 | -0.0296 | 16.2047 | 0.0059 | -0.023 | 0 | 0 | 0 | 0 | 0 | 0 | SDGE:DEER:Com:Indoor_Non-CFL_Ltg | Annual | 0
SDG | WPSDGENRLG0083-Rev01-Msr012 | OfS | Ex | CZ07 | Any | WPSDGENRLG0083-1 | ExAnte2018 | IOU workpaper |  | KiloLumen |  |  | None | 21.0795 | 0.0075 | -0.0084 | 16.3456 | 0.0059 | -0.0065 | 0 | 0 | 0 | 0 | 0 | 0 | SDGE:DEER:Com:Indoor_Non-CFL_Ltg | Annual | 0
SDG | WPSDGENRLG0083-Rev01-Msr012 | OfS | Ex | CZ08 | Any | WPSDGENRLG0083-1 | ExAnte2018 | IOU workpaper |  | KiloLumen |  |  | None | 21.0795 | 0.0076 | -0.0254 | 16.3456 | 0.006 | -0.0197 | 0 | 0 | 0 | 0 | 0 | 0 | SDGE:DEER:Com:Indoor_Non-CFL_Ltg | Annual | 0
SDG | WPSDGENRLG0083-Rev01-Msr012 | OfS | Ex | CZ10 | Any | WPSDGENRLG0083-1 | ExAnte2018 | IOU workpaper |  | KiloLumen |  |  | None | 21.0795 | 0.0076 | -0.0385 | 16.3456 | 0.006 | -0.0299 | 0 | 0 | 0 | 0 | 0 | 0 | SDGE:DEER:Com:Indoor_Non-CFL_Ltg | Annual | 0
SDG | WPSDGENRLG0083-Rev01-Msr012 | OfS | Ex | CZ14 | Any | WPSDGENRLG0083-1 | ExAnte2018 | IOU workpaper |  | KiloLumen |  |  | None | 20.5344 | 0.0077 | -0.0954 | 15.9228 | 0.0061 | -0.074 | 0 | 0 | 0 | 0 | 0 | 0 | SDGE:DEER:Com:Indoor_Non-CFL_Ltg | Annual | 0
SDG | WPSDGENRLG0083-Rev01-Msr012 | OfS | Ex | CZ15 | Any | WPSDGENRLG0083-1 | ExAnte2018 | IOU workpaper |  | KiloLumen |  |  | None | 22.1698 | 0.0076 | -0.0079 | 17.191 | 0.006 | -0.0061 | 0 | 0 | 0 | 0 | 0 | 0 | SDGE:DEER:Com:Indoor_Non-CFL_Ltg | Annual | 0
SDG | WPSDGENRLG0083-Rev01-Msr012 | OfS | Ex | IOU | Any | WPSDGENRLG0083-1 | ExAnte2018 | IOU workpaper |  | KiloLumen |  |  | None | 21.0795 | 0.0075 | -0.0148 | 16.3456 | 0.0059 | -0.0115 | 0 | 0 | 0 | 0 | 0 | 0 | SDGE:DEER:Com:Indoor_Non-CFL_Ltg | Annual | 0
SDG | WPSDGENRLG0083-Rev01-Msr012 | RFF | Ex | CZ06 | Any | WPSDGENRLG0083-1 | ExAnte2018 | IOU workpaper |  | KiloLumen |  |  | None | 29.0598 | 0.0059 | -0.5131 | 29.0598 | 0.0059 | -0.5131 | 0 | 0 | 0 | 0 | 0 | 0 | SDGE:DEER:Com:Indoor_Non-CFL_Ltg | Annual | 0
SDG | WPSDGENRLG0083-Rev01-Msr012 | RFF | Ex | CZ07 | Any | WPSDGENRLG0083-1 | ExAnte2018 | IOU workpaper |  | KiloLumen |  |  | None | 29.3216 | 0.0059 | -0.466 | 29.3216 | 0.0059 | -0.466 | 0 | 0 | 0 | 0 | 0 | 0 | SDGE:DEER:Com:Indoor_Non-CFL_Ltg | Annual | 0
SDG | WPSDGENRLG0083-Rev01-Msr012 | RFF | Ex | CZ08 | Any | WPSDGENRLG0083-1 | ExAnte2018 | IOU workpaper |  | KiloLumen |  |  | None | 29.3216 | 0.0059 | -0.4529 | 29.3216 | 0.0059 | -0.4529 | 0 | 0 | 0 | 0 | 0 | 0 | SDGE:DEER:Com:Indoor_Non-CFL_Ltg | Annual | 0
SDG | WPSDGENRLG0083-Rev01-Msr012 | RFF | Ex | CZ10 | Any | WPSDGENRLG0083-1 | ExAnte2018 | IOU workpaper |  | KiloLumen |  |  | None | 29.3216 | 0.006 | -0.5027 | 29.3216 | 0.006 | -0.5027 | 0 | 0 | 0 | 0 | 0 | 0 | SDGE:DEER:Com:Indoor_Non-CFL_Ltg | Annual | 0
SDG | WPSDGENRLG0083-Rev01-Msr012 | RFF | Ex | CZ14 | Any | WPSDGENRLG0083-1 | ExAnte2018 | IOU workpaper |  | KiloLumen |  |  | None | 28.798 | 0.0061 | -0.7147 | 28.798 | 0.0061 | -0.7147 | 0 | 0 | 0 | 0 | 0 | 0 | SDGE:DEER:Com:Indoor_Non-CFL_Ltg | Annual | 0
SDG | WPSDGENRLG0083-Rev01-Msr012 | RFF | Ex | CZ15 | Any | WPSDGENRLG0083-1 | ExAnte2018 | IOU workpaper |  | KiloLumen |  |  | None | 31.1542 | 0.0061 | -0.2296 | 31.1542 | 0.0061 | -0.2296 | 0 | 0 | 0 | 0 | 0 | 0 | SDGE:DEER:Com:Indoor_Non-CFL_Ltg | Annual | 0
SDG | WPSDGENRLG0083-Rev01-Msr012 | RFF | Ex | IOU | Any | WPSDGENRLG0083-1 | ExAnte2018 | IOU workpaper |  | KiloLumen |  |  | None | 29.3216 | 0.0059 | -0.4765 | 29.3216 | 0.0059 | -0.4765 | 0 | 0 | 0 | 0 | 0 | 0 | SDGE:DEER:Com:Indoor_Non-CFL_Ltg | Annual | 0
SDG | WPSDGENRLG0083-Rev01-Msr012 | RSD | Ex | CZ06 | Any | WPSDGENRLG0083-1 | ExAnte2018 | IOU workpaper |  | KiloLumen |  |  | None | 32.9437 | 0.006 | -0.7089 | 32.9437 | 0.006 | -0.7089 | 0 | 0 | 0 | 0 | 0 | 0 | SDGE:DEER:Com:Indoor_Non-CFL_Ltg | Annual | 0
SDG | WPSDGENRLG0083-Rev01-Msr012 | RSD | Ex | CZ07 | Any | WPSDGENRLG0083-1 | ExAnte2018 | IOU workpaper |  | KiloLumen |  |  | None | 32.9437 | 0.0061 | -0.653 | 32.9437 | 0.0061 | -0.653 | 0 | 0 | 0 | 0 | 0 | 0 | SDGE:DEER:Com:Indoor_Non-CFL_Ltg | Annual | 0
SDG | WPSDGENRLG0083-Rev01-Msr012 | RSD | Ex | CZ08 | Any | WPSDGENRLG0083-1 | ExAnte2018 | IOU workpaper |  | KiloLumen |  |  | None | 33.2378 | 0.0059 | -0.5883 | 33.2378 | 0.0059 | -0.5883 | 0 | 0 | 0 | 0 | 0 | 0 | SDGE:DEER:Com:Indoor_Non-CFL_Ltg | Annual | 0
SDG | WPSDGENRLG0083-Rev01-Msr012 | RSD | Ex | CZ10 | Any | WPSDGENRLG0083-1 | ExAnte2018 | IOU workpaper |  | KiloLumen |  |  | None | 32.9437 | 0.0056 | -0.6912 | 32.9437 | 0.0056 | -0.6912 | 0 | 0 | 0 | 0 | 0 | 0 | SDGE:DEER:Com:Indoor_Non-CFL_Ltg | Annual | 0
SDG | WPSDGENRLG0083-Rev01-Msr012 | RSD | Ex | CZ14 | Any | WPSDGENRLG0083-1 | ExAnte2018 | IOU workpaper |  | KiloLumen |  |  | None | 31.7671 | 0.0056 | -1.1354 | 31.7671 | 0.0056 | -1.1354 | 0 | 0 | 0 | 0 | 0 | 0 | SDGE:DEER:Com:Indoor_Non-CFL_Ltg | Annual | 0
SDG | WPSDGENRLG0083-Rev01-Msr012 | RSD | Ex | CZ15 | Any | WPSDGENRLG0083-1 | ExAnte2018 | IOU workpaper |  | KiloLumen |  |  | None | 35.5909 | 0.0062 | -0.2641 | 35.5909 | 0.0062 | -0.2641 | 0 | 0 | 0 | 0 | 0 | 0 | SDGE:DEER:Com:Indoor_Non-CFL_Ltg | Annual | 0
SDG | WPSDGENRLG0083-Rev01-Msr012 | RSD | Ex | IOU | Any | WPSDGENRLG0083-1 | ExAnte2018 | IOU workpaper |  | KiloLumen |  |  | None | 32.9437 | 0.006 | -0.6618 | 32.9437 | 0.006 | -0.6618 | 0 | 0 | 0 | 0 | 0 | 0 | SDGE:DEER:Com:Indoor_Non-CFL_Ltg | Annual | 0
SDG | WPSDGENRLG0083-Rev01-Msr012 | Rt3 | Ex | CZ06 | Any | WPSDGENRLG0083-1 | ExAnte2018 | IOU workpaper |  | KiloLumen |  |  | None | 49.588 | 0.0091 | -0.2303 | 49.4109 | 0.0091 | -0.2294 | 0 | 0 | 0 | 0 | 0 | 0 | SDGE:DEER:Com:Indoor_Non-CFL_Ltg | Annual | 0
SDG | WPSDGENRLG0083-Rev01-Msr012 | Rt3 | Ex | CZ07 | Any | WPSDGENRLG0083-1 | ExAnte2018 | IOU workpaper |  | KiloLumen |  |  | None | 49.588 | 0.009 | -0.0996 | 49.4109 | 0.009 | -0.0993 | 0 | 0 | 0 | 0 | 0 | 0 | SDGE:DEER:Com:Indoor_Non-CFL_Ltg | Annual | 0
SDG | WPSDGENRLG0083-Rev01-Msr012 | Rt3 | Ex | CZ08 | Any | WPSDGENRLG0083-1 | ExAnte2018 | IOU workpaper |  | KiloLumen |  |  | None | 49.588 | 0.009 | -0.2061 | 49.4109 | 0.009 | -0.2054 | 0 | 0 | 0 | 0 | 0 | 0 | SDGE:DEER:Com:Indoor_Non-CFL_Ltg | Annual | 0
SDG | WPSDGENRLG0083-Rev01-Msr012 | Rt3 | Ex | CZ10 | Any | WPSDGENRLG0083-1 | ExAnte2018 | IOU workpaper |  | KiloLumen |  |  | None | 49.1568 | 0.0092 | -0.3769 | 48.9812 | 0.0091 | -0.3755 | 0 | 0 | 0 | 0 | 0 | 0 | SDGE:DEER:Com:Indoor_Non-CFL_Ltg | Annual | 0
SDG | WPSDGENRLG0083-Rev01-Msr012 | Rt3 | Ex | CZ14 | Any | WPSDGENRLG0083-1 | ExAnte2018 | IOU workpaper |  | KiloLumen |  |  | None | 47.0008 | 0.0093 | -1.3755 | 46.8329 | 0.0092 | -1.3706 | 0 | 0 | 0 | 0 | 0 | 0 | SDGE:DEER:Com:Indoor_Non-CFL_Ltg | Annual | 0
SDG | WPSDGENRLG0083-Rev01-Msr012 | Rt3 | Ex | CZ15 | Any | WPSDGENRLG0083-1 | ExAnte2018 | IOU workpaper |  | KiloLumen |  |  | None | 50.8816 | 0.0093 | -0.0888 | 50.6999 | 0.0093 | -0.0885 | 0 | 0 | 0 | 0 | 0 | 0 | SDGE:DEER:Com:Indoor_Non-CFL_Ltg | Annual | 0
SDG | WPSDGENRLG0083-Rev01-Msr012 | Rt3 | Ex | IOU | Any | WPSDGENRLG0083-1 | ExAnte2018 | IOU workpaper |  | KiloLumen |  |  | None | 49.588 | 0.0091 | -0.1798 | 49.4109 | 0.0091 | -0.1792 | 0 | 0 | 0 | 0 | 0 | 0 | SDGE:DEER:Com:Indoor_Non-CFL_Ltg | Annual | 0
SDG | WPSDGENRLG0083-Rev01-Msr012 | RtL | Ex | CZ06 | Any | WPSDGENRLG0083-1 | ExAnte2018 | IOU workpaper |  | KiloLumen |  |  | None | 35.3261 | 0.0088 | -0.302 | 35.2391 | 0.0088 | -0.3012 | 0 | 0 | 0 | 0 | 0 | 0 | SDGE:DEER:Com:Indoor_Non-CFL_Ltg | Annual | 0
SDG | WPSDGENRLG0083-Rev01-Msr012 | RtL | Ex | CZ07 | Any | WPSDGENRLG0083-1 | ExAnte2018 | IOU workpaper |  | KiloLumen |  |  | None | 35.6387 | 0.0088 | -0.2207 | 35.5509 | 0.0088 | -0.2202 | 0 | 0 | 0 | 0 | 0 | 0 | SDGE:DEER:Com:Indoor_Non-CFL_Ltg | Annual | 0
SDG | WPSDGENRLG0083-Rev01-Msr012 | RtL | Ex | CZ08 | Any | WPSDGENRLG0083-1 | ExAnte2018 | IOU workpaper |  | KiloLumen |  |  | None | 35.6387 | 0.0088 | -0.2614 | 35.5509 | 0.0088 | -0.2607 | 0 | 0 | 0 | 0 | 0 | 0 | SDGE:DEER:Com:Indoor_Non-CFL_Ltg | Annual | 0
SDG | WPSDGENRLG0083-Rev01-Msr012 | RtL | Ex | CZ10 | Any | WPSDGENRLG0083-1 | ExAnte2018 | IOU workpaper |  | KiloLumen |  |  | None | 35.3261 | 0.0089 | -0.3501 | 35.2391 | 0.0089 | -0.3493 | 0 | 0 | 0 | 0 | 0 | 0 | SDGE:DEER:Com:Indoor_Non-CFL_Ltg | Annual | 0
SDG | WPSDGENRLG0083-Rev01-Msr012 | RtL | Ex | CZ14 | Any | WPSDGENRLG0083-1 | ExAnte2018 | IOU workpaper |  | KiloLumen |  |  | None | 34.0756 | 0.009 | -0.7347 | 33.9917 | 0.009 | -0.7328 | 0 | 0 | 0 | 0 | 0 | 0 | SDGE:DEER:Com:Indoor_Non-CFL_Ltg | Annual | 0
SDG | WPSDGENRLG0083-Rev01-Msr012 | RtL | Ex | CZ15 | Any | WPSDGENRLG0083-1 | ExAnte2018 | IOU workpaper |  | KiloLumen |  |  | None | 36.8892 | 0.0091 | -0.1235 | 36.7983 | 0.0091 | -0.1232 | 0 | 0 | 0 | 0 | 0 | 0 | SDGE:DEER:Com:Indoor_Non-CFL_Ltg | Annual | 0
SDG | WPSDGENRLG0083-Rev01-Msr012 | RtL | Ex | IOU | Any | WPSDGENRLG0083-1 | ExAnte2018 | IOU workpaper |  | KiloLumen |  |  | None | 35.6387 | 0.0088 | -0.2582 | 35.5509 | 0.0088 | -0.2576 | 0 | 0 | 0 | 0 | 0 | 0 | SDGE:DEER:Com:Indoor_Non-CFL_Ltg | Annual | 0
SDG | WPSDGENRLG0083-Rev01-Msr012 | RtS | Ex | CZ06 | Any | WPSDGENRLG0083-1 | ExAnte2018 | IOU workpaper |  | KiloLumen |  |  | None | 19.9253 | 0.006 | -0.0635 | 19.9253 | 0.006 | -0.0635 | 0 | 0 | 0 | 0 | 0 | 0 | SDGE:DEER:Com:Indoor_Non-CFL_Ltg | Annual | 0
SDG | WPSDGENRLG0083-Rev01-Msr012 | RtS | Ex | CZ07 | Any | WPSDGENRLG0083-1 | ExAnte2018 | IOU workpaper |  | KiloLumen |  |  | None | 19.9253 | 0.006 | -0.0377 | 19.9253 | 0.006 | -0.0377 | 0 | 0 | 0 | 0 | 0 | 0 | SDGE:DEER:Com:Indoor_Non-CFL_Ltg | Annual | 0
SDG | WPSDGENRLG0083-Rev01-Msr012 | RtS | Ex | CZ08 | Any | WPSDGENRLG0083-1 | ExAnte2018 | IOU workpaper |  | KiloLumen |  |  | None | 20.1016 | 0.006 | -0.0538 | 20.1016 | 0.006 | -0.0538 | 0 | 0 | 0 | 0 | 0 | 0 | SDGE:DEER:Com:Indoor_Non-CFL_Ltg | Annual | 0
SDG | WPSDGENRLG0083-Rev01-Msr012 | RtS | Ex | CZ10 | Any | WPSDGENRLG0083-1 | ExAnte2018 | IOU workpaper |  | KiloLumen |  |  | None | 19.9253 | 0.0061 | -0.0792 | 19.9253 | 0.0061 | -0.0792 | 0 | 0 | 0 | 0 | 0 | 0 | SDGE:DEER:Com:Indoor_Non-CFL_Ltg | Annual | 0
SDG | WPSDGENRLG0083-Rev01-Msr012 | RtS | Ex | CZ14 | Any | WPSDGENRLG0083-1 | ExAnte2018 | IOU workpaper |  | KiloLumen |  |  | None | 19.3963 | 0.0061 | -0.1975 | 19.3963 | 0.0061 | -0.1975 | 0 | 0 | 0 | 0 | 0 | 0 | SDGE:DEER:Com:Indoor_Non-CFL_Ltg | Annual | 0
SDG | WPSDGENRLG0083-Rev01-Msr012 | RtS | Ex | CZ15 | Any | WPSDGENRLG0083-1 | ExAnte2018 | IOU workpaper |  | KiloLumen |  |  | None | 20.9833 | 0.0061 | -0.017 | 20.9833 | 0.0061 | -0.017 | 0 | 0 | 0 | 0 | 0 | 0 | SDGE:DEER:Com:Indoor_Non-CFL_Ltg | Annual | 0
SDG | WPSDGENRLG0083-Rev01-Msr012 | RtS | Ex | IOU | Any | WPSDGENRLG0083-1 | ExAnte2018 | IOU workpaper |  | KiloLumen |  |  | None | 19.9253 | 0.006 | -0.0499 | 19.9253 | 0.006 | -0.0499 | 0 | 0 | 0 | 0 | 0 | 0 | SDGE:DEER:Com:Indoor_Non-CFL_Ltg | Annual | 0
SDG | WPSDGENRLG0083-Rev01-Msr012 | SCn | Ex | CZ06 | Any | WPSDGENRLG0083-1 | ExAnte2018 | IOU workpaper |  | KiloLumen |  |  | None | 18.4792 | 0.0052 | -0.2296 | 18.162 | 0.005 | -0.2257 | 0 | 0 | 0 | 0 | 0 | 0 | SDGE:DEER:Com:Indoor_Non-CFL_Ltg | Annual | 0
SDG | WPSDGENRLG0083-Rev01-Msr012 | SCn | Ex | CZ07 | Any | WPSDGENRLG0083-1 | ExAnte2018 | IOU workpaper |  | KiloLumen |  |  | None | 18.1204 | 0.0053 | -0.1884 | 17.8093 | 0.0051 | -0.1851 | 0 | 0 | 0 | 0 | 0 | 0 | SDGE:DEER:Com:Indoor_Non-CFL_Ltg | Annual | 0
SDG | WPSDGENRLG0083-Rev01-Msr012 | SCn | Ex | CZ08 | Any | WPSDGENRLG0083-1 | ExAnte2018 | IOU workpaper |  | KiloLumen |  |  | None | 18.6586 | 0.0052 | -0.1956 | 18.3383 | 0.005 | -0.1922 | 0 | 0 | 0 | 0 | 0 | 0 | SDGE:DEER:Com:Indoor_Non-CFL_Ltg | Annual | 0
SDG | WPSDGENRLG0083-Rev01-Msr012 | SCn | Ex | CZ10 | Any | WPSDGENRLG0083-1 | ExAnte2018 | IOU workpaper |  | KiloLumen |  |  | None | 18.6586 | 0.0053 | -0.2422 | 18.3383 | 0.0051 | -0.238 | 0 | 0 | 0 | 0 | 0 | 0 | SDGE:DEER:Com:Indoor_Non-CFL_Ltg | Annual | 0
SDG | WPSDGENRLG0083-Rev01-Msr012 | SCn | Ex | CZ14 | Any | WPSDGENRLG0083-1 | ExAnte2018 | IOU workpaper |  | KiloLumen |  |  | None | 18.1204 | 0.0052 | -0.3552 | 17.8093 | 0.005 | -0.3491 | 0 | 0 | 0 | 0 | 0 | 0 | SDGE:DEER:Com:Indoor_Non-CFL_Ltg | Annual | 0
SDG | WPSDGENRLG0083-Rev01-Msr012 | SCn | Ex | CZ15 | Any | WPSDGENRLG0083-1 | ExAnte2018 | IOU workpaper |  | KiloLumen |  |  | None | 20.0939 | 0.0052 | -0.1035 | 19.749 | 0.005 | -0.1017 | 0 | 0 | 0 | 0 | 0 | 0 | SDGE:DEER:Com:Indoor_Non-CFL_Ltg | Annual | 0
SDG | WPSDGENRLG0083-Rev01-Msr012 | SCn | Ex | IOU | Any | WPSDGENRLG0083-1 | ExAnte2018 | IOU workpaper |  | KiloLumen |  |  | None | 18.2998 | 0.0053 | -0.2063 | 17.9857 | 0.0051 | -0.2028 | 0 | 0 | 0 | 0 | 0 | 0 | SDGE:DEER:Com:Indoor_Non-CFL_Ltg | Annual | 0
SDG | WPSDGENRLG0083-Rev01-Msr012 | SUn | Ex | CZ06 | Any | WPSDGENRLG0083-1 | ExAnte2018 | IOU workpaper |  | KiloLumen |  |  | None | 16.94 | 0.0035 | 0 | 16.632 | 0.0034 | 0 | 0 | 0 | 0 | 0 | 0 | 0 | SDGE:DEER:Com:Indoor_Non-CFL_Ltg | Annual | 0
SDG | WPSDGENRLG0083-Rev01-Msr012 | SUn | Ex | CZ07 | Any | WPSDGENRLG0083-1 | ExAnte2018 | IOU workpaper |  | KiloLumen |  |  | None | 16.94 | 0.0035 | 0 | 16.632 | 0.0034 | 0 | 0 | 0 | 0 | 0 | 0 | 0 | SDGE:DEER:Com:Indoor_Non-CFL_Ltg | Annual | 0
SDG | WPSDGENRLG0083-Rev01-Msr012 | SUn | Ex | CZ08 | Any | WPSDGENRLG0083-1 | ExAnte2018 | IOU workpaper |  | KiloLumen |  |  | None | 16.94 | 0.0035 | 0 | 16.632 | 0.0034 | 0 | 0 | 0 | 0 | 0 | 0 | 0 | SDGE:DEER:Com:Indoor_Non-CFL_Ltg | Annual | 0
SDG | WPSDGENRLG0083-Rev01-Msr012 | SUn | Ex | CZ10 | Any | WPSDGENRLG0083-1 | ExAnte2018 | IOU workpaper |  | KiloLumen |  |  | None | 16.94 | 0.0035 | 0 | 16.632 | 0.0034 | 0 | 0 | 0 | 0 | 0 | 0 | 0 | SDGE:DEER:Com:Indoor_Non-CFL_Ltg | Annual | 0
SDG | WPSDGENRLG0083-Rev01-Msr012 | SUn | Ex | CZ14 | Any | WPSDGENRLG0083-1 | ExAnte2018 | IOU workpaper |  | KiloLumen |  |  | None | 16.94 | 0.0035 | 0 | 16.632 | 0.0034 | 0 | 0 | 0 | 0 | 0 | 0 | 0 | SDGE:DEER:Com:Indoor_Non-CFL_Ltg | Annual | 0
SDG | WPSDGENRLG0083-Rev01-Msr012 | SUn | Ex | CZ15 | Any | WPSDGENRLG0083-1 | ExAnte2018 | IOU workpaper |  | KiloLumen |  |  | None | 16.94 | 0.0035 | 0 | 16.632 | 0.0034 | 0 | 0 | 0 | 0 | 0 | 0 | 0 | SDGE:DEER:Com:Indoor_Non-CFL_Ltg | Annual | 0
SDG | WPSDGENRLG0083-Rev01-Msr012 | SUn | Ex | IOU | Any | WPSDGENRLG0083-1 | ExAnte2018 | IOU workpaper |  | KiloLumen |  |  | None | 16.94 | 0.0035 | 0 | 16.632 | 0.0034 | 0 | 0 | 0 | 0 | 0 | 0 | 0 | SDGE:DEER:Com:Indoor_Non-CFL_Ltg | Annual | 0
SDG | WPSDGENRLG0083-Rev01-Msr012 | WRf | Ex | CZ06 | Any | WPSDGENRLG0083-1 | ExAnte2018 | IOU workpaper |  | KiloLumen |  |  | None | 61.985 | 0.0054 | 0 | 56.9022 | 0.0052 | 0 | 0 | 0 | 0 | 0 | 0 | 0 | SDGE:DEER:Com:Indoor_Non-CFL_Ltg | Annual | 0
SDG | WPSDGENRLG0083-Rev01-Msr012 | WRf | Ex | CZ07 | Any | WPSDGENRLG0083-1 | ExAnte2018 | IOU workpaper |  | KiloLumen |  |  | None | 62.37 | 0.0054 | 0 | 57.2557 | 0.0052 | 0 | 0 | 0 | 0 | 0 | 0 | 0 | SDGE:DEER:Com:Indoor_Non-CFL_Ltg | Annual | 0
SDG | WPSDGENRLG0083-Rev01-Msr012 | WRf | Ex | CZ08 | Any | WPSDGENRLG0083-1 | ExAnte2018 | IOU workpaper |  | KiloLumen |  |  | None | 61.985 | 0.0054 | 0 | 56.9022 | 0.0052 | 0 | 0 | 0 | 0 | 0 | 0 | 0 | SDGE:DEER:Com:Indoor_Non-CFL_Ltg | Annual | 0
SDG | WPSDGENRLG0083-Rev01-Msr012 | WRf | Ex | CZ10 | Any | WPSDGENRLG0083-1 | ExAnte2018 | IOU workpaper |  | KiloLumen |  |  | None | 61.215 | 0.0054 | 0 | 56.1954 | 0.0052 | 0 | 0 | 0 | 0 | 0 | 0 | 0 | SDGE:DEER:Com:Indoor_Non-CFL_Ltg | Annual | 0
SDG | WPSDGENRLG0083-Rev01-Msr012 | WRf | Ex | CZ14 | Any | WPSDGENRLG0083-1 | ExAnte2018 | IOU workpaper |  | KiloLumen |  |  | None | 61.215 | 0.0054 | 0 | 56.1954 | 0.0052 | 0 | 0 | 0 | 0 | 0 | 0 | 0 | SDGE:DEER:Com:Indoor_Non-CFL_Ltg | Annual | 0
SDG | WPSDGENRLG0083-Rev01-Msr012 | WRf | Ex | CZ15 | Any | WPSDGENRLG0083-1 | ExAnte2018 | IOU workpaper |  | KiloLumen |  |  | None | 61.215 | 0.0054 | 0 | 56.1954 | 0.0052 | 0 | 0 | 0 | 0 | 0 | 0 | 0 | SDGE:DEER:Com:Indoor_Non-CFL_Ltg | Annual | 0
SDG | WPSDGENRLG0083-Rev01-Msr012 | WRf | Ex | IOU | Any | WPSDGENRLG0083-1 | ExAnte2018 | IOU workpaper |  | KiloLumen |  |  | None | 61.985 | 0.0054 | 0 | 56.9022 | 0.0052 | 0 | 0 | 0 | 0 | 0 | 0 | 0 | SDGE:DEER:Com:Indoor_Non-CFL_Ltg | Annual | 0
SDG | WPSDGENRLG0084-Rev00-Msr001 | Asm | Ex | CZ06 | Any | WPSDGENRLG0084-0 | ExAnte2017 | IOU workpaper |  | Lamp |  |  | None | 19.3732 | 0.0064 | -0.1645 | 0 | 0 | 0 | 0 | 0 | 0 | 0 | 0 | 0 | SDGE:DEER:Indoor_Non-CFL_Ltg | Annual | 0
SDG | WPSDGENRLG0084-Rev00-Msr001 | Asm | Ex | CZ07 | Any | WPSDGENRLG0084-0 | ExAnte2017 | IOU workpaper |  | Lamp |  |  | None | 19.5493 | 0.0064 | -0.152 | 0 | 0 | 0 | 0 | 0 | 0 | 0 | 0 | 0 | SDGE:DEER:Indoor_Non-CFL_Ltg | Annual | 0
SDG | WPSDGENRLG0084-Rev00-Msr001 | Asm | Ex | CZ08 | Any | WPSDGENRLG0084-0 | ExAnte2017 | IOU workpaper |  | Lamp |  |  | None | 19.5493 | 0.0062 | -0.1391 | 0 | 0 | 0 | 0 | 0 | 0 | 0 | 0 | 0 | SDGE:DEER:Indoor_Non-CFL_Ltg | Annual | 0
SDG | WPSDGENRLG0084-Rev00-Msr001 | Asm | Ex | CZ10 | Any | WPSDGENRLG0084-0 | ExAnte2017 | IOU workpaper |  | Lamp |  |  | None | 19.3732 | 0.0063 | -0.1779 | 0 | 0 | 0 | 0 | 0 | 0 | 0 | 0 | 0 | SDGE:DEER:Indoor_Non-CFL_Ltg | Annual | 0
SDG | WPSDGENRLG0084-Rev00-Msr001 | Asm | Ex | CZ14 | Any | WPSDGENRLG0084-0 | ExAnte2017 | IOU workpaper |  | Lamp |  |  | None | 18.8448 | 0.0059 | -0.2836 | 0 | 0 | 0 | 0 | 0 | 0 | 0 | 0 | 0 | SDGE:DEER:Indoor_Non-CFL_Ltg | Annual | 0
SDG | WPSDGENRLG0084-Rev00-Msr001 | Asm | Ex | CZ15 | Any | WPSDGENRLG0084-0 | ExAnte2017 | IOU workpaper |  | Lamp |  |  | None | 21.3105 | 0.0062 | -0.0785 | 0 | 0 | 0 | 0 | 0 | 0 | 0 | 0 | 0 | SDGE:DEER:Indoor_Non-CFL_Ltg | Annual | 0
SDG | WPSDGENRLG0084-Rev00-Msr001 | Asm | Ex | IOU | Any | WPSDGENRLG0084-0 | ExAnte2017 | IOU workpaper |  | Lamp |  |  | None | 19.5493 | 0.0063 | -0.161 | 0 | 0 | 0 | 0 | 0 | 0 | 0 | 0 | 0 | SDGE:DEER:Indoor_Non-CFL_Ltg | Annual | 0
SDG | WPSDGENRLG0084-Rev00-Msr001 | Com | Ex | IOU | Any | WPSDGENRLG0084-0 | ExAnte2017 | IOU workpaper |  | Lamp |  |  | None | 37.5944 | 0.0091 | -0.3692 | 0 | 0 | 0 | 0 | 0 | 0 | 0 | 0 | 0 | SDGE:DEER:Indoor_Non-CFL_Ltg | Annual | 0
SDG | WPSDGENRLG0084-Rev00-Msr001 | ECC | Ex | CZ06 | Any | WPSDGENRLG0084-0 | ExAnte2017 | IOU workpaper |  | Lamp |  |  | None | 30.5547 | 0.0113 | -0.3867 | 0 | 0 | 0 | 0 | 0 | 0 | 0 | 0 | 0 | SDGE:DEER:Indoor_Non-CFL_Ltg | Annual | 0
SDG | WPSDGENRLG0084-Rev00-Msr001 | ECC | Ex | CZ07 | Any | WPSDGENRLG0084-0 | ExAnte2017 | IOU workpaper |  | Lamp |  |  | None | 30.8251 | 0.0113 | -0.3245 | 0 | 0 | 0 | 0 | 0 | 0 | 0 | 0 | 0 | SDGE:DEER:Indoor_Non-CFL_Ltg | Annual | 0
SDG | WPSDGENRLG0084-Rev00-Msr001 | ECC | Ex | CZ08 | Any | WPSDGENRLG0084-0 | ExAnte2017 | IOU workpaper |  | Lamp |  |  | None | 31.0955 | 0.0113 | -0.3515 | 0 | 0 | 0 | 0 | 0 | 0 | 0 | 0 | 0 | SDGE:DEER:Indoor_Non-CFL_Ltg | Annual | 0
SDG | WPSDGENRLG0084-Rev00-Msr001 | ECC | Ex | CZ10 | Any | WPSDGENRLG0084-0 | ExAnte2017 | IOU workpaper |  | Lamp |  |  | None | 30.8251 | 0.0114 | -0.4164 | 0 | 0 | 0 | 0 | 0 | 0 | 0 | 0 | 0 | SDGE:DEER:Indoor_Non-CFL_Ltg | Annual | 0
SDG | WPSDGENRLG0084-Rev00-Msr001 | ECC | Ex | CZ14 | Any | WPSDGENRLG0084-0 | ExAnte2017 | IOU workpaper |  | Lamp |  |  | None | 30.2844 | 0.0113 | -0.6273 | 0 | 0 | 0 | 0 | 0 | 0 | 0 | 0 | 0 | SDGE:DEER:Indoor_Non-CFL_Ltg | Annual | 0
SDG | WPSDGENRLG0084-Rev00-Msr001 | ECC | Ex | IOU | Any | WPSDGENRLG0084-0 | ExAnte2017 | IOU workpaper |  | Lamp |  |  | None | 30.8251 | 0.0113 | -0.3488 | 0 | 0 | 0 | 0 | 0 | 0 | 0 | 0 | 0 | SDGE:DEER:Indoor_Non-CFL_Ltg | Annual | 0
SDG | WPSDGENRLG0084-Rev00-Msr001 | EPr | Ex | CZ06 | Any | WPSDGENRLG0084-0 | ExAnte2017 | IOU workpaper |  | Lamp |  |  | None | 29.2898 | 0.0109 | -0.2621 | 0 | 0 | 0 | 0 | 0 | 0 | 0 | 0 | 0 | SDGE:DEER:Indoor_Non-CFL_Ltg | Annual | 0
SDG | WPSDGENRLG0084-Rev00-Msr001 | EPr | Ex | CZ07 | Any | WPSDGENRLG0084-0 | ExAnte2017 | IOU workpaper |  | Lamp |  |  | None | 29.2898 | 0.011 | -0.2335 | 0 | 0 | 0 | 0 | 0 | 0 | 0 | 0 | 0 | SDGE:DEER:Indoor_Non-CFL_Ltg | Annual | 0
SDG | WPSDGENRLG0084-Rev00-Msr001 | EPr | Ex | CZ08 | Any | WPSDGENRLG0084-0 | ExAnte2017 | IOU workpaper |  | Lamp |  |  | None | 29.5467 | 0.0111 | -0.2166 | 0 | 0 | 0 | 0 | 0 | 0 | 0 | 0 | 0 | SDGE:DEER:Indoor_Non-CFL_Ltg | Annual | 0
SDG | WPSDGENRLG0084-Rev00-Msr001 | EPr | Ex | CZ10 | Any | WPSDGENRLG0084-0 | ExAnte2017 | IOU workpaper |  | Lamp |  |  | None | 29.2898 | 0.011 | -0.2775 | 0 | 0 | 0 | 0 | 0 | 0 | 0 | 0 | 0 | SDGE:DEER:Indoor_Non-CFL_Ltg | Annual | 0
SDG | WPSDGENRLG0084-Rev00-Msr001 | EPr | Ex | CZ14 | Any | WPSDGENRLG0084-0 | ExAnte2017 | IOU workpaper |  | Lamp |  |  | None | 28.2621 | 0.011 | -0.4727 | 0 | 0 | 0 | 0 | 0 | 0 | 0 | 0 | 0 | SDGE:DEER:Indoor_Non-CFL_Ltg | Annual | 0
SDG | WPSDGENRLG0084-Rev00-Msr001 | EPr | Ex | CZ15 | Any | WPSDGENRLG0084-0 | ExAnte2017 | IOU workpaper |  | Lamp |  |  | None | 31.3452 | 0.011 | -0.1136 | 0 | 0 | 0 | 0 | 0 | 0 | 0 | 0 | 0 | SDGE:DEER:Indoor_Non-CFL_Ltg | Annual | 0
SDG | WPSDGENRLG0084-Rev00-Msr001 | EPr | Ex | IOU | Any | WPSDGENRLG0084-0 | ExAnte2017 | IOU workpaper |  | Lamp |  |  | None | 29.2898 | 0.011 | -0.2502 | 0 | 0 | 0 | 0 | 0 | 0 | 0 | 0 | 0 | SDGE:DEER:Indoor_Non-CFL_Ltg | Annual | 0
SDG | WPSDGENRLG0084-Rev00-Msr001 | ERC | Ex | CZ06 | Any | WPSDGENRLG0084-0 | ExAnte2017 | IOU workpaper |  | Lamp |  |  | None | 13.7995 | 0.0064 | -0.0832 | 0 | 0 | 0 | 0 | 0 | 0 | 0 | 0 | 0 | SDGE:DEER:Indoor_Non-CFL_Ltg | Annual | 0
SDG | WPSDGENRLG0084-Rev00-Msr001 | ERC | Ex | CZ07 | Any | WPSDGENRLG0084-0 | ExAnte2017 | IOU workpaper |  | Lamp |  |  | None | 14.0482 | 0.0065 | -0.0687 | 0 | 0 | 0 | 0 | 0 | 0 | 0 | 0 | 0 | SDGE:DEER:Indoor_Non-CFL_Ltg | Annual | 0
SDG | WPSDGENRLG0084-Rev00-Msr001 | ERC | Ex | CZ08 | Any | WPSDGENRLG0084-0 | ExAnte2017 | IOU workpaper |  | Lamp |  |  | None | 13.7995 | 0.0065 | -0.0727 | 0 | 0 | 0 | 0 | 0 | 0 | 0 | 0 | 0 | SDGE:DEER:Indoor_Non-CFL_Ltg | Annual | 0
SDG | WPSDGENRLG0084-Rev00-Msr001 | ERC | Ex | CZ10 | Any | WPSDGENRLG0084-0 | ExAnte2017 | IOU workpaper |  | Lamp |  |  | None | 13.7995 | 0.0065 | -0.0859 | 0 | 0 | 0 | 0 | 0 | 0 | 0 | 0 | 0 | SDGE:DEER:Indoor_Non-CFL_Ltg | Annual | 0
SDG | WPSDGENRLG0084-Rev00-Msr001 | ERC | Ex | CZ14 | Any | WPSDGENRLG0084-0 | ExAnte2017 | IOU workpaper |  | Lamp |  |  | None | 13.5509 | 0.0065 | -0.1135 | 0 | 0 | 0 | 0 | 0 | 0 | 0 | 0 | 0 | SDGE:DEER:Indoor_Non-CFL_Ltg | Annual | 0
SDG | WPSDGENRLG0084-Rev00-Msr001 | ERC | Ex | CZ15 | Any | WPSDGENRLG0084-0 | ExAnte2017 | IOU workpaper |  | Lamp |  |  | None | 14.6698 | 0.0067 | -0.04 | 0 | 0 | 0 | 0 | 0 | 0 | 0 | 0 | 0 | SDGE:DEER:Indoor_Non-CFL_Ltg | Annual | 0
SDG | WPSDGENRLG0084-Rev00-Msr001 | ERC | Ex | IOU | Any | WPSDGENRLG0084-0 | ExAnte2017 | IOU workpaper |  | Lamp |  |  | None | 13.9238 | 0.0065 | -0.0756 | 0 | 0 | 0 | 0 | 0 | 0 | 0 | 0 | 0 | SDGE:DEER:Indoor_Non-CFL_Ltg | Annual | 0
SDG | WPSDGENRLG0084-Rev00-Msr001 | ESe | Ex | CZ06 | Any | WPSDGENRLG0084-0 | ExAnte2017 | IOU workpaper |  | Lamp |  |  | None | 29.4721 | 0.0114 | -0.35 | 0 | 0 | 0 | 0 | 0 | 0 | 0 | 0 | 0 | SDGE:DEER:Indoor_Non-CFL_Ltg | Annual | 0
SDG | WPSDGENRLG0084-Rev00-Msr001 | ESe | Ex | CZ07 | Any | WPSDGENRLG0084-0 | ExAnte2017 | IOU workpaper |  | Lamp |  |  | None | 29.4721 | 0.0112 | -0.3079 | 0 | 0 | 0 | 0 | 0 | 0 | 0 | 0 | 0 | SDGE:DEER:Indoor_Non-CFL_Ltg | Annual | 0
SDG | WPSDGENRLG0084-Rev00-Msr001 | ESe | Ex | CZ08 | Any | WPSDGENRLG0084-0 | ExAnte2017 | IOU workpaper |  | Lamp |  |  | None | 29.7353 | 0.0113 | -0.3 | 0 | 0 | 0 | 0 | 0 | 0 | 0 | 0 | 0 | SDGE:DEER:Indoor_Non-CFL_Ltg | Annual | 0
SDG | WPSDGENRLG0084-Rev00-Msr001 | ESe | Ex | CZ10 | Any | WPSDGENRLG0084-0 | ExAnte2017 | IOU workpaper |  | Lamp |  |  | None | 29.7353 | 0.0113 | -0.3763 | 0 | 0 | 0 | 0 | 0 | 0 | 0 | 0 | 0 | SDGE:DEER:Indoor_Non-CFL_Ltg | Annual | 0
SDG | WPSDGENRLG0084-Rev00-Msr001 | ESe | Ex | CZ14 | Any | WPSDGENRLG0084-0 | ExAnte2017 | IOU workpaper |  | Lamp |  |  | None | 28.6827 | 0.011 | -0.6052 | 0 | 0 | 0 | 0 | 0 | 0 | 0 | 0 | 0 | SDGE:DEER:Indoor_Non-CFL_Ltg | Annual | 0
SDG | WPSDGENRLG0084-Rev00-Msr001 | ESe | Ex | CZ15 | Any | WPSDGENRLG0084-0 | ExAnte2017 | IOU workpaper |  | Lamp |  |  | None | 32.1036 | 0.0113 | -0.1658 | 0 | 0 | 0 | 0 | 0 | 0 | 0 | 0 | 0 | SDGE:DEER:Indoor_Non-CFL_Ltg | Annual | 0
SDG | WPSDGENRLG0084-Rev00-Msr001 | ESe | Ex | IOU | Any | WPSDGENRLG0084-0 | ExAnte2017 | IOU workpaper |  | Lamp |  |  | None | 29.4721 | 0.0112 | -0.3342 | 0 | 0 | 0 | 0 | 0 | 0 | 0 | 0 | 0 | SDGE:DEER:Indoor_Non-CFL_Ltg | Annual | 0
SDG | WPSDGENRLG0084-Rev00-Msr001 | EUn | Ex | CZ06 | Any | WPSDGENRLG0084-0 | ExAnte2017 | IOU workpaper |  | Lamp |  |  | None | 33.1872 | 0.0122 | -0.329 | 0 | 0 | 0 | 0 | 0 | 0 | 0 | 0 | 0 | SDGE:DEER:Indoor_Non-CFL_Ltg | Annual | 0
SDG | WPSDGENRLG0084-Rev00-Msr001 | EUn | Ex | CZ07 | Any | WPSDGENRLG0084-0 | ExAnte2017 | IOU workpaper |  | Lamp |  |  | None | 33.1872 | 0.0121 | -0.2856 | 0 | 0 | 0 | 0 | 0 | 0 | 0 | 0 | 0 | SDGE:DEER:Indoor_Non-CFL_Ltg | Annual | 0
SDG | WPSDGENRLG0084-Rev00-Msr001 | EUn | Ex | CZ08 | Any | WPSDGENRLG0084-0 | ExAnte2017 | IOU workpaper |  | Lamp |  |  | None | 33.4783 | 0.0123 | -0.3173 | 0 | 0 | 0 | 0 | 0 | 0 | 0 | 0 | 0 | SDGE:DEER:Indoor_Non-CFL_Ltg | Annual | 0
SDG | WPSDGENRLG0084-Rev00-Msr001 | EUn | Ex | CZ10 | Any | WPSDGENRLG0084-0 | ExAnte2017 | IOU workpaper |  | Lamp |  |  | None | 33.4783 | 0.0124 | -0.3668 | 0 | 0 | 0 | 0 | 0 | 0 | 0 | 0 | 0 | SDGE:DEER:Indoor_Non-CFL_Ltg | Annual | 0
SDG | WPSDGENRLG0084-Rev00-Msr001 | EUn | Ex | CZ14 | Any | WPSDGENRLG0084-0 | ExAnte2017 | IOU workpaper |  | Lamp |  |  | None | 32.8961 | 0.0123 | -0.492 | 0 | 0 | 0 | 0 | 0 | 0 | 0 | 0 | 0 | SDGE:DEER:Indoor_Non-CFL_Ltg | Annual | 0
SDG | WPSDGENRLG0084-Rev00-Msr001 | EUn | Ex | IOU | Any | WPSDGENRLG0084-0 | ExAnte2017 | IOU workpaper |  | Lamp |  |  | None | 33.1872 | 0.0122 | -0.3057 | 0 | 0 | 0 | 0 | 0 | 0 | 0 | 0 | 0 | SDGE:DEER:Indoor_Non-CFL_Ltg | Annual | 0
SDG | WPSDGENRLG0084-Rev00-Msr001 | Gro | Ex | CZ06 | Any | WPSDGENRLG0084-0 | ExAnte2017 | IOU workpaper |  | Lamp |  |  | None | 57.5498 | 0.0115 | -3.943 | 0 | 0 | 0 | 0 | 0 | 0 | 0 | 0 | 0 | SDGE:DEER:Indoor_Non-CFL_Ltg | Annual | 0
SDG | WPSDGENRLG0084-Rev00-Msr001 | Gro | Ex | CZ07 | Any | WPSDGENRLG0084-0 | ExAnte2017 | IOU workpaper |  | Lamp |  |  | None | 56.98 | 0.0113 | -4.1937 | 0 | 0 | 0 | 0 | 0 | 0 | 0 | 0 | 0 | SDGE:DEER:Indoor_Non-CFL_Ltg | Annual | 0
SDG | WPSDGENRLG0084-Rev00-Msr001 | Gro | Ex | CZ08 | Any | WPSDGENRLG0084-0 | ExAnte2017 | IOU workpaper |  | Lamp |  |  | None | 58.6894 | 0.0118 | -3.5726 | 0 | 0 | 0 | 0 | 0 | 0 | 0 | 0 | 0 | SDGE:DEER:Indoor_Non-CFL_Ltg | Annual | 0
SDG | WPSDGENRLG0084-Rev00-Msr001 | Gro | Ex | CZ10 | Any | WPSDGENRLG0084-0 | ExAnte2017 | IOU workpaper |  | Lamp |  |  | None | 59.829 | 0.0124 | -3.3846 | 0 | 0 | 0 | 0 | 0 | 0 | 0 | 0 | 0 | SDGE:DEER:Indoor_Non-CFL_Ltg | Annual | 0
SDG | WPSDGENRLG0084-Rev00-Msr001 | Gro | Ex | CZ14 | Any | WPSDGENRLG0084-0 | ExAnte2017 | IOU workpaper |  | Lamp |  |  | None | 59.2592 | 0.0125 | -3.5726 | 0 | 0 | 0 | 0 | 0 | 0 | 0 | 0 | 0 | SDGE:DEER:Indoor_Non-CFL_Ltg | Annual | 0
SDG | WPSDGENRLG0084-Rev00-Msr001 | Gro | Ex | CZ15 | Any | WPSDGENRLG0084-0 | ExAnte2017 | IOU workpaper |  | Lamp |  |  | None | 63.8176 | 0.0122 | -1.9031 | 0 | 0 | 0 | 0 | 0 | 0 | 0 | 0 | 0 | SDGE:DEER:Indoor_Non-CFL_Ltg | Annual | 0
SDG | WPSDGENRLG0084-Rev00-Msr001 | Gro | Ex | IOU | Any | WPSDGENRLG0084-0 | ExAnte2017 | IOU workpaper |  | Lamp |  |  | None | 57.5498 | 0.0116 | -3.9373 | 0 | 0 | 0 | 0 | 0 | 0 | 0 | 0 | 0 | SDGE:DEER:Indoor_Non-CFL_Ltg | Annual | 0
SDG | WPSDGENRLG0084-Rev00-Msr001 | Hsp | Ex | CZ06 | Any | WPSDGENRLG0084-0 | ExAnte2017 | IOU workpaper |  | Lamp |  |  | None | 70.1735 | 0.0101 | -1.8428 | 0 | 0 | 0 | 0 | 0 | 0 | 0 | 0 | 0 | SDGE:DEER:Indoor_Non-CFL_Ltg | Annual | 0
SDG | WPSDGENRLG0084-Rev00-Msr001 | Hsp | Ex | CZ07 | Any | WPSDGENRLG0084-0 | ExAnte2017 | IOU workpaper |  | Lamp |  |  | None | 70.1735 | 0.01 | -1.6842 | 0 | 0 | 0 | 0 | 0 | 0 | 0 | 0 | 0 | SDGE:DEER:Indoor_Non-CFL_Ltg | Annual | 0
SDG | WPSDGENRLG0084-Rev00-Msr001 | Hsp | Ex | CZ08 | Any | WPSDGENRLG0084-0 | ExAnte2017 | IOU workpaper |  | Lamp |  |  | None | 70.1735 | 0.0101 | -1.8184 | 0 | 0 | 0 | 0 | 0 | 0 | 0 | 0 | 0 | SDGE:DEER:Indoor_Non-CFL_Ltg | Annual | 0
SDG | WPSDGENRLG0084-Rev00-Msr001 | Hsp | Ex | CZ10 | Any | WPSDGENRLG0084-0 | ExAnte2017 | IOU workpaper |  | Lamp |  |  | None | 70.1735 | 0.0103 | -1.9649 | 0 | 0 | 0 | 0 | 0 | 0 | 0 | 0 | 0 | SDGE:DEER:Indoor_Non-CFL_Ltg | Annual | 0
SDG | WPSDGENRLG0084-Rev00-Msr001 | Hsp | Ex | CZ14 | Any | WPSDGENRLG0084-0 | ExAnte2017 | IOU workpaper |  | Lamp |  |  | None | 68.9531 | 0.0102 | -2.4042 | 0 | 0 | 0 | 0 | 0 | 0 | 0 | 0 | 0 | SDGE:DEER:Indoor_Non-CFL_Ltg | Annual | 0
SDG | WPSDGENRLG0084-Rev00-Msr001 | Hsp | Ex | IOU | Any | WPSDGENRLG0084-0 | ExAnte2017 | IOU workpaper |  | Lamp |  |  | None | 70.1735 | 0.0101 | -1.733 | 0 | 0 | 0 | 0 | 0 | 0 | 0 | 0 | 0 | SDGE:DEER:Indoor_Non-CFL_Ltg | Annual | 0
SDG | WPSDGENRLG0084-Rev00-Msr001 | Htl | Ex | CZ06 | Any | WPSDGENRLG0084-0 | ExAnte2017 | IOU workpaper |  | Lamp |  |  | None | 59.9709 | 0.009 | -0.751 | 0 | 0 | 0 | 0 | 0 | 0 | 0 | 0 | 0 | SDGE:DEER:Indoor_Non-CFL_Ltg | Annual | 0
SDG | WPSDGENRLG0084-Rev00-Msr001 | Htl | Ex | CZ07 | Any | WPSDGENRLG0084-0 | ExAnte2017 | IOU workpaper |  | Lamp |  |  | None | 61.6524 | 0.0089 | -0.6053 | 0 | 0 | 0 | 0 | 0 | 0 | 0 | 0 | 0 | SDGE:DEER:Indoor_Non-CFL_Ltg | Annual | 0
SDG | WPSDGENRLG0084-Rev00-Msr001 | Htl | Ex | CZ08 | Any | WPSDGENRLG0084-0 | ExAnte2017 | IOU workpaper |  | Lamp |  |  | None | 61.0919 | 0.009 | -0.667 | 0 | 0 | 0 | 0 | 0 | 0 | 0 | 0 | 0 | SDGE:DEER:Indoor_Non-CFL_Ltg | Annual | 0
SDG | WPSDGENRLG0084-Rev00-Msr001 | Htl | Ex | CZ10 | Any | WPSDGENRLG0084-0 | ExAnte2017 | IOU workpaper |  | Lamp |  |  | None | 59.9709 | 0.0092 | -0.7454 | 0 | 0 | 0 | 0 | 0 | 0 | 0 | 0 | 0 | SDGE:DEER:Indoor_Non-CFL_Ltg | Annual | 0
SDG | WPSDGENRLG0084-Rev00-Msr001 | Htl | Ex | CZ14 | Any | WPSDGENRLG0084-0 | ExAnte2017 | IOU workpaper |  | Lamp |  |  | None | 57.1686 | 0.0092 | -0.9976 | 0 | 0 | 0 | 0 | 0 | 0 | 0 | 0 | 0 | SDGE:DEER:Indoor_Non-CFL_Ltg | Annual | 0
SDG | WPSDGENRLG0084-Rev00-Msr001 | Htl | Ex | CZ15 | Any | WPSDGENRLG0084-0 | ExAnte2017 | IOU workpaper |  | Lamp |  |  | None | 65.0152 | 0.0092 | -0.4288 | 0 | 0 | 0 | 0 | 0 | 0 | 0 | 0 | 0 | SDGE:DEER:Indoor_Non-CFL_Ltg | Annual | 0
SDG | WPSDGENRLG0084-Rev00-Msr001 | Htl | Ex | IOU | Any | WPSDGENRLG0084-0 | ExAnte2017 | IOU workpaper |  | Lamp |  |  | None | 61.0919 | 0.009 | -0.6277 | 0 | 0 | 0 | 0 | 0 | 0 | 0 | 0 | 0 | SDGE:DEER:Indoor_Non-CFL_Ltg | Annual | 0
SDG | WPSDGENRLG0084-Rev00-Msr001 | MBT | Ex | CZ06 | Any | WPSDGENRLG0084-0 | ExAnte2017 | IOU workpaper |  | Lamp |  |  | None | 34.4905 | 0.0074 | -0.022 | 0 | 0 | 0 | 0 | 0 | 0 | 0 | 0 | 0 | SDGE:DEER:Indoor_Non-CFL_Ltg | Annual | 0
SDG | WPSDGENRLG0084-Rev00-Msr001 | MBT | Ex | CZ07 | Any | WPSDGENRLG0084-0 | ExAnte2017 | IOU workpaper |  | Lamp |  |  | None | 34.7878 | 0.0072 | -0.0043 | 0 | 0 | 0 | 0 | 0 | 0 | 0 | 0 | 0 | SDGE:DEER:Indoor_Non-CFL_Ltg | Annual | 0
SDG | WPSDGENRLG0084-Rev00-Msr001 | MBT | Ex | CZ08 | Any | WPSDGENRLG0084-0 | ExAnte2017 | IOU workpaper |  | Lamp |  |  | None | 34.4905 | 0.0077 | -0.014 | 0 | 0 | 0 | 0 | 0 | 0 | 0 | 0 | 0 | SDGE:DEER:Indoor_Non-CFL_Ltg | Annual | 0
SDG | WPSDGENRLG0084-Rev00-Msr001 | MBT | Ex | CZ10 | Any | WPSDGENRLG0084-0 | ExAnte2017 | IOU workpaper |  | Lamp |  |  | None | 34.4905 | 0.0078 | -0.0285 | 0 | 0 | 0 | 0 | 0 | 0 | 0 | 0 | 0 | SDGE:DEER:Indoor_Non-CFL_Ltg | Annual | 0
SDG | WPSDGENRLG0084-Rev00-Msr001 | MBT | Ex | CZ14 | Any | WPSDGENRLG0084-0 | ExAnte2017 | IOU workpaper |  | Lamp |  |  | None | 33.8958 | 0.0078 | -0.0687 | 0 | 0 | 0 | 0 | 0 | 0 | 0 | 0 | 0 | SDGE:DEER:Indoor_Non-CFL_Ltg | Annual | 0
SDG | WPSDGENRLG0084-Rev00-Msr001 | MBT | Ex | CZ15 | Any | WPSDGENRLG0084-0 | ExAnte2017 | IOU workpaper |  | Lamp |  |  | None | 35.9772 | 0.0078 | 0 | 0 | 0 | 0 | 0 | 0 | 0 | 0 | 0 | 0 | SDGE:DEER:Indoor_Non-CFL_Ltg | Annual | 0
SDG | WPSDGENRLG0084-Rev00-Msr001 | MBT | Ex | IOU | Any | WPSDGENRLG0084-0 | ExAnte2017 | IOU workpaper |  | Lamp |  |  | None | 34.4905 | 0.0074 | -0.013 | 0 | 0 | 0 | 0 | 0 | 0 | 0 | 0 | 0 | SDGE:DEER:Indoor_Non-CFL_Ltg | Annual | 0
SDG | WPSDGENRLG0084-Rev00-Msr001 | MLI | Ex | CZ06 | Any | WPSDGENRLG0084-0 | ExAnte2017 | IOU workpaper |  | Lamp |  |  | None | 32.6713 | 0.0073 | -0.1854 | 0 | 0 | 0 | 0 | 0 | 0 | 0 | 0 | 0 | SDGE:DEER:Indoor_Non-CFL_Ltg | Annual | 0
SDG | WPSDGENRLG0084-Rev00-Msr001 | MLI | Ex | CZ07 | Any | WPSDGENRLG0084-0 | ExAnte2017 | IOU workpaper |  | Lamp |  |  | None | 32.6713 | 0.0072 | -0.0929 | 0 | 0 | 0 | 0 | 0 | 0 | 0 | 0 | 0 | SDGE:DEER:Indoor_Non-CFL_Ltg | Annual | 0
SDG | WPSDGENRLG0084-Rev00-Msr001 | MLI | Ex | CZ08 | Any | WPSDGENRLG0084-0 | ExAnte2017 | IOU workpaper |  | Lamp |  |  | None | 32.9738 | 0.0073 | -0.1519 | 0 | 0 | 0 | 0 | 0 | 0 | 0 | 0 | 0 | SDGE:DEER:Indoor_Non-CFL_Ltg | Annual | 0
SDG | WPSDGENRLG0084-Rev00-Msr001 | MLI | Ex | CZ10 | Any | WPSDGENRLG0084-0 | ExAnte2017 | IOU workpaper |  | Lamp |  |  | None | 32.9738 | 0.0075 | -0.2093 | 0 | 0 | 0 | 0 | 0 | 0 | 0 | 0 | 0 | SDGE:DEER:Indoor_Non-CFL_Ltg | Annual | 0
SDG | WPSDGENRLG0084-Rev00-Msr001 | MLI | Ex | CZ14 | Any | WPSDGENRLG0084-0 | ExAnte2017 | IOU workpaper |  | Lamp |  |  | None | 32.0663 | 0.0074 | -0.5929 | 0 | 0 | 0 | 0 | 0 | 0 | 0 | 0 | 0 | SDGE:DEER:Indoor_Non-CFL_Ltg | Annual | 0
SDG | WPSDGENRLG0084-Rev00-Msr001 | MLI | Ex | CZ15 | Any | WPSDGENRLG0084-0 | ExAnte2017 | IOU workpaper |  | Lamp |  |  | None | 35.3939 | 0.0074 | -0.0569 | 0 | 0 | 0 | 0 | 0 | 0 | 0 | 0 | 0 | SDGE:DEER:Indoor_Non-CFL_Ltg | Annual | 0
SDG | WPSDGENRLG0084-Rev00-Msr001 | MLI | Ex | IOU | Any | WPSDGENRLG0084-0 | ExAnte2017 | IOU workpaper |  | Lamp |  |  | None | 32.6713 | 0.0073 | -0.137 | 0 | 0 | 0 | 0 | 0 | 0 | 0 | 0 | 0 | SDGE:DEER:Indoor_Non-CFL_Ltg | Annual | 0
SDG | WPSDGENRLG0084-Rev00-Msr001 | Mtl | Ex | CZ06 | Any | WPSDGENRLG0084-0 | ExAnte2017 | IOU workpaper |  | Lamp |  |  | None | 49.8938 | 0.005 | -0.6014 | 0 | 0 | 0 | 0 | 0 | 0 | 0 | 0 | 0 | SDGE:DEER:Indoor_Non-CFL_Ltg | Annual | 0
SDG | WPSDGENRLG0084-Rev00-Msr001 | Mtl | Ex | CZ07 | Any | WPSDGENRLG0084-0 | ExAnte2017 | IOU workpaper |  | Lamp |  |  | None | 51.2302 | 0.0049 | -0.4415 | 0 | 0 | 0 | 0 | 0 | 0 | 0 | 0 | 0 | SDGE:DEER:Indoor_Non-CFL_Ltg | Annual | 0
SDG | WPSDGENRLG0084-Rev00-Msr001 | Mtl | Ex | CZ08 | Any | WPSDGENRLG0084-0 | ExAnte2017 | IOU workpaper |  | Lamp |  |  | None | 50.3392 | 0.005 | -0.5078 | 0 | 0 | 0 | 0 | 0 | 0 | 0 | 0 | 0 | SDGE:DEER:Indoor_Non-CFL_Ltg | Annual | 0
SDG | WPSDGENRLG0084-Rev00-Msr001 | Mtl | Ex | CZ10 | Any | WPSDGENRLG0084-0 | ExAnte2017 | IOU workpaper |  | Lamp |  |  | None | 49.8938 | 0.0052 | -0.5969 | 0 | 0 | 0 | 0 | 0 | 0 | 0 | 0 | 0 | SDGE:DEER:Indoor_Non-CFL_Ltg | Annual | 0
SDG | WPSDGENRLG0084-Rev00-Msr001 | Mtl | Ex | CZ14 | Any | WPSDGENRLG0084-0 | ExAnte2017 | IOU workpaper |  | Lamp |  |  | None | 48.1118 | 0.0051 | -0.8197 | 0 | 0 | 0 | 0 | 0 | 0 | 0 | 0 | 0 | SDGE:DEER:Indoor_Non-CFL_Ltg | Annual | 0
SDG | WPSDGENRLG0084-Rev00-Msr001 | Mtl | Ex | CZ15 | Any | WPSDGENRLG0084-0 | ExAnte2017 | IOU workpaper |  | Lamp |  |  | None | 53.4576 | 0.0052 | -0.2508 | 0 | 0 | 0 | 0 | 0 | 0 | 0 | 0 | 0 | SDGE:DEER:Indoor_Non-CFL_Ltg | Annual | 0
SDG | WPSDGENRLG0084-Rev00-Msr001 | Mtl | Ex | IOU | Any | WPSDGENRLG0084-0 | ExAnte2017 | IOU workpaper |  | Lamp |  |  | None | 50.7847 | 0.005 | -0.4633 | 0 | 0 | 0 | 0 | 0 | 0 | 0 | 0 | 0 | SDGE:DEER:Indoor_Non-CFL_Ltg | Annual | 0
SDG | WPSDGENRLG0084-Rev00-Msr001 | Nrs | Ex | CZ06 | Any | WPSDGENRLG0084-0 | ExAnte2017 | IOU workpaper |  | Lamp |  |  | None | 43.3007 | 0.0092 | -1.5717 | 0 | 0 | 0 | 0 | 0 | 0 | 0 | 0 | 0 | SDGE:DEER:Indoor_Non-CFL_Ltg | Annual | 0
SDG | WPSDGENRLG0084-Rev00-Msr001 | Nrs | Ex | CZ07 | Any | WPSDGENRLG0084-0 | ExAnte2017 | IOU workpaper |  | Lamp |  |  | None | 42.8997 | 0.0091 | -1.4353 | 0 | 0 | 0 | 0 | 0 | 0 | 0 | 0 | 0 | SDGE:DEER:Indoor_Non-CFL_Ltg | Annual | 0
SDG | WPSDGENRLG0084-Rev00-Msr001 | Nrs | Ex | CZ08 | Any | WPSDGENRLG0084-0 | ExAnte2017 | IOU workpaper |  | Lamp |  |  | None | 43.7016 | 0.0092 | -1.5276 | 0 | 0 | 0 | 0 | 0 | 0 | 0 | 0 | 0 | SDGE:DEER:Indoor_Non-CFL_Ltg | Annual | 0
SDG | WPSDGENRLG0084-Rev00-Msr001 | Nrs | Ex | CZ10 | Any | WPSDGENRLG0084-0 | ExAnte2017 | IOU workpaper |  | Lamp |  |  | None | 43.7016 | 0.0096 | -1.6198 | 0 | 0 | 0 | 0 | 0 | 0 | 0 | 0 | 0 | SDGE:DEER:Indoor_Non-CFL_Ltg | Annual | 0
SDG | WPSDGENRLG0084-Rev00-Msr001 | Nrs | Ex | CZ14 | Any | WPSDGENRLG0084-0 | ExAnte2017 | IOU workpaper |  | Lamp |  |  | None | 43.3007 | 0.0094 | -1.8924 | 0 | 0 | 0 | 0 | 0 | 0 | 0 | 0 | 0 | SDGE:DEER:Indoor_Non-CFL_Ltg | Annual | 0
SDG | WPSDGENRLG0084-Rev00-Msr001 | Nrs | Ex | IOU | Any | WPSDGENRLG0084-0 | ExAnte2017 | IOU workpaper |  | Lamp |  |  | None | 42.8997 | 0.0092 | -1.4674 | 0 | 0 | 0 | 0 | 0 | 0 | 0 | 0 | 0 | SDGE:DEER:Indoor_Non-CFL_Ltg | Annual | 0
SDG | WPSDGENRLG0084-Rev00-Msr001 | OfL | Ex | CZ06 | Any | WPSDGENRLG0084-0 | ExAnte2017 | IOU workpaper |  | Lamp |  |  | None | 36.173 | 0.0099 | -0.2033 | 0 | 0 | 0 | 0 | 0 | 0 | 0 | 0 | 0 | SDGE:DEER:Indoor_Non-CFL_Ltg | Annual | 0
SDG | WPSDGENRLG0084-Rev00-Msr001 | OfL | Ex | CZ07 | Any | WPSDGENRLG0084-0 | ExAnte2017 | IOU workpaper |  | Lamp |  |  | None | 36.173 | 0.0098 | -0.1802 | 0 | 0 | 0 | 0 | 0 | 0 | 0 | 0 | 0 | SDGE:DEER:Indoor_Non-CFL_Ltg | Annual | 0
SDG | WPSDGENRLG0084-Rev00-Msr001 | OfL | Ex | CZ08 | Any | WPSDGENRLG0084-0 | ExAnte2017 | IOU workpaper |  | Lamp |  |  | None | 36.173 | 0.01 | -0.2024 | 0 | 0 | 0 | 0 | 0 | 0 | 0 | 0 | 0 | SDGE:DEER:Indoor_Non-CFL_Ltg | Annual | 0
SDG | WPSDGENRLG0084-Rev00-Msr001 | OfL | Ex | CZ10 | Any | WPSDGENRLG0084-0 | ExAnte2017 | IOU workpaper |  | Lamp |  |  | None | 36.173 | 0.0101 | -0.2382 | 0 | 0 | 0 | 0 | 0 | 0 | 0 | 0 | 0 | SDGE:DEER:Indoor_Non-CFL_Ltg | Annual | 0
SDG | WPSDGENRLG0084-Rev00-Msr001 | OfL | Ex | CZ14 | Any | WPSDGENRLG0084-0 | ExAnte2017 | IOU workpaper |  | Lamp |  |  | None | 35.8611 | 0.0101 | -0.2978 | 0 | 0 | 0 | 0 | 0 | 0 | 0 | 0 | 0 | SDGE:DEER:Indoor_Non-CFL_Ltg | Annual | 0
SDG | WPSDGENRLG0084-Rev00-Msr001 | OfL | Ex | CZ15 | Any | WPSDGENRLG0084-0 | ExAnte2017 | IOU workpaper |  | Lamp |  |  | None | 38.044 | 0.0102 | -0.1381 | 0 | 0 | 0 | 0 | 0 | 0 | 0 | 0 | 0 | SDGE:DEER:Indoor_Non-CFL_Ltg | Annual | 0
SDG | WPSDGENRLG0084-Rev00-Msr001 | OfL | Ex | IOU | Any | WPSDGENRLG0084-0 | ExAnte2017 | IOU workpaper |  | Lamp |  |  | None | 36.173 | 0.0099 | -0.1918 | 0 | 0 | 0 | 0 | 0 | 0 | 0 | 0 | 0 | SDGE:DEER:Indoor_Non-CFL_Ltg | Annual | 0
SDG | WPSDGENRLG0084-Rev00-Msr001 | OfS | Ex | CZ06 | Any | WPSDGENRLG0084-0 | ExAnte2017 | IOU workpaper |  | Lamp |  |  | None | 28.117 | 0.0101 | -0.0399 | 0 | 0 | 0 | 0 | 0 | 0 | 0 | 0 | 0 | SDGE:DEER:Indoor_Non-CFL_Ltg | Annual | 0
SDG | WPSDGENRLG0084-Rev00-Msr001 | OfS | Ex | CZ07 | Any | WPSDGENRLG0084-0 | ExAnte2017 | IOU workpaper |  | Lamp |  |  | None | 28.3615 | 0.01 | -0.0113 | 0 | 0 | 0 | 0 | 0 | 0 | 0 | 0 | 0 | SDGE:DEER:Indoor_Non-CFL_Ltg | Annual | 0
SDG | WPSDGENRLG0084-Rev00-Msr001 | OfS | Ex | CZ08 | Any | WPSDGENRLG0084-0 | ExAnte2017 | IOU workpaper |  | Lamp |  |  | None | 28.3615 | 0.0102 | -0.0342 | 0 | 0 | 0 | 0 | 0 | 0 | 0 | 0 | 0 | SDGE:DEER:Indoor_Non-CFL_Ltg | Annual | 0
SDG | WPSDGENRLG0084-Rev00-Msr001 | OfS | Ex | CZ10 | Any | WPSDGENRLG0084-0 | ExAnte2017 | IOU workpaper |  | Lamp |  |  | None | 28.3615 | 0.0103 | -0.0518 | 0 | 0 | 0 | 0 | 0 | 0 | 0 | 0 | 0 | SDGE:DEER:Indoor_Non-CFL_Ltg | Annual | 0
SDG | WPSDGENRLG0084-Rev00-Msr001 | OfS | Ex | CZ14 | Any | WPSDGENRLG0084-0 | ExAnte2017 | IOU workpaper |  | Lamp |  |  | None | 27.628 | 0.0104 | -0.1284 | 0 | 0 | 0 | 0 | 0 | 0 | 0 | 0 | 0 | SDGE:DEER:Indoor_Non-CFL_Ltg | Annual | 0
SDG | WPSDGENRLG0084-Rev00-Msr001 | OfS | Ex | CZ15 | Any | WPSDGENRLG0084-0 | ExAnte2017 | IOU workpaper |  | Lamp |  |  | None | 29.8285 | 0.0102 | -0.0106 | 0 | 0 | 0 | 0 | 0 | 0 | 0 | 0 | 0 | SDGE:DEER:Indoor_Non-CFL_Ltg | Annual | 0
SDG | WPSDGENRLG0084-Rev00-Msr001 | OfS | Ex | IOU | Any | WPSDGENRLG0084-0 | ExAnte2017 | IOU workpaper |  | Lamp |  |  | None | 28.3615 | 0.0101 | -0.02 | 0 | 0 | 0 | 0 | 0 | 0 | 0 | 0 | 0 | SDGE:DEER:Indoor_Non-CFL_Ltg | Annual | 0
SDG | WPSDGENRLG0084-Rev00-Msr001 | RFF | Ex | CZ06 | Any | WPSDGENRLG0084-0 | ExAnte2017 | IOU workpaper |  | Lamp |  |  | None | 39.0986 | 0.008 | -0.6904 | 0 | 0 | 0 | 0 | 0 | 0 | 0 | 0 | 0 | SDGE:DEER:Indoor_Non-CFL_Ltg | Annual | 0
SDG | WPSDGENRLG0084-Rev00-Msr001 | RFF | Ex | CZ07 | Any | WPSDGENRLG0084-0 | ExAnte2017 | IOU workpaper |  | Lamp |  |  | None | 39.4509 | 0.008 | -0.627 | 0 | 0 | 0 | 0 | 0 | 0 | 0 | 0 | 0 | SDGE:DEER:Indoor_Non-CFL_Ltg | Annual | 0
SDG | WPSDGENRLG0084-Rev00-Msr001 | RFF | Ex | CZ08 | Any | WPSDGENRLG0084-0 | ExAnte2017 | IOU workpaper |  | Lamp |  |  | None | 39.4509 | 0.0079 | -0.6094 | 0 | 0 | 0 | 0 | 0 | 0 | 0 | 0 | 0 | SDGE:DEER:Indoor_Non-CFL_Ltg | Annual | 0
SDG | WPSDGENRLG0084-Rev00-Msr001 | RFF | Ex | CZ10 | Any | WPSDGENRLG0084-0 | ExAnte2017 | IOU workpaper |  | Lamp |  |  | None | 39.4509 | 0.0081 | -0.6763 | 0 | 0 | 0 | 0 | 0 | 0 | 0 | 0 | 0 | SDGE:DEER:Indoor_Non-CFL_Ltg | Annual | 0
SDG | WPSDGENRLG0084-Rev00-Msr001 | RFF | Ex | CZ14 | Any | WPSDGENRLG0084-0 | ExAnte2017 | IOU workpaper |  | Lamp |  |  | None | 38.7464 | 0.0082 | -0.9616 | 0 | 0 | 0 | 0 | 0 | 0 | 0 | 0 | 0 | SDGE:DEER:Indoor_Non-CFL_Ltg | Annual | 0
SDG | WPSDGENRLG0084-Rev00-Msr001 | RFF | Ex | CZ15 | Any | WPSDGENRLG0084-0 | ExAnte2017 | IOU workpaper |  | Lamp |  |  | None | 41.9166 | 0.0082 | -0.3089 | 0 | 0 | 0 | 0 | 0 | 0 | 0 | 0 | 0 | SDGE:DEER:Indoor_Non-CFL_Ltg | Annual | 0
SDG | WPSDGENRLG0084-Rev00-Msr001 | RFF | Ex | IOU | Any | WPSDGENRLG0084-0 | ExAnte2017 | IOU workpaper |  | Lamp |  |  | None | 39.4509 | 0.008 | -0.6411 | 0 | 0 | 0 | 0 | 0 | 0 | 0 | 0 | 0 | SDGE:DEER:Indoor_Non-CFL_Ltg | Annual | 0
SDG | WPSDGENRLG0084-Rev00-Msr001 | RSD | Ex | CZ06 | Any | WPSDGENRLG0084-0 | ExAnte2017 | IOU workpaper |  | Lamp |  |  | None | 44.3242 | 0.0081 | -0.9538 | 0 | 0 | 0 | 0 | 0 | 0 | 0 | 0 | 0 | SDGE:DEER:Indoor_Non-CFL_Ltg | Annual | 0
SDG | WPSDGENRLG0084-Rev00-Msr001 | RSD | Ex | CZ07 | Any | WPSDGENRLG0084-0 | ExAnte2017 | IOU workpaper |  | Lamp |  |  | None | 44.3242 | 0.0083 | -0.8786 | 0 | 0 | 0 | 0 | 0 | 0 | 0 | 0 | 0 | SDGE:DEER:Indoor_Non-CFL_Ltg | Annual | 0
SDG | WPSDGENRLG0084-Rev00-Msr001 | RSD | Ex | CZ08 | Any | WPSDGENRLG0084-0 | ExAnte2017 | IOU workpaper |  | Lamp |  |  | None | 44.72 | 0.0079 | -0.7915 | 0 | 0 | 0 | 0 | 0 | 0 | 0 | 0 | 0 | SDGE:DEER:Indoor_Non-CFL_Ltg | Annual | 0
SDG | WPSDGENRLG0084-Rev00-Msr001 | RSD | Ex | CZ10 | Any | WPSDGENRLG0084-0 | ExAnte2017 | IOU workpaper |  | Lamp |  |  | None | 44.3242 | 0.0075 | -0.93 | 0 | 0 | 0 | 0 | 0 | 0 | 0 | 0 | 0 | SDGE:DEER:Indoor_Non-CFL_Ltg | Annual | 0
SDG | WPSDGENRLG0084-Rev00-Msr001 | RSD | Ex | CZ14 | Any | WPSDGENRLG0084-0 | ExAnte2017 | IOU workpaper |  | Lamp |  |  | None | 42.7412 | 0.0075 | -1.5276 | 0 | 0 | 0 | 0 | 0 | 0 | 0 | 0 | 0 | SDGE:DEER:Indoor_Non-CFL_Ltg | Annual | 0
SDG | WPSDGENRLG0084-Rev00-Msr001 | RSD | Ex | CZ15 | Any | WPSDGENRLG0084-0 | ExAnte2017 | IOU workpaper |  | Lamp |  |  | None | 47.886 | 0.0084 | -0.3554 | 0 | 0 | 0 | 0 | 0 | 0 | 0 | 0 | 0 | SDGE:DEER:Indoor_Non-CFL_Ltg | Annual | 0
SDG | WPSDGENRLG0084-Rev00-Msr001 | RSD | Ex | IOU | Any | WPSDGENRLG0084-0 | ExAnte2017 | IOU workpaper |  | Lamp |  |  | None | 44.3242 | 0.0081 | -0.8904 | 0 | 0 | 0 | 0 | 0 | 0 | 0 | 0 | 0 | SDGE:DEER:Indoor_Non-CFL_Ltg | Annual | 0
SDG | WPSDGENRLG0084-Rev00-Msr001 | Rt3 | Ex | CZ06 | Any | WPSDGENRLG0084-0 | ExAnte2017 | IOU workpaper |  | Lamp |  |  | None | 66.7184 | 0.0123 | -0.3098 | 0 | 0 | 0 | 0 | 0 | 0 | 0 | 0 | 0 | SDGE:DEER:Indoor_Non-CFL_Ltg | Annual | 0
SDG | WPSDGENRLG0084-Rev00-Msr001 | Rt3 | Ex | CZ07 | Any | WPSDGENRLG0084-0 | ExAnte2017 | IOU workpaper |  | Lamp |  |  | None | 66.7184 | 0.0122 | -0.134 | 0 | 0 | 0 | 0 | 0 | 0 | 0 | 0 | 0 | SDGE:DEER:Indoor_Non-CFL_Ltg | Annual | 0
SDG | WPSDGENRLG0084-Rev00-Msr001 | Rt3 | Ex | CZ08 | Any | WPSDGENRLG0084-0 | ExAnte2017 | IOU workpaper |  | Lamp |  |  | None | 66.7184 | 0.0122 | -0.2773 | 0 | 0 | 0 | 0 | 0 | 0 | 0 | 0 | 0 | SDGE:DEER:Indoor_Non-CFL_Ltg | Annual | 0
SDG | WPSDGENRLG0084-Rev00-Msr001 | Rt3 | Ex | CZ10 | Any | WPSDGENRLG0084-0 | ExAnte2017 | IOU workpaper |  | Lamp |  |  | None | 66.1382 | 0.0124 | -0.5071 | 0 | 0 | 0 | 0 | 0 | 0 | 0 | 0 | 0 | SDGE:DEER:Indoor_Non-CFL_Ltg | Annual | 0
SDG | WPSDGENRLG0084-Rev00-Msr001 | Rt3 | Ex | CZ14 | Any | WPSDGENRLG0084-0 | ExAnte2017 | IOU workpaper |  | Lamp |  |  | None | 63.2374 | 0.0125 | -1.8507 | 0 | 0 | 0 | 0 | 0 | 0 | 0 | 0 | 0 | SDGE:DEER:Indoor_Non-CFL_Ltg | Annual | 0
SDG | WPSDGENRLG0084-Rev00-Msr001 | Rt3 | Ex | CZ15 | Any | WPSDGENRLG0084-0 | ExAnte2017 | IOU workpaper |  | Lamp |  |  | None | 68.4589 | 0.0126 | -0.1195 | 0 | 0 | 0 | 0 | 0 | 0 | 0 | 0 | 0 | SDGE:DEER:Indoor_Non-CFL_Ltg | Annual | 0
SDG | WPSDGENRLG0084-Rev00-Msr001 | Rt3 | Ex | IOU | Any | WPSDGENRLG0084-0 | ExAnte2017 | IOU workpaper |  | Lamp |  |  | None | 66.7184 | 0.0123 | -0.2419 | 0 | 0 | 0 | 0 | 0 | 0 | 0 | 0 | 0 | SDGE:DEER:Indoor_Non-CFL_Ltg | Annual | 0
SDG | WPSDGENRLG0084-Rev00-Msr001 | RtL | Ex | CZ06 | Any | WPSDGENRLG0084-0 | ExAnte2017 | IOU workpaper |  | Lamp |  |  | None | 47.5296 | 0.0118 | -0.4063 | 0 | 0 | 0 | 0 | 0 | 0 | 0 | 0 | 0 | SDGE:DEER:Indoor_Non-CFL_Ltg | Annual | 0
SDG | WPSDGENRLG0084-Rev00-Msr001 | RtL | Ex | CZ07 | Any | WPSDGENRLG0084-0 | ExAnte2017 | IOU workpaper |  | Lamp |  |  | None | 47.9502 | 0.0118 | -0.297 | 0 | 0 | 0 | 0 | 0 | 0 | 0 | 0 | 0 | SDGE:DEER:Indoor_Non-CFL_Ltg | Annual | 0
SDG | WPSDGENRLG0084-Rev00-Msr001 | RtL | Ex | CZ08 | Any | WPSDGENRLG0084-0 | ExAnte2017 | IOU workpaper |  | Lamp |  |  | None | 47.9502 | 0.0118 | -0.3516 | 0 | 0 | 0 | 0 | 0 | 0 | 0 | 0 | 0 | SDGE:DEER:Indoor_Non-CFL_Ltg | Annual | 0
SDG | WPSDGENRLG0084-Rev00-Msr001 | RtL | Ex | CZ10 | Any | WPSDGENRLG0084-0 | ExAnte2017 | IOU workpaper |  | Lamp |  |  | None | 47.5296 | 0.012 | -0.4711 | 0 | 0 | 0 | 0 | 0 | 0 | 0 | 0 | 0 | SDGE:DEER:Indoor_Non-CFL_Ltg | Annual | 0
SDG | WPSDGENRLG0084-Rev00-Msr001 | RtL | Ex | CZ14 | Any | WPSDGENRLG0084-0 | ExAnte2017 | IOU workpaper |  | Lamp |  |  | None | 45.8471 | 0.0121 | -0.9884 | 0 | 0 | 0 | 0 | 0 | 0 | 0 | 0 | 0 | SDGE:DEER:Indoor_Non-CFL_Ltg | Annual | 0
SDG | WPSDGENRLG0084-Rev00-Msr001 | RtL | Ex | CZ15 | Any | WPSDGENRLG0084-0 | ExAnte2017 | IOU workpaper |  | Lamp |  |  | None | 49.6327 | 0.0122 | -0.1661 | 0 | 0 | 0 | 0 | 0 | 0 | 0 | 0 | 0 | SDGE:DEER:Indoor_Non-CFL_Ltg | Annual | 0
SDG | WPSDGENRLG0084-Rev00-Msr001 | RtL | Ex | IOU | Any | WPSDGENRLG0084-0 | ExAnte2017 | IOU workpaper |  | Lamp |  |  | None | 47.9502 | 0.0118 | -0.3474 | 0 | 0 | 0 | 0 | 0 | 0 | 0 | 0 | 0 | SDGE:DEER:Indoor_Non-CFL_Ltg | Annual | 0
SDG | WPSDGENRLG0084-Rev00-Msr001 | RtS | Ex | CZ06 | Any | WPSDGENRLG0084-0 | ExAnte2017 | IOU workpaper |  | Lamp |  |  | None | 26.8086 | 0.0081 | -0.0854 | 0 | 0 | 0 | 0 | 0 | 0 | 0 | 0 | 0 | SDGE:DEER:Indoor_Non-CFL_Ltg | Annual | 0
SDG | WPSDGENRLG0084-Rev00-Msr001 | RtS | Ex | CZ07 | Any | WPSDGENRLG0084-0 | ExAnte2017 | IOU workpaper |  | Lamp |  |  | None | 26.8086 | 0.008 | -0.0508 | 0 | 0 | 0 | 0 | 0 | 0 | 0 | 0 | 0 | SDGE:DEER:Indoor_Non-CFL_Ltg | Annual | 0
SDG | WPSDGENRLG0084-Rev00-Msr001 | RtS | Ex | CZ08 | Any | WPSDGENRLG0084-0 | ExAnte2017 | IOU workpaper |  | Lamp |  |  | None | 27.0458 | 0.0081 | -0.0724 | 0 | 0 | 0 | 0 | 0 | 0 | 0 | 0 | 0 | SDGE:DEER:Indoor_Non-CFL_Ltg | Annual | 0
SDG | WPSDGENRLG0084-Rev00-Msr001 | RtS | Ex | CZ10 | Any | WPSDGENRLG0084-0 | ExAnte2017 | IOU workpaper |  | Lamp |  |  | None | 26.8086 | 0.0082 | -0.1065 | 0 | 0 | 0 | 0 | 0 | 0 | 0 | 0 | 0 | SDGE:DEER:Indoor_Non-CFL_Ltg | Annual | 0
SDG | WPSDGENRLG0084-Rev00-Msr001 | RtS | Ex | CZ14 | Any | WPSDGENRLG0084-0 | ExAnte2017 | IOU workpaper |  | Lamp |  |  | None | 26.0968 | 0.0082 | -0.2657 | 0 | 0 | 0 | 0 | 0 | 0 | 0 | 0 | 0 | SDGE:DEER:Indoor_Non-CFL_Ltg | Annual | 0
SDG | WPSDGENRLG0084-Rev00-Msr001 | RtS | Ex | CZ15 | Any | WPSDGENRLG0084-0 | ExAnte2017 | IOU workpaper |  | Lamp |  |  | None | 28.232 | 0.0083 | -0.0228 | 0 | 0 | 0 | 0 | 0 | 0 | 0 | 0 | 0 | SDGE:DEER:Indoor_Non-CFL_Ltg | Annual | 0
SDG | WPSDGENRLG0084-Rev00-Msr001 | RtS | Ex | IOU | Any | WPSDGENRLG0084-0 | ExAnte2017 | IOU workpaper |  | Lamp |  |  | None | 26.8086 | 0.0081 | -0.0671 | 0 | 0 | 0 | 0 | 0 | 0 | 0 | 0 | 0 | SDGE:DEER:Indoor_Non-CFL_Ltg | Annual | 0
SDG | WPSDGENRLG0084-Rev00-Msr001 | SCn | Ex | CZ06 | Any | WPSDGENRLG0084-0 | ExAnte2017 | IOU workpaper |  | Lamp |  |  | None | 24.863 | 0.007 | -0.309 | 0 | 0 | 0 | 0 | 0 | 0 | 0 | 0 | 0 | SDGE:DEER:Indoor_Non-CFL_Ltg | Annual | 0
SDG | WPSDGENRLG0084-Rev00-Msr001 | SCn | Ex | CZ07 | Any | WPSDGENRLG0084-0 | ExAnte2017 | IOU workpaper |  | Lamp |  |  | None | 24.3802 | 0.0071 | -0.2535 | 0 | 0 | 0 | 0 | 0 | 0 | 0 | 0 | 0 | SDGE:DEER:Indoor_Non-CFL_Ltg | Annual | 0
SDG | WPSDGENRLG0084-Rev00-Msr001 | SCn | Ex | CZ08 | Any | WPSDGENRLG0084-0 | ExAnte2017 | IOU workpaper |  | Lamp |  |  | None | 25.1044 | 0.007 | -0.2631 | 0 | 0 | 0 | 0 | 0 | 0 | 0 | 0 | 0 | SDGE:DEER:Indoor_Non-CFL_Ltg | Annual | 0
SDG | WPSDGENRLG0084-Rev00-Msr001 | SCn | Ex | CZ10 | Any | WPSDGENRLG0084-0 | ExAnte2017 | IOU workpaper |  | Lamp |  |  | None | 25.1044 | 0.0071 | -0.3259 | 0 | 0 | 0 | 0 | 0 | 0 | 0 | 0 | 0 | SDGE:DEER:Indoor_Non-CFL_Ltg | Annual | 0
SDG | WPSDGENRLG0084-Rev00-Msr001 | SCn | Ex | CZ14 | Any | WPSDGENRLG0084-0 | ExAnte2017 | IOU workpaper |  | Lamp |  |  | None | 24.3802 | 0.007 | -0.4779 | 0 | 0 | 0 | 0 | 0 | 0 | 0 | 0 | 0 | SDGE:DEER:Indoor_Non-CFL_Ltg | Annual | 0
SDG | WPSDGENRLG0084-Rev00-Msr001 | SCn | Ex | CZ15 | Any | WPSDGENRLG0084-0 | ExAnte2017 | IOU workpaper |  | Lamp |  |  | None | 27.0355 | 0.007 | -0.1393 | 0 | 0 | 0 | 0 | 0 | 0 | 0 | 0 | 0 | SDGE:DEER:Indoor_Non-CFL_Ltg | Annual | 0
SDG | WPSDGENRLG0084-Rev00-Msr001 | SCn | Ex | IOU | Any | WPSDGENRLG0084-0 | ExAnte2017 | IOU workpaper |  | Lamp |  |  | None | 24.6216 | 0.0071 | -0.2776 | 0 | 0 | 0 | 0 | 0 | 0 | 0 | 0 | 0 | SDGE:DEER:Indoor_Non-CFL_Ltg | Annual | 0
SDG | WPSDGENRLG0084-Rev00-Msr001 | SUn | Ex | CZ06 | Any | WPSDGENRLG0084-0 | ExAnte2017 | IOU workpaper |  | Lamp |  |  | None | 22.792 | 0.0048 | 0 | 0 | 0 | 0 | 0 | 0 | 0 | 0 | 0 | 0 | SDGE:DEER:Indoor_Non-CFL_Ltg | Annual | 0
SDG | WPSDGENRLG0084-Rev00-Msr001 | SUn | Ex | CZ07 | Any | WPSDGENRLG0084-0 | ExAnte2017 | IOU workpaper |  | Lamp |  |  | None | 22.792 | 0.0048 | 0 | 0 | 0 | 0 | 0 | 0 | 0 | 0 | 0 | 0 | SDGE:DEER:Indoor_Non-CFL_Ltg | Annual | 0
SDG | WPSDGENRLG0084-Rev00-Msr001 | SUn | Ex | CZ08 | Any | WPSDGENRLG0084-0 | ExAnte2017 | IOU workpaper |  | Lamp |  |  | None | 22.792 | 0.0048 | 0 | 0 | 0 | 0 | 0 | 0 | 0 | 0 | 0 | 0 | SDGE:DEER:Indoor_Non-CFL_Ltg | Annual | 0
SDG | WPSDGENRLG0084-Rev00-Msr001 | SUn | Ex | CZ10 | Any | WPSDGENRLG0084-0 | ExAnte2017 | IOU workpaper |  | Lamp |  |  | None | 22.792 | 0.0048 | 0 | 0 | 0 | 0 | 0 | 0 | 0 | 0 | 0 | 0 | SDGE:DEER:Indoor_Non-CFL_Ltg | Annual | 0
SDG | WPSDGENRLG0084-Rev00-Msr001 | SUn | Ex | CZ14 | Any | WPSDGENRLG0084-0 | ExAnte2017 | IOU workpaper |  | Lamp |  |  | None | 22.792 | 0.0048 | 0 | 0 | 0 | 0 | 0 | 0 | 0 | 0 | 0 | 0 | SDGE:DEER:Indoor_Non-CFL_Ltg | Annual | 0
SDG | WPSDGENRLG0084-Rev00-Msr001 | SUn | Ex | CZ15 | Any | WPSDGENRLG0084-0 | ExAnte2017 | IOU workpaper |  | Lamp |  |  | None | 22.792 | 0.0048 | 0 | 0 | 0 | 0 | 0 | 0 | 0 | 0 | 0 | 0 | SDGE:DEER:Indoor_Non-CFL_Ltg | Annual | 0
SDG | WPSDGENRLG0084-Rev00-Msr001 | SUn | Ex | IOU | Any | WPSDGENRLG0084-0 | ExAnte2017 | IOU workpaper |  | Lamp |  |  | None | 22.792 | 0.0048 | 0 | 0 | 0 | 0 | 0 | 0 | 0 | 0 | 0 | 0 | SDGE:DEER:Indoor_Non-CFL_Ltg | Annual | 0
SDG | WPSDGENRLG0084-Rev00-Msr001 | WRf | Ex | CZ06 | Any | WPSDGENRLG0084-0 | ExAnte2017 | IOU workpaper |  | Lamp |  |  | None | 83.398 | 0.0073 | 0 | 0 | 0 | 0 | 0 | 0 | 0 | 0 | 0 | 0 | SDGE:DEER:Indoor_Non-CFL_Ltg | Annual | 0
SDG | WPSDGENRLG0084-Rev00-Msr001 | WRf | Ex | CZ07 | Any | WPSDGENRLG0084-0 | ExAnte2017 | IOU workpaper |  | Lamp |  |  | None | 83.916 | 0.0073 | 0 | 0 | 0 | 0 | 0 | 0 | 0 | 0 | 0 | 0 | SDGE:DEER:Indoor_Non-CFL_Ltg | Annual | 0
SDG | WPSDGENRLG0084-Rev00-Msr001 | WRf | Ex | CZ10 | Any | WPSDGENRLG0084-0 | ExAnte2017 | IOU workpaper |  | Lamp |  |  | None | 82.362 | 0.0073 | 0 | 0 | 0 | 0 | 0 | 0 | 0 | 0 | 0 | 0 | SDGE:DEER:Indoor_Non-CFL_Ltg | Annual | 0
SDG | WPSDGENRLG0084-Rev00-Msr001 | WRf | Ex | IOU | Any | WPSDGENRLG0084-0 | ExAnte2017 | IOU workpaper |  | Lamp |  |  | None | 83.398 | 0.0073 | 0 | 0 | 0 | 0 | 0 | 0 | 0 | 0 | 0 | 0 | SDGE:DEER:Indoor_Non-CFL_Ltg | Annual | 0
SDG | WPSDGENRLG0084-Rev00-Msr002 | DMo | Ex | CZ06 | Any | WPSDGENRLG0084-0 | ExAnte2017 | IOU workpaper |  | Lamp |  |  | None | 19.3788 | 0.0003 | -0.17176 | 0 | 0 | 0 | 0 | 0 | 0 | 0 | 0 | 0 | SDGE:DEER:Indoor_Non-CFL_Ltg | Annual | 0
SDG | WPSDGENRLG0084-Rev00-Msr002 | DMo | Ex | CZ07 | Any | WPSDGENRLG0084-0 | ExAnte2017 | IOU workpaper |  | Lamp |  |  | None | 45.8616 | 0.0006 | -0.39072 | 0 | 0 | 0 | 0 | 0 | 0 | 0 | 0 | 0 | SDGE:DEER:Indoor_Non-CFL_Ltg | Annual | 0
SDG | WPSDGENRLG0084-Rev00-Msr002 | DMo | Ex | CZ08 | Any | WPSDGENRLG0084-0 | ExAnte2017 | IOU workpaper |  | Lamp |  |  | None | 49.009 | 0.0007 | -0.48559 | 0 | 0 | 0 | 0 | 0 | 0 | 0 | 0 | 0 | SDGE:DEER:Indoor_Non-CFL_Ltg | Annual | 0
SDG | WPSDGENRLG0084-Rev00-Msr002 | DMo | Ex | CZ10 | Any | WPSDGENRLG0084-0 | ExAnte2017 | IOU workpaper |  | Lamp |  |  | None | 50.3579 | 0.0008 | -0.5935 | 0 | 0 | 0 | 0 | 0 | 0 | 0 | 0 | 0 | SDGE:DEER:Indoor_Non-CFL_Ltg | Annual | 0
SDG | WPSDGENRLG0084-Rev00-Msr002 | DMo | Ex | CZ14 | Any | WPSDGENRLG0084-0 | ExAnte2017 | IOU workpaper |  | Lamp |  |  | None | 44.9624 | 0.0005 | -0.69242 | 0 | 0 | 0 | 0 | 0 | 0 | 0 | 0 | 0 | SDGE:DEER:Indoor_Non-CFL_Ltg | Annual | 0
SDG | WPSDGENRLG0084-Rev00-Msr002 | DMo | Ex | CZ15 | Any | WPSDGENRLG0084-0 | ExAnte2017 | IOU workpaper |  | Lamp |  |  | None | 51.7068 | 0.0007 | -0.3017 | 0 | 0 | 0 | 0 | 0 | 0 | 0 | 0 | 0 | SDGE:DEER:Indoor_Non-CFL_Ltg | Annual | 0
SDG | WPSDGENRLG0084-Rev00-Msr002 | DMo | Ex | IOU | Any | WPSDGENRLG0084-0 | ExAnte2017 | IOU workpaper |  | Lamp |  |  | None | 48.1098 | 0.0007 | -0.49009 | 0 | 0 | 0 | 0 | 0 | 0 | 0 | 0 | 0 | SDGE:DEER:Indoor_Non-CFL_Ltg | Annual | 0
SDG | WPSDGENRLG0084-Rev00-Msr002 | MFm | Ex | CZ06 | Any | WPSDGENRLG0084-0 | ExAnte2017 | IOU workpaper |  | Lamp |  |  | None | 45.412 | 0.0006 | -0.64746 | 0 | 0 | 0 | 0 | 0 | 0 | 0 | 0 | 0 | SDGE:DEER:Indoor_Non-CFL_Ltg | Annual | 0
SDG | WPSDGENRLG0084-Rev00-Msr002 | MFm | Ex | CZ07 | Any | WPSDGENRLG0084-0 | ExAnte2017 | IOU workpaper |  | Lamp |  |  | None | 45.412 | 0.0006 | -0.56203 | 0 | 0 | 0 | 0 | 0 | 0 | 0 | 0 | 0 | SDGE:DEER:Indoor_Non-CFL_Ltg | Annual | 0
SDG | WPSDGENRLG0084-Rev00-Msr002 | MFm | Ex | CZ08 | Any | WPSDGENRLG0084-0 | ExAnte2017 | IOU workpaper |  | Lamp |  |  | None | 48.5594 | 0.0007 | -0.50808 | 0 | 0 | 0 | 0 | 0 | 0 | 0 | 0 | 0 | SDGE:DEER:Indoor_Non-CFL_Ltg | Annual | 0
SDG | WPSDGENRLG0084-Rev00-Msr002 | MFm | Ex | CZ10 | Any | WPSDGENRLG0084-0 | ExAnte2017 | IOU workpaper |  | Lamp |  |  | None | 47.6601 | 0.0007 | -0.64746 | 0 | 0 | 0 | 0 | 0 | 0 | 0 | 0 | 0 | SDGE:DEER:Indoor_Non-CFL_Ltg | Annual | 0
SDG | WPSDGENRLG0084-Rev00-Msr002 | MFm | Ex | CZ14 | Any | WPSDGENRLG0084-0 | ExAnte2017 | IOU workpaper |  | Lamp |  |  | None | 49.9083 | 0.0007 | -0.76886 | 0 | 0 | 0 | 0 | 0 | 0 | 0 | 0 | 0 | SDGE:DEER:Indoor_Non-CFL_Ltg | Annual | 0
SDG | WPSDGENRLG0084-Rev00-Msr002 | MFm | Ex | CZ15 | Any | WPSDGENRLG0084-0 | ExAnte2017 | IOU workpaper |  | Lamp |  |  | None | 54.4045 | 0.0007 | -0.31609 | 0 | 0 | 0 | 0 | 0 | 0 | 0 | 0 | 0 | SDGE:DEER:Indoor_Non-CFL_Ltg | Annual | 0
SDG | WPSDGENRLG0084-Rev00-Msr002 | MFm | Ex | IOU | Any | WPSDGENRLG0084-0 | ExAnte2017 | IOU workpaper |  | Lamp |  |  | None | 45.8616 | 0.0006 | -0.58451 | 0 | 0 | 0 | 0 | 0 | 0 | 0 | 0 | 0 | SDGE:DEER:Indoor_Non-CFL_Ltg | Annual | 0
SDG | WPSDGENRLG0084-Rev00-Msr002 | Res | Ex | CZ06 | Any | WPSDGENRLG0084-0 | ExAnte2017 | IOU workpaper |  | Lamp |  |  | None | 45.8616 | 0.0006 | -0.74638 | 0 | 0 | 0 | 0 | 0 | 0 | 0 | 0 | 0 | SDGE:DEER:Indoor_Non-CFL_Ltg | Annual | 0
SDG | WPSDGENRLG0084-Rev00-Msr002 | Res | Ex | CZ07 | Any | WPSDGENRLG0084-0 | ExAnte2017 | IOU workpaper |  | Lamp |  |  | None | 45.412 | 0.0006 | -0.66095 | 0 | 0 | 0 | 0 | 0 | 0 | 0 | 0 | 0 | SDGE:DEER:Indoor_Non-CFL_Ltg | Annual | 0
SDG | WPSDGENRLG0084-Rev00-Msr002 | Res | Ex | CZ08 | Any | WPSDGENRLG0084-0 | ExAnte2017 | IOU workpaper |  | Lamp |  |  | None | 49.009 | 0.0007 | -0.58451 | 0 | 0 | 0 | 0 | 0 | 0 | 0 | 0 | 0 | SDGE:DEER:Indoor_Non-CFL_Ltg | Annual | 0
SDG | WPSDGENRLG0084-Rev00-Msr002 | Res | Ex | CZ10 | Any | WPSDGENRLG0084-0 | ExAnte2017 | IOU workpaper |  | Lamp |  |  | None | 47.6601 | 0.0007 | -0.87227 | 0 | 0 | 0 | 0 | 0 | 0 | 0 | 0 | 0 | SDGE:DEER:Indoor_Non-CFL_Ltg | Annual | 0
SDG | WPSDGENRLG0084-Rev00-Msr002 | Res | Ex | CZ14 | Any | WPSDGENRLG0084-0 | ExAnte2017 | IOU workpaper |  | Lamp |  |  | None | 48.5594 | 0.0006 | -0.99367 | 0 | 0 | 0 | 0 | 0 | 0 | 0 | 0 | 0 | SDGE:DEER:Indoor_Non-CFL_Ltg | Annual | 0
SDG | WPSDGENRLG0084-Rev00-Msr002 | Res | Ex | CZ15 | Any | WPSDGENRLG0084-0 | ExAnte2017 | IOU workpaper |  | Lamp |  |  | None | 54.8541 | 0.0008 | -0.45862 | 0 | 0 | 0 | 0 | 0 | 0 | 0 | 0 | 0 | SDGE:DEER:Indoor_Non-CFL_Ltg | Annual | 0
SDG | WPSDGENRLG0084-Rev00-Msr002 | Res | Ex | IOU | Any | WPSDGENRLG0084-0 | ExAnte2017 | IOU workpaper |  | Lamp |  |  | None | 46.3113 | 0.0006 | -0.72389 | 0 | 0 | 0 | 0 | 0 | 0 | 0 | 0 | 0 | SDGE:DEER:Indoor_Non-CFL_Ltg | Annual | 0
SDG | WPSDGENRLG0084-Rev00-Msr002 | SFm | Ex | CZ06 | Any | WPSDGENRLG0084-0 | ExAnte2017 | IOU workpaper |  | Lamp |  |  | None | 46.3113 | 0.0007 | -0.77335 | 0 | 0 | 0 | 0 | 0 | 0 | 0 | 0 | 0 | SDGE:DEER:Indoor_Non-CFL_Ltg | Annual | 0
SDG | WPSDGENRLG0084-Rev00-Msr002 | SFm | Ex | CZ07 | Any | WPSDGENRLG0084-0 | ExAnte2017 | IOU workpaper |  | Lamp |  |  | None | 45.412 | 0.0006 | -0.73289 | 0 | 0 | 0 | 0 | 0 | 0 | 0 | 0 | 0 | SDGE:DEER:Indoor_Non-CFL_Ltg | Annual | 0
SDG | WPSDGENRLG0084-Rev00-Msr002 | SFm | Ex | CZ08 | Any | WPSDGENRLG0084-0 | ExAnte2017 | IOU workpaper |  | Lamp |  |  | None | 49.4586 | 0.0008 | -0.74638 | 0 | 0 | 0 | 0 | 0 | 0 | 0 | 0 | 0 | SDGE:DEER:Indoor_Non-CFL_Ltg | Annual | 0
SDG | WPSDGENRLG0084-Rev00-Msr002 | SFm | Ex | CZ10 | Any | WPSDGENRLG0084-0 | ExAnte2017 | IOU workpaper |  | Lamp |  |  | None | 47.6601 | 0.0007 | -0.98468 | 0 | 0 | 0 | 0 | 0 | 0 | 0 | 0 | 0 | SDGE:DEER:Indoor_Non-CFL_Ltg | Annual | 0
SDG | WPSDGENRLG0084-Rev00-Msr002 | SFm | Ex | CZ14 | Any | WPSDGENRLG0084-0 | ExAnte2017 | IOU workpaper |  | Lamp |  |  | None | 49.009 | 0.0007 | -1.0431 | 0 | 0 | 0 | 0 | 0 | 0 | 0 | 0 | 0 | SDGE:DEER:Indoor_Non-CFL_Ltg | Annual | 0
SDG | WPSDGENRLG0084-Rev00-Msr002 | SFm | Ex | CZ15 | Any | WPSDGENRLG0084-0 | ExAnte2017 | IOU workpaper |  | Lamp |  |  | None | 54.8541 | 0.0008 | -0.46761 | 0 | 0 | 0 | 0 | 0 | 0 | 0 | 0 | 0 | SDGE:DEER:Indoor_Non-CFL_Ltg | Annual | 0
SDG | WPSDGENRLG0084-Rev00-Msr002 | SFm | Ex | IOU | Any | WPSDGENRLG0084-0 | ExAnte2017 | IOU workpaper |  | Lamp |  |  | None | 46.3113 | 0.0007 | -0.80932 | 0 | 0 | 0 | 0 | 0 | 0 | 0 | 0 | 0 | SDGE:DEER:Indoor_Non-CFL_Ltg | Annual | 0
SDG | WPSDGENRLG0084-Rev00-Msr003 | DMo | Ex | CZ06 | Any | WPSDGENRLG0084-0 | ExAnte2017 | IOU workpaper |  | Lamp |  |  | None | 2.4157 | 0.0003 | -0.0214 | 0 | 0 | 0 | 0 | 0 | 0 | 0 | 0 | 0 | SDGE:DEER:Indoor_Non-CFL_Ltg | Annual | 0
SDG | WPSDGENRLG0084-Rev00-Msr003 | DMo | Ex | CZ07 | Any | WPSDGENRLG0084-0 | ExAnte2017 | IOU workpaper |  | Lamp |  |  | None | 5.7169 | 0.0006 | -0.0487 | 0 | 0 | 0 | 0 | 0 | 0 | 0 | 0 | 0 | SDGE:DEER:Indoor_Non-CFL_Ltg | Annual | 0
SDG | WPSDGENRLG0084-Rev00-Msr003 | DMo | Ex | CZ08 | Any | WPSDGENRLG0084-0 | ExAnte2017 | IOU workpaper |  | Lamp |  |  | None | 6.1092 | 0.0007 | -0.0605 | 0 | 0 | 0 | 0 | 0 | 0 | 0 | 0 | 0 | SDGE:DEER:Indoor_Non-CFL_Ltg | Annual | 0
SDG | WPSDGENRLG0084-Rev00-Msr003 | DMo | Ex | CZ10 | Any | WPSDGENRLG0084-0 | ExAnte2017 | IOU workpaper |  | Lamp |  |  | None | 6.2773 | 0.0008 | -0.074 | 0 | 0 | 0 | 0 | 0 | 0 | 0 | 0 | 0 | SDGE:DEER:Indoor_Non-CFL_Ltg | Annual | 0
SDG | WPSDGENRLG0084-Rev00-Msr003 | DMo | Ex | CZ14 | Any | WPSDGENRLG0084-0 | ExAnte2017 | IOU workpaper |  | Lamp |  |  | None | 5.6048 | 0.0005 | -0.0863 | 0 | 0 | 0 | 0 | 0 | 0 | 0 | 0 | 0 | SDGE:DEER:Indoor_Non-CFL_Ltg | Annual | 0
SDG | WPSDGENRLG0084-Rev00-Msr003 | DMo | Ex | CZ15 | Any | WPSDGENRLG0084-0 | ExAnte2017 | IOU workpaper |  | Lamp |  |  | None | 6.4455 | 0.0006 | -0.0376 | 0 | 0 | 0 | 0 | 0 | 0 | 0 | 0 | 0 | SDGE:DEER:Indoor_Non-CFL_Ltg | Annual | 0
SDG | WPSDGENRLG0084-Rev00-Msr003 | DMo | Ex | IOU | Any | WPSDGENRLG0084-0 | ExAnte2017 | IOU workpaper |  | Lamp |  |  | None | 5.9971 | 0.0007 | -0.0611 | 0 | 0 | 0 | 0 | 0 | 0 | 0 | 0 | 0 | SDGE:DEER:Indoor_Non-CFL_Ltg | Annual | 0
SDG | WPSDGENRLG0084-Rev00-Msr003 | MFm | Ex | CZ06 | Any | WPSDGENRLG0084-0 | ExAnte2017 | IOU workpaper |  | Lamp |  |  | None | 5.6608 | 0.0006 | -0.0807 | 0 | 0 | 0 | 0 | 0 | 0 | 0 | 0 | 0 | SDGE:DEER:Indoor_Non-CFL_Ltg | Annual | 0
SDG | WPSDGENRLG0084-Rev00-Msr003 | MFm | Ex | CZ07 | Any | WPSDGENRLG0084-0 | ExAnte2017 | IOU workpaper |  | Lamp |  |  | None | 5.6608 | 0.0006 | -0.0701 | 0 | 0 | 0 | 0 | 0 | 0 | 0 | 0 | 0 | SDGE:DEER:Indoor_Non-CFL_Ltg | Annual | 0
SDG | WPSDGENRLG0084-Rev00-Msr003 | MFm | Ex | CZ08 | Any | WPSDGENRLG0084-0 | ExAnte2017 | IOU workpaper |  | Lamp |  |  | None | 6.0531 | 0.0007 | -0.0633 | 0 | 0 | 0 | 0 | 0 | 0 | 0 | 0 | 0 | SDGE:DEER:Indoor_Non-CFL_Ltg | Annual | 0
SDG | WPSDGENRLG0084-Rev00-Msr003 | MFm | Ex | CZ10 | Any | WPSDGENRLG0084-0 | ExAnte2017 | IOU workpaper |  | Lamp |  |  | None | 5.941 | 0.0007 | -0.0807 | 0 | 0 | 0 | 0 | 0 | 0 | 0 | 0 | 0 | SDGE:DEER:Indoor_Non-CFL_Ltg | Annual | 0
SDG | WPSDGENRLG0084-Rev00-Msr003 | MFm | Ex | CZ14 | Any | WPSDGENRLG0084-0 | ExAnte2017 | IOU workpaper |  | Lamp |  |  | None | 6.2213 | 0.0007 | -0.0958 | 0 | 0 | 0 | 0 | 0 | 0 | 0 | 0 | 0 | SDGE:DEER:Indoor_Non-CFL_Ltg | Annual | 0
SDG | WPSDGENRLG0084-Rev00-Msr003 | MFm | Ex | CZ15 | Any | WPSDGENRLG0084-0 | ExAnte2017 | IOU workpaper |  | Lamp |  |  | None | 6.7818 | 0.0007 | -0.0394 | 0 | 0 | 0 | 0 | 0 | 0 | 0 | 0 | 0 | SDGE:DEER:Indoor_Non-CFL_Ltg | Annual | 0
SDG | WPSDGENRLG0084-Rev00-Msr003 | MFm | Ex | IOU | Any | WPSDGENRLG0084-0 | ExAnte2017 | IOU workpaper |  | Lamp |  |  | None | 5.7169 | 0.0006 | -0.0729 | 0 | 0 | 0 | 0 | 0 | 0 | 0 | 0 | 0 | SDGE:DEER:Indoor_Non-CFL_Ltg | Annual | 0
SDG | WPSDGENRLG0084-Rev00-Msr003 | Res | Ex | CZ06 | Any | WPSDGENRLG0084-0 | ExAnte2017 | IOU workpaper |  | Lamp |  |  | None | 5.7169 | 0.0006 | -0.093 | 0 | 0 | 0 | 0 | 0 | 0 | 0 | 0 | 0 | SDGE:DEER:Indoor_Non-CFL_Ltg | Annual | 0
SDG | WPSDGENRLG0084-Rev00-Msr003 | Res | Ex | CZ07 | Any | WPSDGENRLG0084-0 | ExAnte2017 | IOU workpaper |  | Lamp |  |  | None | 5.6608 | 0.0006 | -0.0824 | 0 | 0 | 0 | 0 | 0 | 0 | 0 | 0 | 0 | SDGE:DEER:Indoor_Non-CFL_Ltg | Annual | 0
SDG | WPSDGENRLG0084-Rev00-Msr003 | Res | Ex | CZ08 | Any | WPSDGENRLG0084-0 | ExAnte2017 | IOU workpaper |  | Lamp |  |  | None | 6.1092 | 0.0007 | -0.0729 | 0 | 0 | 0 | 0 | 0 | 0 | 0 | 0 | 0 | SDGE:DEER:Indoor_Non-CFL_Ltg | Annual | 0
SDG | WPSDGENRLG0084-Rev00-Msr003 | Res | Ex | CZ10 | Any | WPSDGENRLG0084-0 | ExAnte2017 | IOU workpaper |  | Lamp |  |  | None | 5.941 | 0.0007 | -0.1087 | 0 | 0 | 0 | 0 | 0 | 0 | 0 | 0 | 0 | SDGE:DEER:Indoor_Non-CFL_Ltg | Annual | 0
SDG | WPSDGENRLG0084-Rev00-Msr003 | Res | Ex | CZ14 | Any | WPSDGENRLG0084-0 | ExAnte2017 | IOU workpaper |  | Lamp |  |  | None | 6.0531 | 0.0006 | -0.1239 | 0 | 0 | 0 | 0 | 0 | 0 | 0 | 0 | 0 | SDGE:DEER:Indoor_Non-CFL_Ltg | Annual | 0
SDG | WPSDGENRLG0084-Rev00-Msr003 | Res | Ex | CZ15 | Any | WPSDGENRLG0084-0 | ExAnte2017 | IOU workpaper |  | Lamp |  |  | None | 6.8378 | 0.0008 | -0.0572 | 0 | 0 | 0 | 0 | 0 | 0 | 0 | 0 | 0 | SDGE:DEER:Indoor_Non-CFL_Ltg | Annual | 0
SDG | WPSDGENRLG0084-Rev00-Msr003 | Res | Ex | IOU | Any | WPSDGENRLG0084-0 | ExAnte2017 | IOU workpaper |  | Lamp |  |  | None | 5.7729 | 0.0006 | -0.0902 | 0 | 0 | 0 | 0 | 0 | 0 | 0 | 0 | 0 | SDGE:DEER:Indoor_Non-CFL_Ltg | Annual | 0
SDG | WPSDGENRLG0084-Rev00-Msr003 | SFm | Ex | CZ06 | Any | WPSDGENRLG0084-0 | ExAnte2017 | IOU workpaper |  | Lamp |  |  | None | 5.7729 | 0.0007 | -0.0964 | 0 | 0 | 0 | 0 | 0 | 0 | 0 | 0 | 0 | SDGE:DEER:Indoor_Non-CFL_Ltg | Annual | 0
SDG | WPSDGENRLG0084-Rev00-Msr003 | SFm | Ex | CZ07 | Any | WPSDGENRLG0084-0 | ExAnte2017 | IOU workpaper |  | Lamp |  |  | None | 5.6608 | 0.0006 | -0.0914 | 0 | 0 | 0 | 0 | 0 | 0 | 0 | 0 | 0 | SDGE:DEER:Indoor_Non-CFL_Ltg | Annual | 0
SDG | WPSDGENRLG0084-Rev00-Msr003 | SFm | Ex | CZ08 | Any | WPSDGENRLG0084-0 | ExAnte2017 | IOU workpaper |  | Lamp |  |  | None | 6.1652 | 0.0008 | -0.093 | 0 | 0 | 0 | 0 | 0 | 0 | 0 | 0 | 0 | SDGE:DEER:Indoor_Non-CFL_Ltg | Annual | 0
SDG | WPSDGENRLG0084-Rev00-Msr003 | SFm | Ex | CZ10 | Any | WPSDGENRLG0084-0 | ExAnte2017 | IOU workpaper |  | Lamp |  |  | None | 5.941 | 0.0007 | -0.1227 | 0 | 0 | 0 | 0 | 0 | 0 | 0 | 0 | 0 | SDGE:DEER:Indoor_Non-CFL_Ltg | Annual | 0
SDG | WPSDGENRLG0084-Rev00-Msr003 | SFm | Ex | CZ14 | Any | WPSDGENRLG0084-0 | ExAnte2017 | IOU workpaper |  | Lamp |  |  | None | 6.1092 | 0.0007 | -0.13 | 0 | 0 | 0 | 0 | 0 | 0 | 0 | 0 | 0 | SDGE:DEER:Indoor_Non-CFL_Ltg | Annual | 0
SDG | WPSDGENRLG0084-Rev00-Msr003 | SFm | Ex | CZ15 | Any | WPSDGENRLG0084-0 | ExAnte2017 | IOU workpaper |  | Lamp |  |  | None | 6.8378 | 0.0008 | -0.0583 | 0 | 0 | 0 | 0 | 0 | 0 | 0 | 0 | 0 | SDGE:DEER:Indoor_Non-CFL_Ltg | Annual | 0
SDG | WPSDGENRLG0084-Rev00-Msr003 | SFm | Ex | IOU | Any | WPSDGENRLG0084-0 | ExAnte2017 | IOU workpaper |  | Lamp |  |  | None | 5.7729 | 0.0007 | -0.1009 | 0 | 0 | 0 | 0 | 0 | 0 | 0 | 0 | 0 | SDGE:DEER:Indoor_Non-CFL_Ltg | Annual | 0
SDG | WPSDGENRPH0001-Rev01-Msr001 | Asm | Ex | CZ06 | Any | WPSDGENRPH0001-1 | ExAnte2014 | IOU workpaper | 2014-06-30 | Cap-MBTUh |  |  | None | 0 | 0 | 0.87 | 0 | 0 | 0.87 | 0 | 0 | 0.87 | 0 | 0 | 0.87 | SDGE:35-OTI-OtherIndustrial-PROC_OTH | Annual | 0
SDG | WPSDGENRPH0001-Rev01-Msr001 | Asm | Ex | CZ07 | Any | WPSDGENRPH0001-1 | ExAnte2014 | IOU workpaper | 2014-06-30 | Cap-MBTUh |  |  | None | 0 | 0 | 0.86 | 0 | 0 | 0.86 | 0 | 0 | 0.86 | 0 | 0 | 0.86 | SDGE:35-OTI-OtherIndustrial-PROC_OTH | Annual | 0
SDG | WPSDGENRPH0001-Rev01-Msr001 | Asm | Ex | CZ08 | Any | WPSDGENRPH0001-1 | ExAnte2014 | IOU workpaper | 2014-06-30 | Cap-MBTUh |  |  | None | 0 | 0 | 0.85 | 0 | 0 | 0.85 | 0 | 0 | 0.85 | 0 | 0 | 0.85 | SDGE:35-OTI-OtherIndustrial-PROC_OTH | Annual | 0
SDG | WPSDGENRPH0001-Rev01-Msr001 | Asm | Ex | CZ10 | Any | WPSDGENRPH0001-1 | ExAnte2014 | IOU workpaper | 2014-06-30 | Cap-MBTUh |  |  | None | 0 | 0 | 0.85 | 0 | 0 | 0.85 | 0 | 0 | 0.85 | 0 | 0 | 0.85 | SDGE:35-OTI-OtherIndustrial-PROC_OTH | Annual | 0
SDG | WPSDGENRPH0001-Rev01-Msr001 | Asm | Ex | CZ14 | Any | WPSDGENRPH0001-1 | ExAnte2014 | IOU workpaper | 2014-06-30 | Cap-MBTUh |  |  | None | 0 | 0 | 0.86 | 0 | 0 | 0.86 | 0 | 0 | 0.86 | 0 | 0 | 0.86 | SDGE:35-OTI-OtherIndustrial-PROC_OTH | Annual | 0
SDG | WPSDGENRPH0001-Rev01-Msr001 | Asm | Ex | CZ15 | Any | WPSDGENRPH0001-1 | ExAnte2014 | IOU workpaper | 2014-06-30 | Cap-MBTUh |  |  | None | 0 | 0 | 0.76 | 0 | 0 | 0.76 | 0 | 0 | 0.76 | 0 | 0 | 0.76 | SDGE:35-OTI-OtherIndustrial-PROC_OTH | Annual | 0
SDG | WPSDGENRPH0001-Rev01-Msr001 | Asm | Ex | IOU | Any | WPSDGENRPH0001-1 | ExAnte2014 | IOU workpaper | 2014-06-30 | Cap-MBTUh |  |  | None | 0 | 0 | 0.85 | 0 | 0 | 0.85 | 0 | 0 | 0.85 | 0 | 0 | 0.85 | SDGE:35-OTI-OtherIndustrial-PROC_OTH | Annual | 0
SDG | WPSDGENRPH0001-Rev01-Msr001 | ECC | Ex | CZ06 | Any | WPSDGENRPH0001-1 | ExAnte2014 | IOU workpaper | 2014-06-30 | Cap-MBTUh |  |  | None | 0 | 0 | 0.87 | 0 | 0 | 0.87 | 0 | 0 | 0.87 | 0 | 0 | 0.87 | SDGE:35-OTI-OtherIndustrial-PROC_OTH | Annual | 0
SDG | WPSDGENRPH0001-Rev01-Msr001 | ECC | Ex | CZ07 | Any | WPSDGENRPH0001-1 | ExAnte2014 | IOU workpaper | 2014-06-30 | Cap-MBTUh |  |  | None | 0 | 0 | 0.86 | 0 | 0 | 0.86 | 0 | 0 | 0.86 | 0 | 0 | 0.86 | SDGE:35-OTI-OtherIndustrial-PROC_OTH | Annual | 0
SDG | WPSDGENRPH0001-Rev01-Msr001 | ECC | Ex | CZ08 | Any | WPSDGENRPH0001-1 | ExAnte2014 | IOU workpaper | 2014-06-30 | Cap-MBTUh |  |  | None | 0 | 0 | 0.85 | 0 | 0 | 0.85 | 0 | 0 | 0.85 | 0 | 0 | 0.85 | SDGE:35-OTI-OtherIndustrial-PROC_OTH | Annual | 0
SDG | WPSDGENRPH0001-Rev01-Msr001 | ECC | Ex | CZ10 | Any | WPSDGENRPH0001-1 | ExAnte2014 | IOU workpaper | 2014-06-30 | Cap-MBTUh |  |  | None | 0 | 0 | 0.85 | 0 | 0 | 0.85 | 0 | 0 | 0.85 | 0 | 0 | 0.85 | SDGE:35-OTI-OtherIndustrial-PROC_OTH | Annual | 0
SDG | WPSDGENRPH0001-Rev01-Msr001 | ECC | Ex | CZ14 | Any | WPSDGENRPH0001-1 | ExAnte2014 | IOU workpaper | 2014-06-30 | Cap-MBTUh |  |  | None | 0 | 0 | 0.86 | 0 | 0 | 0.86 | 0 | 0 | 0.86 | 0 | 0 | 0.86 | SDGE:35-OTI-OtherIndustrial-PROC_OTH | Annual | 0
SDG | WPSDGENRPH0001-Rev01-Msr001 | ECC | Ex | CZ15 | Any | WPSDGENRPH0001-1 | ExAnte2014 | IOU workpaper | 2014-06-30 | Cap-MBTUh |  |  | None | 0 | 0 | 0.76 | 0 | 0 | 0.76 | 0 | 0 | 0.76 | 0 | 0 | 0.76 | SDGE:35-OTI-OtherIndustrial-PROC_OTH | Annual | 0
SDG | WPSDGENRPH0001-Rev01-Msr001 | ECC | Ex | IOU | Any | WPSDGENRPH0001-1 | ExAnte2014 | IOU workpaper | 2014-06-30 | Cap-MBTUh |  |  | None | 0 | 0 | 0.85 | 0 | 0 | 0.85 | 0 | 0 | 0.85 | 0 | 0 | 0.85 | SDGE:35-OTI-OtherIndustrial-PROC_OTH | Annual | 0
SDG | WPSDGENRPH0001-Rev01-Msr001 | EPr | Ex | CZ06 | Any | WPSDGENRPH0001-1 | ExAnte2014 | IOU workpaper | 2014-06-30 | Cap-MBTUh |  |  | None | 0 | 0 | 0.87 | 0 | 0 | 0.87 | 0 | 0 | 0.87 | 0 | 0 | 0.87 | SDGE:35-OTI-OtherIndustrial-PROC_OTH | Annual | 0
SDG | WPSDGENRPH0001-Rev01-Msr001 | EPr | Ex | CZ07 | Any | WPSDGENRPH0001-1 | ExAnte2014 | IOU workpaper | 2014-06-30 | Cap-MBTUh |  |  | None | 0 | 0 | 0.86 | 0 | 0 | 0.86 | 0 | 0 | 0.86 | 0 | 0 | 0.86 | SDGE:35-OTI-OtherIndustrial-PROC_OTH | Annual | 0
SDG | WPSDGENRPH0001-Rev01-Msr001 | EPr | Ex | CZ08 | Any | WPSDGENRPH0001-1 | ExAnte2014 | IOU workpaper | 2014-06-30 | Cap-MBTUh |  |  | None | 0 | 0 | 0.85 | 0 | 0 | 0.85 | 0 | 0 | 0.85 | 0 | 0 | 0.85 | SDGE:35-OTI-OtherIndustrial-PROC_OTH | Annual | 0
SDG | WPSDGENRPH0001-Rev01-Msr001 | EPr | Ex | CZ10 | Any | WPSDGENRPH0001-1 | ExAnte2014 | IOU workpaper | 2014-06-30 | Cap-MBTUh |  |  | None | 0 | 0 | 0.85 | 0 | 0 | 0.85 | 0 | 0 | 0.85 | 0 | 0 | 0.85 | SDGE:35-OTI-OtherIndustrial-PROC_OTH | Annual | 0
SDG | WPSDGENRPH0001-Rev01-Msr001 | EPr | Ex | CZ14 | Any | WPSDGENRPH0001-1 | ExAnte2014 | IOU workpaper | 2014-06-30 | Cap-MBTUh |  |  | None | 0 | 0 | 0.86 | 0 | 0 | 0.86 | 0 | 0 | 0.86 | 0 | 0 | 0.86 | SDGE:35-OTI-OtherIndustrial-PROC_OTH | Annual | 0
SDG | WPSDGENRPH0001-Rev01-Msr001 | EPr | Ex | CZ15 | Any | WPSDGENRPH0001-1 | ExAnte2014 | IOU workpaper | 2014-06-30 | Cap-MBTUh |  |  | None | 0 | 0 | 0.76 | 0 | 0 | 0.76 | 0 | 0 | 0.76 | 0 | 0 | 0.76 | SDGE:35-OTI-OtherIndustrial-PROC_OTH | Annual | 0
SDG | WPSDGENRPH0001-Rev01-Msr001 | EPr | Ex | IOU | Any | WPSDGENRPH0001-1 | ExAnte2014 | IOU workpaper | 2014-06-30 | Cap-MBTUh |  |  | None | 0 | 0 | 0.85 | 0 | 0 | 0.85 | 0 | 0 | 0.85 | 0 | 0 | 0.85 | SDGE:35-OTI-OtherIndustrial-PROC_OTH | Annual | 0
SDG | WPSDGENRPH0001-Rev01-Msr001 | ERC | Ex | CZ06 | Any | WPSDGENRPH0001-1 | ExAnte2014 | IOU workpaper | 2014-06-30 | Cap-MBTUh |  |  | None | 0 | 0 | 0.87 | 0 | 0 | 0.87 | 0 | 0 | 0.87 | 0 | 0 | 0.87 | SDGE:35-OTI-OtherIndustrial-PROC_OTH | Annual | 0
SDG | WPSDGENRPH0001-Rev01-Msr001 | ERC | Ex | CZ07 | Any | WPSDGENRPH0001-1 | ExAnte2014 | IOU workpaper | 2014-06-30 | Cap-MBTUh |  |  | None | 0 | 0 | 0.86 | 0 | 0 | 0.86 | 0 | 0 | 0.86 | 0 | 0 | 0.86 | SDGE:35-OTI-OtherIndustrial-PROC_OTH | Annual | 0
SDG | WPSDGENRPH0001-Rev01-Msr001 | ERC | Ex | CZ08 | Any | WPSDGENRPH0001-1 | ExAnte2014 | IOU workpaper | 2014-06-30 | Cap-MBTUh |  |  | None | 0 | 0 | 0.85 | 0 | 0 | 0.85 | 0 | 0 | 0.85 | 0 | 0 | 0.85 | SDGE:35-OTI-OtherIndustrial-PROC_OTH | Annual | 0
SDG | WPSDGENRPH0001-Rev01-Msr001 | ERC | Ex | CZ10 | Any | WPSDGENRPH0001-1 | ExAnte2014 | IOU workpaper | 2014-06-30 | Cap-MBTUh |  |  | None | 0 | 0 | 0.85 | 0 | 0 | 0.85 | 0 | 0 | 0.85 | 0 | 0 | 0.85 | SDGE:35-OTI-OtherIndustrial-PROC_OTH | Annual | 0
SDG | WPSDGENRPH0001-Rev01-Msr001 | ERC | Ex | CZ14 | Any | WPSDGENRPH0001-1 | ExAnte2014 | IOU workpaper | 2014-06-30 | Cap-MBTUh |  |  | None | 0 | 0 | 0.86 | 0 | 0 | 0.86 | 0 | 0 | 0.86 | 0 | 0 | 0.86 | SDGE:35-OTI-OtherIndustrial-PROC_OTH | Annual | 0
SDG | WPSDGENRPH0001-Rev01-Msr001 | ERC | Ex | CZ15 | Any | WPSDGENRPH0001-1 | ExAnte2014 | IOU workpaper | 2014-06-30 | Cap-MBTUh |  |  | None | 0 | 0 | 0.76 | 0 | 0 | 0.76 | 0 | 0 | 0.76 | 0 | 0 | 0.76 | SDGE:35-OTI-OtherIndustrial-PROC_OTH | Annual | 0
SDG | WPSDGENRPH0001-Rev01-Msr001 | ERC | Ex | IOU | Any | WPSDGENRPH0001-1 | ExAnte2014 | IOU workpaper | 2014-06-30 | Cap-MBTUh |  |  | None | 0 | 0 | 0.85 | 0 | 0 | 0.85 | 0 | 0 | 0.85 | 0 | 0 | 0.85 | SDGE:35-OTI-OtherIndustrial-PROC_OTH | Annual | 0
SDG | WPSDGENRPH0001-Rev01-Msr001 | ESe | Ex | CZ06 | Any | WPSDGENRPH0001-1 | ExAnte2014 | IOU workpaper | 2014-06-30 | Cap-MBTUh |  |  | None | 0 | 0 | 0.87 | 0 | 0 | 0.87 | 0 | 0 | 0.87 | 0 | 0 | 0.87 | SDGE:35-OTI-OtherIndustrial-PROC_OTH | Annual | 0
SDG | WPSDGENRPH0001-Rev01-Msr001 | ESe | Ex | CZ07 | Any | WPSDGENRPH0001-1 | ExAnte2014 | IOU workpaper | 2014-06-30 | Cap-MBTUh |  |  | None | 0 | 0 | 0.86 | 0 | 0 | 0.86 | 0 | 0 | 0.86 | 0 | 0 | 0.86 | SDGE:35-OTI-OtherIndustrial-PROC_OTH | Annual | 0
SDG | WPSDGENRPH0001-Rev01-Msr001 | ESe | Ex | CZ08 | Any | WPSDGENRPH0001-1 | ExAnte2014 | IOU workpaper | 2014-06-30 | Cap-MBTUh |  |  | None | 0 | 0 | 0.85 | 0 | 0 | 0.85 | 0 | 0 | 0.85 | 0 | 0 | 0.85 | SDGE:35-OTI-OtherIndustrial-PROC_OTH | Annual | 0
SDG | WPSDGENRPH0001-Rev01-Msr001 | ESe | Ex | CZ10 | Any | WPSDGENRPH0001-1 | ExAnte2014 | IOU workpaper | 2014-06-30 | Cap-MBTUh |  |  | None | 0 | 0 | 0.85 | 0 | 0 | 0.85 | 0 | 0 | 0.85 | 0 | 0 | 0.85 | SDGE:35-OTI-OtherIndustrial-PROC_OTH | Annual | 0
SDG | WPSDGENRPH0001-Rev01-Msr001 | ESe | Ex | CZ14 | Any | WPSDGENRPH0001-1 | ExAnte2014 | IOU workpaper | 2014-06-30 | Cap-MBTUh |  |  | None | 0 | 0 | 0.86 | 0 | 0 | 0.86 | 0 | 0 | 0.86 | 0 | 0 | 0.86 | SDGE:35-OTI-OtherIndustrial-PROC_OTH | Annual | 0
SDG | WPSDGENRPH0001-Rev01-Msr001 | ESe | Ex | CZ15 | Any | WPSDGENRPH0001-1 | ExAnte2014 | IOU workpaper | 2014-06-30 | Cap-MBTUh |  |  | None | 0 | 0 | 0.76 | 0 | 0 | 0.76 | 0 | 0 | 0.76 | 0 | 0 | 0.76 | SDGE:35-OTI-OtherIndustrial-PROC_OTH | Annual | 0
SDG | WPSDGENRPH0001-Rev01-Msr001 | ESe | Ex | IOU | Any | WPSDGENRPH0001-1 | ExAnte2014 | IOU workpaper | 2014-06-30 | Cap-MBTUh |  |  | None | 0 | 0 | 0.85 | 0 | 0 | 0.85 | 0 | 0 | 0.85 | 0 | 0 | 0.85 | SDGE:35-OTI-OtherIndustrial-PROC_OTH | Annual | 0
SDG | WPSDGENRPH0001-Rev01-Msr001 | EUn | Ex | CZ06 | Any | WPSDGENRPH0001-1 | ExAnte2014 | IOU workpaper | 2014-06-30 | Cap-MBTUh |  |  | None | 0 | 0 | 0.87 | 0 | 0 | 0.87 | 0 | 0 | 0.87 | 0 | 0 | 0.87 | SDGE:35-OTI-OtherIndustrial-PROC_OTH | Annual | 0
SDG | WPSDGENRPH0001-Rev01-Msr001 | EUn | Ex | CZ07 | Any | WPSDGENRPH0001-1 | ExAnte2014 | IOU workpaper | 2014-06-30 | Cap-MBTUh |  |  | None | 0 | 0 | 0.86 | 0 | 0 | 0.86 | 0 | 0 | 0.86 | 0 | 0 | 0.86 | SDGE:35-OTI-OtherIndustrial-PROC_OTH | Annual | 0
SDG | WPSDGENRPH0001-Rev01-Msr001 | EUn | Ex | CZ08 | Any | WPSDGENRPH0001-1 | ExAnte2014 | IOU workpaper | 2014-06-30 | Cap-MBTUh |  |  | None | 0 | 0 | 0.85 | 0 | 0 | 0.85 | 0 | 0 | 0.85 | 0 | 0 | 0.85 | SDGE:35-OTI-OtherIndustrial-PROC_OTH | Annual | 0
SDG | WPSDGENRPH0001-Rev01-Msr001 | EUn | Ex | CZ10 | Any | WPSDGENRPH0001-1 | ExAnte2014 | IOU workpaper | 2014-06-30 | Cap-MBTUh |  |  | None | 0 | 0 | 0.85 | 0 | 0 | 0.85 | 0 | 0 | 0.85 | 0 | 0 | 0.85 | SDGE:35-OTI-OtherIndustrial-PROC_OTH | Annual | 0
SDG | WPSDGENRPH0001-Rev01-Msr001 | EUn | Ex | CZ14 | Any | WPSDGENRPH0001-1 | ExAnte2014 | IOU workpaper | 2014-06-30 | Cap-MBTUh |  |  | None | 0 | 0 | 0.86 | 0 | 0 | 0.86 | 0 | 0 | 0.86 | 0 | 0 | 0.86 | SDGE:35-OTI-OtherIndustrial-PROC_OTH | Annual | 0
SDG | WPSDGENRPH0001-Rev01-Msr001 | EUn | Ex | CZ15 | Any | WPSDGENRPH0001-1 | ExAnte2014 | IOU workpaper | 2014-06-30 | Cap-MBTUh |  |  | None | 0 | 0 | 0.76 | 0 | 0 | 0.76 | 0 | 0 | 0.76 | 0 | 0 | 0.76 | SDGE:35-OTI-OtherIndustrial-PROC_OTH | Annual | 0
SDG | WPSDGENRPH0001-Rev01-Msr001 | EUn | Ex | IOU | Any | WPSDGENRPH0001-1 | ExAnte2014 | IOU workpaper | 2014-06-30 | Cap-MBTUh |  |  | None | 0 | 0 | 0.85 | 0 | 0 | 0.85 | 0 | 0 | 0.85 | 0 | 0 | 0.85 | SDGE:35-OTI-OtherIndustrial-PROC_OTH | Annual | 0
SDG | WPSDGENRPH0001-Rev01-Msr001 | Gro | Ex | CZ06 | Any | WPSDGENRPH0001-1 | ExAnte2014 | IOU workpaper | 2014-06-30 | Cap-MBTUh |  |  | None | 0 | 0 | 0.87 | 0 | 0 | 0.87 | 0 | 0 | 0.87 | 0 | 0 | 0.87 | SDGE:35-OTI-OtherIndustrial-PROC_OTH | Annual | 0
SDG | WPSDGENRPH0001-Rev01-Msr001 | Gro | Ex | CZ07 | Any | WPSDGENRPH0001-1 | ExAnte2014 | IOU workpaper | 2014-06-30 | Cap-MBTUh |  |  | None | 0 | 0 | 0.86 | 0 | 0 | 0.86 | 0 | 0 | 0.86 | 0 | 0 | 0.86 | SDGE:35-OTI-OtherIndustrial-PROC_OTH | Annual | 0
SDG | WPSDGENRPH0001-Rev01-Msr001 | Gro | Ex | CZ08 | Any | WPSDGENRPH0001-1 | ExAnte2014 | IOU workpaper | 2014-06-30 | Cap-MBTUh |  |  | None | 0 | 0 | 0.85 | 0 | 0 | 0.85 | 0 | 0 | 0.85 | 0 | 0 | 0.85 | SDGE:35-OTI-OtherIndustrial-PROC_OTH | Annual | 0
SDG | WPSDGENRPH0001-Rev01-Msr001 | Gro | Ex | CZ10 | Any | WPSDGENRPH0001-1 | ExAnte2014 | IOU workpaper | 2014-06-30 | Cap-MBTUh |  |  | None | 0 | 0 | 0.85 | 0 | 0 | 0.85 | 0 | 0 | 0.85 | 0 | 0 | 0.85 | SDGE:35-OTI-OtherIndustrial-PROC_OTH | Annual | 0
SDG | WPSDGENRPH0001-Rev01-Msr001 | Gro | Ex | CZ14 | Any | WPSDGENRPH0001-1 | ExAnte2014 | IOU workpaper | 2014-06-30 | Cap-MBTUh |  |  | None | 0 | 0 | 0.86 | 0 | 0 | 0.86 | 0 | 0 | 0.86 | 0 | 0 | 0.86 | SDGE:35-OTI-OtherIndustrial-PROC_OTH | Annual | 0
SDG | WPSDGENRPH0001-Rev01-Msr001 | Gro | Ex | CZ15 | Any | WPSDGENRPH0001-1 | ExAnte2014 | IOU workpaper | 2014-06-30 | Cap-MBTUh |  |  | None | 0 | 0 | 0.76 | 0 | 0 | 0.76 | 0 | 0 | 0.76 | 0 | 0 | 0.76 | SDGE:35-OTI-OtherIndustrial-PROC_OTH | Annual | 0
SDG | WPSDGENRPH0001-Rev01-Msr001 | Gro | Ex | IOU | Any | WPSDGENRPH0001-1 | ExAnte2014 | IOU workpaper | 2014-06-30 | Cap-MBTUh |  |  | None | 0 | 0 | 0.85 | 0 | 0 | 0.85 | 0 | 0 | 0.85 | 0 | 0 | 0.85 | SDGE:35-OTI-OtherIndustrial-PROC_OTH | Annual | 0
SDG | WPSDGENRPH0001-Rev01-Msr001 | Gst | Ex | CZ06 | Any | WPSDGENRPH0001-1 | ExAnte2014 | IOU workpaper | 2014-06-30 | Cap-MBTUh |  |  | None | 0 | 0 | 0.87 | 0 | 0 | 0.87 | 0 | 0 | 0.87 | 0 | 0 | 0.87 | SDGE:35-OTI-OtherIndustrial-PROC_OTH | Annual | 0
SDG | WPSDGENRPH0001-Rev01-Msr001 | Gst | Ex | CZ07 | Any | WPSDGENRPH0001-1 | ExAnte2014 | IOU workpaper | 2014-06-30 | Cap-MBTUh |  |  | None | 0 | 0 | 0.86 | 0 | 0 | 0.86 | 0 | 0 | 0.86 | 0 | 0 | 0.86 | SDGE:35-OTI-OtherIndustrial-PROC_OTH | Annual | 0
SDG | WPSDGENRPH0001-Rev01-Msr001 | Gst | Ex | CZ08 | Any | WPSDGENRPH0001-1 | ExAnte2014 | IOU workpaper | 2014-06-30 | Cap-MBTUh |  |  | None | 0 | 0 | 0.85 | 0 | 0 | 0.85 | 0 | 0 | 0.85 | 0 | 0 | 0.85 | SDGE:35-OTI-OtherIndustrial-PROC_OTH | Annual | 0
SDG | WPSDGENRPH0001-Rev01-Msr001 | Gst | Ex | CZ10 | Any | WPSDGENRPH0001-1 | ExAnte2014 | IOU workpaper | 2014-06-30 | Cap-MBTUh |  |  | None | 0 | 0 | 0.85 | 0 | 0 | 0.85 | 0 | 0 | 0.85 | 0 | 0 | 0.85 | SDGE:35-OTI-OtherIndustrial-PROC_OTH | Annual | 0
SDG | WPSDGENRPH0001-Rev01-Msr001 | Gst | Ex | CZ14 | Any | WPSDGENRPH0001-1 | ExAnte2014 | IOU workpaper | 2014-06-30 | Cap-MBTUh |  |  | None | 0 | 0 | 0.86 | 0 | 0 | 0.86 | 0 | 0 | 0.86 | 0 | 0 | 0.86 | SDGE:35-OTI-OtherIndustrial-PROC_OTH | Annual | 0
SDG | WPSDGENRPH0001-Rev01-Msr001 | Gst | Ex | CZ15 | Any | WPSDGENRPH0001-1 | ExAnte2014 | IOU workpaper | 2014-06-30 | Cap-MBTUh |  |  | None | 0 | 0 | 0.76 | 0 | 0 | 0.76 | 0 | 0 | 0.76 | 0 | 0 | 0.76 | SDGE:35-OTI-OtherIndustrial-PROC_OTH | Annual | 0
SDG | WPSDGENRPH0001-Rev01-Msr001 | Gst | Ex | IOU | Any | WPSDGENRPH0001-1 | ExAnte2014 | IOU workpaper | 2014-06-30 | Cap-MBTUh |  |  | None | 0 | 0 | 0.85 | 0 | 0 | 0.85 | 0 | 0 | 0.85 | 0 | 0 | 0.85 | SDGE:35-OTI-OtherIndustrial-PROC_OTH | Annual | 0
SDG | WPSDGENRPH0001-Rev01-Msr001 | Hsp | Ex | CZ06 | Any | WPSDGENRPH0001-1 | ExAnte2014 | IOU workpaper | 2014-06-30 | Cap-MBTUh |  |  | None | 0 | 0 | 0.87 | 0 | 0 | 0.87 | 0 | 0 | 0.87 | 0 | 0 | 0.87 | SDGE:35-OTI-OtherIndustrial-PROC_OTH | Annual | 0
SDG | WPSDGENRPH0001-Rev01-Msr001 | Hsp | Ex | CZ07 | Any | WPSDGENRPH0001-1 | ExAnte2014 | IOU workpaper | 2014-06-30 | Cap-MBTUh |  |  | None | 0 | 0 | 0.86 | 0 | 0 | 0.86 | 0 | 0 | 0.86 | 0 | 0 | 0.86 | SDGE:35-OTI-OtherIndustrial-PROC_OTH | Annual | 0
SDG | WPSDGENRPH0001-Rev01-Msr001 | Hsp | Ex | CZ08 | Any | WPSDGENRPH0001-1 | ExAnte2014 | IOU workpaper | 2014-06-30 | Cap-MBTUh |  |  | None | 0 | 0 | 0.85 | 0 | 0 | 0.85 | 0 | 0 | 0.85 | 0 | 0 | 0.85 | SDGE:35-OTI-OtherIndustrial-PROC_OTH | Annual | 0
SDG | WPSDGENRPH0001-Rev01-Msr001 | Hsp | Ex | CZ10 | Any | WPSDGENRPH0001-1 | ExAnte2014 | IOU workpaper | 2014-06-30 | Cap-MBTUh |  |  | None | 0 | 0 | 0.85 | 0 | 0 | 0.85 | 0 | 0 | 0.85 | 0 | 0 | 0.85 | SDGE:35-OTI-OtherIndustrial-PROC_OTH | Annual | 0
SDG | WPSDGENRPH0001-Rev01-Msr001 | Hsp | Ex | CZ14 | Any | WPSDGENRPH0001-1 | ExAnte2014 | IOU workpaper | 2014-06-30 | Cap-MBTUh |  |  | None | 0 | 0 | 0.86 | 0 | 0 | 0.86 | 0 | 0 | 0.86 | 0 | 0 | 0.86 | SDGE:35-OTI-OtherIndustrial-PROC_OTH | Annual | 0
SDG | WPSDGENRPH0001-Rev01-Msr001 | Hsp | Ex | CZ15 | Any | WPSDGENRPH0001-1 | ExAnte2014 | IOU workpaper | 2014-06-30 | Cap-MBTUh |  |  | None | 0 | 0 | 0.76 | 0 | 0 | 0.76 | 0 | 0 | 0.76 | 0 | 0 | 0.76 | SDGE:35-OTI-OtherIndustrial-PROC_OTH | Annual | 0
SDG | WPSDGENRPH0001-Rev01-Msr001 | Hsp | Ex | IOU | Any | WPSDGENRPH0001-1 | ExAnte2014 | IOU workpaper | 2014-06-30 | Cap-MBTUh |  |  | None | 0 | 0 | 0.85 | 0 | 0 | 0.85 | 0 | 0 | 0.85 | 0 | 0 | 0.85 | SDGE:35-OTI-OtherIndustrial-PROC_OTH | Annual | 0
SDG | WPSDGENRPH0001-Rev01-Msr001 | Htl | Ex | CZ06 | Any | WPSDGENRPH0001-1 | ExAnte2014 | IOU workpaper | 2014-06-30 | Cap-MBTUh |  |  | None | 0 | 0 | 0.87 | 0 | 0 | 0.87 | 0 | 0 | 0.87 | 0 | 0 | 0.87 | SDGE:35-OTI-OtherIndustrial-PROC_OTH | Annual | 0
SDG | WPSDGENRPH0001-Rev01-Msr001 | Htl | Ex | CZ07 | Any | WPSDGENRPH0001-1 | ExAnte2014 | IOU workpaper | 2014-06-30 | Cap-MBTUh |  |  | None | 0 | 0 | 0.86 | 0 | 0 | 0.86 | 0 | 0 | 0.86 | 0 | 0 | 0.86 | SDGE:35-OTI-OtherIndustrial-PROC_OTH | Annual | 0
SDG | WPSDGENRPH0001-Rev01-Msr001 | Htl | Ex | CZ08 | Any | WPSDGENRPH0001-1 | ExAnte2014 | IOU workpaper | 2014-06-30 | Cap-MBTUh |  |  | None | 0 | 0 | 0.85 | 0 | 0 | 0.85 | 0 | 0 | 0.85 | 0 | 0 | 0.85 | SDGE:35-OTI-OtherIndustrial-PROC_OTH | Annual | 0
SDG | WPSDGENRPH0001-Rev01-Msr001 | Htl | Ex | CZ10 | Any | WPSDGENRPH0001-1 | ExAnte2014 | IOU workpaper | 2014-06-30 | Cap-MBTUh |  |  | None | 0 | 0 | 0.85 | 0 | 0 | 0.85 | 0 | 0 | 0.85 | 0 | 0 | 0.85 | SDGE:35-OTI-OtherIndustrial-PROC_OTH | Annual | 0
SDG | WPSDGENRPH0001-Rev01-Msr001 | Htl | Ex | CZ14 | Any | WPSDGENRPH0001-1 | ExAnte2014 | IOU workpaper | 2014-06-30 | Cap-MBTUh |  |  | None | 0 | 0 | 0.86 | 0 | 0 | 0.86 | 0 | 0 | 0.86 | 0 | 0 | 0.86 | SDGE:35-OTI-OtherIndustrial-PROC_OTH | Annual | 0
SDG | WPSDGENRPH0001-Rev01-Msr001 | Htl | Ex | CZ15 | Any | WPSDGENRPH0001-1 | ExAnte2014 | IOU workpaper | 2014-06-30 | Cap-MBTUh |  |  | None | 0 | 0 | 0.76 | 0 | 0 | 0.76 | 0 | 0 | 0.76 | 0 | 0 | 0.76 | SDGE:35-OTI-OtherIndustrial-PROC_OTH | Annual | 0
SDG | WPSDGENRPH0001-Rev01-Msr001 | Htl | Ex | IOU | Any | WPSDGENRPH0001-1 | ExAnte2014 | IOU workpaper | 2014-06-30 | Cap-MBTUh |  |  | None | 0 | 0 | 0.85 | 0 | 0 | 0.85 | 0 | 0 | 0.85 | 0 | 0 | 0.85 | SDGE:35-OTI-OtherIndustrial-PROC_OTH | Annual | 0
SDG | WPSDGENRPH0001-Rev01-Msr001 | MBT | Ex | CZ06 | Any | WPSDGENRPH0001-1 | ExAnte2014 | IOU workpaper | 2014-06-30 | Cap-MBTUh |  |  | None | 0 | 0 | 0.87 | 0 | 0 | 0.87 | 0 | 0 | 0.87 | 0 | 0 | 0.87 | SDGE:35-OTI-OtherIndustrial-PROC_OTH | Annual | 0
SDG | WPSDGENRPH0001-Rev01-Msr001 | MBT | Ex | CZ07 | Any | WPSDGENRPH0001-1 | ExAnte2014 | IOU workpaper | 2014-06-30 | Cap-MBTUh |  |  | None | 0 | 0 | 0.86 | 0 | 0 | 0.86 | 0 | 0 | 0.86 | 0 | 0 | 0.86 | SDGE:35-OTI-OtherIndustrial-PROC_OTH | Annual | 0
SDG | WPSDGENRPH0001-Rev01-Msr001 | MBT | Ex | CZ08 | Any | WPSDGENRPH0001-1 | ExAnte2014 | IOU workpaper | 2014-06-30 | Cap-MBTUh |  |  | None | 0 | 0 | 0.85 | 0 | 0 | 0.85 | 0 | 0 | 0.85 | 0 | 0 | 0.85 | SDGE:35-OTI-OtherIndustrial-PROC_OTH | Annual | 0
SDG | WPSDGENRPH0001-Rev01-Msr001 | MBT | Ex | CZ10 | Any | WPSDGENRPH0001-1 | ExAnte2014 | IOU workpaper | 2014-06-30 | Cap-MBTUh |  |  | None | 0 | 0 | 0.85 | 0 | 0 | 0.85 | 0 | 0 | 0.85 | 0 | 0 | 0.85 | SDGE:35-OTI-OtherIndustrial-PROC_OTH | Annual | 0
SDG | WPSDGENRPH0001-Rev01-Msr001 | MBT | Ex | CZ14 | Any | WPSDGENRPH0001-1 | ExAnte2014 | IOU workpaper | 2014-06-30 | Cap-MBTUh |  |  | None | 0 | 0 | 0.86 | 0 | 0 | 0.86 | 0 | 0 | 0.86 | 0 | 0 | 0.86 | SDGE:35-OTI-OtherIndustrial-PROC_OTH | Annual | 0
SDG | WPSDGENRPH0001-Rev01-Msr001 | MBT | Ex | CZ15 | Any | WPSDGENRPH0001-1 | ExAnte2014 | IOU workpaper | 2014-06-30 | Cap-MBTUh |  |  | None | 0 | 0 | 0.76 | 0 | 0 | 0.76 | 0 | 0 | 0.76 | 0 | 0 | 0.76 | SDGE:35-OTI-OtherIndustrial-PROC_OTH | Annual | 0
SDG | WPSDGENRPH0001-Rev01-Msr001 | MBT | Ex | IOU | Any | WPSDGENRPH0001-1 | ExAnte2014 | IOU workpaper | 2014-06-30 | Cap-MBTUh |  |  | None | 0 | 0 | 0.85 | 0 | 0 | 0.85 | 0 | 0 | 0.85 | 0 | 0 | 0.85 | SDGE:35-OTI-OtherIndustrial-PROC_OTH | Annual | 0
SDG | WPSDGENRPH0001-Rev01-Msr001 | MLI | Ex | CZ06 | Any | WPSDGENRPH0001-1 | ExAnte2014 | IOU workpaper | 2014-06-30 | Cap-MBTUh |  |  | None | 0 | 0 | 0.87 | 0 | 0 | 0.87 | 0 | 0 | 0.87 | 0 | 0 | 0.87 | SDGE:35-OTI-OtherIndustrial-PROC_OTH | Annual | 0
SDG | WPSDGENRPH0001-Rev01-Msr001 | MLI | Ex | CZ07 | Any | WPSDGENRPH0001-1 | ExAnte2014 | IOU workpaper | 2014-06-30 | Cap-MBTUh |  |  | None | 0 | 0 | 0.86 | 0 | 0 | 0.86 | 0 | 0 | 0.86 | 0 | 0 | 0.86 | SDGE:35-OTI-OtherIndustrial-PROC_OTH | Annual | 0
SDG | WPSDGENRPH0001-Rev01-Msr001 | MLI | Ex | CZ08 | Any | WPSDGENRPH0001-1 | ExAnte2014 | IOU workpaper | 2014-06-30 | Cap-MBTUh |  |  | None | 0 | 0 | 0.85 | 0 | 0 | 0.85 | 0 | 0 | 0.85 | 0 | 0 | 0.85 | SDGE:35-OTI-OtherIndustrial-PROC_OTH | Annual | 0
SDG | WPSDGENRPH0001-Rev01-Msr001 | MLI | Ex | CZ10 | Any | WPSDGENRPH0001-1 | ExAnte2014 | IOU workpaper | 2014-06-30 | Cap-MBTUh |  |  | None | 0 | 0 | 0.85 | 0 | 0 | 0.85 | 0 | 0 | 0.85 | 0 | 0 | 0.85 | SDGE:35-OTI-OtherIndustrial-PROC_OTH | Annual | 0
SDG | WPSDGENRPH0001-Rev01-Msr001 | MLI | Ex | CZ14 | Any | WPSDGENRPH0001-1 | ExAnte2014 | IOU workpaper | 2014-06-30 | Cap-MBTUh |  |  | None | 0 | 0 | 0.86 | 0 | 0 | 0.86 | 0 | 0 | 0.86 | 0 | 0 | 0.86 | SDGE:35-OTI-OtherIndustrial-PROC_OTH | Annual | 0
SDG | WPSDGENRPH0001-Rev01-Msr001 | MLI | Ex | CZ15 | Any | WPSDGENRPH0001-1 | ExAnte2014 | IOU workpaper | 2014-06-30 | Cap-MBTUh |  |  | None | 0 | 0 | 0.76 | 0 | 0 | 0.76 | 0 | 0 | 0.76 | 0 | 0 | 0.76 | SDGE:35-OTI-OtherIndustrial-PROC_OTH | Annual | 0
SDG | WPSDGENRPH0001-Rev01-Msr001 | MLI | Ex | IOU | Any | WPSDGENRPH0001-1 | ExAnte2014 | IOU workpaper | 2014-06-30 | Cap-MBTUh |  |  | None | 0 | 0 | 0.85 | 0 | 0 | 0.85 | 0 | 0 | 0.85 | 0 | 0 | 0.85 | SDGE:35-OTI-OtherIndustrial-PROC_OTH | Annual | 0
SDG | WPSDGENRPH0001-Rev01-Msr001 | Mtl | Ex | CZ06 | Any | WPSDGENRPH0001-1 | ExAnte2014 | IOU workpaper | 2014-06-30 | Cap-MBTUh |  |  | None | 0 | 0 | 0.87 | 0 | 0 | 0.87 | 0 | 0 | 0.87 | 0 | 0 | 0.87 | SDGE:35-OTI-OtherIndustrial-PROC_OTH | Annual | 0
SDG | WPSDGENRPH0001-Rev01-Msr001 | Mtl | Ex | CZ07 | Any | WPSDGENRPH0001-1 | ExAnte2014 | IOU workpaper | 2014-06-30 | Cap-MBTUh |  |  | None | 0 | 0 | 0.86 | 0 | 0 | 0.86 | 0 | 0 | 0.86 | 0 | 0 | 0.86 | SDGE:35-OTI-OtherIndustrial-PROC_OTH | Annual | 0
SDG | WPSDGENRPH0001-Rev01-Msr001 | Mtl | Ex | CZ08 | Any | WPSDGENRPH0001-1 | ExAnte2014 | IOU workpaper | 2014-06-30 | Cap-MBTUh |  |  | None | 0 | 0 | 0.85 | 0 | 0 | 0.85 | 0 | 0 | 0.85 | 0 | 0 | 0.85 | SDGE:35-OTI-OtherIndustrial-PROC_OTH | Annual | 0
SDG | WPSDGENRPH0001-Rev01-Msr001 | Mtl | Ex | CZ10 | Any | WPSDGENRPH0001-1 | ExAnte2014 | IOU workpaper | 2014-06-30 | Cap-MBTUh |  |  | None | 0 | 0 | 0.85 | 0 | 0 | 0.85 | 0 | 0 | 0.85 | 0 | 0 | 0.85 | SDGE:35-OTI-OtherIndustrial-PROC_OTH | Annual | 0
SDG | WPSDGENRPH0001-Rev01-Msr001 | Mtl | Ex | CZ14 | Any | WPSDGENRPH0001-1 | ExAnte2014 | IOU workpaper | 2014-06-30 | Cap-MBTUh |  |  | None | 0 | 0 | 0.86 | 0 | 0 | 0.86 | 0 | 0 | 0.86 | 0 | 0 | 0.86 | SDGE:35-OTI-OtherIndustrial-PROC_OTH | Annual | 0
SDG | WPSDGENRPH0001-Rev01-Msr001 | Mtl | Ex | CZ15 | Any | WPSDGENRPH0001-1 | ExAnte2014 | IOU workpaper | 2014-06-30 | Cap-MBTUh |  |  | None | 0 | 0 | 0.76 | 0 | 0 | 0.76 | 0 | 0 | 0.76 | 0 | 0 | 0.76 | SDGE:35-OTI-OtherIndustrial-PROC_OTH | Annual | 0
SDG | WPSDGENRPH0001-Rev01-Msr001 | Mtl | Ex | IOU | Any | WPSDGENRPH0001-1 | ExAnte2014 | IOU workpaper | 2014-06-30 | Cap-MBTUh |  |  | None | 0 | 0 | 0.85 | 0 | 0 | 0.85 | 0 | 0 | 0.85 | 0 | 0 | 0.85 | SDGE:35-OTI-OtherIndustrial-PROC_OTH | Annual | 0
SDG | WPSDGENRPH0001-Rev01-Msr001 | Nrs | Ex | CZ06 | Any | WPSDGENRPH0001-1 | ExAnte2014 | IOU workpaper | 2014-06-30 | Cap-MBTUh |  |  | None | 0 | 0 | 0.87 | 0 | 0 | 0.87 | 0 | 0 | 0.87 | 0 | 0 | 0.87 | SDGE:35-OTI-OtherIndustrial-PROC_OTH | Annual | 0
SDG | WPSDGENRPH0001-Rev01-Msr001 | Nrs | Ex | CZ07 | Any | WPSDGENRPH0001-1 | ExAnte2014 | IOU workpaper | 2014-06-30 | Cap-MBTUh |  |  | None | 0 | 0 | 0.86 | 0 | 0 | 0.86 | 0 | 0 | 0.86 | 0 | 0 | 0.86 | SDGE:35-OTI-OtherIndustrial-PROC_OTH | Annual | 0
SDG | WPSDGENRPH0001-Rev01-Msr001 | Nrs | Ex | CZ08 | Any | WPSDGENRPH0001-1 | ExAnte2014 | IOU workpaper | 2014-06-30 | Cap-MBTUh |  |  | None | 0 | 0 | 0.85 | 0 | 0 | 0.85 | 0 | 0 | 0.85 | 0 | 0 | 0.85 | SDGE:35-OTI-OtherIndustrial-PROC_OTH | Annual | 0
SDG | WPSDGENRPH0001-Rev01-Msr001 | Nrs | Ex | CZ10 | Any | WPSDGENRPH0001-1 | ExAnte2014 | IOU workpaper | 2014-06-30 | Cap-MBTUh |  |  | None | 0 | 0 | 0.85 | 0 | 0 | 0.85 | 0 | 0 | 0.85 | 0 | 0 | 0.85 | SDGE:35-OTI-OtherIndustrial-PROC_OTH | Annual | 0
SDG | WPSDGENRPH0001-Rev01-Msr001 | Nrs | Ex | CZ14 | Any | WPSDGENRPH0001-1 | ExAnte2014 | IOU workpaper | 2014-06-30 | Cap-MBTUh |  |  | None | 0 | 0 | 0.86 | 0 | 0 | 0.86 | 0 | 0 | 0.86 | 0 | 0 | 0.86 | SDGE:35-OTI-OtherIndustrial-PROC_OTH | Annual | 0
SDG | WPSDGENRPH0001-Rev01-Msr001 | Nrs | Ex | CZ15 | Any | WPSDGENRPH0001-1 | ExAnte2014 | IOU workpaper | 2014-06-30 | Cap-MBTUh |  |  | None | 0 | 0 | 0.76 | 0 | 0 | 0.76 | 0 | 0 | 0.76 | 0 | 0 | 0.76 | SDGE:35-OTI-OtherIndustrial-PROC_OTH | Annual | 0
SDG | WPSDGENRPH0001-Rev01-Msr001 | Nrs | Ex | IOU | Any | WPSDGENRPH0001-1 | ExAnte2014 | IOU workpaper | 2014-06-30 | Cap-MBTUh |  |  | None | 0 | 0 | 0.85 | 0 | 0 | 0.85 | 0 | 0 | 0.85 | 0 | 0 | 0.85 | SDGE:35-OTI-OtherIndustrial-PROC_OTH | Annual | 0
SDG | WPSDGENRPH0001-Rev01-Msr001 | OfL | Ex | CZ06 | Any | WPSDGENRPH0001-1 | ExAnte2014 | IOU workpaper | 2014-06-30 | Cap-MBTUh |  |  | None | 0 | 0 | 0.87 | 0 | 0 | 0.87 | 0 | 0 | 0.87 | 0 | 0 | 0.87 | SDGE:35-OTI-OtherIndustrial-PROC_OTH | Annual | 0
SDG | WPSDGENRPH0001-Rev01-Msr001 | OfL | Ex | CZ07 | Any | WPSDGENRPH0001-1 | ExAnte2014 | IOU workpaper | 2014-06-30 | Cap-MBTUh |  |  | None | 0 | 0 | 0.86 | 0 | 0 | 0.86 | 0 | 0 | 0.86 | 0 | 0 | 0.86 | SDGE:35-OTI-OtherIndustrial-PROC_OTH | Annual | 0
SDG | WPSDGENRPH0001-Rev01-Msr001 | OfL | Ex | CZ08 | Any | WPSDGENRPH0001-1 | ExAnte2014 | IOU workpaper | 2014-06-30 | Cap-MBTUh |  |  | None | 0 | 0 | 0.85 | 0 | 0 | 0.85 | 0 | 0 | 0.85 | 0 | 0 | 0.85 | SDGE:35-OTI-OtherIndustrial-PROC_OTH | Annual | 0
SDG | WPSDGENRPH0001-Rev01-Msr001 | OfL | Ex | CZ10 | Any | WPSDGENRPH0001-1 | ExAnte2014 | IOU workpaper | 2014-06-30 | Cap-MBTUh |  |  | None | 0 | 0 | 0.85 | 0 | 0 | 0.85 | 0 | 0 | 0.85 | 0 | 0 | 0.85 | SDGE:35-OTI-OtherIndustrial-PROC_OTH | Annual | 0
SDG | WPSDGENRPH0001-Rev01-Msr001 | OfL | Ex | CZ14 | Any | WPSDGENRPH0001-1 | ExAnte2014 | IOU workpaper | 2014-06-30 | Cap-MBTUh |  |  | None | 0 | 0 | 0.86 | 0 | 0 | 0.86 | 0 | 0 | 0.86 | 0 | 0 | 0.86 | SDGE:35-OTI-OtherIndustrial-PROC_OTH | Annual | 0
SDG | WPSDGENRPH0001-Rev01-Msr001 | OfL | Ex | CZ15 | Any | WPSDGENRPH0001-1 | ExAnte2014 | IOU workpaper | 2014-06-30 | Cap-MBTUh |  |  | None | 0 | 0 | 0.76 | 0 | 0 | 0.76 | 0 | 0 | 0.76 | 0 | 0 | 0.76 | SDGE:35-OTI-OtherIndustrial-PROC_OTH | Annual | 0
SDG | WPSDGENRPH0001-Rev01-Msr001 | OfL | Ex | IOU | Any | WPSDGENRPH0001-1 | ExAnte2014 | IOU workpaper | 2014-06-30 | Cap-MBTUh |  |  | None | 0 | 0 | 0.85 | 0 | 0 | 0.85 | 0 | 0 | 0.85 | 0 | 0 | 0.85 | SDGE:35-OTI-OtherIndustrial-PROC_OTH | Annual | 0
SDG | WPSDGENRPH0001-Rev01-Msr001 | OfS | Ex | CZ06 | Any | WPSDGENRPH0001-1 | ExAnte2014 | IOU workpaper | 2014-06-30 | Cap-MBTUh |  |  | None | 0 | 0 | 0.87 | 0 | 0 | 0.87 | 0 | 0 | 0.87 | 0 | 0 | 0.87 | SDGE:35-OTI-OtherIndustrial-PROC_OTH | Annual | 0
SDG | WPSDGENRPH0001-Rev01-Msr001 | OfS | Ex | CZ07 | Any | WPSDGENRPH0001-1 | ExAnte2014 | IOU workpaper | 2014-06-30 | Cap-MBTUh |  |  | None | 0 | 0 | 0.86 | 0 | 0 | 0.86 | 0 | 0 | 0.86 | 0 | 0 | 0.86 | SDGE:35-OTI-OtherIndustrial-PROC_OTH | Annual | 0
SDG | WPSDGENRPH0001-Rev01-Msr001 | OfS | Ex | CZ08 | Any | WPSDGENRPH0001-1 | ExAnte2014 | IOU workpaper | 2014-06-30 | Cap-MBTUh |  |  | None | 0 | 0 | 0.85 | 0 | 0 | 0.85 | 0 | 0 | 0.85 | 0 | 0 | 0.85 | SDGE:35-OTI-OtherIndustrial-PROC_OTH | Annual | 0
SDG | WPSDGENRPH0001-Rev01-Msr001 | OfS | Ex | CZ10 | Any | WPSDGENRPH0001-1 | ExAnte2014 | IOU workpaper | 2014-06-30 | Cap-MBTUh |  |  | None | 0 | 0 | 0.85 | 0 | 0 | 0.85 | 0 | 0 | 0.85 | 0 | 0 | 0.85 | SDGE:35-OTI-OtherIndustrial-PROC_OTH | Annual | 0
SDG | WPSDGENRPH0001-Rev01-Msr001 | OfS | Ex | CZ14 | Any | WPSDGENRPH0001-1 | ExAnte2014 | IOU workpaper | 2014-06-30 | Cap-MBTUh |  |  | None | 0 | 0 | 0.86 | 0 | 0 | 0.86 | 0 | 0 | 0.86 | 0 | 0 | 0.86 | SDGE:35-OTI-OtherIndustrial-PROC_OTH | Annual | 0
SDG | WPSDGENRPH0001-Rev01-Msr001 | OfS | Ex | CZ15 | Any | WPSDGENRPH0001-1 | ExAnte2014 | IOU workpaper | 2014-06-30 | Cap-MBTUh |  |  | None | 0 | 0 | 0.76 | 0 | 0 | 0.76 | 0 | 0 | 0.76 | 0 | 0 | 0.76 | SDGE:35-OTI-OtherIndustrial-PROC_OTH | Annual | 0
SDG | WPSDGENRPH0001-Rev01-Msr001 | OfS | Ex | IOU | Any | WPSDGENRPH0001-1 | ExAnte2014 | IOU workpaper | 2014-06-30 | Cap-MBTUh |  |  | None | 0 | 0 | 0.85 | 0 | 0 | 0.85 | 0 | 0 | 0.85 | 0 | 0 | 0.85 | SDGE:35-OTI-OtherIndustrial-PROC_OTH | Annual | 0
SDG | WPSDGENRPH0001-Rev01-Msr001 | RFF | Ex | CZ06 | Any | WPSDGENRPH0001-1 | ExAnte2014 | IOU workpaper | 2014-06-30 | Cap-MBTUh |  |  | None | 0 | 0 | 0.87 | 0 | 0 | 0.87 | 0 | 0 | 0.87 | 0 | 0 | 0.87 | SDGE:35-OTI-OtherIndustrial-PROC_OTH | Annual | 0
SDG | WPSDGENRPH0001-Rev01-Msr001 | RFF | Ex | CZ07 | Any | WPSDGENRPH0001-1 | ExAnte2014 | IOU workpaper | 2014-06-30 | Cap-MBTUh |  |  | None | 0 | 0 | 0.86 | 0 | 0 | 0.86 | 0 | 0 | 0.86 | 0 | 0 | 0.86 | SDGE:35-OTI-OtherIndustrial-PROC_OTH | Annual | 0
SDG | WPSDGENRPH0001-Rev01-Msr001 | RFF | Ex | CZ08 | Any | WPSDGENRPH0001-1 | ExAnte2014 | IOU workpaper | 2014-06-30 | Cap-MBTUh |  |  | None | 0 | 0 | 0.85 | 0 | 0 | 0.85 | 0 | 0 | 0.85 | 0 | 0 | 0.85 | SDGE:35-OTI-OtherIndustrial-PROC_OTH | Annual | 0
SDG | WPSDGENRPH0001-Rev01-Msr001 | RFF | Ex | CZ10 | Any | WPSDGENRPH0001-1 | ExAnte2014 | IOU workpaper | 2014-06-30 | Cap-MBTUh |  |  | None | 0 | 0 | 0.85 | 0 | 0 | 0.85 | 0 | 0 | 0.85 | 0 | 0 | 0.85 | SDGE:35-OTI-OtherIndustrial-PROC_OTH | Annual | 0
SDG | WPSDGENRPH0001-Rev01-Msr001 | RFF | Ex | CZ14 | Any | WPSDGENRPH0001-1 | ExAnte2014 | IOU workpaper | 2014-06-30 | Cap-MBTUh |  |  | None | 0 | 0 | 0.86 | 0 | 0 | 0.86 | 0 | 0 | 0.86 | 0 | 0 | 0.86 | SDGE:35-OTI-OtherIndustrial-PROC_OTH | Annual | 0
SDG | WPSDGENRPH0001-Rev01-Msr001 | RFF | Ex | CZ15 | Any | WPSDGENRPH0001-1 | ExAnte2014 | IOU workpaper | 2014-06-30 | Cap-MBTUh |  |  | None | 0 | 0 | 0.76 | 0 | 0 | 0.76 | 0 | 0 | 0.76 | 0 | 0 | 0.76 | SDGE:35-OTI-OtherIndustrial-PROC_OTH | Annual | 0
SDG | WPSDGENRPH0001-Rev01-Msr001 | RFF | Ex | IOU | Any | WPSDGENRPH0001-1 | ExAnte2014 | IOU workpaper | 2014-06-30 | Cap-MBTUh |  |  | None | 0 | 0 | 0.85 | 0 | 0 | 0.85 | 0 | 0 | 0.85 | 0 | 0 | 0.85 | SDGE:35-OTI-OtherIndustrial-PROC_OTH | Annual | 0
SDG | WPSDGENRPH0001-Rev01-Msr001 | RSD | Ex | CZ06 | Any | WPSDGENRPH0001-1 | ExAnte2014 | IOU workpaper | 2014-06-30 | Cap-MBTUh |  |  | None | 0 | 0 | 0.87 | 0 | 0 | 0.87 | 0 | 0 | 0.87 | 0 | 0 | 0.87 | SDGE:35-OTI-OtherIndustrial-PROC_OTH | Annual | 0
SDG | WPSDGENRPH0001-Rev01-Msr001 | RSD | Ex | CZ07 | Any | WPSDGENRPH0001-1 | ExAnte2014 | IOU workpaper | 2014-06-30 | Cap-MBTUh |  |  | None | 0 | 0 | 0.86 | 0 | 0 | 0.86 | 0 | 0 | 0.86 | 0 | 0 | 0.86 | SDGE:35-OTI-OtherIndustrial-PROC_OTH | Annual | 0
SDG | WPSDGENRPH0001-Rev01-Msr001 | RSD | Ex | CZ08 | Any | WPSDGENRPH0001-1 | ExAnte2014 | IOU workpaper | 2014-06-30 | Cap-MBTUh |  |  | None | 0 | 0 | 0.85 | 0 | 0 | 0.85 | 0 | 0 | 0.85 | 0 | 0 | 0.85 | SDGE:35-OTI-OtherIndustrial-PROC_OTH | Annual | 0
SDG | WPSDGENRPH0001-Rev01-Msr001 | RSD | Ex | CZ10 | Any | WPSDGENRPH0001-1 | ExAnte2014 | IOU workpaper | 2014-06-30 | Cap-MBTUh |  |  | None | 0 | 0 | 0.85 | 0 | 0 | 0.85 | 0 | 0 | 0.85 | 0 | 0 | 0.85 | SDGE:35-OTI-OtherIndustrial-PROC_OTH | Annual | 0
SDG | WPSDGENRPH0001-Rev01-Msr001 | RSD | Ex | CZ14 | Any | WPSDGENRPH0001-1 | ExAnte2014 | IOU workpaper | 2014-06-30 | Cap-MBTUh |  |  | None | 0 | 0 | 0.86 | 0 | 0 | 0.86 | 0 | 0 | 0.86 | 0 | 0 | 0.86 | SDGE:35-OTI-OtherIndustrial-PROC_OTH | Annual | 0
SDG | WPSDGENRPH0001-Rev01-Msr001 | RSD | Ex | CZ15 | Any | WPSDGENRPH0001-1 | ExAnte2014 | IOU workpaper | 2014-06-30 | Cap-MBTUh |  |  | None | 0 | 0 | 0.76 | 0 | 0 | 0.76 | 0 | 0 | 0.76 | 0 | 0 | 0.76 | SDGE:35-OTI-OtherIndustrial-PROC_OTH | Annual | 0
SDG | WPSDGENRPH0001-Rev01-Msr001 | RSD | Ex | IOU | Any | WPSDGENRPH0001-1 | ExAnte2014 | IOU workpaper | 2014-06-30 | Cap-MBTUh |  |  | None | 0 | 0 | 0.85 | 0 | 0 | 0.85 | 0 | 0 | 0.85 | 0 | 0 | 0.85 | SDGE:35-OTI-OtherIndustrial-PROC_OTH | Annual | 0
SDG | WPSDGENRPH0001-Rev01-Msr001 | Rt3 | Ex | CZ06 | Any | WPSDGENRPH0001-1 | ExAnte2014 | IOU workpaper | 2014-06-30 | Cap-MBTUh |  |  | None | 0 | 0 | 0.87 | 0 | 0 | 0.87 | 0 | 0 | 0.87 | 0 | 0 | 0.87 | SDGE:35-OTI-OtherIndustrial-PROC_OTH | Annual | 0
SDG | WPSDGENRPH0001-Rev01-Msr001 | Rt3 | Ex | CZ07 | Any | WPSDGENRPH0001-1 | ExAnte2014 | IOU workpaper | 2014-06-30 | Cap-MBTUh |  |  | None | 0 | 0 | 0.86 | 0 | 0 | 0.86 | 0 | 0 | 0.86 | 0 | 0 | 0.86 | SDGE:35-OTI-OtherIndustrial-PROC_OTH | Annual | 0
SDG | WPSDGENRPH0001-Rev01-Msr001 | Rt3 | Ex | CZ08 | Any | WPSDGENRPH0001-1 | ExAnte2014 | IOU workpaper | 2014-06-30 | Cap-MBTUh |  |  | None | 0 | 0 | 0.85 | 0 | 0 | 0.85 | 0 | 0 | 0.85 | 0 | 0 | 0.85 | SDGE:35-OTI-OtherIndustrial-PROC_OTH | Annual | 0
SDG | WPSDGENRPH0001-Rev01-Msr001 | Rt3 | Ex | CZ10 | Any | WPSDGENRPH0001-1 | ExAnte2014 | IOU workpaper | 2014-06-30 | Cap-MBTUh |  |  | None | 0 | 0 | 0.85 | 0 | 0 | 0.85 | 0 | 0 | 0.85 | 0 | 0 | 0.85 | SDGE:35-OTI-OtherIndustrial-PROC_OTH | Annual | 0
SDG | WPSDGENRPH0001-Rev01-Msr001 | Rt3 | Ex | CZ14 | Any | WPSDGENRPH0001-1 | ExAnte2014 | IOU workpaper | 2014-06-30 | Cap-MBTUh |  |  | None | 0 | 0 | 0.86 | 0 | 0 | 0.86 | 0 | 0 | 0.86 | 0 | 0 | 0.86 | SDGE:35-OTI-OtherIndustrial-PROC_OTH | Annual | 0
SDG | WPSDGENRPH0001-Rev01-Msr001 | Rt3 | Ex | CZ15 | Any | WPSDGENRPH0001-1 | ExAnte2014 | IOU workpaper | 2014-06-30 | Cap-MBTUh |  |  | None | 0 | 0 | 0.76 | 0 | 0 | 0.76 | 0 | 0 | 0.76 | 0 | 0 | 0.76 | SDGE:35-OTI-OtherIndustrial-PROC_OTH | Annual | 0
SDG | WPSDGENRPH0001-Rev01-Msr001 | Rt3 | Ex | IOU | Any | WPSDGENRPH0001-1 | ExAnte2014 | IOU workpaper | 2014-06-30 | Cap-MBTUh |  |  | None | 0 | 0 | 0.85 | 0 | 0 | 0.85 | 0 | 0 | 0.85 | 0 | 0 | 0.85 | SDGE:35-OTI-OtherIndustrial-PROC_OTH | Annual | 0
SDG | WPSDGENRPH0001-Rev01-Msr001 | RtL | Ex | CZ06 | Any | WPSDGENRPH0001-1 | ExAnte2014 | IOU workpaper | 2014-06-30 | Cap-MBTUh |  |  | None | 0 | 0 | 0.87 | 0 | 0 | 0.87 | 0 | 0 | 0.87 | 0 | 0 | 0.87 | SDGE:35-OTI-OtherIndustrial-PROC_OTH | Annual | 0
SDG | WPSDGENRPH0001-Rev01-Msr001 | RtL | Ex | CZ07 | Any | WPSDGENRPH0001-1 | ExAnte2014 | IOU workpaper | 2014-06-30 | Cap-MBTUh |  |  | None | 0 | 0 | 0.86 | 0 | 0 | 0.86 | 0 | 0 | 0.86 | 0 | 0 | 0.86 | SDGE:35-OTI-OtherIndustrial-PROC_OTH | Annual | 0
SDG | WPSDGENRPH0001-Rev01-Msr001 | RtL | Ex | CZ08 | Any | WPSDGENRPH0001-1 | ExAnte2014 | IOU workpaper | 2014-06-30 | Cap-MBTUh |  |  | None | 0 | 0 | 0.85 | 0 | 0 | 0.85 | 0 | 0 | 0.85 | 0 | 0 | 0.85 | SDGE:35-OTI-OtherIndustrial-PROC_OTH | Annual | 0
SDG | WPSDGENRPH0001-Rev01-Msr001 | RtL | Ex | CZ10 | Any | WPSDGENRPH0001-1 | ExAnte2014 | IOU workpaper | 2014-06-30 | Cap-MBTUh |  |  | None | 0 | 0 | 0.85 | 0 | 0 | 0.85 | 0 | 0 | 0.85 | 0 | 0 | 0.85 | SDGE:35-OTI-OtherIndustrial-PROC_OTH | Annual | 0
SDG | WPSDGENRPH0001-Rev01-Msr001 | RtL | Ex | CZ14 | Any | WPSDGENRPH0001-1 | ExAnte2014 | IOU workpaper | 2014-06-30 | Cap-MBTUh |  |  | None | 0 | 0 | 0.86 | 0 | 0 | 0.86 | 0 | 0 | 0.86 | 0 | 0 | 0.86 | SDGE:35-OTI-OtherIndustrial-PROC_OTH | Annual | 0
SDG | WPSDGENRPH0001-Rev01-Msr001 | RtL | Ex | CZ15 | Any | WPSDGENRPH0001-1 | ExAnte2014 | IOU workpaper | 2014-06-30 | Cap-MBTUh |  |  | None | 0 | 0 | 0.76 | 0 | 0 | 0.76 | 0 | 0 | 0.76 | 0 | 0 | 0.76 | SDGE:35-OTI-OtherIndustrial-PROC_OTH | Annual | 0
SDG | WPSDGENRPH0001-Rev01-Msr001 | RtL | Ex | IOU | Any | WPSDGENRPH0001-1 | ExAnte2014 | IOU workpaper | 2014-06-30 | Cap-MBTUh |  |  | None | 0 | 0 | 0.85 | 0 | 0 | 0.85 | 0 | 0 | 0.85 | 0 | 0 | 0.85 | SDGE:35-OTI-OtherIndustrial-PROC_OTH | Annual | 0
SDG | WPSDGENRPH0001-Rev01-Msr001 | RtS | Ex | CZ06 | Any | WPSDGENRPH0001-1 | ExAnte2014 | IOU workpaper | 2014-06-30 | Cap-MBTUh |  |  | None | 0 | 0 | 0.87 | 0 | 0 | 0.87 | 0 | 0 | 0.87 | 0 | 0 | 0.87 | SDGE:35-OTI-OtherIndustrial-PROC_OTH | Annual | 0
SDG | WPSDGENRPH0001-Rev01-Msr001 | RtS | Ex | CZ07 | Any | WPSDGENRPH0001-1 | ExAnte2014 | IOU workpaper | 2014-06-30 | Cap-MBTUh |  |  | None | 0 | 0 | 0.86 | 0 | 0 | 0.86 | 0 | 0 | 0.86 | 0 | 0 | 0.86 | SDGE:35-OTI-OtherIndustrial-PROC_OTH | Annual | 0
SDG | WPSDGENRPH0001-Rev01-Msr001 | RtS | Ex | CZ08 | Any | WPSDGENRPH0001-1 | ExAnte2014 | IOU workpaper | 2014-06-30 | Cap-MBTUh |  |  | None | 0 | 0 | 0.85 | 0 | 0 | 0.85 | 0 | 0 | 0.85 | 0 | 0 | 0.85 | SDGE:35-OTI-OtherIndustrial-PROC_OTH | Annual | 0
SDG | WPSDGENRPH0001-Rev01-Msr001 | RtS | Ex | CZ10 | Any | WPSDGENRPH0001-1 | ExAnte2014 | IOU workpaper | 2014-06-30 | Cap-MBTUh |  |  | None | 0 | 0 | 0.85 | 0 | 0 | 0.85 | 0 | 0 | 0.85 | 0 | 0 | 0.85 | SDGE:35-OTI-OtherIndustrial-PROC_OTH | Annual | 0
SDG | WPSDGENRPH0001-Rev01-Msr001 | RtS | Ex | CZ14 | Any | WPSDGENRPH0001-1 | ExAnte2014 | IOU workpaper | 2014-06-30 | Cap-MBTUh |  |  | None | 0 | 0 | 0.86 | 0 | 0 | 0.86 | 0 | 0 | 0.86 | 0 | 0 | 0.86 | SDGE:35-OTI-OtherIndustrial-PROC_OTH | Annual | 0
SDG | WPSDGENRPH0001-Rev01-Msr001 | RtS | Ex | CZ15 | Any | WPSDGENRPH0001-1 | ExAnte2014 | IOU workpaper | 2014-06-30 | Cap-MBTUh |  |  | None | 0 | 0 | 0.76 | 0 | 0 | 0.76 | 0 | 0 | 0.76 | 0 | 0 | 0.76 | SDGE:35-OTI-OtherIndustrial-PROC_OTH | Annual | 0
SDG | WPSDGENRPH0001-Rev01-Msr001 | RtS | Ex | IOU | Any | WPSDGENRPH0001-1 | ExAnte2014 | IOU workpaper | 2014-06-30 | Cap-MBTUh |  |  | None | 0 | 0 | 0.85 | 0 | 0 | 0.85 | 0 | 0 | 0.85 | 0 | 0 | 0.85 | SDGE:35-OTI-OtherIndustrial-PROC_OTH | Annual | 0
SDG | WPSDGENRPH0001-Rev01-Msr001 | SUn | Ex | CZ06 | Any | WPSDGENRPH0001-1 | ExAnte2014 | IOU workpaper | 2014-06-30 | Cap-MBTUh |  |  | None | 0 | 0 | 0.87 | 0 | 0 | 0.87 | 0 | 0 | 0.87 | 0 | 0 | 0.87 | SDGE:35-OTI-OtherIndustrial-PROC_OTH | Annual | 0
SDG | WPSDGENRPH0001-Rev01-Msr001 | SUn | Ex | CZ07 | Any | WPSDGENRPH0001-1 | ExAnte2014 | IOU workpaper | 2014-06-30 | Cap-MBTUh |  |  | None | 0 | 0 | 0.86 | 0 | 0 | 0.86 | 0 | 0 | 0.86 | 0 | 0 | 0.86 | SDGE:35-OTI-OtherIndustrial-PROC_OTH | Annual | 0
SDG | WPSDGENRPH0001-Rev01-Msr001 | SUn | Ex | CZ08 | Any | WPSDGENRPH0001-1 | ExAnte2014 | IOU workpaper | 2014-06-30 | Cap-MBTUh |  |  | None | 0 | 0 | 0.85 | 0 | 0 | 0.85 | 0 | 0 | 0.85 | 0 | 0 | 0.85 | SDGE:35-OTI-OtherIndustrial-PROC_OTH | Annual | 0
SDG | WPSDGENRPH0001-Rev01-Msr001 | SUn | Ex | CZ10 | Any | WPSDGENRPH0001-1 | ExAnte2014 | IOU workpaper | 2014-06-30 | Cap-MBTUh |  |  | None | 0 | 0 | 0.85 | 0 | 0 | 0.85 | 0 | 0 | 0.85 | 0 | 0 | 0.85 | SDGE:35-OTI-OtherIndustrial-PROC_OTH | Annual | 0
SDG | WPSDGENRPH0001-Rev01-Msr001 | SUn | Ex | CZ14 | Any | WPSDGENRPH0001-1 | ExAnte2014 | IOU workpaper | 2014-06-30 | Cap-MBTUh |  |  | None | 0 | 0 | 0.86 | 0 | 0 | 0.86 | 0 | 0 | 0.86 | 0 | 0 | 0.86 | SDGE:35-OTI-OtherIndustrial-PROC_OTH | Annual | 0
SDG | WPSDGENRPH0001-Rev01-Msr001 | SUn | Ex | CZ15 | Any | WPSDGENRPH0001-1 | ExAnte2014 | IOU workpaper | 2014-06-30 | Cap-MBTUh |  |  | None | 0 | 0 | 0.76 | 0 | 0 | 0.76 | 0 | 0 | 0.76 | 0 | 0 | 0.76 | SDGE:35-OTI-OtherIndustrial-PROC_OTH | Annual | 0
SDG | WPSDGENRPH0001-Rev01-Msr001 | SUn | Ex | IOU | Any | WPSDGENRPH0001-1 | ExAnte2014 | IOU workpaper | 2014-06-30 | Cap-MBTUh |  |  | None | 0 | 0 | 0.85 | 0 | 0 | 0.85 | 0 | 0 | 0.85 | 0 | 0 | 0.85 | SDGE:35-OTI-OtherIndustrial-PROC_OTH | Annual | 0
SDG | WPSDGENRPH0001-Rev01-Msr001 | WRf | Ex | CZ06 | Any | WPSDGENRPH0001-1 | ExAnte2014 | IOU workpaper | 2014-06-30 | Cap-MBTUh |  |  | None | 0 | 0 | 0.87 | 0 | 0 | 0.87 | 0 | 0 | 0.87 | 0 | 0 | 0.87 | SDGE:35-OTI-OtherIndustrial-PROC_OTH | Annual | 0
SDG | WPSDGENRPH0001-Rev01-Msr001 | WRf | Ex | CZ07 | Any | WPSDGENRPH0001-1 | ExAnte2014 | IOU workpaper | 2014-06-30 | Cap-MBTUh |  |  | None | 0 | 0 | 0.86 | 0 | 0 | 0.86 | 0 | 0 | 0.86 | 0 | 0 | 0.86 | SDGE:35-OTI-OtherIndustrial-PROC_OTH | Annual | 0
SDG | WPSDGENRPH0001-Rev01-Msr001 | WRf | Ex | CZ08 | Any | WPSDGENRPH0001-1 | ExAnte2014 | IOU workpaper | 2014-06-30 | Cap-MBTUh |  |  | None | 0 | 0 | 0.85 | 0 | 0 | 0.85 | 0 | 0 | 0.85 | 0 | 0 | 0.85 | SDGE:35-OTI-OtherIndustrial-PROC_OTH | Annual | 0
SDG | WPSDGENRPH0001-Rev01-Msr001 | WRf | Ex | CZ10 | Any | WPSDGENRPH0001-1 | ExAnte2014 | IOU workpaper | 2014-06-30 | Cap-MBTUh |  |  | None | 0 | 0 | 0.85 | 0 | 0 | 0.85 | 0 | 0 | 0.85 | 0 | 0 | 0.85 | SDGE:35-OTI-OtherIndustrial-PROC_OTH | Annual | 0
SDG | WPSDGENRPH0001-Rev01-Msr001 | WRf | Ex | CZ14 | Any | WPSDGENRPH0001-1 | ExAnte2014 | IOU workpaper | 2014-06-30 | Cap-MBTUh |  |  | None | 0 | 0 | 0.86 | 0 | 0 | 0.86 | 0 | 0 | 0.86 | 0 | 0 | 0.86 | SDGE:35-OTI-OtherIndustrial-PROC_OTH | Annual | 0
SDG | WPSDGENRPH0001-Rev01-Msr001 | WRf | Ex | CZ15 | Any | WPSDGENRPH0001-1 | ExAnte2014 | IOU workpaper | 2014-06-30 | Cap-MBTUh |  |  | None | 0 | 0 | 0.76 | 0 | 0 | 0.76 | 0 | 0 | 0.76 | 0 | 0 | 0.76 | SDGE:35-OTI-OtherIndustrial-PROC_OTH | Annual | 0
SDG | WPSDGENRPH0001-Rev01-Msr001 | WRf | Ex | IOU | Any | WPSDGENRPH0001-1 | ExAnte2014 | IOU workpaper | 2014-06-30 | Cap-MBTUh |  |  | None | 0 | 0 | 0.85 | 0 | 0 | 0.85 | 0 | 0 | 0.85 | 0 | 0 | 0.85 | SDGE:35-OTI-OtherIndustrial-PROC_OTH | Annual | 0
SDG | WPSDGENRPH0001-Rev01-Msr002 | Asm | Ex | CZ06 | Any | WPSDGENRPH0001-1 | ExAnte2014 | IOU workpaper | 2014-06-30 | Cap-MBTUh |  |  | None | 0 | 0 | 2.05 | 0 | 0 | 2.05 | 0 | 0 | 2.05 | 0 | 0 | 2.05 | SDGE:35-OTI-OtherIndustrial-PROC_OTH | Annual | 0
SDG | WPSDGENRPH0001-Rev01-Msr002 | Asm | Ex | CZ07 | Any | WPSDGENRPH0001-1 | ExAnte2014 | IOU workpaper | 2014-06-30 | Cap-MBTUh |  |  | None | 0 | 0 | 2.01 | 0 | 0 | 2.01 | 0 | 0 | 2.01 | 0 | 0 | 2.01 | SDGE:35-OTI-OtherIndustrial-PROC_OTH | Annual | 0
SDG | WPSDGENRPH0001-Rev01-Msr002 | Asm | Ex | CZ08 | Any | WPSDGENRPH0001-1 | ExAnte2014 | IOU workpaper | 2014-06-30 | Cap-MBTUh |  |  | None | 0 | 0 | 1.95 | 0 | 0 | 1.95 | 0 | 0 | 1.95 | 0 | 0 | 1.95 | SDGE:35-OTI-OtherIndustrial-PROC_OTH | Annual | 0
SDG | WPSDGENRPH0001-Rev01-Msr002 | Asm | Ex | CZ10 | Any | WPSDGENRPH0001-1 | ExAnte2014 | IOU workpaper | 2014-06-30 | Cap-MBTUh |  |  | None | 0 | 0 | 1.93 | 0 | 0 | 1.93 | 0 | 0 | 1.93 | 0 | 0 | 1.93 | SDGE:35-OTI-OtherIndustrial-PROC_OTH | Annual | 0
SDG | WPSDGENRPH0001-Rev01-Msr002 | Asm | Ex | CZ14 | Any | WPSDGENRPH0001-1 | ExAnte2014 | IOU workpaper | 2014-06-30 | Cap-MBTUh |  |  | None | 0 | 0 | 2 | 0 | 0 | 2 | 0 | 0 | 2 | 0 | 0 | 2 | SDGE:35-OTI-OtherIndustrial-PROC_OTH | Annual | 0
SDG | WPSDGENRPH0001-Rev01-Msr002 | Asm | Ex | CZ15 | Any | WPSDGENRPH0001-1 | ExAnte2014 | IOU workpaper | 2014-06-30 | Cap-MBTUh |  |  | None | 0 | 0 | 1.38 | 0 | 0 | 1.38 | 0 | 0 | 1.38 | 0 | 0 | 1.38 | SDGE:35-OTI-OtherIndustrial-PROC_OTH | Annual | 0
SDG | WPSDGENRPH0001-Rev01-Msr002 | Asm | Ex | IOU | Any | WPSDGENRPH0001-1 | ExAnte2014 | IOU workpaper | 2014-06-30 | Cap-MBTUh |  |  | None | 0 | 0 | 1.95 | 0 | 0 | 1.95 | 0 | 0 | 1.95 | 0 | 0 | 1.95 | SDGE:35-OTI-OtherIndustrial-PROC_OTH | Annual | 0
SDG | WPSDGENRPH0001-Rev01-Msr002 | ECC | Ex | CZ06 | Any | WPSDGENRPH0001-1 | ExAnte2014 | IOU workpaper | 2014-06-30 | Cap-MBTUh |  |  | None | 0 | 0 | 2.05 | 0 | 0 | 2.05 | 0 | 0 | 2.05 | 0 | 0 | 2.05 | SDGE:35-OTI-OtherIndustrial-PROC_OTH | Annual | 0
SDG | WPSDGENRPH0001-Rev01-Msr002 | ECC | Ex | CZ07 | Any | WPSDGENRPH0001-1 | ExAnte2014 | IOU workpaper | 2014-06-30 | Cap-MBTUh |  |  | None | 0 | 0 | 2.01 | 0 | 0 | 2.01 | 0 | 0 | 2.01 | 0 | 0 | 2.01 | SDGE:35-OTI-OtherIndustrial-PROC_OTH | Annual | 0
SDG | WPSDGENRPH0001-Rev01-Msr002 | ECC | Ex | CZ08 | Any | WPSDGENRPH0001-1 | ExAnte2014 | IOU workpaper | 2014-06-30 | Cap-MBTUh |  |  | None | 0 | 0 | 1.95 | 0 | 0 | 1.95 | 0 | 0 | 1.95 | 0 | 0 | 1.95 | SDGE:35-OTI-OtherIndustrial-PROC_OTH | Annual | 0
SDG | WPSDGENRPH0001-Rev01-Msr002 | ECC | Ex | CZ10 | Any | WPSDGENRPH0001-1 | ExAnte2014 | IOU workpaper | 2014-06-30 | Cap-MBTUh |  |  | None | 0 | 0 | 1.93 | 0 | 0 | 1.93 | 0 | 0 | 1.93 | 0 | 0 | 1.93 | SDGE:35-OTI-OtherIndustrial-PROC_OTH | Annual | 0
SDG | WPSDGENRPH0001-Rev01-Msr002 | ECC | Ex | CZ14 | Any | WPSDGENRPH0001-1 | ExAnte2014 | IOU workpaper | 2014-06-30 | Cap-MBTUh |  |  | None | 0 | 0 | 2 | 0 | 0 | 2 | 0 | 0 | 2 | 0 | 0 | 2 | SDGE:35-OTI-OtherIndustrial-PROC_OTH | Annual | 0
SDG | WPSDGENRPH0001-Rev01-Msr002 | ECC | Ex | CZ15 | Any | WPSDGENRPH0001-1 | ExAnte2014 | IOU workpaper | 2014-06-30 | Cap-MBTUh |  |  | None | 0 | 0 | 1.38 | 0 | 0 | 1.38 | 0 | 0 | 1.38 | 0 | 0 | 1.38 | SDGE:35-OTI-OtherIndustrial-PROC_OTH | Annual | 0
SDG | WPSDGENRPH0001-Rev01-Msr002 | ECC | Ex | IOU | Any | WPSDGENRPH0001-1 | ExAnte2014 | IOU workpaper | 2014-06-30 | Cap-MBTUh |  |  | None | 0 | 0 | 1.95 | 0 | 0 | 1.95 | 0 | 0 | 1.95 | 0 | 0 | 1.95 | SDGE:35-OTI-OtherIndustrial-PROC_OTH | Annual | 0
SDG | WPSDGENRPH0001-Rev01-Msr002 | EPr | Ex | CZ06 | Any | WPSDGENRPH0001-1 | ExAnte2014 | IOU workpaper | 2014-06-30 | Cap-MBTUh |  |  | None | 0 | 0 | 2.05 | 0 | 0 | 2.05 | 0 | 0 | 2.05 | 0 | 0 | 2.05 | SDGE:35-OTI-OtherIndustrial-PROC_OTH | Annual | 0
SDG | WPSDGENRPH0001-Rev01-Msr002 | EPr | Ex | CZ07 | Any | WPSDGENRPH0001-1 | ExAnte2014 | IOU workpaper | 2014-06-30 | Cap-MBTUh |  |  | None | 0 | 0 | 2.01 | 0 | 0 | 2.01 | 0 | 0 | 2.01 | 0 | 0 | 2.01 | SDGE:35-OTI-OtherIndustrial-PROC_OTH | Annual | 0
SDG | WPSDGENRPH0001-Rev01-Msr002 | EPr | Ex | CZ08 | Any | WPSDGENRPH0001-1 | ExAnte2014 | IOU workpaper | 2014-06-30 | Cap-MBTUh |  |  | None | 0 | 0 | 1.95 | 0 | 0 | 1.95 | 0 | 0 | 1.95 | 0 | 0 | 1.95 | SDGE:35-OTI-OtherIndustrial-PROC_OTH | Annual | 0
SDG | WPSDGENRPH0001-Rev01-Msr002 | EPr | Ex | CZ10 | Any | WPSDGENRPH0001-1 | ExAnte2014 | IOU workpaper | 2014-06-30 | Cap-MBTUh |  |  | None | 0 | 0 | 1.93 | 0 | 0 | 1.93 | 0 | 0 | 1.93 | 0 | 0 | 1.93 | SDGE:35-OTI-OtherIndustrial-PROC_OTH | Annual | 0
SDG | WPSDGENRPH0001-Rev01-Msr002 | EPr | Ex | CZ14 | Any | WPSDGENRPH0001-1 | ExAnte2014 | IOU workpaper | 2014-06-30 | Cap-MBTUh |  |  | None | 0 | 0 | 2 | 0 | 0 | 2 | 0 | 0 | 2 | 0 | 0 | 2 | SDGE:35-OTI-OtherIndustrial-PROC_OTH | Annual | 0
SDG | WPSDGENRPH0001-Rev01-Msr002 | EPr | Ex | CZ15 | Any | WPSDGENRPH0001-1 | ExAnte2014 | IOU workpaper | 2014-06-30 | Cap-MBTUh |  |  | None | 0 | 0 | 1.38 | 0 | 0 | 1.38 | 0 | 0 | 1.38 | 0 | 0 | 1.38 | SDGE:35-OTI-OtherIndustrial-PROC_OTH | Annual | 0
SDG | WPSDGENRPH0001-Rev01-Msr002 | EPr | Ex | IOU | Any | WPSDGENRPH0001-1 | ExAnte2014 | IOU workpaper | 2014-06-30 | Cap-MBTUh |  |  | None | 0 | 0 | 1.95 | 0 | 0 | 1.95 | 0 | 0 | 1.95 | 0 | 0 | 1.95 | SDGE:35-OTI-OtherIndustrial-PROC_OTH | Annual | 0
SDG | WPSDGENRPH0001-Rev01-Msr002 | ERC | Ex | CZ06 | Any | WPSDGENRPH0001-1 | ExAnte2014 | IOU workpaper | 2014-06-30 | Cap-MBTUh |  |  | None | 0 | 0 | 2.05 | 0 | 0 | 2.05 | 0 | 0 | 2.05 | 0 | 0 | 2.05 | SDGE:35-OTI-OtherIndustrial-PROC_OTH | Annual | 0
SDG | WPSDGENRPH0001-Rev01-Msr002 | ERC | Ex | CZ07 | Any | WPSDGENRPH0001-1 | ExAnte2014 | IOU workpaper | 2014-06-30 | Cap-MBTUh |  |  | None | 0 | 0 | 2.01 | 0 | 0 | 2.01 | 0 | 0 | 2.01 | 0 | 0 | 2.01 | SDGE:35-OTI-OtherIndustrial-PROC_OTH | Annual | 0
SDG | WPSDGENRPH0001-Rev01-Msr002 | ERC | Ex | CZ08 | Any | WPSDGENRPH0001-1 | ExAnte2014 | IOU workpaper | 2014-06-30 | Cap-MBTUh |  |  | None | 0 | 0 | 1.95 | 0 | 0 | 1.95 | 0 | 0 | 1.95 | 0 | 0 | 1.95 | SDGE:35-OTI-OtherIndustrial-PROC_OTH | Annual | 0
SDG | WPSDGENRPH0001-Rev01-Msr002 | ERC | Ex | CZ10 | Any | WPSDGENRPH0001-1 | ExAnte2014 | IOU workpaper | 2014-06-30 | Cap-MBTUh |  |  | None | 0 | 0 | 1.93 | 0 | 0 | 1.93 | 0 | 0 | 1.93 | 0 | 0 | 1.93 | SDGE:35-OTI-OtherIndustrial-PROC_OTH | Annual | 0
SDG | WPSDGENRPH0001-Rev01-Msr002 | ERC | Ex | CZ14 | Any | WPSDGENRPH0001-1 | ExAnte2014 | IOU workpaper | 2014-06-30 | Cap-MBTUh |  |  | None | 0 | 0 | 2 | 0 | 0 | 2 | 0 | 0 | 2 | 0 | 0 | 2 | SDGE:35-OTI-OtherIndustrial-PROC_OTH | Annual | 0
SDG | WPSDGENRPH0001-Rev01-Msr002 | ERC | Ex | CZ15 | Any | WPSDGENRPH0001-1 | ExAnte2014 | IOU workpaper | 2014-06-30 | Cap-MBTUh |  |  | None | 0 | 0 | 1.38 | 0 | 0 | 1.38 | 0 | 0 | 1.38 | 0 | 0 | 1.38 | SDGE:35-OTI-OtherIndustrial-PROC_OTH | Annual | 0
SDG | WPSDGENRPH0001-Rev01-Msr002 | ERC | Ex | IOU | Any | WPSDGENRPH0001-1 | ExAnte2014 | IOU workpaper | 2014-06-30 | Cap-MBTUh |  |  | None | 0 | 0 | 1.95 | 0 | 0 | 1.95 | 0 | 0 | 1.95 | 0 | 0 | 1.95 | SDGE:35-OTI-OtherIndustrial-PROC_OTH | Annual | 0
SDG | WPSDGENRPH0001-Rev01-Msr002 | ESe | Ex | CZ06 | Any | WPSDGENRPH0001-1 | ExAnte2014 | IOU workpaper | 2014-06-30 | Cap-MBTUh |  |  | None | 0 | 0 | 2.05 | 0 | 0 | 2.05 | 0 | 0 | 2.05 | 0 | 0 | 2.05 | SDGE:35-OTI-OtherIndustrial-PROC_OTH | Annual | 0
SDG | WPSDGENRPH0001-Rev01-Msr002 | ESe | Ex | CZ07 | Any | WPSDGENRPH0001-1 | ExAnte2014 | IOU workpaper | 2014-06-30 | Cap-MBTUh |  |  | None | 0 | 0 | 2.01 | 0 | 0 | 2.01 | 0 | 0 | 2.01 | 0 | 0 | 2.01 | SDGE:35-OTI-OtherIndustrial-PROC_OTH | Annual | 0
SDG | WPSDGENRPH0001-Rev01-Msr002 | ESe | Ex | CZ08 | Any | WPSDGENRPH0001-1 | ExAnte2014 | IOU workpaper | 2014-06-30 | Cap-MBTUh |  |  | None | 0 | 0 | 1.95 | 0 | 0 | 1.95 | 0 | 0 | 1.95 | 0 | 0 | 1.95 | SDGE:35-OTI-OtherIndustrial-PROC_OTH | Annual | 0
SDG | WPSDGENRPH0001-Rev01-Msr002 | ESe | Ex | CZ10 | Any | WPSDGENRPH0001-1 | ExAnte2014 | IOU workpaper | 2014-06-30 | Cap-MBTUh |  |  | None | 0 | 0 | 1.93 | 0 | 0 | 1.93 | 0 | 0 | 1.93 | 0 | 0 | 1.93 | SDGE:35-OTI-OtherIndustrial-PROC_OTH | Annual | 0
SDG | WPSDGENRPH0001-Rev01-Msr002 | ESe | Ex | CZ14 | Any | WPSDGENRPH0001-1 | ExAnte2014 | IOU workpaper | 2014-06-30 | Cap-MBTUh |  |  | None | 0 | 0 | 2 | 0 | 0 | 2 | 0 | 0 | 2 | 0 | 0 | 2 | SDGE:35-OTI-OtherIndustrial-PROC_OTH | Annual | 0
SDG | WPSDGENRPH0001-Rev01-Msr002 | ESe | Ex | CZ15 | Any | WPSDGENRPH0001-1 | ExAnte2014 | IOU workpaper | 2014-06-30 | Cap-MBTUh |  |  | None | 0 | 0 | 1.38 | 0 | 0 | 1.38 | 0 | 0 | 1.38 | 0 | 0 | 1.38 | SDGE:35-OTI-OtherIndustrial-PROC_OTH | Annual | 0
SDG | WPSDGENRPH0001-Rev01-Msr002 | ESe | Ex | IOU | Any | WPSDGENRPH0001-1 | ExAnte2014 | IOU workpaper | 2014-06-30 | Cap-MBTUh |  |  | None | 0 | 0 | 1.95 | 0 | 0 | 1.95 | 0 | 0 | 1.95 | 0 | 0 | 1.95 | SDGE:35-OTI-OtherIndustrial-PROC_OTH | Annual | 0
SDG | WPSDGENRPH0001-Rev01-Msr002 | EUn | Ex | CZ06 | Any | WPSDGENRPH0001-1 | ExAnte2014 | IOU workpaper | 2014-06-30 | Cap-MBTUh |  |  | None | 0 | 0 | 2.05 | 0 | 0 | 2.05 | 0 | 0 | 2.05 | 0 | 0 | 2.05 | SDGE:35-OTI-OtherIndustrial-PROC_OTH | Annual | 0
SDG | WPSDGENRPH0001-Rev01-Msr002 | EUn | Ex | CZ07 | Any | WPSDGENRPH0001-1 | ExAnte2014 | IOU workpaper | 2014-06-30 | Cap-MBTUh |  |  | None | 0 | 0 | 2.01 | 0 | 0 | 2.01 | 0 | 0 | 2.01 | 0 | 0 | 2.01 | SDGE:35-OTI-OtherIndustrial-PROC_OTH | Annual | 0
SDG | WPSDGENRPH0001-Rev01-Msr002 | EUn | Ex | CZ08 | Any | WPSDGENRPH0001-1 | ExAnte2014 | IOU workpaper | 2014-06-30 | Cap-MBTUh |  |  | None | 0 | 0 | 1.95 | 0 | 0 | 1.95 | 0 | 0 | 1.95 | 0 | 0 | 1.95 | SDGE:35-OTI-OtherIndustrial-PROC_OTH | Annual | 0
SDG | WPSDGENRPH0001-Rev01-Msr002 | EUn | Ex | CZ10 | Any | WPSDGENRPH0001-1 | ExAnte2014 | IOU workpaper | 2014-06-30 | Cap-MBTUh |  |  | None | 0 | 0 | 1.93 | 0 | 0 | 1.93 | 0 | 0 | 1.93 | 0 | 0 | 1.93 | SDGE:35-OTI-OtherIndustrial-PROC_OTH | Annual | 0
SDG | WPSDGENRPH0001-Rev01-Msr002 | EUn | Ex | CZ14 | Any | WPSDGENRPH0001-1 | ExAnte2014 | IOU workpaper | 2014-06-30 | Cap-MBTUh |  |  | None | 0 | 0 | 2 | 0 | 0 | 2 | 0 | 0 | 2 | 0 | 0 | 2 | SDGE:35-OTI-OtherIndustrial-PROC_OTH | Annual | 0
SDG | WPSDGENRPH0001-Rev01-Msr002 | EUn | Ex | CZ15 | Any | WPSDGENRPH0001-1 | ExAnte2014 | IOU workpaper | 2014-06-30 | Cap-MBTUh |  |  | None | 0 | 0 | 1.38 | 0 | 0 | 1.38 | 0 | 0 | 1.38 | 0 | 0 | 1.38 | SDGE:35-OTI-OtherIndustrial-PROC_OTH | Annual | 0
SDG | WPSDGENRPH0001-Rev01-Msr002 | EUn | Ex | IOU | Any | WPSDGENRPH0001-1 | ExAnte2014 | IOU workpaper | 2014-06-30 | Cap-MBTUh |  |  | None | 0 | 0 | 1.95 | 0 | 0 | 1.95 | 0 | 0 | 1.95 | 0 | 0 | 1.95 | SDGE:35-OTI-OtherIndustrial-PROC_OTH | Annual | 0
SDG | WPSDGENRPH0001-Rev01-Msr002 | Gro | Ex | CZ06 | Any | WPSDGENRPH0001-1 | ExAnte2014 | IOU workpaper | 2014-06-30 | Cap-MBTUh |  |  | None | 0 | 0 | 2.05 | 0 | 0 | 2.05 | 0 | 0 | 2.05 | 0 | 0 | 2.05 | SDGE:35-OTI-OtherIndustrial-PROC_OTH | Annual | 0
SDG | WPSDGENRPH0001-Rev01-Msr002 | Gro | Ex | CZ07 | Any | WPSDGENRPH0001-1 | ExAnte2014 | IOU workpaper | 2014-06-30 | Cap-MBTUh |  |  | None | 0 | 0 | 2.01 | 0 | 0 | 2.01 | 0 | 0 | 2.01 | 0 | 0 | 2.01 | SDGE:35-OTI-OtherIndustrial-PROC_OTH | Annual | 0
SDG | WPSDGENRPH0001-Rev01-Msr002 | Gro | Ex | CZ08 | Any | WPSDGENRPH0001-1 | ExAnte2014 | IOU workpaper | 2014-06-30 | Cap-MBTUh |  |  | None | 0 | 0 | 1.95 | 0 | 0 | 1.95 | 0 | 0 | 1.95 | 0 | 0 | 1.95 | SDGE:35-OTI-OtherIndustrial-PROC_OTH | Annual | 0
SDG | WPSDGENRPH0001-Rev01-Msr002 | Gro | Ex | CZ10 | Any | WPSDGENRPH0001-1 | ExAnte2014 | IOU workpaper | 2014-06-30 | Cap-MBTUh |  |  | None | 0 | 0 | 1.93 | 0 | 0 | 1.93 | 0 | 0 | 1.93 | 0 | 0 | 1.93 | SDGE:35-OTI-OtherIndustrial-PROC_OTH | Annual | 0
SDG | WPSDGENRPH0001-Rev01-Msr002 | Gro | Ex | CZ14 | Any | WPSDGENRPH0001-1 | ExAnte2014 | IOU workpaper | 2014-06-30 | Cap-MBTUh |  |  | None | 0 | 0 | 2 | 0 | 0 | 2 | 0 | 0 | 2 | 0 | 0 | 2 | SDGE:35-OTI-OtherIndustrial-PROC_OTH | Annual | 0
SDG | WPSDGENRPH0001-Rev01-Msr002 | Gro | Ex | CZ15 | Any | WPSDGENRPH0001-1 | ExAnte2014 | IOU workpaper | 2014-06-30 | Cap-MBTUh |  |  | None | 0 | 0 | 1.38 | 0 | 0 | 1.38 | 0 | 0 | 1.38 | 0 | 0 | 1.38 | SDGE:35-OTI-OtherIndustrial-PROC_OTH | Annual | 0
SDG | WPSDGENRPH0001-Rev01-Msr002 | Gro | Ex | IOU | Any | WPSDGENRPH0001-1 | ExAnte2014 | IOU workpaper | 2014-06-30 | Cap-MBTUh |  |  | None | 0 | 0 | 1.95 | 0 | 0 | 1.95 | 0 | 0 | 1.95 | 0 | 0 | 1.95 | SDGE:35-OTI-OtherIndustrial-PROC_OTH | Annual | 0
SDG | WPSDGENRPH0001-Rev01-Msr002 | Gst | Ex | CZ06 | Any | WPSDGENRPH0001-1 | ExAnte2014 | IOU workpaper | 2014-06-30 | Cap-MBTUh |  |  | None | 0 | 0 | 2.05 | 0 | 0 | 2.05 | 0 | 0 | 2.05 | 0 | 0 | 2.05 | SDGE:35-OTI-OtherIndustrial-PROC_OTH | Annual | 0
SDG | WPSDGENRPH0001-Rev01-Msr002 | Gst | Ex | CZ07 | Any | WPSDGENRPH0001-1 | ExAnte2014 | IOU workpaper | 2014-06-30 | Cap-MBTUh |  |  | None | 0 | 0 | 2.01 | 0 | 0 | 2.01 | 0 | 0 | 2.01 | 0 | 0 | 2.01 | SDGE:35-OTI-OtherIndustrial-PROC_OTH | Annual | 0
SDG | WPSDGENRPH0001-Rev01-Msr002 | Gst | Ex | CZ08 | Any | WPSDGENRPH0001-1 | ExAnte2014 | IOU workpaper | 2014-06-30 | Cap-MBTUh |  |  | None | 0 | 0 | 1.95 | 0 | 0 | 1.95 | 0 | 0 | 1.95 | 0 | 0 | 1.95 | SDGE:35-OTI-OtherIndustrial-PROC_OTH | Annual | 0
SDG | WPSDGENRPH0001-Rev01-Msr002 | Gst | Ex | CZ10 | Any | WPSDGENRPH0001-1 | ExAnte2014 | IOU workpaper | 2014-06-30 | Cap-MBTUh |  |  | None | 0 | 0 | 1.93 | 0 | 0 | 1.93 | 0 | 0 | 1.93 | 0 | 0 | 1.93 | SDGE:35-OTI-OtherIndustrial-PROC_OTH | Annual | 0
SDG | WPSDGENRPH0001-Rev01-Msr002 | Gst | Ex | CZ14 | Any | WPSDGENRPH0001-1 | ExAnte2014 | IOU workpaper | 2014-06-30 | Cap-MBTUh |  |  | None | 0 | 0 | 2 | 0 | 0 | 2 | 0 | 0 | 2 | 0 | 0 | 2 | SDGE:35-OTI-OtherIndustrial-PROC_OTH | Annual | 0
SDG | WPSDGENRPH0001-Rev01-Msr002 | Gst | Ex | CZ15 | Any | WPSDGENRPH0001-1 | ExAnte2014 | IOU workpaper | 2014-06-30 | Cap-MBTUh |  |  | None | 0 | 0 | 1.38 | 0 | 0 | 1.38 | 0 | 0 | 1.38 | 0 | 0 | 1.38 | SDGE:35-OTI-OtherIndustrial-PROC_OTH | Annual | 0
SDG | WPSDGENRPH0001-Rev01-Msr002 | Gst | Ex | IOU | Any | WPSDGENRPH0001-1 | ExAnte2014 | IOU workpaper | 2014-06-30 | Cap-MBTUh |  |  | None | 0 | 0 | 1.95 | 0 | 0 | 1.95 | 0 | 0 | 1.95 | 0 | 0 | 1.95 | SDGE:35-OTI-OtherIndustrial-PROC_OTH | Annual | 0
SDG | WPSDGENRPH0001-Rev01-Msr002 | Hsp | Ex | CZ06 | Any | WPSDGENRPH0001-1 | ExAnte2014 | IOU workpaper | 2014-06-30 | Cap-MBTUh |  |  | None | 0 | 0 | 2.05 | 0 | 0 | 2.05 | 0 | 0 | 2.05 | 0 | 0 | 2.05 | SDGE:35-OTI-OtherIndustrial-PROC_OTH | Annual | 0
SDG | WPSDGENRPH0001-Rev01-Msr002 | Hsp | Ex | CZ07 | Any | WPSDGENRPH0001-1 | ExAnte2014 | IOU workpaper | 2014-06-30 | Cap-MBTUh |  |  | None | 0 | 0 | 2.01 | 0 | 0 | 2.01 | 0 | 0 | 2.01 | 0 | 0 | 2.01 | SDGE:35-OTI-OtherIndustrial-PROC_OTH | Annual | 0
SDG | WPSDGENRPH0001-Rev01-Msr002 | Hsp | Ex | CZ08 | Any | WPSDGENRPH0001-1 | ExAnte2014 | IOU workpaper | 2014-06-30 | Cap-MBTUh |  |  | None | 0 | 0 | 1.95 | 0 | 0 | 1.95 | 0 | 0 | 1.95 | 0 | 0 | 1.95 | SDGE:35-OTI-OtherIndustrial-PROC_OTH | Annual | 0
SDG | WPSDGENRPH0001-Rev01-Msr002 | Hsp | Ex | CZ10 | Any | WPSDGENRPH0001-1 | ExAnte2014 | IOU workpaper | 2014-06-30 | Cap-MBTUh |  |  | None | 0 | 0 | 1.93 | 0 | 0 | 1.93 | 0 | 0 | 1.93 | 0 | 0 | 1.93 | SDGE:35-OTI-OtherIndustrial-PROC_OTH | Annual | 0
SDG | WPSDGENRPH0001-Rev01-Msr002 | Hsp | Ex | CZ14 | Any | WPSDGENRPH0001-1 | ExAnte2014 | IOU workpaper | 2014-06-30 | Cap-MBTUh |  |  | None | 0 | 0 | 2 | 0 | 0 | 2 | 0 | 0 | 2 | 0 | 0 | 2 | SDGE:35-OTI-OtherIndustrial-PROC_OTH | Annual | 0
SDG | WPSDGENRPH0001-Rev01-Msr002 | Hsp | Ex | CZ15 | Any | WPSDGENRPH0001-1 | ExAnte2014 | IOU workpaper | 2014-06-30 | Cap-MBTUh |  |  | None | 0 | 0 | 1.38 | 0 | 0 | 1.38 | 0 | 0 | 1.38 | 0 | 0 | 1.38 | SDGE:35-OTI-OtherIndustrial-PROC_OTH | Annual | 0
SDG | WPSDGENRPH0001-Rev01-Msr002 | Hsp | Ex | IOU | Any | WPSDGENRPH0001-1 | ExAnte2014 | IOU workpaper | 2014-06-30 | Cap-MBTUh |  |  | None | 0 | 0 | 1.95 | 0 | 0 | 1.95 | 0 | 0 | 1.95 | 0 | 0 | 1.95 | SDGE:35-OTI-OtherIndustrial-PROC_OTH | Annual | 0
SDG | WPSDGENRPH0001-Rev01-Msr002 | Htl | Ex | CZ06 | Any | WPSDGENRPH0001-1 | ExAnte2014 | IOU workpaper | 2014-06-30 | Cap-MBTUh |  |  | None | 0 | 0 | 2.05 | 0 | 0 | 2.05 | 0 | 0 | 2.05 | 0 | 0 | 2.05 | SDGE:35-OTI-OtherIndustrial-PROC_OTH | Annual | 0
SDG | WPSDGENRPH0001-Rev01-Msr002 | Htl | Ex | CZ07 | Any | WPSDGENRPH0001-1 | ExAnte2014 | IOU workpaper | 2014-06-30 | Cap-MBTUh |  |  | None | 0 | 0 | 2.01 | 0 | 0 | 2.01 | 0 | 0 | 2.01 | 0 | 0 | 2.01 | SDGE:35-OTI-OtherIndustrial-PROC_OTH | Annual | 0
SDG | WPSDGENRPH0001-Rev01-Msr002 | Htl | Ex | CZ08 | Any | WPSDGENRPH0001-1 | ExAnte2014 | IOU workpaper | 2014-06-30 | Cap-MBTUh |  |  | None | 0 | 0 | 1.95 | 0 | 0 | 1.95 | 0 | 0 | 1.95 | 0 | 0 | 1.95 | SDGE:35-OTI-OtherIndustrial-PROC_OTH | Annual | 0
SDG | WPSDGENRPH0001-Rev01-Msr002 | Htl | Ex | CZ10 | Any | WPSDGENRPH0001-1 | ExAnte2014 | IOU workpaper | 2014-06-30 | Cap-MBTUh |  |  | None | 0 | 0 | 1.93 | 0 | 0 | 1.93 | 0 | 0 | 1.93 | 0 | 0 | 1.93 | SDGE:35-OTI-OtherIndustrial-PROC_OTH | Annual | 0
SDG | WPSDGENRPH0001-Rev01-Msr002 | Htl | Ex | CZ14 | Any | WPSDGENRPH0001-1 | ExAnte2014 | IOU workpaper | 2014-06-30 | Cap-MBTUh |  |  | None | 0 | 0 | 2 | 0 | 0 | 2 | 0 | 0 | 2 | 0 | 0 | 2 | SDGE:35-OTI-OtherIndustrial-PROC_OTH | Annual | 0
SDG | WPSDGENRPH0001-Rev01-Msr002 | Htl | Ex | CZ15 | Any | WPSDGENRPH0001-1 | ExAnte2014 | IOU workpaper | 2014-06-30 | Cap-MBTUh |  |  | None | 0 | 0 | 1.38 | 0 | 0 | 1.38 | 0 | 0 | 1.38 | 0 | 0 | 1.38 | SDGE:35-OTI-OtherIndustrial-PROC_OTH | Annual | 0
SDG | WPSDGENRPH0001-Rev01-Msr002 | Htl | Ex | IOU | Any | WPSDGENRPH0001-1 | ExAnte2014 | IOU workpaper | 2014-06-30 | Cap-MBTUh |  |  | None | 0 | 0 | 1.95 | 0 | 0 | 1.95 | 0 | 0 | 1.95 | 0 | 0 | 1.95 | SDGE:35-OTI-OtherIndustrial-PROC_OTH | Annual | 0
SDG | WPSDGENRPH0001-Rev01-Msr002 | MBT | Ex | CZ06 | Any | WPSDGENRPH0001-1 | ExAnte2014 | IOU workpaper | 2014-06-30 | Cap-MBTUh |  |  | None | 0 | 0 | 2.05 | 0 | 0 | 2.05 | 0 | 0 | 2.05 | 0 | 0 | 2.05 | SDGE:35-OTI-OtherIndustrial-PROC_OTH | Annual | 0
SDG | WPSDGENRPH0001-Rev01-Msr002 | MBT | Ex | CZ07 | Any | WPSDGENRPH0001-1 | ExAnte2014 | IOU workpaper | 2014-06-30 | Cap-MBTUh |  |  | None | 0 | 0 | 2.01 | 0 | 0 | 2.01 | 0 | 0 | 2.01 | 0 | 0 | 2.01 | SDGE:35-OTI-OtherIndustrial-PROC_OTH | Annual | 0
SDG | WPSDGENRPH0001-Rev01-Msr002 | MBT | Ex | CZ08 | Any | WPSDGENRPH0001-1 | ExAnte2014 | IOU workpaper | 2014-06-30 | Cap-MBTUh |  |  | None | 0 | 0 | 1.95 | 0 | 0 | 1.95 | 0 | 0 | 1.95 | 0 | 0 | 1.95 | SDGE:35-OTI-OtherIndustrial-PROC_OTH | Annual | 0
SDG | WPSDGENRPH0001-Rev01-Msr002 | MBT | Ex | CZ10 | Any | WPSDGENRPH0001-1 | ExAnte2014 | IOU workpaper | 2014-06-30 | Cap-MBTUh |  |  | None | 0 | 0 | 1.93 | 0 | 0 | 1.93 | 0 | 0 | 1.93 | 0 | 0 | 1.93 | SDGE:35-OTI-OtherIndustrial-PROC_OTH | Annual | 0
SDG | WPSDGENRPH0001-Rev01-Msr002 | MBT | Ex | CZ14 | Any | WPSDGENRPH0001-1 | ExAnte2014 | IOU workpaper | 2014-06-30 | Cap-MBTUh |  |  | None | 0 | 0 | 2 | 0 | 0 | 2 | 0 | 0 | 2 | 0 | 0 | 2 | SDGE:35-OTI-OtherIndustrial-PROC_OTH | Annual | 0
SDG | WPSDGENRPH0001-Rev01-Msr002 | MBT | Ex | CZ15 | Any | WPSDGENRPH0001-1 | ExAnte2014 | IOU workpaper | 2014-06-30 | Cap-MBTUh |  |  | None | 0 | 0 | 1.38 | 0 | 0 | 1.38 | 0 | 0 | 1.38 | 0 | 0 | 1.38 | SDGE:35-OTI-OtherIndustrial-PROC_OTH | Annual | 0
SDG | WPSDGENRPH0001-Rev01-Msr002 | MBT | Ex | IOU | Any | WPSDGENRPH0001-1 | ExAnte2014 | IOU workpaper | 2014-06-30 | Cap-MBTUh |  |  | None | 0 | 0 | 1.95 | 0 | 0 | 1.95 | 0 | 0 | 1.95 | 0 | 0 | 1.95 | SDGE:35-OTI-OtherIndustrial-PROC_OTH | Annual | 0
SDG | WPSDGENRPH0001-Rev01-Msr002 | MLI | Ex | CZ06 | Any | WPSDGENRPH0001-1 | ExAnte2014 | IOU workpaper | 2014-06-30 | Cap-MBTUh |  |  | None | 0 | 0 | 2.05 | 0 | 0 | 2.05 | 0 | 0 | 2.05 | 0 | 0 | 2.05 | SDGE:35-OTI-OtherIndustrial-PROC_OTH | Annual | 0
SDG | WPSDGENRPH0001-Rev01-Msr002 | MLI | Ex | CZ07 | Any | WPSDGENRPH0001-1 | ExAnte2014 | IOU workpaper | 2014-06-30 | Cap-MBTUh |  |  | None | 0 | 0 | 2.01 | 0 | 0 | 2.01 | 0 | 0 | 2.01 | 0 | 0 | 2.01 | SDGE:35-OTI-OtherIndustrial-PROC_OTH | Annual | 0
SDG | WPSDGENRPH0001-Rev01-Msr002 | MLI | Ex | CZ08 | Any | WPSDGENRPH0001-1 | ExAnte2014 | IOU workpaper | 2014-06-30 | Cap-MBTUh |  |  | None | 0 | 0 | 1.95 | 0 | 0 | 1.95 | 0 | 0 | 1.95 | 0 | 0 | 1.95 | SDGE:35-OTI-OtherIndustrial-PROC_OTH | Annual | 0
SDG | WPSDGENRPH0001-Rev01-Msr002 | MLI | Ex | CZ10 | Any | WPSDGENRPH0001-1 | ExAnte2014 | IOU workpaper | 2014-06-30 | Cap-MBTUh |  |  | None | 0 | 0 | 1.93 | 0 | 0 | 1.93 | 0 | 0 | 1.93 | 0 | 0 | 1.93 | SDGE:35-OTI-OtherIndustrial-PROC_OTH | Annual | 0
SDG | WPSDGENRPH0001-Rev01-Msr002 | MLI | Ex | CZ14 | Any | WPSDGENRPH0001-1 | ExAnte2014 | IOU workpaper | 2014-06-30 | Cap-MBTUh |  |  | None | 0 | 0 | 2 | 0 | 0 | 2 | 0 | 0 | 2 | 0 | 0 | 2 | SDGE:35-OTI-OtherIndustrial-PROC_OTH | Annual | 0
SDG | WPSDGENRPH0001-Rev01-Msr002 | MLI | Ex | CZ15 | Any | WPSDGENRPH0001-1 | ExAnte2014 | IOU workpaper | 2014-06-30 | Cap-MBTUh |  |  | None | 0 | 0 | 1.38 | 0 | 0 | 1.38 | 0 | 0 | 1.38 | 0 | 0 | 1.38 | SDGE:35-OTI-OtherIndustrial-PROC_OTH | Annual | 0
SDG | WPSDGENRPH0001-Rev01-Msr002 | MLI | Ex | IOU | Any | WPSDGENRPH0001-1 | ExAnte2014 | IOU workpaper | 2014-06-30 | Cap-MBTUh |  |  | None | 0 | 0 | 1.95 | 0 | 0 | 1.95 | 0 | 0 | 1.95 | 0 | 0 | 1.95 | SDGE:35-OTI-OtherIndustrial-PROC_OTH | Annual | 0
SDG | WPSDGENRPH0001-Rev01-Msr002 | Mtl | Ex | CZ06 | Any | WPSDGENRPH0001-1 | ExAnte2014 | IOU workpaper | 2014-06-30 | Cap-MBTUh |  |  | None | 0 | 0 | 2.05 | 0 | 0 | 2.05 | 0 | 0 | 2.05 | 0 | 0 | 2.05 | SDGE:35-OTI-OtherIndustrial-PROC_OTH | Annual | 0
SDG | WPSDGENRPH0001-Rev01-Msr002 | Mtl | Ex | CZ07 | Any | WPSDGENRPH0001-1 | ExAnte2014 | IOU workpaper | 2014-06-30 | Cap-MBTUh |  |  | None | 0 | 0 | 2.01 | 0 | 0 | 2.01 | 0 | 0 | 2.01 | 0 | 0 | 2.01 | SDGE:35-OTI-OtherIndustrial-PROC_OTH | Annual | 0
SDG | WPSDGENRPH0001-Rev01-Msr002 | Mtl | Ex | CZ08 | Any | WPSDGENRPH0001-1 | ExAnte2014 | IOU workpaper | 2014-06-30 | Cap-MBTUh |  |  | None | 0 | 0 | 1.95 | 0 | 0 | 1.95 | 0 | 0 | 1.95 | 0 | 0 | 1.95 | SDGE:35-OTI-OtherIndustrial-PROC_OTH | Annual | 0
SDG | WPSDGENRPH0001-Rev01-Msr002 | Mtl | Ex | CZ10 | Any | WPSDGENRPH0001-1 | ExAnte2014 | IOU workpaper | 2014-06-30 | Cap-MBTUh |  |  | None | 0 | 0 | 1.93 | 0 | 0 | 1.93 | 0 | 0 | 1.93 | 0 | 0 | 1.93 | SDGE:35-OTI-OtherIndustrial-PROC_OTH | Annual | 0
SDG | WPSDGENRPH0001-Rev01-Msr002 | Mtl | Ex | CZ14 | Any | WPSDGENRPH0001-1 | ExAnte2014 | IOU workpaper | 2014-06-30 | Cap-MBTUh |  |  | None | 0 | 0 | 2 | 0 | 0 | 2 | 0 | 0 | 2 | 0 | 0 | 2 | SDGE:35-OTI-OtherIndustrial-PROC_OTH | Annual | 0
SDG | WPSDGENRPH0001-Rev01-Msr002 | Mtl | Ex | CZ15 | Any | WPSDGENRPH0001-1 | ExAnte2014 | IOU workpaper | 2014-06-30 | Cap-MBTUh |  |  | None | 0 | 0 | 1.38 | 0 | 0 | 1.38 | 0 | 0 | 1.38 | 0 | 0 | 1.38 | SDGE:35-OTI-OtherIndustrial-PROC_OTH | Annual | 0
SDG | WPSDGENRPH0001-Rev01-Msr002 | Mtl | Ex | IOU | Any | WPSDGENRPH0001-1 | ExAnte2014 | IOU workpaper | 2014-06-30 | Cap-MBTUh |  |  | None | 0 | 0 | 1.95 | 0 | 0 | 1.95 | 0 | 0 | 1.95 | 0 | 0 | 1.95 | SDGE:35-OTI-OtherIndustrial-PROC_OTH | Annual | 0
SDG | WPSDGENRPH0001-Rev01-Msr002 | Nrs | Ex | CZ06 | Any | WPSDGENRPH0001-1 | ExAnte2014 | IOU workpaper | 2014-06-30 | Cap-MBTUh |  |  | None | 0 | 0 | 2.05 | 0 | 0 | 2.05 | 0 | 0 | 2.05 | 0 | 0 | 2.05 | SDGE:35-OTI-OtherIndustrial-PROC_OTH | Annual | 0
SDG | WPSDGENRPH0001-Rev01-Msr002 | Nrs | Ex | CZ07 | Any | WPSDGENRPH0001-1 | ExAnte2014 | IOU workpaper | 2014-06-30 | Cap-MBTUh |  |  | None | 0 | 0 | 2.01 | 0 | 0 | 2.01 | 0 | 0 | 2.01 | 0 | 0 | 2.01 | SDGE:35-OTI-OtherIndustrial-PROC_OTH | Annual | 0
SDG | WPSDGENRPH0001-Rev01-Msr002 | Nrs | Ex | CZ08 | Any | WPSDGENRPH0001-1 | ExAnte2014 | IOU workpaper | 2014-06-30 | Cap-MBTUh |  |  | None | 0 | 0 | 1.95 | 0 | 0 | 1.95 | 0 | 0 | 1.95 | 0 | 0 | 1.95 | SDGE:35-OTI-OtherIndustrial-PROC_OTH | Annual | 0
SDG | WPSDGENRPH0001-Rev01-Msr002 | Nrs | Ex | CZ10 | Any | WPSDGENRPH0001-1 | ExAnte2014 | IOU workpaper | 2014-06-30 | Cap-MBTUh |  |  | None | 0 | 0 | 1.93 | 0 | 0 | 1.93 | 0 | 0 | 1.93 | 0 | 0 | 1.93 | SDGE:35-OTI-OtherIndustrial-PROC_OTH | Annual | 0
SDG | WPSDGENRPH0001-Rev01-Msr002 | Nrs | Ex | CZ14 | Any | WPSDGENRPH0001-1 | ExAnte2014 | IOU workpaper | 2014-06-30 | Cap-MBTUh |  |  | None | 0 | 0 | 2 | 0 | 0 | 2 | 0 | 0 | 2 | 0 | 0 | 2 | SDGE:35-OTI-OtherIndustrial-PROC_OTH | Annual | 0
SDG | WPSDGENRPH0001-Rev01-Msr002 | Nrs | Ex | CZ15 | Any | WPSDGENRPH0001-1 | ExAnte2014 | IOU workpaper | 2014-06-30 | Cap-MBTUh |  |  | None | 0 | 0 | 1.38 | 0 | 0 | 1.38 | 0 | 0 | 1.38 | 0 | 0 | 1.38 | SDGE:35-OTI-OtherIndustrial-PROC_OTH | Annual | 0
SDG | WPSDGENRPH0001-Rev01-Msr002 | Nrs | Ex | IOU | Any | WPSDGENRPH0001-1 | ExAnte2014 | IOU workpaper | 2014-06-30 | Cap-MBTUh |  |  | None | 0 | 0 | 1.95 | 0 | 0 | 1.95 | 0 | 0 | 1.95 | 0 | 0 | 1.95 | SDGE:35-OTI-OtherIndustrial-PROC_OTH | Annual | 0
SDG | WPSDGENRPH0001-Rev01-Msr002 | OfL | Ex | CZ06 | Any | WPSDGENRPH0001-1 | ExAnte2014 | IOU workpaper | 2014-06-30 | Cap-MBTUh |  |  | None | 0 | 0 | 2.05 | 0 | 0 | 2.05 | 0 | 0 | 2.05 | 0 | 0 | 2.05 | SDGE:35-OTI-OtherIndustrial-PROC_OTH | Annual | 0
SDG | WPSDGENRPH0001-Rev01-Msr002 | OfL | Ex | CZ07 | Any | WPSDGENRPH0001-1 | ExAnte2014 | IOU workpaper | 2014-06-30 | Cap-MBTUh |  |  | None | 0 | 0 | 2.01 | 0 | 0 | 2.01 | 0 | 0 | 2.01 | 0 | 0 | 2.01 | SDGE:35-OTI-OtherIndustrial-PROC_OTH | Annual | 0
SDG | WPSDGENRPH0001-Rev01-Msr002 | OfL | Ex | CZ08 | Any | WPSDGENRPH0001-1 | ExAnte2014 | IOU workpaper | 2014-06-30 | Cap-MBTUh |  |  | None | 0 | 0 | 1.95 | 0 | 0 | 1.95 | 0 | 0 | 1.95 | 0 | 0 | 1.95 | SDGE:35-OTI-OtherIndustrial-PROC_OTH | Annual | 0
SDG | WPSDGENRPH0001-Rev01-Msr002 | OfL | Ex | CZ10 | Any | WPSDGENRPH0001-1 | ExAnte2014 | IOU workpaper | 2014-06-30 | Cap-MBTUh |  |  | None | 0 | 0 | 1.93 | 0 | 0 | 1.93 | 0 | 0 | 1.93 | 0 | 0 | 1.93 | SDGE:35-OTI-OtherIndustrial-PROC_OTH | Annual | 0
SDG | WPSDGENRPH0001-Rev01-Msr002 | OfL | Ex | CZ14 | Any | WPSDGENRPH0001-1 | ExAnte2014 | IOU workpaper | 2014-06-30 | Cap-MBTUh |  |  | None | 0 | 0 | 2 | 0 | 0 | 2 | 0 | 0 | 2 | 0 | 0 | 2 | SDGE:35-OTI-OtherIndustrial-PROC_OTH | Annual | 0
SDG | WPSDGENRPH0001-Rev01-Msr002 | OfL | Ex | CZ15 | Any | WPSDGENRPH0001-1 | ExAnte2014 | IOU workpaper | 2014-06-30 | Cap-MBTUh |  |  | None | 0 | 0 | 1.38 | 0 | 0 | 1.38 | 0 | 0 | 1.38 | 0 | 0 | 1.38 | SDGE:35-OTI-OtherIndustrial-PROC_OTH | Annual | 0
SDG | WPSDGENRPH0001-Rev01-Msr002 | OfL | Ex | IOU | Any | WPSDGENRPH0001-1 | ExAnte2014 | IOU workpaper | 2014-06-30 | Cap-MBTUh |  |  | None | 0 | 0 | 1.95 | 0 | 0 | 1.95 | 0 | 0 | 1.95 | 0 | 0 | 1.95 | SDGE:35-OTI-OtherIndustrial-PROC_OTH | Annual | 0
SDG | WPSDGENRPH0001-Rev01-Msr002 | OfS | Ex | CZ06 | Any | WPSDGENRPH0001-1 | ExAnte2014 | IOU workpaper | 2014-06-30 | Cap-MBTUh |  |  | None | 0 | 0 | 2.05 | 0 | 0 | 2.05 | 0 | 0 | 2.05 | 0 | 0 | 2.05 | SDGE:35-OTI-OtherIndustrial-PROC_OTH | Annual | 0
SDG | WPSDGENRPH0001-Rev01-Msr002 | OfS | Ex | CZ07 | Any | WPSDGENRPH0001-1 | ExAnte2014 | IOU workpaper | 2014-06-30 | Cap-MBTUh |  |  | None | 0 | 0 | 2.01 | 0 | 0 | 2.01 | 0 | 0 | 2.01 | 0 | 0 | 2.01 | SDGE:35-OTI-OtherIndustrial-PROC_OTH | Annual | 0
SDG | WPSDGENRPH0001-Rev01-Msr002 | OfS | Ex | CZ08 | Any | WPSDGENRPH0001-1 | ExAnte2014 | IOU workpaper | 2014-06-30 | Cap-MBTUh |  |  | None | 0 | 0 | 1.95 | 0 | 0 | 1.95 | 0 | 0 | 1.95 | 0 | 0 | 1.95 | SDGE:35-OTI-OtherIndustrial-PROC_OTH | Annual | 0
SDG | WPSDGENRPH0001-Rev01-Msr002 | OfS | Ex | CZ10 | Any | WPSDGENRPH0001-1 | ExAnte2014 | IOU workpaper | 2014-06-30 | Cap-MBTUh |  |  | None | 0 | 0 | 1.93 | 0 | 0 | 1.93 | 0 | 0 | 1.93 | 0 | 0 | 1.93 | SDGE:35-OTI-OtherIndustrial-PROC_OTH | Annual | 0
SDG | WPSDGENRPH0001-Rev01-Msr002 | OfS | Ex | CZ14 | Any | WPSDGENRPH0001-1 | ExAnte2014 | IOU workpaper | 2014-06-30 | Cap-MBTUh |  |  | None | 0 | 0 | 2 | 0 | 0 | 2 | 0 | 0 | 2 | 0 | 0 | 2 | SDGE:35-OTI-OtherIndustrial-PROC_OTH | Annual | 0
SDG | WPSDGENRPH0001-Rev01-Msr002 | OfS | Ex | CZ15 | Any | WPSDGENRPH0001-1 | ExAnte2014 | IOU workpaper | 2014-06-30 | Cap-MBTUh |  |  | None | 0 | 0 | 1.38 | 0 | 0 | 1.38 | 0 | 0 | 1.38 | 0 | 0 | 1.38 | SDGE:35-OTI-OtherIndustrial-PROC_OTH | Annual | 0
SDG | WPSDGENRPH0001-Rev01-Msr002 | OfS | Ex | IOU | Any | WPSDGENRPH0001-1 | ExAnte2014 | IOU workpaper | 2014-06-30 | Cap-MBTUh |  |  | None | 0 | 0 | 1.95 | 0 | 0 | 1.95 | 0 | 0 | 1.95 | 0 | 0 | 1.95 | SDGE:35-OTI-OtherIndustrial-PROC_OTH | Annual | 0
SDG | WPSDGENRPH0001-Rev01-Msr002 | RFF | Ex | CZ06 | Any | WPSDGENRPH0001-1 | ExAnte2014 | IOU workpaper | 2014-06-30 | Cap-MBTUh |  |  | None | 0 | 0 | 2.05 | 0 | 0 | 2.05 | 0 | 0 | 2.05 | 0 | 0 | 2.05 | SDGE:35-OTI-OtherIndustrial-PROC_OTH | Annual | 0
SDG | WPSDGENRPH0001-Rev01-Msr002 | RFF | Ex | CZ07 | Any | WPSDGENRPH0001-1 | ExAnte2014 | IOU workpaper | 2014-06-30 | Cap-MBTUh |  |  | None | 0 | 0 | 2.01 | 0 | 0 | 2.01 | 0 | 0 | 2.01 | 0 | 0 | 2.01 | SDGE:35-OTI-OtherIndustrial-PROC_OTH | Annual | 0
SDG | WPSDGENRPH0001-Rev01-Msr002 | RFF | Ex | CZ08 | Any | WPSDGENRPH0001-1 | ExAnte2014 | IOU workpaper | 2014-06-30 | Cap-MBTUh |  |  | None | 0 | 0 | 1.95 | 0 | 0 | 1.95 | 0 | 0 | 1.95 | 0 | 0 | 1.95 | SDGE:35-OTI-OtherIndustrial-PROC_OTH | Annual | 0
SDG | WPSDGENRPH0001-Rev01-Msr002 | RFF | Ex | CZ10 | Any | WPSDGENRPH0001-1 | ExAnte2014 | IOU workpaper | 2014-06-30 | Cap-MBTUh |  |  | None | 0 | 0 | 1.93 | 0 | 0 | 1.93 | 0 | 0 | 1.93 | 0 | 0 | 1.93 | SDGE:35-OTI-OtherIndustrial-PROC_OTH | Annual | 0
SDG | WPSDGENRPH0001-Rev01-Msr002 | RFF | Ex | CZ14 | Any | WPSDGENRPH0001-1 | ExAnte2014 | IOU workpaper | 2014-06-30 | Cap-MBTUh |  |  | None | 0 | 0 | 2 | 0 | 0 | 2 | 0 | 0 | 2 | 0 | 0 | 2 | SDGE:35-OTI-OtherIndustrial-PROC_OTH | Annual | 0
SDG | WPSDGENRPH0001-Rev01-Msr002 | RFF | Ex | CZ15 | Any | WPSDGENRPH0001-1 | ExAnte2014 | IOU workpaper | 2014-06-30 | Cap-MBTUh |  |  | None | 0 | 0 | 1.38 | 0 | 0 | 1.38 | 0 | 0 | 1.38 | 0 | 0 | 1.38 | SDGE:35-OTI-OtherIndustrial-PROC_OTH | Annual | 0
SDG | WPSDGENRPH0001-Rev01-Msr002 | RFF | Ex | IOU | Any | WPSDGENRPH0001-1 | ExAnte2014 | IOU workpaper | 2014-06-30 | Cap-MBTUh |  |  | None | 0 | 0 | 1.95 | 0 | 0 | 1.95 | 0 | 0 | 1.95 | 0 | 0 | 1.95 | SDGE:35-OTI-OtherIndustrial-PROC_OTH | Annual | 0
SDG | WPSDGENRPH0001-Rev01-Msr002 | RSD | Ex | CZ06 | Any | WPSDGENRPH0001-1 | ExAnte2014 | IOU workpaper | 2014-06-30 | Cap-MBTUh |  |  | None | 0 | 0 | 2.05 | 0 | 0 | 2.05 | 0 | 0 | 2.05 | 0 | 0 | 2.05 | SDGE:35-OTI-OtherIndustrial-PROC_OTH | Annual | 0
SDG | WPSDGENRPH0001-Rev01-Msr002 | RSD | Ex | CZ07 | Any | WPSDGENRPH0001-1 | ExAnte2014 | IOU workpaper | 2014-06-30 | Cap-MBTUh |  |  | None | 0 | 0 | 2.01 | 0 | 0 | 2.01 | 0 | 0 | 2.01 | 0 | 0 | 2.01 | SDGE:35-OTI-OtherIndustrial-PROC_OTH | Annual | 0
SDG | WPSDGENRPH0001-Rev01-Msr002 | RSD | Ex | CZ08 | Any | WPSDGENRPH0001-1 | ExAnte2014 | IOU workpaper | 2014-06-30 | Cap-MBTUh |  |  | None | 0 | 0 | 1.95 | 0 | 0 | 1.95 | 0 | 0 | 1.95 | 0 | 0 | 1.95 | SDGE:35-OTI-OtherIndustrial-PROC_OTH | Annual | 0
SDG | WPSDGENRPH0001-Rev01-Msr002 | RSD | Ex | CZ10 | Any | WPSDGENRPH0001-1 | ExAnte2014 | IOU workpaper | 2014-06-30 | Cap-MBTUh |  |  | None | 0 | 0 | 1.93 | 0 | 0 | 1.93 | 0 | 0 | 1.93 | 0 | 0 | 1.93 | SDGE:35-OTI-OtherIndustrial-PROC_OTH | Annual | 0
SDG | WPSDGENRPH0001-Rev01-Msr002 | RSD | Ex | CZ14 | Any | WPSDGENRPH0001-1 | ExAnte2014 | IOU workpaper | 2014-06-30 | Cap-MBTUh |  |  | None | 0 | 0 | 2 | 0 | 0 | 2 | 0 | 0 | 2 | 0 | 0 | 2 | SDGE:35-OTI-OtherIndustrial-PROC_OTH | Annual | 0
SDG | WPSDGENRPH0001-Rev01-Msr002 | RSD | Ex | CZ15 | Any | WPSDGENRPH0001-1 | ExAnte2014 | IOU workpaper | 2014-06-30 | Cap-MBTUh |  |  | None | 0 | 0 | 1.38 | 0 | 0 | 1.38 | 0 | 0 | 1.38 | 0 | 0 | 1.38 | SDGE:35-OTI-OtherIndustrial-PROC_OTH | Annual | 0
SDG | WPSDGENRPH0001-Rev01-Msr002 | RSD | Ex | IOU | Any | WPSDGENRPH0001-1 | ExAnte2014 | IOU workpaper | 2014-06-30 | Cap-MBTUh |  |  | None | 0 | 0 | 1.95 | 0 | 0 | 1.95 | 0 | 0 | 1.95 | 0 | 0 | 1.95 | SDGE:35-OTI-OtherIndustrial-PROC_OTH | Annual | 0
SDG | WPSDGENRPH0001-Rev01-Msr002 | Rt3 | Ex | CZ06 | Any | WPSDGENRPH0001-1 | ExAnte2014 | IOU workpaper | 2014-06-30 | Cap-MBTUh |  |  | None | 0 | 0 | 2.05 | 0 | 0 | 2.05 | 0 | 0 | 2.05 | 0 | 0 | 2.05 | SDGE:35-OTI-OtherIndustrial-PROC_OTH | Annual | 0
SDG | WPSDGENRPH0001-Rev01-Msr002 | Rt3 | Ex | CZ07 | Any | WPSDGENRPH0001-1 | ExAnte2014 | IOU workpaper | 2014-06-30 | Cap-MBTUh |  |  | None | 0 | 0 | 2.01 | 0 | 0 | 2.01 | 0 | 0 | 2.01 | 0 | 0 | 2.01 | SDGE:35-OTI-OtherIndustrial-PROC_OTH | Annual | 0
SDG | WPSDGENRPH0001-Rev01-Msr002 | Rt3 | Ex | CZ08 | Any | WPSDGENRPH0001-1 | ExAnte2014 | IOU workpaper | 2014-06-30 | Cap-MBTUh |  |  | None | 0 | 0 | 1.95 | 0 | 0 | 1.95 | 0 | 0 | 1.95 | 0 | 0 | 1.95 | SDGE:35-OTI-OtherIndustrial-PROC_OTH | Annual | 0
SDG | WPSDGENRPH0001-Rev01-Msr002 | Rt3 | Ex | CZ10 | Any | WPSDGENRPH0001-1 | ExAnte2014 | IOU workpaper | 2014-06-30 | Cap-MBTUh |  |  | None | 0 | 0 | 1.93 | 0 | 0 | 1.93 | 0 | 0 | 1.93 | 0 | 0 | 1.93 | SDGE:35-OTI-OtherIndustrial-PROC_OTH | Annual | 0
SDG | WPSDGENRPH0001-Rev01-Msr002 | Rt3 | Ex | CZ14 | Any | WPSDGENRPH0001-1 | ExAnte2014 | IOU workpaper | 2014-06-30 | Cap-MBTUh |  |  | None | 0 | 0 | 2 | 0 | 0 | 2 | 0 | 0 | 2 | 0 | 0 | 2 | SDGE:35-OTI-OtherIndustrial-PROC_OTH | Annual | 0
SDG | WPSDGENRPH0001-Rev01-Msr002 | Rt3 | Ex | CZ15 | Any | WPSDGENRPH0001-1 | ExAnte2014 | IOU workpaper | 2014-06-30 | Cap-MBTUh |  |  | None | 0 | 0 | 1.38 | 0 | 0 | 1.38 | 0 | 0 | 1.38 | 0 | 0 | 1.38 | SDGE:35-OTI-OtherIndustrial-PROC_OTH | Annual | 0
SDG | WPSDGENRPH0001-Rev01-Msr002 | Rt3 | Ex | IOU | Any | WPSDGENRPH0001-1 | ExAnte2014 | IOU workpaper | 2014-06-30 | Cap-MBTUh |  |  | None | 0 | 0 | 1.95 | 0 | 0 | 1.95 | 0 | 0 | 1.95 | 0 | 0 | 1.95 | SDGE:35-OTI-OtherIndustrial-PROC_OTH | Annual | 0
SDG | WPSDGENRPH0001-Rev01-Msr002 | RtL | Ex | CZ06 | Any | WPSDGENRPH0001-1 | ExAnte2014 | IOU workpaper | 2014-06-30 | Cap-MBTUh |  |  | None | 0 | 0 | 2.05 | 0 | 0 | 2.05 | 0 | 0 | 2.05 | 0 | 0 | 2.05 | SDGE:35-OTI-OtherIndustrial-PROC_OTH | Annual | 0
SDG | WPSDGENRPH0001-Rev01-Msr002 | RtL | Ex | CZ07 | Any | WPSDGENRPH0001-1 | ExAnte2014 | IOU workpaper | 2014-06-30 | Cap-MBTUh |  |  | None | 0 | 0 | 2.01 | 0 | 0 | 2.01 | 0 | 0 | 2.01 | 0 | 0 | 2.01 | SDGE:35-OTI-OtherIndustrial-PROC_OTH | Annual | 0
SDG | WPSDGENRPH0001-Rev01-Msr002 | RtL | Ex | CZ08 | Any | WPSDGENRPH0001-1 | ExAnte2014 | IOU workpaper | 2014-06-30 | Cap-MBTUh |  |  | None | 0 | 0 | 1.95 | 0 | 0 | 1.95 | 0 | 0 | 1.95 | 0 | 0 | 1.95 | SDGE:35-OTI-OtherIndustrial-PROC_OTH | Annual | 0
SDG | WPSDGENRPH0001-Rev01-Msr002 | RtL | Ex | CZ10 | Any | WPSDGENRPH0001-1 | ExAnte2014 | IOU workpaper | 2014-06-30 | Cap-MBTUh |  |  | None | 0 | 0 | 1.93 | 0 | 0 | 1.93 | 0 | 0 | 1.93 | 0 | 0 | 1.93 | SDGE:35-OTI-OtherIndustrial-PROC_OTH | Annual | 0
SDG | WPSDGENRPH0001-Rev01-Msr002 | RtL | Ex | CZ14 | Any | WPSDGENRPH0001-1 | ExAnte2014 | IOU workpaper | 2014-06-30 | Cap-MBTUh |  |  | None | 0 | 0 | 2 | 0 | 0 | 2 | 0 | 0 | 2 | 0 | 0 | 2 | SDGE:35-OTI-OtherIndustrial-PROC_OTH | Annual | 0
SDG | WPSDGENRPH0001-Rev01-Msr002 | RtL | Ex | CZ15 | Any | WPSDGENRPH0001-1 | ExAnte2014 | IOU workpaper | 2014-06-30 | Cap-MBTUh |  |  | None | 0 | 0 | 1.38 | 0 | 0 | 1.38 | 0 | 0 | 1.38 | 0 | 0 | 1.38 | SDGE:35-OTI-OtherIndustrial-PROC_OTH | Annual | 0
SDG | WPSDGENRPH0001-Rev01-Msr002 | RtL | Ex | IOU | Any | WPSDGENRPH0001-1 | ExAnte2014 | IOU workpaper | 2014-06-30 | Cap-MBTUh |  |  | None | 0 | 0 | 1.95 | 0 | 0 | 1.95 | 0 | 0 | 1.95 | 0 | 0 | 1.95 | SDGE:35-OTI-OtherIndustrial-PROC_OTH | Annual | 0
SDG | WPSDGENRPH0001-Rev01-Msr002 | RtS | Ex | CZ06 | Any | WPSDGENRPH0001-1 | ExAnte2014 | IOU workpaper | 2014-06-30 | Cap-MBTUh |  |  | None | 0 | 0 | 2.05 | 0 | 0 | 2.05 | 0 | 0 | 2.05 | 0 | 0 | 2.05 | SDGE:35-OTI-OtherIndustrial-PROC_OTH | Annual | 0
SDG | WPSDGENRPH0001-Rev01-Msr002 | RtS | Ex | CZ07 | Any | WPSDGENRPH0001-1 | ExAnte2014 | IOU workpaper | 2014-06-30 | Cap-MBTUh |  |  | None | 0 | 0 | 2.01 | 0 | 0 | 2.01 | 0 | 0 | 2.01 | 0 | 0 | 2.01 | SDGE:35-OTI-OtherIndustrial-PROC_OTH | Annual | 0
SDG | WPSDGENRPH0001-Rev01-Msr002 | RtS | Ex | CZ08 | Any | WPSDGENRPH0001-1 | ExAnte2014 | IOU workpaper | 2014-06-30 | Cap-MBTUh |  |  | None | 0 | 0 | 1.95 | 0 | 0 | 1.95 | 0 | 0 | 1.95 | 0 | 0 | 1.95 | SDGE:35-OTI-OtherIndustrial-PROC_OTH | Annual | 0
SDG | WPSDGENRPH0001-Rev01-Msr002 | RtS | Ex | CZ10 | Any | WPSDGENRPH0001-1 | ExAnte2014 | IOU workpaper | 2014-06-30 | Cap-MBTUh |  |  | None | 0 | 0 | 1.93 | 0 | 0 | 1.93 | 0 | 0 | 1.93 | 0 | 0 | 1.93 | SDGE:35-OTI-OtherIndustrial-PROC_OTH | Annual | 0
SDG | WPSDGENRPH0001-Rev01-Msr002 | RtS | Ex | CZ14 | Any | WPSDGENRPH0001-1 | ExAnte2014 | IOU workpaper | 2014-06-30 | Cap-MBTUh |  |  | None | 0 | 0 | 2 | 0 | 0 | 2 | 0 | 0 | 2 | 0 | 0 | 2 | SDGE:35-OTI-OtherIndustrial-PROC_OTH | Annual | 0
SDG | WPSDGENRPH0001-Rev01-Msr002 | RtS | Ex | CZ15 | Any | WPSDGENRPH0001-1 | ExAnte2014 | IOU workpaper | 2014-06-30 | Cap-MBTUh |  |  | None | 0 | 0 | 1.38 | 0 | 0 | 1.38 | 0 | 0 | 1.38 | 0 | 0 | 1.38 | SDGE:35-OTI-OtherIndustrial-PROC_OTH | Annual | 0
SDG | WPSDGENRPH0001-Rev01-Msr002 | RtS | Ex | IOU | Any | WPSDGENRPH0001-1 | ExAnte2014 | IOU workpaper | 2014-06-30 | Cap-MBTUh |  |  | None | 0 | 0 | 1.95 | 0 | 0 | 1.95 | 0 | 0 | 1.95 | 0 | 0 | 1.95 | SDGE:35-OTI-OtherIndustrial-PROC_OTH | Annual | 0
SDG | WPSDGENRPH0001-Rev01-Msr002 | SUn | Ex | CZ06 | Any | WPSDGENRPH0001-1 | ExAnte2014 | IOU workpaper | 2014-06-30 | Cap-MBTUh |  |  | None | 0 | 0 | 2.05 | 0 | 0 | 2.05 | 0 | 0 | 2.05 | 0 | 0 | 2.05 | SDGE:35-OTI-OtherIndustrial-PROC_OTH | Annual | 0
SDG | WPSDGENRPH0001-Rev01-Msr002 | SUn | Ex | CZ07 | Any | WPSDGENRPH0001-1 | ExAnte2014 | IOU workpaper | 2014-06-30 | Cap-MBTUh |  |  | None | 0 | 0 | 2.01 | 0 | 0 | 2.01 | 0 | 0 | 2.01 | 0 | 0 | 2.01 | SDGE:35-OTI-OtherIndustrial-PROC_OTH | Annual | 0
SDG | WPSDGENRPH0001-Rev01-Msr002 | SUn | Ex | CZ08 | Any | WPSDGENRPH0001-1 | ExAnte2014 | IOU workpaper | 2014-06-30 | Cap-MBTUh |  |  | None | 0 | 0 | 1.95 | 0 | 0 | 1.95 | 0 | 0 | 1.95 | 0 | 0 | 1.95 | SDGE:35-OTI-OtherIndustrial-PROC_OTH | Annual | 0
SDG | WPSDGENRPH0001-Rev01-Msr002 | SUn | Ex | CZ10 | Any | WPSDGENRPH0001-1 | ExAnte2014 | IOU workpaper | 2014-06-30 | Cap-MBTUh |  |  | None | 0 | 0 | 1.93 | 0 | 0 | 1.93 | 0 | 0 | 1.93 | 0 | 0 | 1.93 | SDGE:35-OTI-OtherIndustrial-PROC_OTH | Annual | 0
SDG | WPSDGENRPH0001-Rev01-Msr002 | SUn | Ex | CZ14 | Any | WPSDGENRPH0001-1 | ExAnte2014 | IOU workpaper | 2014-06-30 | Cap-MBTUh |  |  | None | 0 | 0 | 2 | 0 | 0 | 2 | 0 | 0 | 2 | 0 | 0 | 2 | SDGE:35-OTI-OtherIndustrial-PROC_OTH | Annual | 0
SDG | WPSDGENRPH0001-Rev01-Msr002 | SUn | Ex | CZ15 | Any | WPSDGENRPH0001-1 | ExAnte2014 | IOU workpaper | 2014-06-30 | Cap-MBTUh |  |  | None | 0 | 0 | 1.38 | 0 | 0 | 1.38 | 0 | 0 | 1.38 | 0 | 0 | 1.38 | SDGE:35-OTI-OtherIndustrial-PROC_OTH | Annual | 0
SDG | WPSDGENRPH0001-Rev01-Msr002 | SUn | Ex | IOU | Any | WPSDGENRPH0001-1 | ExAnte2014 | IOU workpaper | 2014-06-30 | Cap-MBTUh |  |  | None | 0 | 0 | 1.95 | 0 | 0 | 1.95 | 0 | 0 | 1.95 | 0 | 0 | 1.95 | SDGE:35-OTI-OtherIndustrial-PROC_OTH | Annual | 0
SDG | WPSDGENRPH0001-Rev01-Msr002 | WRf | Ex | CZ06 | Any | WPSDGENRPH0001-1 | ExAnte2014 | IOU workpaper | 2014-06-30 | Cap-MBTUh |  |  | None | 0 | 0 | 2.05 | 0 | 0 | 2.05 | 0 | 0 | 2.05 | 0 | 0 | 2.05 | SDGE:35-OTI-OtherIndustrial-PROC_OTH | Annual | 0
SDG | WPSDGENRPH0001-Rev01-Msr002 | WRf | Ex | CZ07 | Any | WPSDGENRPH0001-1 | ExAnte2014 | IOU workpaper | 2014-06-30 | Cap-MBTUh |  |  | None | 0 | 0 | 2.01 | 0 | 0 | 2.01 | 0 | 0 | 2.01 | 0 | 0 | 2.01 | SDGE:35-OTI-OtherIndustrial-PROC_OTH | Annual | 0
SDG | WPSDGENRPH0001-Rev01-Msr002 | WRf | Ex | CZ08 | Any | WPSDGENRPH0001-1 | ExAnte2014 | IOU workpaper | 2014-06-30 | Cap-MBTUh |  |  | None | 0 | 0 | 1.95 | 0 | 0 | 1.95 | 0 | 0 | 1.95 | 0 | 0 | 1.95 | SDGE:35-OTI-OtherIndustrial-PROC_OTH | Annual | 0
SDG | WPSDGENRPH0001-Rev01-Msr002 | WRf | Ex | CZ10 | Any | WPSDGENRPH0001-1 | ExAnte2014 | IOU workpaper | 2014-06-30 | Cap-MBTUh |  |  | None | 0 | 0 | 1.93 | 0 | 0 | 1.93 | 0 | 0 | 1.93 | 0 | 0 | 1.93 | SDGE:35-OTI-OtherIndustrial-PROC_OTH | Annual | 0
SDG | WPSDGENRPH0001-Rev01-Msr002 | WRf | Ex | CZ14 | Any | WPSDGENRPH0001-1 | ExAnte2014 | IOU workpaper | 2014-06-30 | Cap-MBTUh |  |  | None | 0 | 0 | 2 | 0 | 0 | 2 | 0 | 0 | 2 | 0 | 0 | 2 | SDGE:35-OTI-OtherIndustrial-PROC_OTH | Annual | 0
SDG | WPSDGENRPH0001-Rev01-Msr002 | WRf | Ex | CZ15 | Any | WPSDGENRPH0001-1 | ExAnte2014 | IOU workpaper | 2014-06-30 | Cap-MBTUh |  |  | None | 0 | 0 | 1.38 | 0 | 0 | 1.38 | 0 | 0 | 1.38 | 0 | 0 | 1.38 | SDGE:35-OTI-OtherIndustrial-PROC_OTH | Annual | 0
SDG | WPSDGENRPH0001-Rev01-Msr002 | WRf | Ex | IOU | Any | WPSDGENRPH0001-1 | ExAnte2014 | IOU workpaper | 2014-06-30 | Cap-MBTUh |  |  | None | 0 | 0 | 1.95 | 0 | 0 | 1.95 | 0 | 0 | 1.95 | 0 | 0 | 1.95 | SDGE:35-OTI-OtherIndustrial-PROC_OTH | Annual | 0
SDG | WPSDGENRPH0001-Rev01-Msr003 | Asm | Ex | CZ06 | Any | WPSDGENRPH0001-1 | ExAnte2014 | IOU workpaper | 2014-06-30 | Cap-MBTUh |  |  | None | 0 | 0 | 0.48 | 0 | 0 | 0.48 | 0 | 0 | 0.48 | 0 | 0 | 0.48 | SDGE:35-OTI-OtherIndustrial-PROC_OTH | Annual | 0
SDG | WPSDGENRPH0001-Rev01-Msr003 | Asm | Ex | CZ07 | Any | WPSDGENRPH0001-1 | ExAnte2014 | IOU workpaper | 2014-06-30 | Cap-MBTUh |  |  | None | 0 | 0 | 0.48 | 0 | 0 | 0.48 | 0 | 0 | 0.48 | 0 | 0 | 0.48 | SDGE:35-OTI-OtherIndustrial-PROC_OTH | Annual | 0
SDG | WPSDGENRPH0001-Rev01-Msr003 | Asm | Ex | CZ08 | Any | WPSDGENRPH0001-1 | ExAnte2014 | IOU workpaper | 2014-06-30 | Cap-MBTUh |  |  | None | 0 | 0 | 0.47 | 0 | 0 | 0.47 | 0 | 0 | 0.47 | 0 | 0 | 0.47 | SDGE:35-OTI-OtherIndustrial-PROC_OTH | Annual | 0
SDG | WPSDGENRPH0001-Rev01-Msr003 | Asm | Ex | CZ10 | Any | WPSDGENRPH0001-1 | ExAnte2014 | IOU workpaper | 2014-06-30 | Cap-MBTUh |  |  | None | 0 | 0 | 0.47 | 0 | 0 | 0.47 | 0 | 0 | 0.47 | 0 | 0 | 0.47 | SDGE:35-OTI-OtherIndustrial-PROC_OTH | Annual | 0
SDG | WPSDGENRPH0001-Rev01-Msr003 | Asm | Ex | CZ14 | Any | WPSDGENRPH0001-1 | ExAnte2014 | IOU workpaper | 2014-06-30 | Cap-MBTUh |  |  | None | 0 | 0 | 0.48 | 0 | 0 | 0.48 | 0 | 0 | 0.48 | 0 | 0 | 0.48 | SDGE:35-OTI-OtherIndustrial-PROC_OTH | Annual | 0
SDG | WPSDGENRPH0001-Rev01-Msr003 | Asm | Ex | CZ15 | Any | WPSDGENRPH0001-1 | ExAnte2014 | IOU workpaper | 2014-06-30 | Cap-MBTUh |  |  | None | 0 | 0 | 0.45 | 0 | 0 | 0.45 | 0 | 0 | 0.45 | 0 | 0 | 0.45 | SDGE:35-OTI-OtherIndustrial-PROC_OTH | Annual | 0
SDG | WPSDGENRPH0001-Rev01-Msr003 | Asm | Ex | IOU | Any | WPSDGENRPH0001-1 | ExAnte2014 | IOU workpaper | 2014-06-30 | Cap-MBTUh |  |  | None | 0 | 0 | 0.47 | 0 | 0 | 0.47 | 0 | 0 | 0.47 | 0 | 0 | 0.47 | SDGE:35-OTI-OtherIndustrial-PROC_OTH | Annual | 0
SDG | WPSDGENRPH0001-Rev01-Msr003 | ECC | Ex | CZ06 | Any | WPSDGENRPH0001-1 | ExAnte2014 | IOU workpaper | 2014-06-30 | Cap-MBTUh |  |  | None | 0 | 0 | 0.48 | 0 | 0 | 0.48 | 0 | 0 | 0.48 | 0 | 0 | 0.48 | SDGE:35-OTI-OtherIndustrial-PROC_OTH | Annual | 0
SDG | WPSDGENRPH0001-Rev01-Msr003 | ECC | Ex | CZ07 | Any | WPSDGENRPH0001-1 | ExAnte2014 | IOU workpaper | 2014-06-30 | Cap-MBTUh |  |  | None | 0 | 0 | 0.48 | 0 | 0 | 0.48 | 0 | 0 | 0.48 | 0 | 0 | 0.48 | SDGE:35-OTI-OtherIndustrial-PROC_OTH | Annual | 0
SDG | WPSDGENRPH0001-Rev01-Msr003 | ECC | Ex | CZ08 | Any | WPSDGENRPH0001-1 | ExAnte2014 | IOU workpaper | 2014-06-30 | Cap-MBTUh |  |  | None | 0 | 0 | 0.47 | 0 | 0 | 0.47 | 0 | 0 | 0.47 | 0 | 0 | 0.47 | SDGE:35-OTI-OtherIndustrial-PROC_OTH | Annual | 0
SDG | WPSDGENRPH0001-Rev01-Msr003 | ECC | Ex | CZ10 | Any | WPSDGENRPH0001-1 | ExAnte2014 | IOU workpaper | 2014-06-30 | Cap-MBTUh |  |  | None | 0 | 0 | 0.47 | 0 | 0 | 0.47 | 0 | 0 | 0.47 | 0 | 0 | 0.47 | SDGE:35-OTI-OtherIndustrial-PROC_OTH | Annual | 0
SDG | WPSDGENRPH0001-Rev01-Msr003 | ECC | Ex | CZ14 | Any | WPSDGENRPH0001-1 | ExAnte2014 | IOU workpaper | 2014-06-30 | Cap-MBTUh |  |  | None | 0 | 0 | 0.48 | 0 | 0 | 0.48 | 0 | 0 | 0.48 | 0 | 0 | 0.48 | SDGE:35-OTI-OtherIndustrial-PROC_OTH | Annual | 0
SDG | WPSDGENRPH0001-Rev01-Msr003 | ECC | Ex | CZ15 | Any | WPSDGENRPH0001-1 | ExAnte2014 | IOU workpaper | 2014-06-30 | Cap-MBTUh |  |  | None | 0 | 0 | 0.45 | 0 | 0 | 0.45 | 0 | 0 | 0.45 | 0 | 0 | 0.45 | SDGE:35-OTI-OtherIndustrial-PROC_OTH | Annual | 0
SDG | WPSDGENRPH0001-Rev01-Msr003 | ECC | Ex | IOU | Any | WPSDGENRPH0001-1 | ExAnte2014 | IOU workpaper | 2014-06-30 | Cap-MBTUh |  |  | None | 0 | 0 | 0.47 | 0 | 0 | 0.47 | 0 | 0 | 0.47 | 0 | 0 | 0.47 | SDGE:35-OTI-OtherIndustrial-PROC_OTH | Annual | 0
SDG | WPSDGENRPH0001-Rev01-Msr003 | EPr | Ex | CZ06 | Any | WPSDGENRPH0001-1 | ExAnte2014 | IOU workpaper | 2014-06-30 | Cap-MBTUh |  |  | None | 0 | 0 | 0.48 | 0 | 0 | 0.48 | 0 | 0 | 0.48 | 0 | 0 | 0.48 | SDGE:35-OTI-OtherIndustrial-PROC_OTH | Annual | 0
SDG | WPSDGENRPH0001-Rev01-Msr003 | EPr | Ex | CZ07 | Any | WPSDGENRPH0001-1 | ExAnte2014 | IOU workpaper | 2014-06-30 | Cap-MBTUh |  |  | None | 0 | 0 | 0.48 | 0 | 0 | 0.48 | 0 | 0 | 0.48 | 0 | 0 | 0.48 | SDGE:35-OTI-OtherIndustrial-PROC_OTH | Annual | 0
SDG | WPSDGENRPH0001-Rev01-Msr003 | EPr | Ex | CZ08 | Any | WPSDGENRPH0001-1 | ExAnte2014 | IOU workpaper | 2014-06-30 | Cap-MBTUh |  |  | None | 0 | 0 | 0.47 | 0 | 0 | 0.47 | 0 | 0 | 0.47 | 0 | 0 | 0.47 | SDGE:35-OTI-OtherIndustrial-PROC_OTH | Annual | 0
SDG | WPSDGENRPH0001-Rev01-Msr003 | EPr | Ex | CZ10 | Any | WPSDGENRPH0001-1 | ExAnte2014 | IOU workpaper | 2014-06-30 | Cap-MBTUh |  |  | None | 0 | 0 | 0.47 | 0 | 0 | 0.47 | 0 | 0 | 0.47 | 0 | 0 | 0.47 | SDGE:35-OTI-OtherIndustrial-PROC_OTH | Annual | 0
SDG | WPSDGENRPH0001-Rev01-Msr003 | EPr | Ex | CZ14 | Any | WPSDGENRPH0001-1 | ExAnte2014 | IOU workpaper | 2014-06-30 | Cap-MBTUh |  |  | None | 0 | 0 | 0.48 | 0 | 0 | 0.48 | 0 | 0 | 0.48 | 0 | 0 | 0.48 | SDGE:35-OTI-OtherIndustrial-PROC_OTH | Annual | 0
SDG | WPSDGENRPH0001-Rev01-Msr003 | EPr | Ex | CZ15 | Any | WPSDGENRPH0001-1 | ExAnte2014 | IOU workpaper | 2014-06-30 | Cap-MBTUh |  |  | None | 0 | 0 | 0.45 | 0 | 0 | 0.45 | 0 | 0 | 0.45 | 0 | 0 | 0.45 | SDGE:35-OTI-OtherIndustrial-PROC_OTH | Annual | 0
SDG | WPSDGENRPH0001-Rev01-Msr003 | EPr | Ex | IOU | Any | WPSDGENRPH0001-1 | ExAnte2014 | IOU workpaper | 2014-06-30 | Cap-MBTUh |  |  | None | 0 | 0 | 0.47 | 0 | 0 | 0.47 | 0 | 0 | 0.47 | 0 | 0 | 0.47 | SDGE:35-OTI-OtherIndustrial-PROC_OTH | Annual | 0
SDG | WPSDGENRPH0001-Rev01-Msr003 | ERC | Ex | CZ06 | Any | WPSDGENRPH0001-1 | ExAnte2014 | IOU workpaper | 2014-06-30 | Cap-MBTUh |  |  | None | 0 | 0 | 0.48 | 0 | 0 | 0.48 | 0 | 0 | 0.48 | 0 | 0 | 0.48 | SDGE:35-OTI-OtherIndustrial-PROC_OTH | Annual | 0
SDG | WPSDGENRPH0001-Rev01-Msr003 | ERC | Ex | CZ07 | Any | WPSDGENRPH0001-1 | ExAnte2014 | IOU workpaper | 2014-06-30 | Cap-MBTUh |  |  | None | 0 | 0 | 0.48 | 0 | 0 | 0.48 | 0 | 0 | 0.48 | 0 | 0 | 0.48 | SDGE:35-OTI-OtherIndustrial-PROC_OTH | Annual | 0
SDG | WPSDGENRPH0001-Rev01-Msr003 | ERC | Ex | CZ08 | Any | WPSDGENRPH0001-1 | ExAnte2014 | IOU workpaper | 2014-06-30 | Cap-MBTUh |  |  | None | 0 | 0 | 0.47 | 0 | 0 | 0.47 | 0 | 0 | 0.47 | 0 | 0 | 0.47 | SDGE:35-OTI-OtherIndustrial-PROC_OTH | Annual | 0
SDG | WPSDGENRPH0001-Rev01-Msr003 | ERC | Ex | CZ10 | Any | WPSDGENRPH0001-1 | ExAnte2014 | IOU workpaper | 2014-06-30 | Cap-MBTUh |  |  | None | 0 | 0 | 0.47 | 0 | 0 | 0.47 | 0 | 0 | 0.47 | 0 | 0 | 0.47 | SDGE:35-OTI-OtherIndustrial-PROC_OTH | Annual | 0
SDG | WPSDGENRPH0001-Rev01-Msr003 | ERC | Ex | CZ14 | Any | WPSDGENRPH0001-1 | ExAnte2014 | IOU workpaper | 2014-06-30 | Cap-MBTUh |  |  | None | 0 | 0 | 0.48 | 0 | 0 | 0.48 | 0 | 0 | 0.48 | 0 | 0 | 0.48 | SDGE:35-OTI-OtherIndustrial-PROC_OTH | Annual | 0
SDG | WPSDGENRPH0001-Rev01-Msr003 | ERC | Ex | CZ15 | Any | WPSDGENRPH0001-1 | ExAnte2014 | IOU workpaper | 2014-06-30 | Cap-MBTUh |  |  | None | 0 | 0 | 0.45 | 0 | 0 | 0.45 | 0 | 0 | 0.45 | 0 | 0 | 0.45 | SDGE:35-OTI-OtherIndustrial-PROC_OTH | Annual | 0
SDG | WPSDGENRPH0001-Rev01-Msr003 | ERC | Ex | IOU | Any | WPSDGENRPH0001-1 | ExAnte2014 | IOU workpaper | 2014-06-30 | Cap-MBTUh |  |  | None | 0 | 0 | 0.47 | 0 | 0 | 0.47 | 0 | 0 | 0.47 | 0 | 0 | 0.47 | SDGE:35-OTI-OtherIndustrial-PROC_OTH | Annual | 0
SDG | WPSDGENRPH0001-Rev01-Msr003 | ESe | Ex | CZ06 | Any | WPSDGENRPH0001-1 | ExAnte2014 | IOU workpaper | 2014-06-30 | Cap-MBTUh |  |  | None | 0 | 0 | 0.48 | 0 | 0 | 0.48 | 0 | 0 | 0.48 | 0 | 0 | 0.48 | SDGE:35-OTI-OtherIndustrial-PROC_OTH | Annual | 0
SDG | WPSDGENRPH0001-Rev01-Msr003 | ESe | Ex | CZ07 | Any | WPSDGENRPH0001-1 | ExAnte2014 | IOU workpaper | 2014-06-30 | Cap-MBTUh |  |  | None | 0 | 0 | 0.48 | 0 | 0 | 0.48 | 0 | 0 | 0.48 | 0 | 0 | 0.48 | SDGE:35-OTI-OtherIndustrial-PROC_OTH | Annual | 0
SDG | WPSDGENRPH0001-Rev01-Msr003 | ESe | Ex | CZ08 | Any | WPSDGENRPH0001-1 | ExAnte2014 | IOU workpaper | 2014-06-30 | Cap-MBTUh |  |  | None | 0 | 0 | 0.47 | 0 | 0 | 0.47 | 0 | 0 | 0.47 | 0 | 0 | 0.47 | SDGE:35-OTI-OtherIndustrial-PROC_OTH | Annual | 0
SDG | WPSDGENRPH0001-Rev01-Msr003 | ESe | Ex | CZ10 | Any | WPSDGENRPH0001-1 | ExAnte2014 | IOU workpaper | 2014-06-30 | Cap-MBTUh |  |  | None | 0 | 0 | 0.47 | 0 | 0 | 0.47 | 0 | 0 | 0.47 | 0 | 0 | 0.47 | SDGE:35-OTI-OtherIndustrial-PROC_OTH | Annual | 0
SDG | WPSDGENRPH0001-Rev01-Msr003 | ESe | Ex | CZ14 | Any | WPSDGENRPH0001-1 | ExAnte2014 | IOU workpaper | 2014-06-30 | Cap-MBTUh |  |  | None | 0 | 0 | 0.48 | 0 | 0 | 0.48 | 0 | 0 | 0.48 | 0 | 0 | 0.48 | SDGE:35-OTI-OtherIndustrial-PROC_OTH | Annual | 0
SDG | WPSDGENRPH0001-Rev01-Msr003 | ESe | Ex | CZ15 | Any | WPSDGENRPH0001-1 | ExAnte2014 | IOU workpaper | 2014-06-30 | Cap-MBTUh |  |  | None | 0 | 0 | 0.45 | 0 | 0 | 0.45 | 0 | 0 | 0.45 | 0 | 0 | 0.45 | SDGE:35-OTI-OtherIndustrial-PROC_OTH | Annual | 0
SDG | WPSDGENRPH0001-Rev01-Msr003 | ESe | Ex | IOU | Any | WPSDGENRPH0001-1 | ExAnte2014 | IOU workpaper | 2014-06-30 | Cap-MBTUh |  |  | None | 0 | 0 | 0.47 | 0 | 0 | 0.47 | 0 | 0 | 0.47 | 0 | 0 | 0.47 | SDGE:35-OTI-OtherIndustrial-PROC_OTH | Annual | 0
SDG | WPSDGENRPH0001-Rev01-Msr003 | EUn | Ex | CZ06 | Any | WPSDGENRPH0001-1 | ExAnte2014 | IOU workpaper | 2014-06-30 | Cap-MBTUh |  |  | None | 0 | 0 | 0.48 | 0 | 0 | 0.48 | 0 | 0 | 0.48 | 0 | 0 | 0.48 | SDGE:35-OTI-OtherIndustrial-PROC_OTH | Annual | 0
SDG | WPSDGENRPH0001-Rev01-Msr003 | EUn | Ex | CZ07 | Any | WPSDGENRPH0001-1 | ExAnte2014 | IOU workpaper | 2014-06-30 | Cap-MBTUh |  |  | None | 0 | 0 | 0.48 | 0 | 0 | 0.48 | 0 | 0 | 0.48 | 0 | 0 | 0.48 | SDGE:35-OTI-OtherIndustrial-PROC_OTH | Annual | 0
SDG | WPSDGENRPH0001-Rev01-Msr003 | EUn | Ex | CZ08 | Any | WPSDGENRPH0001-1 | ExAnte2014 | IOU workpaper | 2014-06-30 | Cap-MBTUh |  |  | None | 0 | 0 | 0.47 | 0 | 0 | 0.47 | 0 | 0 | 0.47 | 0 | 0 | 0.47 | SDGE:35-OTI-OtherIndustrial-PROC_OTH | Annual | 0
SDG | WPSDGENRPH0001-Rev01-Msr003 | EUn | Ex | CZ10 | Any | WPSDGENRPH0001-1 | ExAnte2014 | IOU workpaper | 2014-06-30 | Cap-MBTUh |  |  | None | 0 | 0 | 0.47 | 0 | 0 | 0.47 | 0 | 0 | 0.47 | 0 | 0 | 0.47 | SDGE:35-OTI-OtherIndustrial-PROC_OTH | Annual | 0
SDG | WPSDGENRPH0001-Rev01-Msr003 | EUn | Ex | CZ14 | Any | WPSDGENRPH0001-1 | ExAnte2014 | IOU workpaper | 2014-06-30 | Cap-MBTUh |  |  | None | 0 | 0 | 0.48 | 0 | 0 | 0.48 | 0 | 0 | 0.48 | 0 | 0 | 0.48 | SDGE:35-OTI-OtherIndustrial-PROC_OTH | Annual | 0
SDG | WPSDGENRPH0001-Rev01-Msr003 | EUn | Ex | CZ15 | Any | WPSDGENRPH0001-1 | ExAnte2014 | IOU workpaper | 2014-06-30 | Cap-MBTUh |  |  | None | 0 | 0 | 0.45 | 0 | 0 | 0.45 | 0 | 0 | 0.45 | 0 | 0 | 0.45 | SDGE:35-OTI-OtherIndustrial-PROC_OTH | Annual | 0
SDG | WPSDGENRPH0001-Rev01-Msr003 | EUn | Ex | IOU | Any | WPSDGENRPH0001-1 | ExAnte2014 | IOU workpaper | 2014-06-30 | Cap-MBTUh |  |  | None | 0 | 0 | 0.47 | 0 | 0 | 0.47 | 0 | 0 | 0.47 | 0 | 0 | 0.47 | SDGE:35-OTI-OtherIndustrial-PROC_OTH | Annual | 0
SDG | WPSDGENRPH0001-Rev01-Msr003 | Gro | Ex | CZ06 | Any | WPSDGENRPH0001-1 | ExAnte2014 | IOU workpaper | 2014-06-30 | Cap-MBTUh |  |  | None | 0 | 0 | 0.48 | 0 | 0 | 0.48 | 0 | 0 | 0.48 | 0 | 0 | 0.48 | SDGE:35-OTI-OtherIndustrial-PROC_OTH | Annual | 0
SDG | WPSDGENRPH0001-Rev01-Msr003 | Gro | Ex | CZ07 | Any | WPSDGENRPH0001-1 | ExAnte2014 | IOU workpaper | 2014-06-30 | Cap-MBTUh |  |  | None | 0 | 0 | 0.48 | 0 | 0 | 0.48 | 0 | 0 | 0.48 | 0 | 0 | 0.48 | SDGE:35-OTI-OtherIndustrial-PROC_OTH | Annual | 0
SDG | WPSDGENRPH0001-Rev01-Msr003 | Gro | Ex | CZ08 | Any | WPSDGENRPH0001-1 | ExAnte2014 | IOU workpaper | 2014-06-30 | Cap-MBTUh |  |  | None | 0 | 0 | 0.47 | 0 | 0 | 0.47 | 0 | 0 | 0.47 | 0 | 0 | 0.47 | SDGE:35-OTI-OtherIndustrial-PROC_OTH | Annual | 0
SDG | WPSDGENRPH0001-Rev01-Msr003 | Gro | Ex | CZ10 | Any | WPSDGENRPH0001-1 | ExAnte2014 | IOU workpaper | 2014-06-30 | Cap-MBTUh |  |  | None | 0 | 0 | 0.47 | 0 | 0 | 0.47 | 0 | 0 | 0.47 | 0 | 0 | 0.47 | SDGE:35-OTI-OtherIndustrial-PROC_OTH | Annual | 0
SDG | WPSDGENRPH0001-Rev01-Msr003 | Gro | Ex | CZ14 | Any | WPSDGENRPH0001-1 | ExAnte2014 | IOU workpaper | 2014-06-30 | Cap-MBTUh |  |  | None | 0 | 0 | 0.48 | 0 | 0 | 0.48 | 0 | 0 | 0.48 | 0 | 0 | 0.48 | SDGE:35-OTI-OtherIndustrial-PROC_OTH | Annual | 0
SDG | WPSDGENRPH0001-Rev01-Msr003 | Gro | Ex | CZ15 | Any | WPSDGENRPH0001-1 | ExAnte2014 | IOU workpaper | 2014-06-30 | Cap-MBTUh |  |  | None | 0 | 0 | 0.45 | 0 | 0 | 0.45 | 0 | 0 | 0.45 | 0 | 0 | 0.45 | SDGE:35-OTI-OtherIndustrial-PROC_OTH | Annual | 0
SDG | WPSDGENRPH0001-Rev01-Msr003 | Gro | Ex | IOU | Any | WPSDGENRPH0001-1 | ExAnte2014 | IOU workpaper | 2014-06-30 | Cap-MBTUh |  |  | None | 0 | 0 | 0.47 | 0 | 0 | 0.47 | 0 | 0 | 0.47 | 0 | 0 | 0.47 | SDGE:35-OTI-OtherIndustrial-PROC_OTH | Annual | 0
SDG | WPSDGENRPH0001-Rev01-Msr003 | Gst | Ex | CZ06 | Any | WPSDGENRPH0001-1 | ExAnte2014 | IOU workpaper | 2014-06-30 | Cap-MBTUh |  |  | None | 0 | 0 | 0.48 | 0 | 0 | 0.48 | 0 | 0 | 0.48 | 0 | 0 | 0.48 | SDGE:35-OTI-OtherIndustrial-PROC_OTH | Annual | 0
SDG | WPSDGENRPH0001-Rev01-Msr003 | Gst | Ex | CZ07 | Any | WPSDGENRPH0001-1 | ExAnte2014 | IOU workpaper | 2014-06-30 | Cap-MBTUh |  |  | None | 0 | 0 | 0.48 | 0 | 0 | 0.48 | 0 | 0 | 0.48 | 0 | 0 | 0.48 | SDGE:35-OTI-OtherIndustrial-PROC_OTH | Annual | 0
SDG | WPSDGENRPH0001-Rev01-Msr003 | Gst | Ex | CZ08 | Any | WPSDGENRPH0001-1 | ExAnte2014 | IOU workpaper | 2014-06-30 | Cap-MBTUh |  |  | None | 0 | 0 | 0.47 | 0 | 0 | 0.47 | 0 | 0 | 0.47 | 0 | 0 | 0.47 | SDGE:35-OTI-OtherIndustrial-PROC_OTH | Annual | 0
SDG | WPSDGENRPH0001-Rev01-Msr003 | Gst | Ex | CZ10 | Any | WPSDGENRPH0001-1 | ExAnte2014 | IOU workpaper | 2014-06-30 | Cap-MBTUh |  |  | None | 0 | 0 | 0.47 | 0 | 0 | 0.47 | 0 | 0 | 0.47 | 0 | 0 | 0.47 | SDGE:35-OTI-OtherIndustrial-PROC_OTH | Annual | 0
SDG | WPSDGENRPH0001-Rev01-Msr003 | Gst | Ex | CZ14 | Any | WPSDGENRPH0001-1 | ExAnte2014 | IOU workpaper | 2014-06-30 | Cap-MBTUh |  |  | None | 0 | 0 | 0.48 | 0 | 0 | 0.48 | 0 | 0 | 0.48 | 0 | 0 | 0.48 | SDGE:35-OTI-OtherIndustrial-PROC_OTH | Annual | 0
SDG | WPSDGENRPH0001-Rev01-Msr003 | Gst | Ex | CZ15 | Any | WPSDGENRPH0001-1 | ExAnte2014 | IOU workpaper | 2014-06-30 | Cap-MBTUh |  |  | None | 0 | 0 | 0.45 | 0 | 0 | 0.45 | 0 | 0 | 0.45 | 0 | 0 | 0.45 | SDGE:35-OTI-OtherIndustrial-PROC_OTH | Annual | 0
SDG | WPSDGENRPH0001-Rev01-Msr003 | Gst | Ex | IOU | Any | WPSDGENRPH0001-1 | ExAnte2014 | IOU workpaper | 2014-06-30 | Cap-MBTUh |  |  | None | 0 | 0 | 0.47 | 0 | 0 | 0.47 | 0 | 0 | 0.47 | 0 | 0 | 0.47 | SDGE:35-OTI-OtherIndustrial-PROC_OTH | Annual | 0
SDG | WPSDGENRPH0001-Rev01-Msr003 | Hsp | Ex | CZ06 | Any | WPSDGENRPH0001-1 | ExAnte2014 | IOU workpaper | 2014-06-30 | Cap-MBTUh |  |  | None | 0 | 0 | 0.48 | 0 | 0 | 0.48 | 0 | 0 | 0.48 | 0 | 0 | 0.48 | SDGE:35-OTI-OtherIndustrial-PROC_OTH | Annual | 0
SDG | WPSDGENRPH0001-Rev01-Msr003 | Hsp | Ex | CZ07 | Any | WPSDGENRPH0001-1 | ExAnte2014 | IOU workpaper | 2014-06-30 | Cap-MBTUh |  |  | None | 0 | 0 | 0.48 | 0 | 0 | 0.48 | 0 | 0 | 0.48 | 0 | 0 | 0.48 | SDGE:35-OTI-OtherIndustrial-PROC_OTH | Annual | 0
SDG | WPSDGENRPH0001-Rev01-Msr003 | Hsp | Ex | CZ08 | Any | WPSDGENRPH0001-1 | ExAnte2014 | IOU workpaper | 2014-06-30 | Cap-MBTUh |  |  | None | 0 | 0 | 0.47 | 0 | 0 | 0.47 | 0 | 0 | 0.47 | 0 | 0 | 0.47 | SDGE:35-OTI-OtherIndustrial-PROC_OTH | Annual | 0
SDG | WPSDGENRPH0001-Rev01-Msr003 | Hsp | Ex | CZ10 | Any | WPSDGENRPH0001-1 | ExAnte2014 | IOU workpaper | 2014-06-30 | Cap-MBTUh |  |  | None | 0 | 0 | 0.47 | 0 | 0 | 0.47 | 0 | 0 | 0.47 | 0 | 0 | 0.47 | SDGE:35-OTI-OtherIndustrial-PROC_OTH | Annual | 0
SDG | WPSDGENRPH0001-Rev01-Msr003 | Hsp | Ex | CZ14 | Any | WPSDGENRPH0001-1 | ExAnte2014 | IOU workpaper | 2014-06-30 | Cap-MBTUh |  |  | None | 0 | 0 | 0.48 | 0 | 0 | 0.48 | 0 | 0 | 0.48 | 0 | 0 | 0.48 | SDGE:35-OTI-OtherIndustrial-PROC_OTH | Annual | 0
SDG | WPSDGENRPH0001-Rev01-Msr003 | Hsp | Ex | CZ15 | Any | WPSDGENRPH0001-1 | ExAnte2014 | IOU workpaper | 2014-06-30 | Cap-MBTUh |  |  | None | 0 | 0 | 0.45 | 0 | 0 | 0.45 | 0 | 0 | 0.45 | 0 | 0 | 0.45 | SDGE:35-OTI-OtherIndustrial-PROC_OTH | Annual | 0
SDG | WPSDGENRPH0001-Rev01-Msr003 | Hsp | Ex | IOU | Any | WPSDGENRPH0001-1 | ExAnte2014 | IOU workpaper | 2014-06-30 | Cap-MBTUh |  |  | None | 0 | 0 | 0.47 | 0 | 0 | 0.47 | 0 | 0 | 0.47 | 0 | 0 | 0.47 | SDGE:35-OTI-OtherIndustrial-PROC_OTH | Annual | 0
SDG | WPSDGENRPH0001-Rev01-Msr003 | Htl | Ex | CZ06 | Any | WPSDGENRPH0001-1 | ExAnte2014 | IOU workpaper | 2014-06-30 | Cap-MBTUh |  |  | None | 0 | 0 | 0.48 | 0 | 0 | 0.48 | 0 | 0 | 0.48 | 0 | 0 | 0.48 | SDGE:35-OTI-OtherIndustrial-PROC_OTH | Annual | 0
SDG | WPSDGENRPH0001-Rev01-Msr003 | Htl | Ex | CZ07 | Any | WPSDGENRPH0001-1 | ExAnte2014 | IOU workpaper | 2014-06-30 | Cap-MBTUh |  |  | None | 0 | 0 | 0.48 | 0 | 0 | 0.48 | 0 | 0 | 0.48 | 0 | 0 | 0.48 | SDGE:35-OTI-OtherIndustrial-PROC_OTH | Annual | 0
SDG | WPSDGENRPH0001-Rev01-Msr003 | Htl | Ex | CZ08 | Any | WPSDGENRPH0001-1 | ExAnte2014 | IOU workpaper | 2014-06-30 | Cap-MBTUh |  |  | None | 0 | 0 | 0.47 | 0 | 0 | 0.47 | 0 | 0 | 0.47 | 0 | 0 | 0.47 | SDGE:35-OTI-OtherIndustrial-PROC_OTH | Annual | 0
SDG | WPSDGENRPH0001-Rev01-Msr003 | Htl | Ex | CZ10 | Any | WPSDGENRPH0001-1 | ExAnte2014 | IOU workpaper | 2014-06-30 | Cap-MBTUh |  |  | None | 0 | 0 | 0.47 | 0 | 0 | 0.47 | 0 | 0 | 0.47 | 0 | 0 | 0.47 | SDGE:35-OTI-OtherIndustrial-PROC_OTH | Annual | 0
SDG | WPSDGENRPH0001-Rev01-Msr003 | Htl | Ex | CZ14 | Any | WPSDGENRPH0001-1 | ExAnte2014 | IOU workpaper | 2014-06-30 | Cap-MBTUh |  |  | None | 0 | 0 | 0.48 | 0 | 0 | 0.48 | 0 | 0 | 0.48 | 0 | 0 | 0.48 | SDGE:35-OTI-OtherIndustrial-PROC_OTH | Annual | 0
SDG | WPSDGENRPH0001-Rev01-Msr003 | Htl | Ex | CZ15 | Any | WPSDGENRPH0001-1 | ExAnte2014 | IOU workpaper | 2014-06-30 | Cap-MBTUh |  |  | None | 0 | 0 | 0.45 | 0 | 0 | 0.45 | 0 | 0 | 0.45 | 0 | 0 | 0.45 | SDGE:35-OTI-OtherIndustrial-PROC_OTH | Annual | 0
SDG | WPSDGENRPH0001-Rev01-Msr003 | Htl | Ex | IOU | Any | WPSDGENRPH0001-1 | ExAnte2014 | IOU workpaper | 2014-06-30 | Cap-MBTUh |  |  | None | 0 | 0 | 0.47 | 0 | 0 | 0.47 | 0 | 0 | 0.47 | 0 | 0 | 0.47 | SDGE:35-OTI-OtherIndustrial-PROC_OTH | Annual | 0
SDG | WPSDGENRPH0001-Rev01-Msr003 | MBT | Ex | CZ06 | Any | WPSDGENRPH0001-1 | ExAnte2014 | IOU workpaper | 2014-06-30 | Cap-MBTUh |  |  | None | 0 | 0 | 0.48 | 0 | 0 | 0.48 | 0 | 0 | 0.48 | 0 | 0 | 0.48 | SDGE:35-OTI-OtherIndustrial-PROC_OTH | Annual | 0
SDG | WPSDGENRPH0001-Rev01-Msr003 | MBT | Ex | CZ07 | Any | WPSDGENRPH0001-1 | ExAnte2014 | IOU workpaper | 2014-06-30 | Cap-MBTUh |  |  | None | 0 | 0 | 0.48 | 0 | 0 | 0.48 | 0 | 0 | 0.48 | 0 | 0 | 0.48 | SDGE:35-OTI-OtherIndustrial-PROC_OTH | Annual | 0
SDG | WPSDGENRPH0001-Rev01-Msr003 | MBT | Ex | CZ08 | Any | WPSDGENRPH0001-1 | ExAnte2014 | IOU workpaper | 2014-06-30 | Cap-MBTUh |  |  | None | 0 | 0 | 0.47 | 0 | 0 | 0.47 | 0 | 0 | 0.47 | 0 | 0 | 0.47 | SDGE:35-OTI-OtherIndustrial-PROC_OTH | Annual | 0
SDG | WPSDGENRPH0001-Rev01-Msr003 | MBT | Ex | CZ10 | Any | WPSDGENRPH0001-1 | ExAnte2014 | IOU workpaper | 2014-06-30 | Cap-MBTUh |  |  | None | 0 | 0 | 0.47 | 0 | 0 | 0.47 | 0 | 0 | 0.47 | 0 | 0 | 0.47 | SDGE:35-OTI-OtherIndustrial-PROC_OTH | Annual | 0
SDG | WPSDGENRPH0001-Rev01-Msr003 | MBT | Ex | CZ14 | Any | WPSDGENRPH0001-1 | ExAnte2014 | IOU workpaper | 2014-06-30 | Cap-MBTUh |  |  | None | 0 | 0 | 0.48 | 0 | 0 | 0.48 | 0 | 0 | 0.48 | 0 | 0 | 0.48 | SDGE:35-OTI-OtherIndustrial-PROC_OTH | Annual | 0
SDG | WPSDGENRPH0001-Rev01-Msr003 | MBT | Ex | CZ15 | Any | WPSDGENRPH0001-1 | ExAnte2014 | IOU workpaper | 2014-06-30 | Cap-MBTUh |  |  | None | 0 | 0 | 0.45 | 0 | 0 | 0.45 | 0 | 0 | 0.45 | 0 | 0 | 0.45 | SDGE:35-OTI-OtherIndustrial-PROC_OTH | Annual | 0
SDG | WPSDGENRPH0001-Rev01-Msr003 | MBT | Ex | IOU | Any | WPSDGENRPH0001-1 | ExAnte2014 | IOU workpaper | 2014-06-30 | Cap-MBTUh |  |  | None | 0 | 0 | 0.47 | 0 | 0 | 0.47 | 0 | 0 | 0.47 | 0 | 0 | 0.47 | SDGE:35-OTI-OtherIndustrial-PROC_OTH | Annual | 0
SDG | WPSDGENRPH0001-Rev01-Msr003 | MLI | Ex | CZ06 | Any | WPSDGENRPH0001-1 | ExAnte2014 | IOU workpaper | 2014-06-30 | Cap-MBTUh |  |  | None | 0 | 0 | 0.48 | 0 | 0 | 0.48 | 0 | 0 | 0.48 | 0 | 0 | 0.48 | SDGE:35-OTI-OtherIndustrial-PROC_OTH | Annual | 0
SDG | WPSDGENRPH0001-Rev01-Msr003 | MLI | Ex | CZ07 | Any | WPSDGENRPH0001-1 | ExAnte2014 | IOU workpaper | 2014-06-30 | Cap-MBTUh |  |  | None | 0 | 0 | 0.48 | 0 | 0 | 0.48 | 0 | 0 | 0.48 | 0 | 0 | 0.48 | SDGE:35-OTI-OtherIndustrial-PROC_OTH | Annual | 0
SDG | WPSDGENRPH0001-Rev01-Msr003 | MLI | Ex | CZ08 | Any | WPSDGENRPH0001-1 | ExAnte2014 | IOU workpaper | 2014-06-30 | Cap-MBTUh |  |  | None | 0 | 0 | 0.47 | 0 | 0 | 0.47 | 0 | 0 | 0.47 | 0 | 0 | 0.47 | SDGE:35-OTI-OtherIndustrial-PROC_OTH | Annual | 0
SDG | WPSDGENRPH0001-Rev01-Msr003 | MLI | Ex | CZ10 | Any | WPSDGENRPH0001-1 | ExAnte2014 | IOU workpaper | 2014-06-30 | Cap-MBTUh |  |  | None | 0 | 0 | 0.47 | 0 | 0 | 0.47 | 0 | 0 | 0.47 | 0 | 0 | 0.47 | SDGE:35-OTI-OtherIndustrial-PROC_OTH | Annual | 0
SDG | WPSDGENRPH0001-Rev01-Msr003 | MLI | Ex | CZ14 | Any | WPSDGENRPH0001-1 | ExAnte2014 | IOU workpaper | 2014-06-30 | Cap-MBTUh |  |  | None | 0 | 0 | 0.48 | 0 | 0 | 0.48 | 0 | 0 | 0.48 | 0 | 0 | 0.48 | SDGE:35-OTI-OtherIndustrial-PROC_OTH | Annual | 0
SDG | WPSDGENRPH0001-Rev01-Msr003 | MLI | Ex | CZ15 | Any | WPSDGENRPH0001-1 | ExAnte2014 | IOU workpaper | 2014-06-30 | Cap-MBTUh |  |  | None | 0 | 0 | 0.45 | 0 | 0 | 0.45 | 0 | 0 | 0.45 | 0 | 0 | 0.45 | SDGE:35-OTI-OtherIndustrial-PROC_OTH | Annual | 0
SDG | WPSDGENRPH0001-Rev01-Msr003 | MLI | Ex | IOU | Any | WPSDGENRPH0001-1 | ExAnte2014 | IOU workpaper | 2014-06-30 | Cap-MBTUh |  |  | None | 0 | 0 | 0.47 | 0 | 0 | 0.47 | 0 | 0 | 0.47 | 0 | 0 | 0.47 | SDGE:35-OTI-OtherIndustrial-PROC_OTH | Annual | 0
SDG | WPSDGENRPH0001-Rev01-Msr003 | Mtl | Ex | CZ06 | Any | WPSDGENRPH0001-1 | ExAnte2014 | IOU workpaper | 2014-06-30 | Cap-MBTUh |  |  | None | 0 | 0 | 0.48 | 0 | 0 | 0.48 | 0 | 0 | 0.48 | 0 | 0 | 0.48 | SDGE:35-OTI-OtherIndustrial-PROC_OTH | Annual | 0
SDG | WPSDGENRPH0001-Rev01-Msr003 | Mtl | Ex | CZ07 | Any | WPSDGENRPH0001-1 | ExAnte2014 | IOU workpaper | 2014-06-30 | Cap-MBTUh |  |  | None | 0 | 0 | 0.48 | 0 | 0 | 0.48 | 0 | 0 | 0.48 | 0 | 0 | 0.48 | SDGE:35-OTI-OtherIndustrial-PROC_OTH | Annual | 0
SDG | WPSDGENRPH0001-Rev01-Msr003 | Mtl | Ex | CZ08 | Any | WPSDGENRPH0001-1 | ExAnte2014 | IOU workpaper | 2014-06-30 | Cap-MBTUh |  |  | None | 0 | 0 | 0.47 | 0 | 0 | 0.47 | 0 | 0 | 0.47 | 0 | 0 | 0.47 | SDGE:35-OTI-OtherIndustrial-PROC_OTH | Annual | 0
SDG | WPSDGENRPH0001-Rev01-Msr003 | Mtl | Ex | CZ10 | Any | WPSDGENRPH0001-1 | ExAnte2014 | IOU workpaper | 2014-06-30 | Cap-MBTUh |  |  | None | 0 | 0 | 0.47 | 0 | 0 | 0.47 | 0 | 0 | 0.47 | 0 | 0 | 0.47 | SDGE:35-OTI-OtherIndustrial-PROC_OTH | Annual | 0
SDG | WPSDGENRPH0001-Rev01-Msr003 | Mtl | Ex | CZ14 | Any | WPSDGENRPH0001-1 | ExAnte2014 | IOU workpaper | 2014-06-30 | Cap-MBTUh |  |  | None | 0 | 0 | 0.48 | 0 | 0 | 0.48 | 0 | 0 | 0.48 | 0 | 0 | 0.48 | SDGE:35-OTI-OtherIndustrial-PROC_OTH | Annual | 0
SDG | WPSDGENRPH0001-Rev01-Msr003 | Mtl | Ex | CZ15 | Any | WPSDGENRPH0001-1 | ExAnte2014 | IOU workpaper | 2014-06-30 | Cap-MBTUh |  |  | None | 0 | 0 | 0.45 | 0 | 0 | 0.45 | 0 | 0 | 0.45 | 0 | 0 | 0.45 | SDGE:35-OTI-OtherIndustrial-PROC_OTH | Annual | 0
SDG | WPSDGENRPH0001-Rev01-Msr003 | Mtl | Ex | IOU | Any | WPSDGENRPH0001-1 | ExAnte2014 | IOU workpaper | 2014-06-30 | Cap-MBTUh |  |  | None | 0 | 0 | 0.47 | 0 | 0 | 0.47 | 0 | 0 | 0.47 | 0 | 0 | 0.47 | SDGE:35-OTI-OtherIndustrial-PROC_OTH | Annual | 0
SDG | WPSDGENRPH0001-Rev01-Msr003 | Nrs | Ex | CZ06 | Any | WPSDGENRPH0001-1 | ExAnte2014 | IOU workpaper | 2014-06-30 | Cap-MBTUh |  |  | None | 0 | 0 | 0.48 | 0 | 0 | 0.48 | 0 | 0 | 0.48 | 0 | 0 | 0.48 | SDGE:35-OTI-OtherIndustrial-PROC_OTH | Annual | 0
SDG | WPSDGENRPH0001-Rev01-Msr003 | Nrs | Ex | CZ07 | Any | WPSDGENRPH0001-1 | ExAnte2014 | IOU workpaper | 2014-06-30 | Cap-MBTUh |  |  | None | 0 | 0 | 0.48 | 0 | 0 | 0.48 | 0 | 0 | 0.48 | 0 | 0 | 0.48 | SDGE:35-OTI-OtherIndustrial-PROC_OTH | Annual | 0
SDG | WPSDGENRPH0001-Rev01-Msr003 | Nrs | Ex | CZ08 | Any | WPSDGENRPH0001-1 | ExAnte2014 | IOU workpaper | 2014-06-30 | Cap-MBTUh |  |  | None | 0 | 0 | 0.47 | 0 | 0 | 0.47 | 0 | 0 | 0.47 | 0 | 0 | 0.47 | SDGE:35-OTI-OtherIndustrial-PROC_OTH | Annual | 0
SDG | WPSDGENRPH0001-Rev01-Msr003 | Nrs | Ex | CZ10 | Any | WPSDGENRPH0001-1 | ExAnte2014 | IOU workpaper | 2014-06-30 | Cap-MBTUh |  |  | None | 0 | 0 | 0.47 | 0 | 0 | 0.47 | 0 | 0 | 0.47 | 0 | 0 | 0.47 | SDGE:35-OTI-OtherIndustrial-PROC_OTH | Annual | 0
SDG | WPSDGENRPH0001-Rev01-Msr003 | Nrs | Ex | CZ14 | Any | WPSDGENRPH0001-1 | ExAnte2014 | IOU workpaper | 2014-06-30 | Cap-MBTUh |  |  | None | 0 | 0 | 0.48 | 0 | 0 | 0.48 | 0 | 0 | 0.48 | 0 | 0 | 0.48 | SDGE:35-OTI-OtherIndustrial-PROC_OTH | Annual | 0
SDG | WPSDGENRPH0001-Rev01-Msr003 | Nrs | Ex | CZ15 | Any | WPSDGENRPH0001-1 | ExAnte2014 | IOU workpaper | 2014-06-30 | Cap-MBTUh |  |  | None | 0 | 0 | 0.45 | 0 | 0 | 0.45 | 0 | 0 | 0.45 | 0 | 0 | 0.45 | SDGE:35-OTI-OtherIndustrial-PROC_OTH | Annual | 0
SDG | WPSDGENRPH0001-Rev01-Msr003 | Nrs | Ex | IOU | Any | WPSDGENRPH0001-1 | ExAnte2014 | IOU workpaper | 2014-06-30 | Cap-MBTUh |  |  | None | 0 | 0 | 0.47 | 0 | 0 | 0.47 | 0 | 0 | 0.47 | 0 | 0 | 0.47 | SDGE:35-OTI-OtherIndustrial-PROC_OTH | Annual | 0
SDG | WPSDGENRPH0001-Rev01-Msr003 | OfL | Ex | CZ06 | Any | WPSDGENRPH0001-1 | ExAnte2014 | IOU workpaper | 2014-06-30 | Cap-MBTUh |  |  | None | 0 | 0 | 0.48 | 0 | 0 | 0.48 | 0 | 0 | 0.48 | 0 | 0 | 0.48 | SDGE:35-OTI-OtherIndustrial-PROC_OTH | Annual | 0
SDG | WPSDGENRPH0001-Rev01-Msr003 | OfL | Ex | CZ07 | Any | WPSDGENRPH0001-1 | ExAnte2014 | IOU workpaper | 2014-06-30 | Cap-MBTUh |  |  | None | 0 | 0 | 0.48 | 0 | 0 | 0.48 | 0 | 0 | 0.48 | 0 | 0 | 0.48 | SDGE:35-OTI-OtherIndustrial-PROC_OTH | Annual | 0
SDG | WPSDGENRPH0001-Rev01-Msr003 | OfL | Ex | CZ08 | Any | WPSDGENRPH0001-1 | ExAnte2014 | IOU workpaper | 2014-06-30 | Cap-MBTUh |  |  | None | 0 | 0 | 0.47 | 0 | 0 | 0.47 | 0 | 0 | 0.47 | 0 | 0 | 0.47 | SDGE:35-OTI-OtherIndustrial-PROC_OTH | Annual | 0
SDG | WPSDGENRPH0001-Rev01-Msr003 | OfL | Ex | CZ10 | Any | WPSDGENRPH0001-1 | ExAnte2014 | IOU workpaper | 2014-06-30 | Cap-MBTUh |  |  | None | 0 | 0 | 0.47 | 0 | 0 | 0.47 | 0 | 0 | 0.47 | 0 | 0 | 0.47 | SDGE:35-OTI-OtherIndustrial-PROC_OTH | Annual | 0
SDG | WPSDGENRPH0001-Rev01-Msr003 | OfL | Ex | CZ14 | Any | WPSDGENRPH0001-1 | ExAnte2014 | IOU workpaper | 2014-06-30 | Cap-MBTUh |  |  | None | 0 | 0 | 0.48 | 0 | 0 | 0.48 | 0 | 0 | 0.48 | 0 | 0 | 0.48 | SDGE:35-OTI-OtherIndustrial-PROC_OTH | Annual | 0
SDG | WPSDGENRPH0001-Rev01-Msr003 | OfL | Ex | CZ15 | Any | WPSDGENRPH0001-1 | ExAnte2014 | IOU workpaper | 2014-06-30 | Cap-MBTUh |  |  | None | 0 | 0 | 0.45 | 0 | 0 | 0.45 | 0 | 0 | 0.45 | 0 | 0 | 0.45 | SDGE:35-OTI-OtherIndustrial-PROC_OTH | Annual | 0
SDG | WPSDGENRPH0001-Rev01-Msr003 | OfL | Ex | IOU | Any | WPSDGENRPH0001-1 | ExAnte2014 | IOU workpaper | 2014-06-30 | Cap-MBTUh |  |  | None | 0 | 0 | 0.47 | 0 | 0 | 0.47 | 0 | 0 | 0.47 | 0 | 0 | 0.47 | SDGE:35-OTI-OtherIndustrial-PROC_OTH | Annual | 0
SDG | WPSDGENRPH0001-Rev01-Msr003 | OfS | Ex | CZ06 | Any | WPSDGENRPH0001-1 | ExAnte2014 | IOU workpaper | 2014-06-30 | Cap-MBTUh |  |  | None | 0 | 0 | 0.48 | 0 | 0 | 0.48 | 0 | 0 | 0.48 | 0 | 0 | 0.48 | SDGE:35-OTI-OtherIndustrial-PROC_OTH | Annual | 0
SDG | WPSDGENRPH0001-Rev01-Msr003 | OfS | Ex | CZ07 | Any | WPSDGENRPH0001-1 | ExAnte2014 | IOU workpaper | 2014-06-30 | Cap-MBTUh |  |  | None | 0 | 0 | 0.48 | 0 | 0 | 0.48 | 0 | 0 | 0.48 | 0 | 0 | 0.48 | SDGE:35-OTI-OtherIndustrial-PROC_OTH | Annual | 0
SDG | WPSDGENRPH0001-Rev01-Msr003 | OfS | Ex | CZ08 | Any | WPSDGENRPH0001-1 | ExAnte2014 | IOU workpaper | 2014-06-30 | Cap-MBTUh |  |  | None | 0 | 0 | 0.47 | 0 | 0 | 0.47 | 0 | 0 | 0.47 | 0 | 0 | 0.47 | SDGE:35-OTI-OtherIndustrial-PROC_OTH | Annual | 0
SDG | WPSDGENRPH0001-Rev01-Msr003 | OfS | Ex | CZ10 | Any | WPSDGENRPH0001-1 | ExAnte2014 | IOU workpaper | 2014-06-30 | Cap-MBTUh |  |  | None | 0 | 0 | 0.47 | 0 | 0 | 0.47 | 0 | 0 | 0.47 | 0 | 0 | 0.47 | SDGE:35-OTI-OtherIndustrial-PROC_OTH | Annual | 0
SDG | WPSDGENRPH0001-Rev01-Msr003 | OfS | Ex | CZ14 | Any | WPSDGENRPH0001-1 | ExAnte2014 | IOU workpaper | 2014-06-30 | Cap-MBTUh |  |  | None | 0 | 0 | 0.48 | 0 | 0 | 0.48 | 0 | 0 | 0.48 | 0 | 0 | 0.48 | SDGE:35-OTI-OtherIndustrial-PROC_OTH | Annual | 0
SDG | WPSDGENRPH0001-Rev01-Msr003 | OfS | Ex | CZ15 | Any | WPSDGENRPH0001-1 | ExAnte2014 | IOU workpaper | 2014-06-30 | Cap-MBTUh |  |  | None | 0 | 0 | 0.45 | 0 | 0 | 0.45 | 0 | 0 | 0.45 | 0 | 0 | 0.45 | SDGE:35-OTI-OtherIndustrial-PROC_OTH | Annual | 0
SDG | WPSDGENRPH0001-Rev01-Msr003 | OfS | Ex | IOU | Any | WPSDGENRPH0001-1 | ExAnte2014 | IOU workpaper | 2014-06-30 | Cap-MBTUh |  |  | None | 0 | 0 | 0.47 | 0 | 0 | 0.47 | 0 | 0 | 0.47 | 0 | 0 | 0.47 | SDGE:35-OTI-OtherIndustrial-PROC_OTH | Annual | 0
SDG | WPSDGENRPH0001-Rev01-Msr003 | RFF | Ex | CZ06 | Any | WPSDGENRPH0001-1 | ExAnte2014 | IOU workpaper | 2014-06-30 | Cap-MBTUh |  |  | None | 0 | 0 | 0.48 | 0 | 0 | 0.48 | 0 | 0 | 0.48 | 0 | 0 | 0.48 | SDGE:35-OTI-OtherIndustrial-PROC_OTH | Annual | 0
SDG | WPSDGENRPH0001-Rev01-Msr003 | RFF | Ex | CZ07 | Any | WPSDGENRPH0001-1 | ExAnte2014 | IOU workpaper | 2014-06-30 | Cap-MBTUh |  |  | None | 0 | 0 | 0.48 | 0 | 0 | 0.48 | 0 | 0 | 0.48 | 0 | 0 | 0.48 | SDGE:35-OTI-OtherIndustrial-PROC_OTH | Annual | 0
SDG | WPSDGENRPH0001-Rev01-Msr003 | RFF | Ex | CZ08 | Any | WPSDGENRPH0001-1 | ExAnte2014 | IOU workpaper | 2014-06-30 | Cap-MBTUh |  |  | None | 0 | 0 | 0.47 | 0 | 0 | 0.47 | 0 | 0 | 0.47 | 0 | 0 | 0.47 | SDGE:35-OTI-OtherIndustrial-PROC_OTH | Annual | 0
SDG | WPSDGENRPH0001-Rev01-Msr003 | RFF | Ex | CZ10 | Any | WPSDGENRPH0001-1 | ExAnte2014 | IOU workpaper | 2014-06-30 | Cap-MBTUh |  |  | None | 0 | 0 | 0.47 | 0 | 0 | 0.47 | 0 | 0 | 0.47 | 0 | 0 | 0.47 | SDGE:35-OTI-OtherIndustrial-PROC_OTH | Annual | 0
SDG | WPSDGENRPH0001-Rev01-Msr003 | RFF | Ex | CZ14 | Any | WPSDGENRPH0001-1 | ExAnte2014 | IOU workpaper | 2014-06-30 | Cap-MBTUh |  |  | None | 0 | 0 | 0.48 | 0 | 0 | 0.48 | 0 | 0 | 0.48 | 0 | 0 | 0.48 | SDGE:35-OTI-OtherIndustrial-PROC_OTH | Annual | 0
SDG | WPSDGENRPH0001-Rev01-Msr003 | RFF | Ex | CZ15 | Any | WPSDGENRPH0001-1 | ExAnte2014 | IOU workpaper | 2014-06-30 | Cap-MBTUh |  |  | None | 0 | 0 | 0.45 | 0 | 0 | 0.45 | 0 | 0 | 0.45 | 0 | 0 | 0.45 | SDGE:35-OTI-OtherIndustrial-PROC_OTH | Annual | 0
SDG | WPSDGENRPH0001-Rev01-Msr003 | RFF | Ex | IOU | Any | WPSDGENRPH0001-1 | ExAnte2014 | IOU workpaper | 2014-06-30 | Cap-MBTUh |  |  | None | 0 | 0 | 0.47 | 0 | 0 | 0.47 | 0 | 0 | 0.47 | 0 | 0 | 0.47 | SDGE:35-OTI-OtherIndustrial-PROC_OTH | Annual | 0
SDG | WPSDGENRPH0001-Rev01-Msr003 | RSD | Ex | CZ06 | Any | WPSDGENRPH0001-1 | ExAnte2014 | IOU workpaper | 2014-06-30 | Cap-MBTUh |  |  | None | 0 | 0 | 0.48 | 0 | 0 | 0.48 | 0 | 0 | 0.48 | 0 | 0 | 0.48 | SDGE:35-OTI-OtherIndustrial-PROC_OTH | Annual | 0
SDG | WPSDGENRPH0001-Rev01-Msr003 | RSD | Ex | CZ07 | Any | WPSDGENRPH0001-1 | ExAnte2014 | IOU workpaper | 2014-06-30 | Cap-MBTUh |  |  | None | 0 | 0 | 0.48 | 0 | 0 | 0.48 | 0 | 0 | 0.48 | 0 | 0 | 0.48 | SDGE:35-OTI-OtherIndustrial-PROC_OTH | Annual | 0
SDG | WPSDGENRPH0001-Rev01-Msr003 | RSD | Ex | CZ08 | Any | WPSDGENRPH0001-1 | ExAnte2014 | IOU workpaper | 2014-06-30 | Cap-MBTUh |  |  | None | 0 | 0 | 0.47 | 0 | 0 | 0.47 | 0 | 0 | 0.47 | 0 | 0 | 0.47 | SDGE:35-OTI-OtherIndustrial-PROC_OTH | Annual | 0
SDG | WPSDGENRPH0001-Rev01-Msr003 | RSD | Ex | CZ10 | Any | WPSDGENRPH0001-1 | ExAnte2014 | IOU workpaper | 2014-06-30 | Cap-MBTUh |  |  | None | 0 | 0 | 0.47 | 0 | 0 | 0.47 | 0 | 0 | 0.47 | 0 | 0 | 0.47 | SDGE:35-OTI-OtherIndustrial-PROC_OTH | Annual | 0
SDG | WPSDGENRPH0001-Rev01-Msr003 | RSD | Ex | CZ14 | Any | WPSDGENRPH0001-1 | ExAnte2014 | IOU workpaper | 2014-06-30 | Cap-MBTUh |  |  | None | 0 | 0 | 0.48 | 0 | 0 | 0.48 | 0 | 0 | 0.48 | 0 | 0 | 0.48 | SDGE:35-OTI-OtherIndustrial-PROC_OTH | Annual | 0
SDG | WPSDGENRPH0001-Rev01-Msr003 | RSD | Ex | CZ15 | Any | WPSDGENRPH0001-1 | ExAnte2014 | IOU workpaper | 2014-06-30 | Cap-MBTUh |  |  | None | 0 | 0 | 0.45 | 0 | 0 | 0.45 | 0 | 0 | 0.45 | 0 | 0 | 0.45 | SDGE:35-OTI-OtherIndustrial-PROC_OTH | Annual | 0
SDG | WPSDGENRPH0001-Rev01-Msr003 | RSD | Ex | IOU | Any | WPSDGENRPH0001-1 | ExAnte2014 | IOU workpaper | 2014-06-30 | Cap-MBTUh |  |  | None | 0 | 0 | 0.47 | 0 | 0 | 0.47 | 0 | 0 | 0.47 | 0 | 0 | 0.47 | SDGE:35-OTI-OtherIndustrial-PROC_OTH | Annual | 0
SDG | WPSDGENRPH0001-Rev01-Msr003 | Rt3 | Ex | CZ06 | Any | WPSDGENRPH0001-1 | ExAnte2014 | IOU workpaper | 2014-06-30 | Cap-MBTUh |  |  | None | 0 | 0 | 0.48 | 0 | 0 | 0.48 | 0 | 0 | 0.48 | 0 | 0 | 0.48 | SDGE:35-OTI-OtherIndustrial-PROC_OTH | Annual | 0
SDG | WPSDGENRPH0001-Rev01-Msr003 | Rt3 | Ex | CZ07 | Any | WPSDGENRPH0001-1 | ExAnte2014 | IOU workpaper | 2014-06-30 | Cap-MBTUh |  |  | None | 0 | 0 | 0.48 | 0 | 0 | 0.48 | 0 | 0 | 0.48 | 0 | 0 | 0.48 | SDGE:35-OTI-OtherIndustrial-PROC_OTH | Annual | 0
SDG | WPSDGENRPH0001-Rev01-Msr003 | Rt3 | Ex | CZ08 | Any | WPSDGENRPH0001-1 | ExAnte2014 | IOU workpaper | 2014-06-30 | Cap-MBTUh |  |  | None | 0 | 0 | 0.47 | 0 | 0 | 0.47 | 0 | 0 | 0.47 | 0 | 0 | 0.47 | SDGE:35-OTI-OtherIndustrial-PROC_OTH | Annual | 0
SDG | WPSDGENRPH0001-Rev01-Msr003 | Rt3 | Ex | CZ10 | Any | WPSDGENRPH0001-1 | ExAnte2014 | IOU workpaper | 2014-06-30 | Cap-MBTUh |  |  | None | 0 | 0 | 0.47 | 0 | 0 | 0.47 | 0 | 0 | 0.47 | 0 | 0 | 0.47 | SDGE:35-OTI-OtherIndustrial-PROC_OTH | Annual | 0
SDG | WPSDGENRPH0001-Rev01-Msr003 | Rt3 | Ex | CZ14 | Any | WPSDGENRPH0001-1 | ExAnte2014 | IOU workpaper | 2014-06-30 | Cap-MBTUh |  |  | None | 0 | 0 | 0.48 | 0 | 0 | 0.48 | 0 | 0 | 0.48 | 0 | 0 | 0.48 | SDGE:35-OTI-OtherIndustrial-PROC_OTH | Annual | 0
SDG | WPSDGENRPH0001-Rev01-Msr003 | Rt3 | Ex | CZ15 | Any | WPSDGENRPH0001-1 | ExAnte2014 | IOU workpaper | 2014-06-30 | Cap-MBTUh |  |  | None | 0 | 0 | 0.45 | 0 | 0 | 0.45 | 0 | 0 | 0.45 | 0 | 0 | 0.45 | SDGE:35-OTI-OtherIndustrial-PROC_OTH | Annual | 0
SDG | WPSDGENRPH0001-Rev01-Msr003 | Rt3 | Ex | IOU | Any | WPSDGENRPH0001-1 | ExAnte2014 | IOU workpaper | 2014-06-30 | Cap-MBTUh |  |  | None | 0 | 0 | 0.47 | 0 | 0 | 0.47 | 0 | 0 | 0.47 | 0 | 0 | 0.47 | SDGE:35-OTI-OtherIndustrial-PROC_OTH | Annual | 0
SDG | WPSDGENRPH0001-Rev01-Msr003 | RtL | Ex | CZ06 | Any | WPSDGENRPH0001-1 | ExAnte2014 | IOU workpaper | 2014-06-30 | Cap-MBTUh |  |  | None | 0 | 0 | 0.48 | 0 | 0 | 0.48 | 0 | 0 | 0.48 | 0 | 0 | 0.48 | SDGE:35-OTI-OtherIndustrial-PROC_OTH | Annual | 0
SDG | WPSDGENRPH0001-Rev01-Msr003 | RtL | Ex | CZ07 | Any | WPSDGENRPH0001-1 | ExAnte2014 | IOU workpaper | 2014-06-30 | Cap-MBTUh |  |  | None | 0 | 0 | 0.48 | 0 | 0 | 0.48 | 0 | 0 | 0.48 | 0 | 0 | 0.48 | SDGE:35-OTI-OtherIndustrial-PROC_OTH | Annual | 0
SDG | WPSDGENRPH0001-Rev01-Msr003 | RtL | Ex | CZ08 | Any | WPSDGENRPH0001-1 | ExAnte2014 | IOU workpaper | 2014-06-30 | Cap-MBTUh |  |  | None | 0 | 0 | 0.47 | 0 | 0 | 0.47 | 0 | 0 | 0.47 | 0 | 0 | 0.47 | SDGE:35-OTI-OtherIndustrial-PROC_OTH | Annual | 0
SDG | WPSDGENRPH0001-Rev01-Msr003 | RtL | Ex | CZ10 | Any | WPSDGENRPH0001-1 | ExAnte2014 | IOU workpaper | 2014-06-30 | Cap-MBTUh |  |  | None | 0 | 0 | 0.47 | 0 | 0 | 0.47 | 0 | 0 | 0.47 | 0 | 0 | 0.47 | SDGE:35-OTI-OtherIndustrial-PROC_OTH | Annual | 0
SDG | WPSDGENRPH0001-Rev01-Msr003 | RtL | Ex | CZ14 | Any | WPSDGENRPH0001-1 | ExAnte2014 | IOU workpaper | 2014-06-30 | Cap-MBTUh |  |  | None | 0 | 0 | 0.48 | 0 | 0 | 0.48 | 0 | 0 | 0.48 | 0 | 0 | 0.48 | SDGE:35-OTI-OtherIndustrial-PROC_OTH | Annual | 0
SDG | WPSDGENRPH0001-Rev01-Msr003 | RtL | Ex | CZ15 | Any | WPSDGENRPH0001-1 | ExAnte2014 | IOU workpaper | 2014-06-30 | Cap-MBTUh |  |  | None | 0 | 0 | 0.45 | 0 | 0 | 0.45 | 0 | 0 | 0.45 | 0 | 0 | 0.45 | SDGE:35-OTI-OtherIndustrial-PROC_OTH | Annual | 0
SDG | WPSDGENRPH0001-Rev01-Msr003 | RtL | Ex | IOU | Any | WPSDGENRPH0001-1 | ExAnte2014 | IOU workpaper | 2014-06-30 | Cap-MBTUh |  |  | None | 0 | 0 | 0.47 | 0 | 0 | 0.47 | 0 | 0 | 0.47 | 0 | 0 | 0.47 | SDGE:35-OTI-OtherIndustrial-PROC_OTH | Annual | 0
SDG | WPSDGENRPH0001-Rev01-Msr003 | RtS | Ex | CZ06 | Any | WPSDGENRPH0001-1 | ExAnte2014 | IOU workpaper | 2014-06-30 | Cap-MBTUh |  |  | None | 0 | 0 | 0.48 | 0 | 0 | 0.48 | 0 | 0 | 0.48 | 0 | 0 | 0.48 | SDGE:35-OTI-OtherIndustrial-PROC_OTH | Annual | 0
SDG | WPSDGENRPH0001-Rev01-Msr003 | RtS | Ex | CZ07 | Any | WPSDGENRPH0001-1 | ExAnte2014 | IOU workpaper | 2014-06-30 | Cap-MBTUh |  |  | None | 0 | 0 | 0.48 | 0 | 0 | 0.48 | 0 | 0 | 0.48 | 0 | 0 | 0.48 | SDGE:35-OTI-OtherIndustrial-PROC_OTH | Annual | 0
SDG | WPSDGENRPH0001-Rev01-Msr003 | RtS | Ex | CZ08 | Any | WPSDGENRPH0001-1 | ExAnte2014 | IOU workpaper | 2014-06-30 | Cap-MBTUh |  |  | None | 0 | 0 | 0.47 | 0 | 0 | 0.47 | 0 | 0 | 0.47 | 0 | 0 | 0.47 | SDGE:35-OTI-OtherIndustrial-PROC_OTH | Annual | 0
SDG | WPSDGENRPH0001-Rev01-Msr003 | RtS | Ex | CZ10 | Any | WPSDGENRPH0001-1 | ExAnte2014 | IOU workpaper | 2014-06-30 | Cap-MBTUh |  |  | None | 0 | 0 | 0.47 | 0 | 0 | 0.47 | 0 | 0 | 0.47 | 0 | 0 | 0.47 | SDGE:35-OTI-OtherIndustrial-PROC_OTH | Annual | 0
SDG | WPSDGENRPH0001-Rev01-Msr003 | RtS | Ex | CZ14 | Any | WPSDGENRPH0001-1 | ExAnte2014 | IOU workpaper | 2014-06-30 | Cap-MBTUh |  |  | None | 0 | 0 | 0.48 | 0 | 0 | 0.48 | 0 | 0 | 0.48 | 0 | 0 | 0.48 | SDGE:35-OTI-OtherIndustrial-PROC_OTH | Annual | 0
SDG | WPSDGENRPH0001-Rev01-Msr003 | RtS | Ex | CZ15 | Any | WPSDGENRPH0001-1 | ExAnte2014 | IOU workpaper | 2014-06-30 | Cap-MBTUh |  |  | None | 0 | 0 | 0.45 | 0 | 0 | 0.45 | 0 | 0 | 0.45 | 0 | 0 | 0.45 | SDGE:35-OTI-OtherIndustrial-PROC_OTH | Annual | 0
SDG | WPSDGENRPH0001-Rev01-Msr003 | RtS | Ex | IOU | Any | WPSDGENRPH0001-1 | ExAnte2014 | IOU workpaper | 2014-06-30 | Cap-MBTUh |  |  | None | 0 | 0 | 0.47 | 0 | 0 | 0.47 | 0 | 0 | 0.47 | 0 | 0 | 0.47 | SDGE:35-OTI-OtherIndustrial-PROC_OTH | Annual | 0
SDG | WPSDGENRPH0001-Rev01-Msr003 | SUn | Ex | CZ06 | Any | WPSDGENRPH0001-1 | ExAnte2014 | IOU workpaper | 2014-06-30 | Cap-MBTUh |  |  | None | 0 | 0 | 0.48 | 0 | 0 | 0.48 | 0 | 0 | 0.48 | 0 | 0 | 0.48 | SDGE:35-OTI-OtherIndustrial-PROC_OTH | Annual | 0
SDG | WPSDGENRPH0001-Rev01-Msr003 | SUn | Ex | CZ07 | Any | WPSDGENRPH0001-1 | ExAnte2014 | IOU workpaper | 2014-06-30 | Cap-MBTUh |  |  | None | 0 | 0 | 0.48 | 0 | 0 | 0.48 | 0 | 0 | 0.48 | 0 | 0 | 0.48 | SDGE:35-OTI-OtherIndustrial-PROC_OTH | Annual | 0
SDG | WPSDGENRPH0001-Rev01-Msr003 | SUn | Ex | CZ08 | Any | WPSDGENRPH0001-1 | ExAnte2014 | IOU workpaper | 2014-06-30 | Cap-MBTUh |  |  | None | 0 | 0 | 0.47 | 0 | 0 | 0.47 | 0 | 0 | 0.47 | 0 | 0 | 0.47 | SDGE:35-OTI-OtherIndustrial-PROC_OTH | Annual | 0
SDG | WPSDGENRPH0001-Rev01-Msr003 | SUn | Ex | CZ10 | Any | WPSDGENRPH0001-1 | ExAnte2014 | IOU workpaper | 2014-06-30 | Cap-MBTUh |  |  | None | 0 | 0 | 0.47 | 0 | 0 | 0.47 | 0 | 0 | 0.47 | 0 | 0 | 0.47 | SDGE:35-OTI-OtherIndustrial-PROC_OTH | Annual | 0
SDG | WPSDGENRPH0001-Rev01-Msr003 | SUn | Ex | CZ14 | Any | WPSDGENRPH0001-1 | ExAnte2014 | IOU workpaper | 2014-06-30 | Cap-MBTUh |  |  | None | 0 | 0 | 0.48 | 0 | 0 | 0.48 | 0 | 0 | 0.48 | 0 | 0 | 0.48 | SDGE:35-OTI-OtherIndustrial-PROC_OTH | Annual | 0
SDG | WPSDGENRPH0001-Rev01-Msr003 | SUn | Ex | CZ15 | Any | WPSDGENRPH0001-1 | ExAnte2014 | IOU workpaper | 2014-06-30 | Cap-MBTUh |  |  | None | 0 | 0 | 0.45 | 0 | 0 | 0.45 | 0 | 0 | 0.45 | 0 | 0 | 0.45 | SDGE:35-OTI-OtherIndustrial-PROC_OTH | Annual | 0
SDG | WPSDGENRPH0001-Rev01-Msr003 | SUn | Ex | IOU | Any | WPSDGENRPH0001-1 | ExAnte2014 | IOU workpaper | 2014-06-30 | Cap-MBTUh |  |  | None | 0 | 0 | 0.47 | 0 | 0 | 0.47 | 0 | 0 | 0.47 | 0 | 0 | 0.47 | SDGE:35-OTI-OtherIndustrial-PROC_OTH | Annual | 0
SDG | WPSDGENRPH0001-Rev01-Msr003 | WRf | Ex | CZ06 | Any | WPSDGENRPH0001-1 | ExAnte2014 | IOU workpaper | 2014-06-30 | Cap-MBTUh |  |  | None | 0 | 0 | 0.48 | 0 | 0 | 0.48 | 0 | 0 | 0.48 | 0 | 0 | 0.48 | SDGE:35-OTI-OtherIndustrial-PROC_OTH | Annual | 0
SDG | WPSDGENRPH0001-Rev01-Msr003 | WRf | Ex | CZ07 | Any | WPSDGENRPH0001-1 | ExAnte2014 | IOU workpaper | 2014-06-30 | Cap-MBTUh |  |  | None | 0 | 0 | 0.48 | 0 | 0 | 0.48 | 0 | 0 | 0.48 | 0 | 0 | 0.48 | SDGE:35-OTI-OtherIndustrial-PROC_OTH | Annual | 0
SDG | WPSDGENRPH0001-Rev01-Msr003 | WRf | Ex | CZ08 | Any | WPSDGENRPH0001-1 | ExAnte2014 | IOU workpaper | 2014-06-30 | Cap-MBTUh |  |  | None | 0 | 0 | 0.47 | 0 | 0 | 0.47 | 0 | 0 | 0.47 | 0 | 0 | 0.47 | SDGE:35-OTI-OtherIndustrial-PROC_OTH | Annual | 0
SDG | WPSDGENRPH0001-Rev01-Msr003 | WRf | Ex | CZ10 | Any | WPSDGENRPH0001-1 | ExAnte2014 | IOU workpaper | 2014-06-30 | Cap-MBTUh |  |  | None | 0 | 0 | 0.47 | 0 | 0 | 0.47 | 0 | 0 | 0.47 | 0 | 0 | 0.47 | SDGE:35-OTI-OtherIndustrial-PROC_OTH | Annual | 0
SDG | WPSDGENRPH0001-Rev01-Msr003 | WRf | Ex | CZ14 | Any | WPSDGENRPH0001-1 | ExAnte2014 | IOU workpaper | 2014-06-30 | Cap-MBTUh |  |  | None | 0 | 0 | 0.48 | 0 | 0 | 0.48 | 0 | 0 | 0.48 | 0 | 0 | 0.48 | SDGE:35-OTI-OtherIndustrial-PROC_OTH | Annual | 0
SDG | WPSDGENRPH0001-Rev01-Msr003 | WRf | Ex | CZ15 | Any | WPSDGENRPH0001-1 | ExAnte2014 | IOU workpaper | 2014-06-30 | Cap-MBTUh |  |  | None | 0 | 0 | 0.45 | 0 | 0 | 0.45 | 0 | 0 | 0.45 | 0 | 0 | 0.45 | SDGE:35-OTI-OtherIndustrial-PROC_OTH | Annual | 0
SDG | WPSDGENRPH0001-Rev01-Msr003 | WRf | Ex | IOU | Any | WPSDGENRPH0001-1 | ExAnte2014 | IOU workpaper | 2014-06-30 | Cap-MBTUh |  |  | None | 0 | 0 | 0.47 | 0 | 0 | 0.47 | 0 | 0 | 0.47 | 0 | 0 | 0.47 | SDGE:35-OTI-OtherIndustrial-PROC_OTH | Annual | 0
SDG | WPSDGENRPR0001-Rev00-Msr001 | Com | Ex | CZ06 | Any | WPSDGENRPR0001-0 | ExAnte2014 | IOU workpaper | 2015-04-02 | Rated-HP |  |  | None | 540.972 | 0.18811 | -2.2052 | 0 | 0 | 0 | 540.972 | 0.18811 | -2.2052 | 0 | 0 | 0 | SDGE:35-OTI-OtherIndustrial-COMP_AIR | WinterOnly | 0
SDG | WPSDGENRPR0001-Rev00-Msr001 | Com | Ex | CZ07 | Any | WPSDGENRPR0001-0 | ExAnte2014 | IOU workpaper | 2015-04-02 | Rated-HP |  |  | None | 546.4275 | 0.1872 | -1.6204 | 0 | 0 | 0 | 546.4275 | 0.1872 | -1.6204 | 0 | 0 | 0 | SDGE:35-OTI-OtherIndustrial-COMP_AIR | WinterOnly | 0
SDG | WPSDGENRPR0001-Rev00-Msr001 | Com | Ex | CZ08 | Any | WPSDGENRPR0001-0 | ExAnte2014 | IOU workpaper | 2015-04-02 | Rated-HP |  |  | None | 552.9641 | 0.18917 | -1.6508 | 0 | 0 | 0 | 552.9641 | 0.18917 | -1.6508 | 0 | 0 | 0 | SDGE:35-OTI-OtherIndustrial-COMP_AIR | WinterOnly | 0
SDG | WPSDGENRPR0001-Rev00-Msr001 | Com | Ex | CZ10 | Any | WPSDGENRPR0001-0 | ExAnte2014 | IOU workpaper | 2015-04-02 | Rated-HP |  |  | None | 544.7564 | 0.19091 | -1.9303 | 0 | 0 | 0 | 544.7564 | 0.19091 | -1.9303 | 0 | 0 | 0 | SDGE:35-OTI-OtherIndustrial-COMP_AIR | WinterOnly | 0
SDG | WPSDGENRPR0001-Rev00-Msr001 | Com | Ex | CZ14 | Any | WPSDGENRPR0001-0 | ExAnte2014 | IOU workpaper | 2015-04-02 | Rated-HP |  |  | None | 535.6149 | 0.19115 | -2.7858 | 0 | 0 | 0 | 535.6149 | 0.19115 | -2.7858 | 0 | 0 | 0 | SDGE:35-OTI-OtherIndustrial-COMP_AIR | WinterOnly | 0
SDG | WPSDGENRPR0001-Rev00-Msr001 | Com | Ex | CZ15 | Any | WPSDGENRPR0001-0 | ExAnte2014 | IOU workpaper | 2015-04-02 | Rated-HP |  |  | None | 578.5211 | 0.19265 | -0.76337 | 0 | 0 | 0 | 578.5211 | 0.19265 | -0.76337 | 0 | 0 | 0 | SDGE:35-OTI-OtherIndustrial-COMP_AIR | WinterOnly | 0
SDG | WPSDGENRPR0001-Rev00-Msr001 | Hsp | Ex | CZ06 | Any | WPSDGENRPR0001-0 | ExAnte2014 | IOU workpaper | 2015-04-02 | Rated-HP |  |  | None | 563.4327 | 0.19011 | -2.5322 | 0 | 0 | 0 | 563.4327 | 0.19011 | -2.5322 | 0 | 0 | 0 | SDGE:35-OTI-OtherIndustrial-COMP_AIR | WinterOnly | 0
SDG | WPSDGENRPR0001-Rev00-Msr001 | Hsp | Ex | CZ07 | Any | WPSDGENRPR0001-0 | ExAnte2014 | IOU workpaper | 2015-04-02 | Rated-HP |  |  | None | 563.4327 | 0.18827 | -2.3172 | 0 | 0 | 0 | 563.4327 | 0.18827 | -2.3172 | 0 | 0 | 0 | SDGE:35-OTI-OtherIndustrial-COMP_AIR | WinterOnly | 0
SDG | WPSDGENRPR0001-Rev00-Msr001 | Hsp | Ex | CZ08 | Any | WPSDGENRPR0001-0 | ExAnte2014 | IOU workpaper | 2015-04-02 | Rated-HP |  |  | None | 566.2341 | 0.19011 | -2.4948 | 0 | 0 | 0 | 566.2341 | 0.19011 | -2.4948 | 0 | 0 | 0 | SDGE:35-OTI-OtherIndustrial-COMP_AIR | WinterOnly | 0
SDG | WPSDGENRPR0001-Rev00-Msr001 | Hsp | Ex | CZ10 | Any | WPSDGENRPR0001-0 | ExAnte2014 | IOU workpaper | 2015-04-02 | Rated-HP |  |  | None | 566.2341 | 0.19564 | -2.691 | 0 | 0 | 0 | 566.2341 | 0.19564 | -2.691 | 0 | 0 | 0 | SDGE:35-OTI-OtherIndustrial-COMP_AIR | WinterOnly | 0
SDG | WPSDGENRPR0001-Rev00-Msr001 | Hsp | Ex | CZ14 | Any | WPSDGENRPR0001-0 | ExAnte2014 | IOU workpaper | 2015-04-02 | Rated-HP |  |  | None | 556.896 | 0.19379 | -3.2983 | 0 | 0 | 0 | 556.896 | 0.19379 | -3.2983 | 0 | 0 | 0 | SDGE:35-OTI-OtherIndustrial-COMP_AIR | WinterOnly | 0
SDG | WPSDGENRPR0001-Rev00-Msr001 | MBT | Ex | CZ06 | Any | WPSDGENRPR0001-0 | ExAnte2014 | IOU workpaper | 2015-04-02 | Rated-HP |  |  | None | 572.2302 | 0.18474 | -0.12962 | 0 | 0 | 0 | 572.2302 | 0.18474 | -0.12962 | 0 | 0 | 0 | SDGE:35-OTI-OtherIndustrial-COMP_AIR | WinterOnly | 0
SDG | WPSDGENRPR0001-Rev00-Msr001 | MBT | Ex | CZ07 | Any | WPSDGENRPR0001-0 | ExAnte2014 | IOU workpaper | 2015-04-02 | Rated-HP |  |  | None | 573.6063 | 0.18295 | -0.02534 | 0 | 0 | 0 | 573.6063 | 0.18295 | -0.02534 | 0 | 0 | 0 | SDGE:35-OTI-OtherIndustrial-COMP_AIR | WinterOnly | 0
SDG | WPSDGENRPR0001-Rev00-Msr001 | MBT | Ex | CZ08 | Any | WPSDGENRPR0001-0 | ExAnte2014 | IOU workpaper | 2015-04-02 | Rated-HP |  |  | None | 572.2302 | 0.19372 | -0.082564 | 0 | 0 | 0 | 572.2302 | 0.19372 | -0.082564 | 0 | 0 | 0 | SDGE:35-OTI-OtherIndustrial-COMP_AIR | WinterOnly | 0
SDG | WPSDGENRPR0001-Rev00-Msr001 | MBT | Ex | CZ10 | Any | WPSDGENRPR0001-0 | ExAnte2014 | IOU workpaper | 2015-04-02 | Rated-HP |  |  | None | 569.4287 | 0.1973 | -0.16847 | 0 | 0 | 0 | 569.4287 | 0.1973 | -0.16847 | 0 | 0 | 0 | SDGE:35-OTI-OtherIndustrial-COMP_AIR | WinterOnly | 0
SDG | WPSDGENRPR0001-Rev00-Msr001 | MBT | Ex | CZ14 | Any | WPSDGENRPR0001-0 | ExAnte2014 | IOU workpaper | 2015-04-02 | Rated-HP |  |  | None | 561.0736 | 0.1973 | -0.40516 | 0 | 0 | 0 | 561.0736 | 0.1973 | -0.40516 | 0 | 0 | 0 | SDGE:35-OTI-OtherIndustrial-COMP_AIR | WinterOnly | 0
SDG | WPSDGENRPR0001-Rev00-Msr001 | MBT | Ex | CZ15 | Any | WPSDGENRPR0001-0 | ExAnte2014 | IOU workpaper | 2015-04-02 | Rated-HP |  |  | None | 593.1181 | 0.19909 | 0 | 0 | 0 | 0 | 593.1181 | 0.19909 | 0 | 0 | 0 | 0 | SDGE:35-OTI-OtherIndustrial-COMP_AIR | WinterOnly | 0
SDG | WPSDGENRPR0001-Rev00-Msr001 | MLI | Ex | CZ06 | Any | WPSDGENRPR0001-0 | ExAnte2014 | IOU workpaper | 2015-04-02 | Rated-HP |  |  | None | 531.1424 | 0.18337 | -1.0318 | 0 | 0 | 0 | 531.1424 | 0.18337 | -1.0318 | 0 | 0 | 0 | SDGE:35-OTI-OtherIndustrial-COMP_AIR | WinterOnly | 0
SDG | WPSDGENRPR0001-Rev00-Msr001 | MLI | Ex | CZ07 | Any | WPSDGENRPR0001-0 | ExAnte2014 | IOU workpaper | 2015-04-02 | Rated-HP |  |  | None | 529.6188 | 0.18172 | -0.51591 | 0 | 0 | 0 | 529.6188 | 0.18172 | -0.51591 | 0 | 0 | 0 | SDGE:35-OTI-OtherIndustrial-COMP_AIR | WinterOnly | 0
SDG | WPSDGENRPR0001-Rev00-Msr001 | MLI | Ex | CZ08 | Any | WPSDGENRPR0001-0 | ExAnte2014 | IOU workpaper | 2015-04-02 | Rated-HP |  |  | None | 535.7623 | 0.18337 | -0.84407 | 0 | 0 | 0 | 535.7623 | 0.18337 | -0.84407 | 0 | 0 | 0 | SDGE:35-OTI-OtherIndustrial-COMP_AIR | WinterOnly | 0
SDG | WPSDGENRPR0001-Rev00-Msr001 | MLI | Ex | CZ10 | Any | WPSDGENRPR0001-0 | ExAnte2014 | IOU workpaper | 2015-04-02 | Rated-HP |  |  | None | 534.2388 | 0.18833 | -1.1631 | 0 | 0 | 0 | 534.2388 | 0.18833 | -1.1631 | 0 | 0 | 0 | SDGE:35-OTI-OtherIndustrial-COMP_AIR | WinterOnly | 0
SDG | WPSDGENRPR0001-Rev00-Msr001 | MLI | Ex | CZ14 | Any | WPSDGENRPR0001-0 | ExAnte2014 | IOU workpaper | 2015-04-02 | Rated-HP |  |  | None | 518.9537 | 0.18501 | -3.2969 | 0 | 0 | 0 | 518.9537 | 0.18501 | -3.2969 | 0 | 0 | 0 | SDGE:35-OTI-OtherIndustrial-COMP_AIR | WinterOnly | 0
SDG | WPSDGENRPR0001-Rev00-Msr001 | MLI | Ex | CZ15 | Any | WPSDGENRPR0001-0 | ExAnte2014 | IOU workpaper | 2015-04-02 | Rated-HP |  |  | None | 573.9012 | 0.18501 | -0.31595 | 0 | 0 | 0 | 573.9012 | 0.18501 | -0.31595 | 0 | 0 | 0 | SDGE:35-OTI-OtherIndustrial-COMP_AIR | WinterOnly | 0
SDG | WPSDGENRPR0001-Rev00-Msr001 | RtL | Ex | CZ06 | Any | WPSDGENRPR0001-0 | ExAnte2014 | IOU workpaper | 2015-04-02 | Rated-HP |  |  | None | 557.0926 | 0.1872 | -1.174 | 0 | 0 | 0 | 557.0926 | 0.1872 | -1.174 | 0 | 0 | 0 | SDGE:35-OTI-OtherIndustrial-COMP_AIR | WinterOnly | 0
SDG | WPSDGENRPR0001-Rev00-Msr001 | RtL | Ex | CZ07 | Any | WPSDGENRPR0001-0 | ExAnte2014 | IOU workpaper | 2015-04-02 | Rated-HP |  |  | None | 560.5329 | 0.1872 | -0.85518 | 0 | 0 | 0 | 560.5329 | 0.1872 | -0.85518 | 0 | 0 | 0 | SDGE:35-OTI-OtherIndustrial-COMP_AIR | WinterOnly | 0
SDG | WPSDGENRPR0001-Rev00-Msr001 | RtL | Ex | CZ08 | Any | WPSDGENRPR0001-0 | ExAnte2014 | IOU workpaper | 2015-04-02 | Rated-HP |  |  | None | 559.4025 | 0.1872 | -1.0117 | 0 | 0 | 0 | 559.4025 | 0.1872 | -1.0117 | 0 | 0 | 0 | SDGE:35-OTI-OtherIndustrial-COMP_AIR | WinterOnly | 0
SDG | WPSDGENRPR0001-Rev00-Msr001 | RtL | Ex | CZ10 | Any | WPSDGENRPR0001-0 | ExAnte2014 | IOU workpaper | 2015-04-02 | Rated-HP |  |  | None | 554.7826 | 0.1908 | -1.3467 | 0 | 0 | 0 | 554.7826 | 0.1908 | -1.3467 | 0 | 0 | 0 | SDGE:35-OTI-OtherIndustrial-COMP_AIR | WinterOnly | 0
SDG | WPSDGENRPR0001-Rev00-Msr001 | RtL | Ex | CZ14 | Any | WPSDGENRPR0001-0 | ExAnte2014 | IOU workpaper | 2015-04-02 | Rated-HP |  |  | None | 535.2217 | 0.1926 | -2.843 | 0 | 0 | 0 | 535.2217 | 0.1926 | -2.843 | 0 | 0 | 0 | SDGE:35-OTI-OtherIndustrial-COMP_AIR | WinterOnly | 0
SDG | WPSDGENRPR0001-Rev00-Msr001 | RtL | Ex | CZ15 | Any | WPSDGENRPR0001-0 | ExAnte2014 | IOU workpaper | 2015-04-02 | Rated-HP |  |  | None | 580.0938 | 0.1944 | -0.47767 | 0 | 0 | 0 | 580.0938 | 0.1944 | -0.47767 | 0 | 0 | 0 | SDGE:35-OTI-OtherIndustrial-COMP_AIR | WinterOnly | 0
SDG | WPSDGENRPR0001-Rev00-Msr002 | Com | Ex | CZ06 | Any | WPSDGENRPR0001-0 | ExAnte2014 | IOU workpaper | 2015-04-02 | Rated-HP |  |  | None | 464.1102 | 0.16138 | -1.8919 | 0 | 0 | 0 | 464.1102 | 0.16138 | -1.8919 | 0 | 0 | 0 | SDGE:35-OTI-OtherIndustrial-COMP_AIR | WinterOnly | 0
SDG | WPSDGENRPR0001-Rev00-Msr002 | Com | Ex | CZ07 | Any | WPSDGENRPR0001-0 | ExAnte2014 | IOU workpaper | 2015-04-02 | Rated-HP |  |  | None | 468.7905 | 0.1606 | -1.3901 | 0 | 0 | 0 | 468.7905 | 0.1606 | -1.3901 | 0 | 0 | 0 | SDGE:35-OTI-OtherIndustrial-COMP_AIR | WinterOnly | 0
SDG | WPSDGENRPR0001-Rev00-Msr002 | Com | Ex | CZ08 | Any | WPSDGENRPR0001-0 | ExAnte2014 | IOU workpaper | 2015-04-02 | Rated-HP |  |  | None | 474.3984 | 0.16229 | -1.4163 | 0 | 0 | 0 | 474.3984 | 0.16229 | -1.4163 | 0 | 0 | 0 | SDGE:35-OTI-OtherIndustrial-COMP_AIR | WinterOnly | 0
SDG | WPSDGENRPR0001-Rev00-Msr002 | Com | Ex | CZ10 | Any | WPSDGENRPR0001-0 | ExAnte2014 | IOU workpaper | 2015-04-02 | Rated-HP |  |  | None | 467.3569 | 0.16378 | -1.6561 | 0 | 0 | 0 | 467.3569 | 0.16378 | -1.6561 | 0 | 0 | 0 | SDGE:35-OTI-OtherIndustrial-COMP_AIR | WinterOnly | 0
SDG | WPSDGENRPR0001-Rev00-Msr002 | Com | Ex | CZ14 | Any | WPSDGENRPR0001-0 | ExAnte2014 | IOU workpaper | 2015-04-02 | Rated-HP |  |  | None | 459.5142 | 0.16399 | -2.39 | 0 | 0 | 0 | 459.5142 | 0.16399 | -2.39 | 0 | 0 | 0 | SDGE:35-OTI-OtherIndustrial-COMP_AIR | WinterOnly | 0
SDG | WPSDGENRPR0001-Rev00-Msr002 | Com | Ex | CZ15 | Any | WPSDGENRPR0001-0 | ExAnte2014 | IOU workpaper | 2015-04-02 | Rated-HP |  |  | None | 496.3242 | 0.16527 | -0.65491 | 0 | 0 | 0 | 496.3242 | 0.16527 | -0.65491 | 0 | 0 | 0 | SDGE:35-OTI-OtherIndustrial-COMP_AIR | WinterOnly | 0
SDG | WPSDGENRPR0001-Rev00-Msr002 | Hsp | Ex | CZ06 | Any | WPSDGENRPR0001-0 | ExAnte2014 | IOU workpaper | 2015-04-02 | Rated-HP |  |  | None | 483.3796 | 0.1631 | -2.1724 | 0 | 0 | 0 | 483.3796 | 0.1631 | -2.1724 | 0 | 0 | 0 | SDGE:35-OTI-OtherIndustrial-COMP_AIR | WinterOnly | 0
SDG | WPSDGENRPR0001-Rev00-Msr002 | Hsp | Ex | CZ07 | Any | WPSDGENRPR0001-0 | ExAnte2014 | IOU workpaper | 2015-04-02 | Rated-HP |  |  | None | 483.3796 | 0.16151 | -1.988 | 0 | 0 | 0 | 483.3796 | 0.16151 | -1.988 | 0 | 0 | 0 | SDGE:35-OTI-OtherIndustrial-COMP_AIR | WinterOnly | 0
SDG | WPSDGENRPR0001-Rev00-Msr002 | Hsp | Ex | CZ08 | Any | WPSDGENRPR0001-0 | ExAnte2014 | IOU workpaper | 2015-04-02 | Rated-HP |  |  | None | 485.783 | 0.1631 | -2.1403 | 0 | 0 | 0 | 485.783 | 0.1631 | -2.1403 | 0 | 0 | 0 | SDGE:35-OTI-OtherIndustrial-COMP_AIR | WinterOnly | 0
SDG | WPSDGENRPR0001-Rev00-Msr002 | Hsp | Ex | CZ10 | Any | WPSDGENRPR0001-0 | ExAnte2014 | IOU workpaper | 2015-04-02 | Rated-HP |  |  | None | 485.783 | 0.16784 | -2.3087 | 0 | 0 | 0 | 485.783 | 0.16784 | -2.3087 | 0 | 0 | 0 | SDGE:35-OTI-OtherIndustrial-COMP_AIR | WinterOnly | 0
SDG | WPSDGENRPR0001-Rev00-Msr002 | Hsp | Ex | CZ14 | Any | WPSDGENRPR0001-0 | ExAnte2014 | IOU workpaper | 2015-04-02 | Rated-HP |  |  | None | 477.7716 | 0.16625 | -2.8297 | 0 | 0 | 0 | 477.7716 | 0.16625 | -2.8297 | 0 | 0 | 0 | SDGE:35-OTI-OtherIndustrial-COMP_AIR | WinterOnly | 0
SDG | WPSDGENRPR0001-Rev00-Msr002 | MBT | Ex | CZ06 | Any | WPSDGENRPR0001-0 | ExAnte2014 | IOU workpaper | 2015-04-02 | Rated-HP |  |  | None | 490.9271 | 0.15849 | -0.11121 | 0 | 0 | 0 | 490.9271 | 0.15849 | -0.11121 | 0 | 0 | 0 | SDGE:35-OTI-OtherIndustrial-COMP_AIR | WinterOnly | 0
SDG | WPSDGENRPR0001-Rev00-Msr002 | MBT | Ex | CZ07 | Any | WPSDGENRPR0001-0 | ExAnte2014 | IOU workpaper | 2015-04-02 | Rated-HP |  |  | None | 492.1077 | 0.15696 | -0.021739 | 0 | 0 | 0 | 492.1077 | 0.15696 | -0.021739 | 0 | 0 | 0 | SDGE:35-OTI-OtherIndustrial-COMP_AIR | WinterOnly | 0
SDG | WPSDGENRPR0001-Rev00-Msr002 | MBT | Ex | CZ08 | Any | WPSDGENRPR0001-0 | ExAnte2014 | IOU workpaper | 2015-04-02 | Rated-HP |  |  | None | 490.9271 | 0.16619 | -0.070833 | 0 | 0 | 0 | 490.9271 | 0.16619 | -0.070833 | 0 | 0 | 0 | SDGE:35-OTI-OtherIndustrial-COMP_AIR | WinterOnly | 0
SDG | WPSDGENRPR0001-Rev00-Msr002 | MBT | Ex | CZ10 | Any | WPSDGENRPR0001-0 | ExAnte2014 | IOU workpaper | 2015-04-02 | Rated-HP |  |  | None | 488.5237 | 0.16927 | -0.14453 | 0 | 0 | 0 | 488.5237 | 0.16927 | -0.14453 | 0 | 0 | 0 | SDGE:35-OTI-OtherIndustrial-COMP_AIR | WinterOnly | 0
SDG | WPSDGENRPR0001-Rev00-Msr002 | MBT | Ex | CZ14 | Any | WPSDGENRPR0001-0 | ExAnte2014 | IOU workpaper | 2015-04-02 | Rated-HP |  |  | None | 481.3556 | 0.16927 | -0.34759 | 0 | 0 | 0 | 481.3556 | 0.16927 | -0.34759 | 0 | 0 | 0 | SDGE:35-OTI-OtherIndustrial-COMP_AIR | WinterOnly | 0
SDG | WPSDGENRPR0001-Rev00-Msr002 | MBT | Ex | CZ15 | Any | WPSDGENRPR0001-0 | ExAnte2014 | IOU workpaper | 2015-04-02 | Rated-HP |  |  | None | 508.8472 | 0.1708 | 0 | 0 | 0 | 0 | 508.8472 | 0.1708 | 0 | 0 | 0 | 0 | SDGE:35-OTI-OtherIndustrial-COMP_AIR | WinterOnly | 0
SDG | WPSDGENRPR0001-Rev00-Msr002 | MLI | Ex | CZ06 | Any | WPSDGENRPR0001-0 | ExAnte2014 | IOU workpaper | 2015-04-02 | Rated-HP |  |  | None | 455.6772 | 0.15731 | -0.88521 | 0 | 0 | 0 | 455.6772 | 0.15731 | -0.88521 | 0 | 0 | 0 | SDGE:35-OTI-OtherIndustrial-COMP_AIR | WinterOnly | 0
SDG | WPSDGENRPR0001-Rev00-Msr002 | MLI | Ex | CZ07 | Any | WPSDGENRPR0001-0 | ExAnte2014 | IOU workpaper | 2015-04-02 | Rated-HP |  |  | None | 454.37 | 0.1559 | -0.44261 | 0 | 0 | 0 | 454.37 | 0.1559 | -0.44261 | 0 | 0 | 0 | SDGE:35-OTI-OtherIndustrial-COMP_AIR | WinterOnly | 0
SDG | WPSDGENRPR0001-Rev00-Msr002 | MLI | Ex | CZ08 | Any | WPSDGENRPR0001-0 | ExAnte2014 | IOU workpaper | 2015-04-02 | Rated-HP |  |  | None | 459.6407 | 0.15731 | -0.72414 | 0 | 0 | 0 | 459.6407 | 0.15731 | -0.72414 | 0 | 0 | 0 | SDGE:35-OTI-OtherIndustrial-COMP_AIR | WinterOnly | 0
SDG | WPSDGENRPR0001-Rev00-Msr002 | MLI | Ex | CZ10 | Any | WPSDGENRPR0001-0 | ExAnte2014 | IOU workpaper | 2015-04-02 | Rated-HP |  |  | None | 458.3336 | 0.16157 | -0.99783 | 0 | 0 | 0 | 458.3336 | 0.16157 | -0.99783 | 0 | 0 | 0 | SDGE:35-OTI-OtherIndustrial-COMP_AIR | WinterOnly | 0
SDG | WPSDGENRPR0001-Rev00-Msr002 | MLI | Ex | CZ14 | Any | WPSDGENRPR0001-0 | ExAnte2014 | IOU workpaper | 2015-04-02 | Rated-HP |  |  | None | 445.2202 | 0.15872 | -2.8285 | 0 | 0 | 0 | 445.2202 | 0.15872 | -2.8285 | 0 | 0 | 0 | SDGE:35-OTI-OtherIndustrial-COMP_AIR | WinterOnly | 0
SDG | WPSDGENRPR0001-Rev00-Msr002 | MLI | Ex | CZ15 | Any | WPSDGENRPR0001-0 | ExAnte2014 | IOU workpaper | 2015-04-02 | Rated-HP |  |  | None | 492.3607 | 0.15872 | -0.27106 | 0 | 0 | 0 | 492.3607 | 0.15872 | -0.27106 | 0 | 0 | 0 | SDGE:35-OTI-OtherIndustrial-COMP_AIR | WinterOnly | 0
SDG | WPSDGENRPR0001-Rev00-Msr002 | RtL | Ex | CZ06 | Any | WPSDGENRPR0001-0 | ExAnte2014 | IOU workpaper | 2015-04-02 | Rated-HP |  |  | None | 477.9403 | 0.1606 | -1.0072 | 0 | 0 | 0 | 477.9403 | 0.1606 | -1.0072 | 0 | 0 | 0 | SDGE:35-OTI-OtherIndustrial-COMP_AIR | WinterOnly | 0
SDG | WPSDGENRPR0001-Rev00-Msr002 | RtL | Ex | CZ07 | Any | WPSDGENRPR0001-0 | ExAnte2014 | IOU workpaper | 2015-04-02 | Rated-HP |  |  | None | 480.8918 | 0.1606 | -0.73367 | 0 | 0 | 0 | 480.8918 | 0.1606 | -0.73367 | 0 | 0 | 0 | SDGE:35-OTI-OtherIndustrial-COMP_AIR | WinterOnly | 0
SDG | WPSDGENRPR0001-Rev00-Msr002 | RtL | Ex | CZ08 | Any | WPSDGENRPR0001-0 | ExAnte2014 | IOU workpaper | 2015-04-02 | Rated-HP |  |  | None | 479.922 | 0.1606 | -0.86797 | 0 | 0 | 0 | 479.922 | 0.1606 | -0.86797 | 0 | 0 | 0 | SDGE:35-OTI-OtherIndustrial-COMP_AIR | WinterOnly | 0
SDG | WPSDGENRPR0001-Rev00-Msr002 | RtL | Ex | CZ10 | Any | WPSDGENRPR0001-0 | ExAnte2014 | IOU workpaper | 2015-04-02 | Rated-HP |  |  | None | 475.9585 | 0.16369 | -1.1553 | 0 | 0 | 0 | 475.9585 | 0.16369 | -1.1553 | 0 | 0 | 0 | SDGE:35-OTI-OtherIndustrial-COMP_AIR | WinterOnly | 0
SDG | WPSDGENRPR0001-Rev00-Msr002 | RtL | Ex | CZ14 | Any | WPSDGENRPR0001-0 | ExAnte2014 | IOU workpaper | 2015-04-02 | Rated-HP |  |  | None | 459.1769 | 0.16523 | -2.439 | 0 | 0 | 0 | 459.1769 | 0.16523 | -2.439 | 0 | 0 | 0 | SDGE:35-OTI-OtherIndustrial-COMP_AIR | WinterOnly | 0
SDG | WPSDGENRPR0001-Rev00-Msr002 | RtL | Ex | CZ15 | Any | WPSDGENRPR0001-0 | ExAnte2014 | IOU workpaper | 2015-04-02 | Rated-HP |  |  | None | 497.6735 | 0.16678 | -0.4098 | 0 | 0 | 0 | 497.6735 | 0.16678 | -0.4098 | 0 | 0 | 0 | SDGE:35-OTI-OtherIndustrial-COMP_AIR | WinterOnly | 0
SDG | WPSDGENRPR0005-Rev00-Msr001 | AgOth | Ex | Any | Any | WPSDGNRPR0005-0 | ExAnte2017 | IOU workpaper |  | Rated-HP |  |  | None | 256.6 | 0.1207 | 0 | 256.6 | 0.1207 | 0 | 256.6 | 0.1207 | 0 | 256.6 | 0.1207 | 0 | SDGE:35-OTI-OtherIndustrial-AG_PUMP | Annual | 0
SDG | WPSDGENRPR0005-Rev00-Msr002 | AgOth | Ex | Any | Any | WPSDGNRPR0005-0 | ExAnte2017 | IOU workpaper |  | Rated-HP |  |  | None | 226.65 | 0.122 | 0 | 226.65 | 0.122 | 0 | 226.65 | 0.122 | 0 | 226.65 | 0.122 | 0 | SDGE:35-OTI-OtherIndustrial-AG_PUMP | Annual | 0
SDG | WPSDGENRPR0005-Rev00-Msr003 | AgOth | Ex | Any | Any | WPSDGNRPR0005-0 | ExAnte2017 | IOU workpaper |  | Rated-HP |  |  | None | 226.65 | 0.122 | 0 | 226.65 | 0.122 | 0 | 226.65 | 0.122 | 0 | 226.65 | 0.122 | 0 | SDGE:35-OTI-OtherIndustrial-AG_PUMP | Annual | 0
SDG | WPSDGENRPR0005-Rev00-Msr004 | AgOth | Ex | Any | Any | WPSDGNRPR0005-0 | ExAnte2017 | IOU workpaper |  | Rated-HP |  |  | None | 256.6 | 0.1207 | 0 | 256.6 | 0.1207 | 0 | 256.6 | 0.1207 | 0 | 256.6 | 0.1207 | 0 | SDGE:35-OTI-OtherIndustrial-AG_PUMP | Annual | 0
SDG | WPSDGENRRN0009-Rev02-Msr001 | Asm | Ex | CZ06 | Any | WPSDGENRRN0009-2 | ExAnte2016 | IOU workpaper | 2016-01-01 | Len-ft |  |  | None | 362.166 | 0.02779 | -3.228 | 362.166 | 0.02779 | -3.228 | 362.166 | 0.02779 | -3.228 | 362.166 | 0.02779 | -3.228 | SDGE:09-GRO-Grocery-REFG | WinterOnly | 0
SDG | WPSDGENRRN0009-Rev02-Msr001 | Asm | Ex | CZ07 | Any | WPSDGENRRN0009-2 | ExAnte2016 | IOU workpaper | 2016-01-01 | Len-ft |  |  | None | 353.19 | 0.01642 | -3.332 | 353.19 | 0.01642 | -3.332 | 353.19 | 0.01642 | -3.332 | 353.19 | 0.01642 | -3.332 | SDGE:09-GRO-Grocery-REFG | WinterOnly | 0
SDG | WPSDGENRRN0009-Rev02-Msr001 | Asm | Ex | CZ08 | Any | WPSDGENRRN0009-2 | ExAnte2016 | IOU workpaper | 2016-01-01 | Len-ft |  |  | None | 393.283 | 0.034 | -3.184 | 393.283 | 0.034 | -3.184 | 393.283 | 0.034 | -3.184 | 393.283 | 0.034 | -3.184 | SDGE:09-GRO-Grocery-REFG | WinterOnly | 0
SDG | WPSDGENRRN0009-Rev02-Msr001 | Asm | Ex | CZ10 | Any | WPSDGENRRN0009-2 | ExAnte2016 | IOU workpaper | 2016-01-01 | Len-ft |  |  | None | 430.944 | 0.033 | -3.393 | 430.944 | 0.033 | -3.393 | 430.944 | 0.033 | -3.393 | 430.944 | 0.033 | -3.393 | SDGE:09-GRO-Grocery-REFG | WinterOnly | 0
SDG | WPSDGENRRN0009-Rev02-Msr001 | Asm | Ex | CZ14 | Any | WPSDGENRRN0009-2 | ExAnte2016 | IOU workpaper | 2016-01-01 | Len-ft |  |  | None | 515.803 | 0.055 | -3.988 | 515.803 | 0.055 | -3.988 | 515.803 | 0.055 | -3.988 | 515.803 | 0.055 | -3.988 | SDGE:09-GRO-Grocery-REFG | WinterOnly | 0
SDG | WPSDGENRRN0009-Rev02-Msr001 | Asm | Ex | CZ15 | Any | WPSDGENRRN0009-2 | ExAnte2016 | IOU workpaper | 2016-01-01 | Len-ft |  |  | None | 495.099 | 0.05 | -2.219 | 495.099 | 0.05 | -2.219 | 495.099 | 0.05 | -2.219 | 495.099 | 0.05 | -2.219 | SDGE:09-GRO-Grocery-REFG | WinterOnly | 0
SDG | WPSDGENRRN0009-Rev02-Msr001 | Com | Ex | CZ06 | Any | WPSDGENRRN0009-2 | ExAnte2016 | IOU workpaper | 2016-01-01 | Len-ft |  |  | None | 362.17 | 0.02779 | -3.228 | 362.17 | 0.02779 | -3.228 | 362.17 | 0.02779 | -3.228 | 362.17 | 0.02779 | -3.228 | SDGE:09-GRO-Grocery-REFG | WinterOnly | 0
SDG | WPSDGENRRN0009-Rev02-Msr001 | Com | Ex | CZ07 | Any | WPSDGENRRN0009-2 | ExAnte2016 | IOU workpaper | 2016-01-01 | Len-ft |  |  | None | 353.19 | 0.01642 | -3.332 | 353.19 | 0.01642 | -3.332 | 353.19 | 0.01642 | -3.332 | 353.19 | 0.01642 | -3.332 | SDGE:09-GRO-Grocery-REFG | WinterOnly | 0
SDG | WPSDGENRRN0009-Rev02-Msr001 | Com | Ex | CZ08 | Any | WPSDGENRRN0009-2 | ExAnte2016 | IOU workpaper | 2016-01-01 | Len-ft |  |  | None | 393.28 | 0.03351 | -3.184 | 393.28 | 0.03351 | -3.184 | 393.28 | 0.03351 | -3.184 | 393.28 | 0.03351 | -3.184 | SDGE:09-GRO-Grocery-REFG | WinterOnly | 0
SDG | WPSDGENRRN0009-Rev02-Msr001 | Com | Ex | CZ10 | Any | WPSDGENRRN0009-2 | ExAnte2016 | IOU workpaper | 2016-01-01 | Len-ft |  |  | None | 430.94 | 0.03345 | -3.393 | 430.94 | 0.03345 | -3.393 | 430.94 | 0.03345 | -3.393 | 430.94 | 0.03345 | -3.393 | SDGE:09-GRO-Grocery-REFG | WinterOnly | 0
SDG | WPSDGENRRN0009-Rev02-Msr001 | Com | Ex | CZ14 | Any | WPSDGENRRN0009-2 | ExAnte2016 | IOU workpaper | 2016-01-01 | Len-ft |  |  | None | 515.8 | 0.05475 | -3.988 | 515.8 | 0.05475 | -3.988 | 515.8 | 0.05475 | -3.988 | 515.8 | 0.05475 | -3.988 | SDGE:09-GRO-Grocery-REFG | WinterOnly | 0
SDG | WPSDGENRRN0009-Rev02-Msr001 | Com | Ex | CZ15 | Any | WPSDGENRRN0009-2 | ExAnte2016 | IOU workpaper | 2016-01-01 | Len-ft |  |  | None | 495.1 | 0.04979 | -2.219 | 495.1 | 0.04979 | -2.219 | 495.1 | 0.04979 | -2.219 | 495.1 | 0.04979 | -2.219 | SDGE:09-GRO-Grocery-REFG | WinterOnly | 0
SDG | WPSDGENRRN0009-Rev02-Msr001 | Gro | Ex | CZ06 | Any | WPSDGENRRN0009-2 | ExAnte2016 | IOU workpaper | 2016-01-01 | Len-ft |  |  | None | 362.166 | 0.028 | -3.228 | 362.166 | 0.028 | -3.228 | 362.166 | 0.028 | -3.228 | 362.166 | 0.028 | -3.228 | SDGE:09-GRO-Grocery-REFG | WinterOnly | 0
SDG | WPSDGENRRN0009-Rev02-Msr001 | Gro | Ex | CZ07 | Any | WPSDGENRRN0009-2 | ExAnte2016 | IOU workpaper | 2016-01-01 | Len-ft |  |  | None | 353.19 | 0.01642 | -3.332 | 353.19 | 0.01642 | -3.332 | 353.19 | 0.01642 | -3.332 | 353.19 | 0.01642 | -3.332 | SDGE:09-GRO-Grocery-REFG | WinterOnly | 0
SDG | WPSDGENRRN0009-Rev02-Msr001 | Gro | Ex | CZ08 | Any | WPSDGENRRN0009-2 | ExAnte2016 | IOU workpaper | 2016-01-01 | Len-ft |  |  | None | 393.28 | 0.034 | -3.184 | 393.28 | 0.034 | -3.184 | 393.28 | 0.034 | -3.184 | 393.28 | 0.034 | -3.184 | SDGE:09-GRO-Grocery-REFG | WinterOnly | 0
SDG | WPSDGENRRN0009-Rev02-Msr001 | Gro | Ex | CZ10 | Any | WPSDGENRRN0009-2 | ExAnte2016 | IOU workpaper | 2016-01-01 | Len-ft |  |  | None | 430.944 | 0.033 | -3.393 | 430.944 | 0.033 | -3.393 | 430.944 | 0.033 | -3.393 | 430.944 | 0.033 | -3.393 | SDGE:09-GRO-Grocery-REFG | WinterOnly | 0
SDG | WPSDGENRRN0009-Rev02-Msr001 | Gro | Ex | CZ14 | Any | WPSDGENRRN0009-2 | ExAnte2016 | IOU workpaper | 2016-01-01 | Len-ft |  |  | None | 515.803 | 0.055 | -3.988 | 515.803 | 0.055 | -3.988 | 515.803 | 0.055 | -3.988 | 515.803 | 0.055 | -3.988 | SDGE:09-GRO-Grocery-REFG | WinterOnly | 0
SDG | WPSDGENRRN0009-Rev02-Msr001 | Gro | Ex | CZ15 | Any | WPSDGENRRN0009-2 | ExAnte2016 | IOU workpaper | 2016-01-01 | Len-ft |  |  | None | 495.099 | 0.05 | -2.219 | 495.099 | 0.05 | -2.219 | 495.099 | 0.05 | -2.219 | 495.099 | 0.05 | -2.219 | SDGE:09-GRO-Grocery-REFG | WinterOnly | 0
SDG | WPSDGENRRN0009-Rev02-Msr002 | Asm | Ex | CZ06 | Any | WPSDGENRRN0009-2 | ExAnte2016 | IOU workpaper | 2016-01-01 | Len-ft |  |  | None | 195.51 | 0.01462 | -2.378 | 195.51 | 0.01462 | -2.378 | 195.51 | 0.01462 | -2.378 | 195.51 | 0.01462 | -2.378 | SDGE:09-GRO-Grocery-REFG | WinterOnly | 0
SDG | WPSDGENRRN0009-Rev02-Msr002 | Asm | Ex | CZ07 | Any | WPSDGENRRN0009-2 | ExAnte2016 | IOU workpaper | 2016-01-01 | Len-ft |  |  | None | 191.24 | 0.00884 | -2.449 | 191.24 | 0.00884 | -2.449 | 191.24 | 0.00884 | -2.449 | 191.24 | 0.00884 | -2.449 | SDGE:09-GRO-Grocery-REFG | WinterOnly | 0
SDG | WPSDGENRRN0009-Rev02-Msr002 | Asm | Ex | CZ08 | Any | WPSDGENRRN0009-2 | ExAnte2016 | IOU workpaper | 2016-01-01 | Len-ft |  |  | None | 217.32 | 0.01717 | -2.378 | 217.32 | 0.01717 | -2.378 | 217.32 | 0.01717 | -2.378 | 217.32 | 0.01717 | -2.378 | SDGE:09-GRO-Grocery-REFG | WinterOnly | 0
SDG | WPSDGENRRN0009-Rev02-Msr002 | Asm | Ex | CZ10 | Any | WPSDGENRRN0009-2 | ExAnte2016 | IOU workpaper | 2016-01-01 | Len-ft |  |  | None | 242.94 | 0.01791 | -3.538 | 242.94 | 0.01791 | -3.538 | 242.94 | 0.01791 | -3.538 | 242.94 | 0.01791 | -3.538 | SDGE:09-GRO-Grocery-REFG | WinterOnly | 0
SDG | WPSDGENRRN0009-Rev02-Msr002 | Asm | Ex | CZ14 | Any | WPSDGENRRN0009-2 | ExAnte2016 | IOU workpaper | 2016-01-01 | Len-ft |  |  | None | 299.9 | 0.03303 | -3.02 | 299.9 | 0.03303 | -3.02 | 299.9 | 0.03303 | -3.02 | 299.9 | 0.03303 | -3.02 | SDGE:09-GRO-Grocery-REFG | WinterOnly | 0
SDG | WPSDGENRRN0009-Rev02-Msr002 | Asm | Ex | CZ15 | Any | WPSDGENRRN0009-2 | ExAnte2016 | IOU workpaper | 2016-01-01 | Len-ft |  |  | None | 281.22 | 0.02576 | -1.673 | 281.22 | 0.02576 | -1.673 | 281.22 | 0.02576 | -1.673 | 281.22 | 0.02576 | -1.673 | SDGE:09-GRO-Grocery-REFG | WinterOnly | 0
SDG | WPSDGENRRN0009-Rev02-Msr002 | Com | Ex | CZ06 | Any | WPSDGENRRN0009-2 | ExAnte2016 | IOU workpaper | 2016-01-01 | Len-ft |  |  | None | 195.51 | 0.01462 | -2.378 | 195.51 | 0.01462 | -2.378 | 195.51 | 0.01462 | -2.378 | 195.51 | 0.01462 | -2.378 | SDGE:09-GRO-Grocery-REFG | WinterOnly | 0
SDG | WPSDGENRRN0009-Rev02-Msr002 | Com | Ex | CZ07 | Any | WPSDGENRRN0009-2 | ExAnte2016 | IOU workpaper | 2016-01-01 | Len-ft |  |  | None | 191.24 | 0.0884 | -2.449 | 191.24 | 0.0884 | -2.449 | 191.24 | 0.0884 | -2.449 | 191.24 | 0.0884 | -2.449 | SDGE:09-GRO-Grocery-REFG | WinterOnly | 0
SDG | WPSDGENRRN0009-Rev02-Msr002 | Com | Ex | CZ08 | Any | WPSDGENRRN0009-2 | ExAnte2016 | IOU workpaper | 2016-01-01 | Len-ft |  |  | None | 217.32 | 0.0172 | -2.378 | 217.32 | 0.0172 | -2.378 | 217.32 | 0.0172 | -2.378 | 217.32 | 0.0172 | -2.378 | SDGE:09-GRO-Grocery-REFG | WinterOnly | 0
SDG | WPSDGENRRN0009-Rev02-Msr002 | Com | Ex | CZ10 | Any | WPSDGENRRN0009-2 | ExAnte2016 | IOU workpaper | 2016-01-01 | Len-ft |  |  | None | 242.941 | 0.01791 | -2.538 | 242.941 | 0.01791 | -2.538 | 242.941 | 0.01791 | -2.538 | 242.941 | 0.01791 | -2.538 | SDGE:09-GRO-Grocery-REFG | WinterOnly | 0
SDG | WPSDGENRRN0009-Rev02-Msr002 | Com | Ex | CZ14 | Any | WPSDGENRRN0009-2 | ExAnte2016 | IOU workpaper | 2016-01-01 | Len-ft |  |  | None | 299.905 | 0.03303 | -3.02 | 299.905 | 0.03303 | -3.02 | 299.905 | 0.03303 | -3.02 | 299.905 | 0.03303 | -3.02 | SDGE:09-GRO-Grocery-REFG | WinterOnly | 0
SDG | WPSDGENRRN0009-Rev02-Msr002 | Com | Ex | CZ15 | Any | WPSDGENRRN0009-2 | ExAnte2016 | IOU workpaper | 2016-01-01 | Len-ft |  |  | None | 281.219 | 0.02576 | -1.673 | 281.219 | 0.02576 | -1.673 | 281.219 | 0.02576 | -1.673 | 281.219 | 0.02576 | -1.673 | SDGE:09-GRO-Grocery-REFG | WinterOnly | 0
SDG | WPSDGENRRN0009-Rev02-Msr002 | Gro | Ex | CZ06 | Any | WPSDGENRRN0009-2 | ExAnte2016 | IOU workpaper | 2016-01-01 | Len-ft |  |  | None | 362.166 | 0.028 | -3.228 | 362.166 | 0.028 | -3.228 | 362.166 | 0.028 | -3.228 | 362.166 | 0.028 | -3.228 | SDGE:09-GRO-Grocery-REFG | WinterOnly | 0
SDG | WPSDGENRRN0009-Rev02-Msr002 | Gro | Ex | CZ07 | Any | WPSDGENRRN0009-2 | ExAnte2016 | IOU workpaper | 2016-01-01 | Len-ft |  |  | None | 191.24 | 0.00884 | -2.449 | 191.24 | 0.00884 | -2.449 | 191.24 | 0.00884 | -2.449 | 191.24 | 0.00884 | -2.449 | SDGE:09-GRO-Grocery-REFG | WinterOnly | 0
SDG | WPSDGENRRN0009-Rev02-Msr002 | Gro | Ex | CZ08 | Any | WPSDGENRRN0009-2 | ExAnte2016 | IOU workpaper | 2016-01-01 | Len-ft |  |  | None | 393.283 | 0.034 | -3.184 | 393.283 | 0.034 | -3.184 | 393.283 | 0.034 | -3.184 | 393.283 | 0.034 | -3.184 | SDGE:09-GRO-Grocery-REFG | WinterOnly | 0
SDG | WPSDGENRRN0009-Rev02-Msr002 | Gro | Ex | CZ10 | Any | WPSDGENRRN0009-2 | ExAnte2016 | IOU workpaper | 2016-01-01 | Len-ft |  |  | None | 430.944 | 0.033 | -3.393 | 430.944 | 0.033 | -3.393 | 430.944 | 0.033 | -3.393 | 430.944 | 0.033 | -3.393 | SDGE:09-GRO-Grocery-REFG | WinterOnly | 0
SDG | WPSDGENRRN0009-Rev02-Msr002 | Gro | Ex | CZ14 | Any | WPSDGENRRN0009-2 | ExAnte2016 | IOU workpaper | 2016-01-01 | Len-ft |  |  | None | 515.803 | 0.055 | -3.988 | 515.803 | 0.055 | -3.988 | 515.803 | 0.055 | -3.988 | 515.803 | 0.055 | -3.988 | SDGE:09-GRO-Grocery-REFG | WinterOnly | 0
SDG | WPSDGENRRN0009-Rev02-Msr002 | Gro | Ex | CZ15 | Any | WPSDGENRRN0009-2 | ExAnte2016 | IOU workpaper | 2016-01-01 | Len-ft |  |  | None | 495.099 | 0.05 | -2.219 | 0 | 0 | 0 | 0 | 0 | 0 | 0 | 0 | 0 | SDGE:09-GRO-Grocery-REFG | WinterOnly | 0
SDG | WPSDGENRRN0010-Rev03-Msr001 | Com | Ex | IOU | Any | WPSDGENRRN0010-3 | ExAnte2016 | IOU workpaper |  | Each |  |  | None | 270 | 0.028 | 0 | 270 | 0.028 | 0 | 270 | 0.028 | 0 | 270 | 0.028 | 0 | SDGE:01-ALC-AllCommercial-Refrig | WinterOnly | 0
SDG | WPSDGENRRN0010-Rev03-Msr002 | Com | Ex | IOU | Any | WPSDGENRRN0010-3 | ExAnte2016 | IOU workpaper |  | Each |  |  | None | 493 | 0.051 | 0 | 493 | 0.051 | 0 | 493 | 0.051 | 0 | 493 | 0.051 | 0 | SDGE:01-ALC-AllCommercial-Refrig | WinterOnly | 0
SDG | WPSDGENRRN0010-Rev03-Msr003 | Com | Ex | IOU | Any | WPSDGENRRN0010-3 | ExAnte2016 | IOU workpaper |  | Each |  |  | None | 854 | 0.088 | 0 | 854 | 0.088 | 0 | 854 | 0.088 | 0 | 854 | 0.088 | 0 | SDGE:01-ALC-AllCommercial-Refrig | WinterOnly | 0
SDG | WPSDGENRRN0010-Rev03-Msr004 | Com | Ex | IOU | Any | WPSDGENRRN0010-3 | ExAnte2016 | IOU workpaper |  | Each |  |  | None | 1279 | 0.131 | 0 | 1279 | 0.131 | 0 | 1279 | 0.131 | 0 | 1279 | 0.131 | 0 | SDGE:01-ALC-AllCommercial-Refrig | WinterOnly | 0
SDG | WPSDGENRRN0010-Rev03-Msr005 | Com | Ex | IOU | Any | WPSDGENRRN0010-3 | ExAnte2016 | IOU workpaper |  | Each |  |  | None | 595 | 0.061 | 0 | 595 | 0.061 | 0 | 595 | 0.061 | 0 | 595 | 0.061 | 0 | SDGE:01-ALC-AllCommercial-Refrig | WinterOnly | 0
SDG | WPSDGENRRN0010-Rev03-Msr006 | Com | Ex | IOU | Any | WPSDGENRRN0010-3 | ExAnte2016 | IOU workpaper |  | Each |  |  | None | 869 | 0.089 | 0 | 869 | 0.089 | 0 | 869 | 0.089 | 0 | 869 | 0.089 | 0 | SDGE:01-ALC-AllCommercial-Refrig | WinterOnly | 0
SDG | WPSDGENRRN0010-Rev03-Msr007 | Com | Ex | IOU | Any | WPSDGENRRN0010-3 | ExAnte2016 | IOU workpaper |  | Each |  |  | None | 2074 | 0.213 | 0 | 2074 | 0.213 | 0 | 2074 | 0.213 | 0 | 2074 | 0.213 | 0 | SDGE:01-ALC-AllCommercial-Refrig | WinterOnly | 0
SDG | WPSDGENRRN0010-Rev03-Msr008 | Com | Ex | IOU | Any | WPSDGENRRN0010-3 | ExAnte2016 | IOU workpaper |  | Each |  |  | None | 4552 | 0.468 | 0 | 4552 | 0.468 | 0 | 4552 | 0.468 | 0 | 4552 | 0.468 | 0 | SDGE:01-ALC-AllCommercial-Refrig | WinterOnly | 0
SDG | WPSDGENRRN0010-Rev03-Msr009 | Com | Ex | IOU | Any | WPSDGENRRN0010-3 | ExAnte2016 | IOU workpaper |  | Each |  |  | None | 723 | 0.074 | 0 | 723 | 0.074 | 0 | 723 | 0.074 | 0 | 723 | 0.074 | 0 | SDGE:01-ALC-AllCommercial-Refrig | WinterOnly | 0
SDG | WPSDGENRRN0010-Rev03-Msr010 | Com | Ex | IOU | Any | WPSDGENRRN0010-3 | ExAnte2016 | IOU workpaper |  | Each |  |  | None | 661 | 0.068 | 0 | 661 | 0.068 | 0 | 661 | 0.068 | 0 | 661 | 0.068 | 0 | SDGE:01-ALC-AllCommercial-Refrig | WinterOnly | 0
SDG | WPSDGENRRN0010-Rev03-Msr011 | Com | Ex | IOU | Any | WPSDGENRRN0010-3 | ExAnte2016 | IOU workpaper |  | Each |  |  | None | 775 | 0.079 | 0 | 775 | 0.079 | 0 | 775 | 0.079 | 0 | 775 | 0.079 | 0 | SDGE:01-ALC-AllCommercial-Refrig | WinterOnly | 0
SDG | WPSDGENRRN0010-Rev03-Msr012 | Com | Ex | IOU | Any | WPSDGENRRN0010-3 | ExAnte2016 | IOU workpaper |  | Each |  |  | None | 934 | 0.096 | 0 | 934 | 0.096 | 0 | 934 | 0.096 | 0 | 934 | 0.096 | 0 | SDGE:01-ALC-AllCommercial-Refrig | WinterOnly | 0
SDG | WPSDGENRRN0010-Rev03-Msr013 | Com | Ex | IOU | Any | WPSDGENRRN0010-3 | ExAnte2016 | IOU workpaper |  | Each |  |  | None | 1693 | 0.174 | 0 | 1693 | 0.174 | 0 | 1693 | 0.174 | 0 | 1693 | 0.174 | 0 | SDGE:01-ALC-AllCommercial-Refrig | WinterOnly | 0
SDG | WPSDGENRRN0010-Rev03-Msr014 | Com | Ex | IOU | Any | WPSDGENRRN0010-3 | ExAnte2016 | IOU workpaper |  | Each |  |  | None | 2010 | 0.207 | 0 | 2010 | 0.207 | 0 | 2010 | 0.207 | 0 | 2010 | 0.207 | 0 | SDGE:01-ALC-AllCommercial-Refrig | WinterOnly | 0
SDG | WPSDGENRRN0010-Rev03-Msr015 | Com | Ex | IOU | Any | WPSDGENRRN0010-3 | ExAnte2016 | IOU workpaper |  | Each |  |  | None | 4599 | 0.473 | 0 | 4599 | 0.473 | 0 | 4599 | 0.473 | 0 | 4599 | 0.473 | 0 | SDGE:01-ALC-AllCommercial-Refrig | WinterOnly | 0
SDG | WPSDGENRRN0010-Rev03-Msr016 | Com | Ex | IOU | Any | WPSDGENRRN0010-3 | ExAnte2016 | IOU workpaper |  | Each |  |  | None | 8103 | 0.833 | 0 | 8103 | 0.833 | 0 | 8103 | 0.833 | 0 | 8103 | 0.833 | 0 | SDGE:01-ALC-AllCommercial-Refrig | WinterOnly | 0
SDG | WPSDGENRRN0011-Rev02-Msr001 | Com | Ex | CZ06 | Any | WPSDGENRRN0011-2 | ExAnte2014 | IOU workpaper |  | Each |  |  | None | 277.8661 | 0.028748 | 0.0097088 | 277.8661 | 0.028748 | 0.0097088 | 277.8661 | 0.028748 | 0.0097088 | 277.8661 | 0.028748 | 0.0097088 | SDGE:01-ALC-AllCommercial-Refrig | WinterOnly | 0
SDG | WPSDGENRRN0011-Rev02-Msr001 | Com | Ex | CZ07 | Any | WPSDGENRRN0011-2 | ExAnte2014 | IOU workpaper |  | Each |  |  | None | 277.6233 | 0.030183 | -0.027333 | 277.6233 | 0.030183 | -0.027333 | 277.6233 | 0.030183 | -0.027333 | 277.6233 | 0.030183 | -0.027333 | SDGE:01-ALC-AllCommercial-Refrig | WinterOnly | 0
SDG | WPSDGENRRN0011-Rev02-Msr001 | Com | Ex | CZ08 | Any | WPSDGENRRN0011-2 | ExAnte2014 | IOU workpaper |  | Each |  |  | None | 275.6995 | 0.043041 | -0.023981 | 275.6995 | 0.043041 | -0.023981 | 275.6995 | 0.043041 | -0.023981 | 275.6995 | 0.043041 | -0.023981 | SDGE:01-ALC-AllCommercial-Refrig | WinterOnly | 0
SDG | WPSDGENRRN0011-Rev02-Msr001 | Com | Ex | CZ10 | Any | WPSDGENRRN0011-2 | ExAnte2014 | IOU workpaper |  | Each |  |  | None | 269.8662 | 0.036519 | -0.012533 | 269.8662 | 0.036519 | -0.012533 | 269.8662 | 0.036519 | -0.012533 | 269.8662 | 0.036519 | -0.012533 | SDGE:01-ALC-AllCommercial-Refrig | WinterOnly | 0
SDG | WPSDGENRRN0011-Rev02-Msr001 | Com | Ex | CZ14 | Any | WPSDGENRRN0011-2 | ExAnte2014 | IOU workpaper |  | Each |  |  | None | 273.9488 | 0.032363 | -0.014627 | 273.9488 | 0.032363 | -0.014627 | 273.9488 | 0.032363 | -0.014627 | 273.9488 | 0.032363 | -0.014627 | SDGE:01-ALC-AllCommercial-Refrig | WinterOnly | 0
SDG | WPSDGENRRN0011-Rev02-Msr001 | Com | Ex | CZ15 | Any | WPSDGENRRN0011-2 | ExAnte2014 | IOU workpaper |  | Each |  |  | None | 266.3136 | 0.031641 | -0.0094193 | 266.3136 | 0.031641 | -0.0094193 | 266.3136 | 0.031641 | -0.0094193 | 266.3136 | 0.031641 | -0.0094193 | SDGE:01-ALC-AllCommercial-Refrig | WinterOnly | 0
SDG | WPSDGENRRN0011-Rev02-Msr001 | Gro | Ex | CZ06 | Any | WPSDGENRRN0011-2 | ExAnte2014 | IOU workpaper |  | Each |  |  | None | 277.8661 | 0.028748 | 0.0097088 | 277.8661 | 0.028748 | 0.0097088 | 277.8661 | 0.028748 | 0.0097088 | 277.8661 | 0.028748 | 0.0097088 | SDGE:01-ALC-AllCommercial-Refrig | WinterOnly | 0
SDG | WPSDGENRRN0011-Rev02-Msr001 | Gro | Ex | CZ07 | Any | WPSDGENRRN0011-2 | ExAnte2014 | IOU workpaper |  | Each |  |  | None | 277.6233 | 0.030183 | -0.027333 | 277.6233 | 0.030183 | -0.027333 | 277.6233 | 0.030183 | -0.027333 | 277.6233 | 0.030183 | -0.027333 | SDGE:01-ALC-AllCommercial-Refrig | WinterOnly | 0
SDG | WPSDGENRRN0011-Rev02-Msr001 | Gro | Ex | CZ08 | Any | WPSDGENRRN0011-2 | ExAnte2014 | IOU workpaper |  | Each |  |  | None | 275.6995 | 0.043041 | -0.023981 | 275.6995 | 0.043041 | -0.023981 | 275.6995 | 0.043041 | -0.023981 | 275.6995 | 0.043041 | -0.023981 | SDGE:01-ALC-AllCommercial-Refrig | WinterOnly | 0
SDG | WPSDGENRRN0011-Rev02-Msr001 | Gro | Ex | CZ10 | Any | WPSDGENRRN0011-2 | ExAnte2014 | IOU workpaper |  | Each |  |  | None | 269.8662 | 0.036519 | -0.012533 | 269.8662 | 0.036519 | -0.012533 | 269.8662 | 0.036519 | -0.012533 | 269.8662 | 0.036519 | -0.012533 | SDGE:01-ALC-AllCommercial-Refrig | WinterOnly | 0
SDG | WPSDGENRRN0011-Rev02-Msr001 | Gro | Ex | CZ14 | Any | WPSDGENRRN0011-2 | ExAnte2014 | IOU workpaper |  | Each |  |  | None | 273.9488 | 0.032363 | -0.014627 | 273.9488 | 0.032363 | -0.014627 | 273.9488 | 0.032363 | -0.014627 | 273.9488 | 0.032363 | -0.014627 | SDGE:01-ALC-AllCommercial-Refrig | WinterOnly | 0
SDG | WPSDGENRRN0011-Rev02-Msr001 | Gro | Ex | CZ15 | Any | WPSDGENRRN0011-2 | ExAnte2014 | IOU workpaper |  | Each |  |  | None | 266.3136 | 0.031641 | -0.0094193 | 266.3136 | 0.031641 | -0.0094193 | 266.3136 | 0.031641 | -0.0094193 | 266.3136 | 0.031641 | -0.0094193 | SDGE:01-ALC-AllCommercial-Refrig | WinterOnly | 0
SDG | WPSDGENRRN0011-Rev02-Msr001 | RFF | Ex | CZ06 | Any | WPSDGENRRN0011-2 | ExAnte2014 | IOU workpaper |  | Each |  |  | None | 277.8661 | 0.028748 | 0.0097088 | 277.8661 | 0.028748 | 0.0097088 | 277.8661 | 0.028748 | 0.0097088 | 277.8661 | 0.028748 | 0.0097088 | SDGE:01-ALC-AllCommercial-Refrig | WinterOnly | 0
SDG | WPSDGENRRN0011-Rev02-Msr001 | RFF | Ex | CZ07 | Any | WPSDGENRRN0011-2 | ExAnte2014 | IOU workpaper |  | Each |  |  | None | 277.6233 | 0.030183 | -0.027333 | 277.6233 | 0.030183 | -0.027333 | 277.6233 | 0.030183 | -0.027333 | 277.6233 | 0.030183 | -0.027333 | SDGE:01-ALC-AllCommercial-Refrig | WinterOnly | 0
SDG | WPSDGENRRN0011-Rev02-Msr001 | RFF | Ex | CZ08 | Any | WPSDGENRRN0011-2 | ExAnte2014 | IOU workpaper |  | Each |  |  | None | 275.6995 | 0.043041 | -0.023981 | 275.6995 | 0.043041 | -0.023981 | 275.6995 | 0.043041 | -0.023981 | 275.6995 | 0.043041 | -0.023981 | SDGE:01-ALC-AllCommercial-Refrig | WinterOnly | 0
SDG | WPSDGENRRN0011-Rev02-Msr001 | RFF | Ex | CZ10 | Any | WPSDGENRRN0011-2 | ExAnte2014 | IOU workpaper |  | Each |  |  | None | 269.8662 | 0.036519 | -0.012533 | 269.8662 | 0.036519 | -0.012533 | 269.8662 | 0.036519 | -0.012533 | 269.8662 | 0.036519 | -0.012533 | SDGE:01-ALC-AllCommercial-Refrig | WinterOnly | 0
SDG | WPSDGENRRN0011-Rev02-Msr001 | RFF | Ex | CZ14 | Any | WPSDGENRRN0011-2 | ExAnte2014 | IOU workpaper |  | Each |  |  | None | 273.9488 | 0.032363 | -0.014627 | 273.9488 | 0.032363 | -0.014627 | 273.9488 | 0.032363 | -0.014627 | 273.9488 | 0.032363 | -0.014627 | SDGE:01-ALC-AllCommercial-Refrig | WinterOnly | 0
SDG | WPSDGENRRN0011-Rev02-Msr001 | RFF | Ex | CZ15 | Any | WPSDGENRRN0011-2 | ExAnte2014 | IOU workpaper |  | Each |  |  | None | 266.3136 | 0.031641 | -0.0094193 | 266.3136 | 0.031641 | -0.0094193 | 266.3136 | 0.031641 | -0.0094193 | 266.3136 | 0.031641 | -0.0094193 | SDGE:01-ALC-AllCommercial-Refrig | WinterOnly | 0
SDG | WPSDGENRRN0011-Rev02-Msr001 | RSD | Ex | CZ06 | Any | WPSDGENRRN0011-2 | ExAnte2014 | IOU workpaper |  | Each |  |  | None | 277.8661 | 0.028748 | 0.0097088 | 277.8661 | 0.028748 | 0.0097088 | 277.8661 | 0.028748 | 0.0097088 | 277.8661 | 0.028748 | 0.0097088 | SDGE:01-ALC-AllCommercial-Refrig | WinterOnly | 0
SDG | WPSDGENRRN0011-Rev02-Msr001 | RSD | Ex | CZ07 | Any | WPSDGENRRN0011-2 | ExAnte2014 | IOU workpaper |  | Each |  |  | None | 277.6233 | 0.030183 | -0.027333 | 277.6233 | 0.030183 | -0.027333 | 277.6233 | 0.030183 | -0.027333 | 277.6233 | 0.030183 | -0.027333 | SDGE:01-ALC-AllCommercial-Refrig | WinterOnly | 0
SDG | WPSDGENRRN0011-Rev02-Msr001 | RSD | Ex | CZ08 | Any | WPSDGENRRN0011-2 | ExAnte2014 | IOU workpaper |  | Each |  |  | None | 275.6995 | 0.043041 | -0.023981 | 275.6995 | 0.043041 | -0.023981 | 275.6995 | 0.043041 | -0.023981 | 275.6995 | 0.043041 | -0.023981 | SDGE:01-ALC-AllCommercial-Refrig | WinterOnly | 0
SDG | WPSDGENRRN0011-Rev02-Msr001 | RSD | Ex | CZ10 | Any | WPSDGENRRN0011-2 | ExAnte2014 | IOU workpaper |  | Each |  |  | None | 269.8662 | 0.036519 | -0.012533 | 269.8662 | 0.036519 | -0.012533 | 269.8662 | 0.036519 | -0.012533 | 269.8662 | 0.036519 | -0.012533 | SDGE:01-ALC-AllCommercial-Refrig | WinterOnly | 0
SDG | WPSDGENRRN0011-Rev02-Msr001 | RSD | Ex | CZ14 | Any | WPSDGENRRN0011-2 | ExAnte2014 | IOU workpaper |  | Each |  |  | None | 273.9488 | 0.032363 | -0.014627 | 273.9488 | 0.032363 | -0.014627 | 273.9488 | 0.032363 | -0.014627 | 273.9488 | 0.032363 | -0.014627 | SDGE:01-ALC-AllCommercial-Refrig | WinterOnly | 0
SDG | WPSDGENRRN0011-Rev02-Msr001 | RSD | Ex | CZ15 | Any | WPSDGENRRN0011-2 | ExAnte2014 | IOU workpaper |  | Each |  |  | None | 266.3136 | 0.031641 | -0.0094193 | 266.3136 | 0.031641 | -0.0094193 | 266.3136 | 0.031641 | -0.0094193 | 266.3136 | 0.031641 | -0.0094193 | SDGE:01-ALC-AllCommercial-Refrig | WinterOnly | 0
SDG | WPSDGENRRN0011-Rev02-Msr001 | RtS | Ex | CZ06 | Any | WPSDGENRRN0011-2 | ExAnte2014 | IOU workpaper |  | Each |  |  | None | 277.8661 | 0.028748 | 0.0097088 | 277.8661 | 0.028748 | 0.0097088 | 277.8661 | 0.028748 | 0.0097088 | 277.8661 | 0.028748 | 0.0097088 | SDGE:01-ALC-AllCommercial-Refrig | WinterOnly | 0
SDG | WPSDGENRRN0011-Rev02-Msr001 | RtS | Ex | CZ07 | Any | WPSDGENRRN0011-2 | ExAnte2014 | IOU workpaper |  | Each |  |  | None | 277.6233 | 0.030183 | -0.027333 | 277.6233 | 0.030183 | -0.027333 | 277.6233 | 0.030183 | -0.027333 | 277.6233 | 0.030183 | -0.027333 | SDGE:01-ALC-AllCommercial-Refrig | WinterOnly | 0
SDG | WPSDGENRRN0011-Rev02-Msr001 | RtS | Ex | CZ08 | Any | WPSDGENRRN0011-2 | ExAnte2014 | IOU workpaper |  | Each |  |  | None | 275.6995 | 0.043041 | -0.023981 | 275.6995 | 0.043041 | -0.023981 | 275.6995 | 0.043041 | -0.023981 | 275.6995 | 0.043041 | -0.023981 | SDGE:01-ALC-AllCommercial-Refrig | WinterOnly | 0
SDG | WPSDGENRRN0011-Rev02-Msr001 | RtS | Ex | CZ10 | Any | WPSDGENRRN0011-2 | ExAnte2014 | IOU workpaper |  | Each |  |  | None | 269.8662 | 0.036519 | -0.012533 | 269.8662 | 0.036519 | -0.012533 | 269.8662 | 0.036519 | -0.012533 | 269.8662 | 0.036519 | -0.012533 | SDGE:01-ALC-AllCommercial-Refrig | WinterOnly | 0
SDG | WPSDGENRRN0011-Rev02-Msr001 | RtS | Ex | CZ14 | Any | WPSDGENRRN0011-2 | ExAnte2014 | IOU workpaper |  | Each |  |  | None | 273.9488 | 0.032363 | -0.014627 | 273.9488 | 0.032363 | -0.014627 | 273.9488 | 0.032363 | -0.014627 | 273.9488 | 0.032363 | -0.014627 | SDGE:01-ALC-AllCommercial-Refrig | WinterOnly | 0
SDG | WPSDGENRRN0011-Rev02-Msr001 | RtS | Ex | CZ15 | Any | WPSDGENRRN0011-2 | ExAnte2014 | IOU workpaper |  | Each |  |  | None | 266.3136 | 0.031641 | -0.0094193 | 266.3136 | 0.031641 | -0.0094193 | 266.3136 | 0.031641 | -0.0094193 | 266.3136 | 0.031641 | -0.0094193 | SDGE:01-ALC-AllCommercial-Refrig | WinterOnly | 0
SDG | WPSDGENRRN0011-Rev02-Msr002 | Com | Ex | CZ06 | Any | WPSDGENRRN0011-2 | ExAnte2014 | IOU workpaper |  | Each |  |  | None | 277.8661 | 0.028748 | 0.0097088 | 277.8661 | 0.028748 | 0.0097088 | 277.8661 | 0.028748 | 0.0097088 | 277.8661 | 0.028748 | 0.0097088 | SDGE:01-ALC-AllCommercial-Refrig | WinterOnly | 0
SDG | WPSDGENRRN0011-Rev02-Msr002 | Com | Ex | CZ07 | Any | WPSDGENRRN0011-2 | ExAnte2014 | IOU workpaper |  | Each |  |  | None | 277.6233 | 0.030183 | -0.027333 | 277.6233 | 0.030183 | -0.027333 | 277.6233 | 0.030183 | -0.027333 | 277.6233 | 0.030183 | -0.027333 | SDGE:01-ALC-AllCommercial-Refrig | WinterOnly | 0
SDG | WPSDGENRRN0011-Rev02-Msr002 | Com | Ex | CZ08 | Any | WPSDGENRRN0011-2 | ExAnte2014 | IOU workpaper |  | Each |  |  | None | 275.6995 | 0.043041 | -0.023981 | 275.6995 | 0.043041 | -0.023981 | 275.6995 | 0.043041 | -0.023981 | 275.6995 | 0.043041 | -0.023981 | SDGE:01-ALC-AllCommercial-Refrig | WinterOnly | 0
SDG | WPSDGENRRN0011-Rev02-Msr002 | Com | Ex | CZ10 | Any | WPSDGENRRN0011-2 | ExAnte2014 | IOU workpaper |  | Each |  |  | None | 269.8662 | 0.036519 | -0.012533 | 269.8662 | 0.036519 | -0.012533 | 269.8662 | 0.036519 | -0.012533 | 269.8662 | 0.036519 | -0.012533 | SDGE:01-ALC-AllCommercial-Refrig | WinterOnly | 0
SDG | WPSDGENRRN0011-Rev02-Msr002 | Com | Ex | CZ14 | Any | WPSDGENRRN0011-2 | ExAnte2014 | IOU workpaper |  | Each |  |  | None | 273.9488 | 0.032363 | -0.014627 | 273.9488 | 0.032363 | -0.014627 | 273.9488 | 0.032363 | -0.014627 | 273.9488 | 0.032363 | -0.014627 | SDGE:01-ALC-AllCommercial-Refrig | WinterOnly | 0
SDG | WPSDGENRRN0011-Rev02-Msr002 | Com | Ex | CZ15 | Any | WPSDGENRRN0011-2 | ExAnte2014 | IOU workpaper |  | Each |  |  | None | 266.3136 | 0.031641 | -0.0094193 | 266.3136 | 0.031641 | -0.0094193 | 266.3136 | 0.031641 | -0.0094193 | 266.3136 | 0.031641 | -0.0094193 | SDGE:01-ALC-AllCommercial-Refrig | WinterOnly | 0
SDG | WPSDGENRRN0011-Rev02-Msr002 | Gro | Ex | CZ06 | Any | WPSDGENRRN0011-2 | ExAnte2014 | IOU workpaper |  | Each |  |  | None | 277.8661 | 0.028748 | 0.0097088 | 277.8661 | 0.028748 | 0.0097088 | 277.8661 | 0.028748 | 0.0097088 | 277.8661 | 0.028748 | 0.0097088 | SDGE:01-ALC-AllCommercial-Refrig | WinterOnly | 0
SDG | WPSDGENRRN0011-Rev02-Msr002 | Gro | Ex | CZ07 | Any | WPSDGENRRN0011-2 | ExAnte2014 | IOU workpaper |  | Each |  |  | None | 277.6233 | 0.030183 | -0.027333 | 277.6233 | 0.030183 | -0.027333 | 277.6233 | 0.030183 | -0.027333 | 277.6233 | 0.030183 | -0.027333 | SDGE:01-ALC-AllCommercial-Refrig | WinterOnly | 0
SDG | WPSDGENRRN0011-Rev02-Msr002 | Gro | Ex | CZ08 | Any | WPSDGENRRN0011-2 | ExAnte2014 | IOU workpaper |  | Each |  |  | None | 275.6995 | 0.043041 | -0.023981 | 275.6995 | 0.043041 | -0.023981 | 275.6995 | 0.043041 | -0.023981 | 275.6995 | 0.043041 | -0.023981 | SDGE:01-ALC-AllCommercial-Refrig | WinterOnly | 0
SDG | WPSDGENRRN0011-Rev02-Msr002 | Gro | Ex | CZ10 | Any | WPSDGENRRN0011-2 | ExAnte2014 | IOU workpaper |  | Each |  |  | None | 269.8662 | 0.036519 | -0.012533 | 269.8662 | 0.036519 | -0.012533 | 269.8662 | 0.036519 | -0.012533 | 269.8662 | 0.036519 | -0.012533 | SDGE:01-ALC-AllCommercial-Refrig | WinterOnly | 0
SDG | WPSDGENRRN0011-Rev02-Msr002 | Gro | Ex | CZ14 | Any | WPSDGENRRN0011-2 | ExAnte2014 | IOU workpaper |  | Each |  |  | None | 273.9488 | 0.032363 | -0.014627 | 273.9488 | 0.032363 | -0.014627 | 273.9488 | 0.032363 | -0.014627 | 273.9488 | 0.032363 | -0.014627 | SDGE:01-ALC-AllCommercial-Refrig | WinterOnly | 0
SDG | WPSDGENRRN0011-Rev02-Msr002 | Gro | Ex | CZ15 | Any | WPSDGENRRN0011-2 | ExAnte2014 | IOU workpaper |  | Each |  |  | None | 266.3136 | 0.031641 | -0.0094193 | 266.3136 | 0.031641 | -0.0094193 | 266.3136 | 0.031641 | -0.0094193 | 266.3136 | 0.031641 | -0.0094193 | SDGE:01-ALC-AllCommercial-Refrig | WinterOnly | 0
SDG | WPSDGENRRN0011-Rev02-Msr002 | RFF | Ex | CZ06 | Any | WPSDGENRRN0011-2 | ExAnte2014 | IOU workpaper |  | Each |  |  | None | 277.8661 | 0.028748 | 0.0097088 | 277.8661 | 0.028748 | 0.0097088 | 277.8661 | 0.028748 | 0.0097088 | 277.8661 | 0.028748 | 0.0097088 | SDGE:01-ALC-AllCommercial-Refrig | WinterOnly | 0
SDG | WPSDGENRRN0011-Rev02-Msr002 | RFF | Ex | CZ07 | Any | WPSDGENRRN0011-2 | ExAnte2014 | IOU workpaper |  | Each |  |  | None | 277.6233 | 0.030183 | -0.027333 | 277.6233 | 0.030183 | -0.027333 | 277.6233 | 0.030183 | -0.027333 | 277.6233 | 0.030183 | -0.027333 | SDGE:01-ALC-AllCommercial-Refrig | WinterOnly | 0
SDG | WPSDGENRRN0011-Rev02-Msr002 | RFF | Ex | CZ08 | Any | WPSDGENRRN0011-2 | ExAnte2014 | IOU workpaper |  | Each |  |  | None | 275.6995 | 0.043041 | -0.023981 | 275.6995 | 0.043041 | -0.023981 | 275.6995 | 0.043041 | -0.023981 | 275.6995 | 0.043041 | -0.023981 | SDGE:01-ALC-AllCommercial-Refrig | WinterOnly | 0
SDG | WPSDGENRRN0011-Rev02-Msr002 | RFF | Ex | CZ10 | Any | WPSDGENRRN0011-2 | ExAnte2014 | IOU workpaper |  | Each |  |  | None | 269.8662 | 0.036519 | -0.012533 | 269.8662 | 0.036519 | -0.012533 | 269.8662 | 0.036519 | -0.012533 | 269.8662 | 0.036519 | -0.012533 | SDGE:01-ALC-AllCommercial-Refrig | WinterOnly | 0
SDG | WPSDGENRRN0011-Rev02-Msr002 | RFF | Ex | CZ14 | Any | WPSDGENRRN0011-2 | ExAnte2014 | IOU workpaper |  | Each |  |  | None | 273.9488 | 0.032363 | -0.014627 | 273.9488 | 0.032363 | -0.014627 | 273.9488 | 0.032363 | -0.014627 | 273.9488 | 0.032363 | -0.014627 | SDGE:01-ALC-AllCommercial-Refrig | WinterOnly | 0
SDG | WPSDGENRRN0011-Rev02-Msr002 | RFF | Ex | CZ15 | Any | WPSDGENRRN0011-2 | ExAnte2014 | IOU workpaper |  | Each |  |  | None | 266.3136 | 0.031641 | -0.0094193 | 266.3136 | 0.031641 | -0.0094193 | 266.3136 | 0.031641 | -0.0094193 | 266.3136 | 0.031641 | -0.0094193 | SDGE:01-ALC-AllCommercial-Refrig | WinterOnly | 0
SDG | WPSDGENRRN0011-Rev02-Msr002 | RSD | Ex | CZ06 | Any | WPSDGENRRN0011-2 | ExAnte2014 | IOU workpaper |  | Each |  |  | None | 277.8661 | 0.028748 | 0.0097088 | 277.8661 | 0.028748 | 0.0097088 | 277.8661 | 0.028748 | 0.0097088 | 277.8661 | 0.028748 | 0.0097088 | SDGE:01-ALC-AllCommercial-Refrig | WinterOnly | 0
SDG | WPSDGENRRN0011-Rev02-Msr002 | RSD | Ex | CZ07 | Any | WPSDGENRRN0011-2 | ExAnte2014 | IOU workpaper |  | Each |  |  | None | 277.6233 | 0.030183 | -0.027333 | 277.6233 | 0.030183 | -0.027333 | 277.6233 | 0.030183 | -0.027333 | 277.6233 | 0.030183 | -0.027333 | SDGE:01-ALC-AllCommercial-Refrig | WinterOnly | 0
SDG | WPSDGENRRN0011-Rev02-Msr002 | RSD | Ex | CZ08 | Any | WPSDGENRRN0011-2 | ExAnte2014 | IOU workpaper |  | Each |  |  | None | 275.6995 | 0.043041 | -0.023981 | 275.6995 | 0.043041 | -0.023981 | 275.6995 | 0.043041 | -0.023981 | 275.6995 | 0.043041 | -0.023981 | SDGE:01-ALC-AllCommercial-Refrig | WinterOnly | 0
SDG | WPSDGENRRN0011-Rev02-Msr002 | RSD | Ex | CZ10 | Any | WPSDGENRRN0011-2 | ExAnte2014 | IOU workpaper |  | Each |  |  | None | 269.8662 | 0.036519 | -0.012533 | 269.8662 | 0.036519 | -0.012533 | 269.8662 | 0.036519 | -0.012533 | 269.8662 | 0.036519 | -0.012533 | SDGE:01-ALC-AllCommercial-Refrig | WinterOnly | 0
SDG | WPSDGENRRN0011-Rev02-Msr002 | RSD | Ex | CZ14 | Any | WPSDGENRRN0011-2 | ExAnte2014 | IOU workpaper |  | Each |  |  | None | 273.9488 | 0.032363 | -0.014627 | 273.9488 | 0.032363 | -0.014627 | 273.9488 | 0.032363 | -0.014627 | 273.9488 | 0.032363 | -0.014627 | SDGE:01-ALC-AllCommercial-Refrig | WinterOnly | 0
SDG | WPSDGENRRN0011-Rev02-Msr002 | RSD | Ex | CZ15 | Any | WPSDGENRRN0011-2 | ExAnte2014 | IOU workpaper |  | Each |  |  | None | 266.3136 | 0.031641 | -0.0094193 | 266.3136 | 0.031641 | -0.0094193 | 266.3136 | 0.031641 | -0.0094193 | 266.3136 | 0.031641 | -0.0094193 | SDGE:01-ALC-AllCommercial-Refrig | WinterOnly | 0
SDG | WPSDGENRRN0011-Rev02-Msr002 | RtS | Ex | CZ06 | Any | WPSDGENRRN0011-2 | ExAnte2014 | IOU workpaper |  | Each |  |  | None | 277.8661 | 0.028748 | 0.0097088 | 277.8661 | 0.028748 | 0.0097088 | 277.8661 | 0.028748 | 0.0097088 | 277.8661 | 0.028748 | 0.0097088 | SDGE:01-ALC-AllCommercial-Refrig | WinterOnly | 0
SDG | WPSDGENRRN0011-Rev02-Msr002 | RtS | Ex | CZ07 | Any | WPSDGENRRN0011-2 | ExAnte2014 | IOU workpaper |  | Each |  |  | None | 277.6233 | 0.030183 | -0.027333 | 277.6233 | 0.030183 | -0.027333 | 277.6233 | 0.030183 | -0.027333 | 277.6233 | 0.030183 | -0.027333 | SDGE:01-ALC-AllCommercial-Refrig | WinterOnly | 0
SDG | WPSDGENRRN0011-Rev02-Msr002 | RtS | Ex | CZ08 | Any | WPSDGENRRN0011-2 | ExAnte2014 | IOU workpaper |  | Each |  |  | None | 275.6995 | 0.043041 | -0.023981 | 275.6995 | 0.043041 | -0.023981 | 275.6995 | 0.043041 | -0.023981 | 275.6995 | 0.043041 | -0.023981 | SDGE:01-ALC-AllCommercial-Refrig | WinterOnly | 0
SDG | WPSDGENRRN0011-Rev02-Msr002 | RtS | Ex | CZ10 | Any | WPSDGENRRN0011-2 | ExAnte2014 | IOU workpaper |  | Each |  |  | None | 269.8662 | 0.036519 | -0.012533 | 269.8662 | 0.036519 | -0.012533 | 269.8662 | 0.036519 | -0.012533 | 269.8662 | 0.036519 | -0.012533 | SDGE:01-ALC-AllCommercial-Refrig | WinterOnly | 0
SDG | WPSDGENRRN0011-Rev02-Msr002 | RtS | Ex | CZ14 | Any | WPSDGENRRN0011-2 | ExAnte2014 | IOU workpaper |  | Each |  |  | None | 273.9488 | 0.032363 | -0.014627 | 273.9488 | 0.032363 | -0.014627 | 273.9488 | 0.032363 | -0.014627 | 273.9488 | 0.032363 | -0.014627 | SDGE:01-ALC-AllCommercial-Refrig | WinterOnly | 0
SDG | WPSDGENRRN0011-Rev02-Msr002 | RtS | Ex | CZ15 | Any | WPSDGENRRN0011-2 | ExAnte2014 | IOU workpaper |  | Each |  |  | None | 266.3136 | 0.031641 | -0.0094193 | 266.3136 | 0.031641 | -0.0094193 | 266.3136 | 0.031641 | -0.0094193 | 266.3136 | 0.031641 | -0.0094193 | SDGE:01-ALC-AllCommercial-Refrig | WinterOnly | 0
SDG | WPSDGENRRN0015-Rev02-Msr001 | Asm | Ex | CZ06 | Any | WPSDGENRRN0015-2 | ExAnte2014 | IOU workpaper |  | Len-ft |  |  | None | 1547.0071 | 0.17914 | 62.477 | 1547.0071 | 0.17914 | 62.477 | 1547.0071 | 0.17914 | 62.477 | 1547.0071 | 0.17914 | 62.477 | SDGE:01-ALC-AllCommercial-Refrig | WinterOnly | 0
SDG | WPSDGENRRN0015-Rev02-Msr001 | Asm | Ex | CZ07 | Any | WPSDGENRRN0015-2 | ExAnte2014 | IOU workpaper |  | Len-ft |  |  | None | 1581.7102 | 0.17029 | 64.3322 | 1581.7102 | 0.17029 | 64.3322 | 1581.7102 | 0.17029 | 64.3322 | 1581.7102 | 0.17029 | 64.3322 | SDGE:01-ALC-AllCommercial-Refrig | WinterOnly | 0
SDG | WPSDGENRRN0015-Rev02-Msr001 | Asm | Ex | CZ08 | Any | WPSDGENRRN0015-2 | ExAnte2014 | IOU workpaper |  | Len-ft |  |  | None | 1541.4664 | 0.19179 | 61.8622 | 1541.4664 | 0.19179 | 61.8622 | 1541.4664 | 0.19179 | 61.8622 | 1541.4664 | 0.19179 | 61.8622 | SDGE:01-ALC-AllCommercial-Refrig | WinterOnly | 0
SDG | WPSDGENRRN0015-Rev02-Msr001 | Asm | Ex | CZ10 | Any | WPSDGENRRN0015-2 | ExAnte2014 | IOU workpaper |  | Len-ft |  |  | None | 1497.0141 | 0.19006 | 58.2473 | 1497.0141 | 0.19006 | 58.2473 | 1497.0141 | 0.19006 | 58.2473 | 1497.0141 | 0.19006 | 58.2473 | SDGE:01-ALC-AllCommercial-Refrig | WinterOnly | 0
SDG | WPSDGENRRN0015-Rev02-Msr001 | Asm | Ex | CZ14 | Any | WPSDGENRRN0015-2 | ExAnte2014 | IOU workpaper |  | Len-ft |  |  | None | 1403.1519 | 0.23031 | 54.3569 | 1403.1519 | 0.23031 | 54.3569 | 1403.1519 | 0.23031 | 54.3569 | 1403.1519 | 0.23031 | 54.3569 | SDGE:01-ALC-AllCommercial-Refrig | WinterOnly | 0
SDG | WPSDGENRRN0015-Rev02-Msr001 | Asm | Ex | CZ15 | Any | WPSDGENRRN0015-2 | ExAnte2014 | IOU workpaper |  | Len-ft |  |  | None | 1380.894 | 0.13737 | 41.9258 | 1380.894 | 0.13737 | 41.9258 | 1380.894 | 0.13737 | 41.9258 | 1380.894 | 0.13737 | 41.9258 | SDGE:01-ALC-AllCommercial-Refrig | WinterOnly | 0
SDG | WPSDGENRRN0015-Rev02-Msr001 | Com | Ex | CZ06 | Any | WPSDGENRRN0015-2 | ExAnte2014 | IOU workpaper |  | Len-ft |  |  | None | 1547.0071 | 0.17914 | 62.477 | 1547.0071 | 0.17914 | 62.477 | 1547.0071 | 0.17914 | 62.477 | 1547.0071 | 0.17914 | 62.477 | SDGE:01-ALC-AllCommercial-Refrig | WinterOnly | 0
SDG | WPSDGENRRN0015-Rev02-Msr001 | Com | Ex | CZ07 | Any | WPSDGENRRN0015-2 | ExAnte2014 | IOU workpaper |  | Len-ft |  |  | None | 1581.7102 | 0.17029 | 64.3322 | 1581.7102 | 0.17029 | 64.3322 | 1581.7102 | 0.17029 | 64.3322 | 1581.7102 | 0.17029 | 64.3322 | SDGE:01-ALC-AllCommercial-Refrig | WinterOnly | 0
SDG | WPSDGENRRN0015-Rev02-Msr001 | Com | Ex | CZ08 | Any | WPSDGENRRN0015-2 | ExAnte2014 | IOU workpaper |  | Len-ft |  |  | None | 1541.4664 | 0.19179 | 61.8622 | 1541.4664 | 0.19179 | 61.8622 | 1541.4664 | 0.19179 | 61.8622 | 1541.4664 | 0.19179 | 61.8622 | SDGE:01-ALC-AllCommercial-Refrig | WinterOnly | 0
SDG | WPSDGENRRN0015-Rev02-Msr001 | Com | Ex | CZ10 | Any | WPSDGENRRN0015-2 | ExAnte2014 | IOU workpaper |  | Len-ft |  |  | None | 1497.0141 | 0.19006 | 58.2473 | 1497.0141 | 0.19006 | 58.2473 | 1497.0141 | 0.19006 | 58.2473 | 1497.0141 | 0.19006 | 58.2473 | SDGE:01-ALC-AllCommercial-Refrig | WinterOnly | 0
SDG | WPSDGENRRN0015-Rev02-Msr001 | Com | Ex | CZ14 | Any | WPSDGENRRN0015-2 | ExAnte2014 | IOU workpaper |  | Len-ft |  |  | None | 1403.1519 | 0.23031 | 54.3569 | 1403.1519 | 0.23031 | 54.3569 | 1403.1519 | 0.23031 | 54.3569 | 1403.1519 | 0.23031 | 54.3569 | SDGE:01-ALC-AllCommercial-Refrig | WinterOnly | 0
SDG | WPSDGENRRN0015-Rev02-Msr001 | Com | Ex | CZ15 | Any | WPSDGENRRN0015-2 | ExAnte2014 | IOU workpaper |  | Len-ft |  |  | None | 1380.894 | 0.13737 | 41.9258 | 1380.894 | 0.13737 | 41.9258 | 1380.894 | 0.13737 | 41.9258 | 1380.894 | 0.13737 | 41.9258 | SDGE:01-ALC-AllCommercial-Refrig | WinterOnly | 0
SDG | WPSDGENRRN0015-Rev02-Msr001 | Gro | Ex | CZ06 | Any | WPSDGENRRN0015-2 | ExAnte2014 | IOU workpaper |  | Len-ft |  |  | None | 1547.0071 | 0.17914 | 62.477 | 1547.0071 | 0.17914 | 62.477 | 1547.0071 | 0.17914 | 62.477 | 1547.0071 | 0.17914 | 62.477 | SDGE:01-ALC-AllCommercial-Refrig | WinterOnly | 0
SDG | WPSDGENRRN0015-Rev02-Msr001 | Gro | Ex | CZ07 | Any | WPSDGENRRN0015-2 | ExAnte2014 | IOU workpaper |  | Len-ft |  |  | None | 1581.7102 | 0.17029 | 64.3322 | 1581.7102 | 0.17029 | 64.3322 | 1581.7102 | 0.17029 | 64.3322 | 1581.7102 | 0.17029 | 64.3322 | SDGE:01-ALC-AllCommercial-Refrig | WinterOnly | 0
SDG | WPSDGENRRN0015-Rev02-Msr001 | Gro | Ex | CZ08 | Any | WPSDGENRRN0015-2 | ExAnte2014 | IOU workpaper |  | Len-ft |  |  | None | 1541.4664 | 0.19179 | 61.8622 | 1541.4664 | 0.19179 | 61.8622 | 1541.4664 | 0.19179 | 61.8622 | 1541.4664 | 0.19179 | 61.8622 | SDGE:01-ALC-AllCommercial-Refrig | WinterOnly | 0
SDG | WPSDGENRRN0015-Rev02-Msr001 | Gro | Ex | CZ10 | Any | WPSDGENRRN0015-2 | ExAnte2014 | IOU workpaper |  | Len-ft |  |  | None | 1497.0141 | 0.19006 | 58.2473 | 1497.0141 | 0.19006 | 58.2473 | 1497.0141 | 0.19006 | 58.2473 | 1497.0141 | 0.19006 | 58.2473 | SDGE:01-ALC-AllCommercial-Refrig | WinterOnly | 0
SDG | WPSDGENRRN0015-Rev02-Msr001 | Gro | Ex | CZ14 | Any | WPSDGENRRN0015-2 | ExAnte2014 | IOU workpaper |  | Len-ft |  |  | None | 1403.1519 | 0.23031 | 54.3569 | 1403.1519 | 0.23031 | 54.3569 | 1403.1519 | 0.23031 | 54.3569 | 1403.1519 | 0.23031 | 54.3569 | SDGE:01-ALC-AllCommercial-Refrig | WinterOnly | 0
SDG | WPSDGENRRN0015-Rev02-Msr001 | Gro | Ex | CZ15 | Any | WPSDGENRRN0015-2 | ExAnte2014 | IOU workpaper |  | Len-ft |  |  | None | 1380.894 | 0.13737 | 41.9258 | 1380.894 | 0.13737 | 41.9258 | 1380.894 | 0.13737 | 41.9258 | 1380.894 | 0.13737 | 41.9258 | SDGE:01-ALC-AllCommercial-Refrig | WinterOnly | 0
SDG | WPSDGENRRN0015-Rev02-Msr001 | RFF | Ex | CZ06 | Any | WPSDGENRRN0015-2 | ExAnte2014 | IOU workpaper |  | Len-ft |  |  | None | 1547.0071 | 0.17914 | 62.477 | 1547.0071 | 0.17914 | 62.477 | 1547.0071 | 0.17914 | 62.477 | 1547.0071 | 0.17914 | 62.477 | SDGE:01-ALC-AllCommercial-Refrig | WinterOnly | 0
SDG | WPSDGENRRN0015-Rev02-Msr001 | RFF | Ex | CZ07 | Any | WPSDGENRRN0015-2 | ExAnte2014 | IOU workpaper |  | Len-ft |  |  | None | 1581.7102 | 0.17029 | 64.3322 | 1581.7102 | 0.17029 | 64.3322 | 1581.7102 | 0.17029 | 64.3322 | 1581.7102 | 0.17029 | 64.3322 | SDGE:01-ALC-AllCommercial-Refrig | WinterOnly | 0
SDG | WPSDGENRRN0015-Rev02-Msr001 | RFF | Ex | CZ08 | Any | WPSDGENRRN0015-2 | ExAnte2014 | IOU workpaper |  | Len-ft |  |  | None | 1541.4664 | 0.19179 | 61.8622 | 1541.4664 | 0.19179 | 61.8622 | 1541.4664 | 0.19179 | 61.8622 | 1541.4664 | 0.19179 | 61.8622 | SDGE:01-ALC-AllCommercial-Refrig | WinterOnly | 0
SDG | WPSDGENRRN0015-Rev02-Msr001 | RFF | Ex | CZ10 | Any | WPSDGENRRN0015-2 | ExAnte2014 | IOU workpaper |  | Len-ft |  |  | None | 1497.0141 | 0.19006 | 58.2473 | 1497.0141 | 0.19006 | 58.2473 | 1497.0141 | 0.19006 | 58.2473 | 1497.0141 | 0.19006 | 58.2473 | SDGE:01-ALC-AllCommercial-Refrig | WinterOnly | 0
SDG | WPSDGENRRN0015-Rev02-Msr001 | RFF | Ex | CZ14 | Any | WPSDGENRRN0015-2 | ExAnte2014 | IOU workpaper |  | Len-ft |  |  | None | 1403.1519 | 0.23031 | 54.3569 | 1403.1519 | 0.23031 | 54.3569 | 1403.1519 | 0.23031 | 54.3569 | 1403.1519 | 0.23031 | 54.3569 | SDGE:01-ALC-AllCommercial-Refrig | WinterOnly | 0
SDG | WPSDGENRRN0015-Rev02-Msr001 | RFF | Ex | CZ15 | Any | WPSDGENRRN0015-2 | ExAnte2014 | IOU workpaper |  | Len-ft |  |  | None | 1380.894 | 0.13737 | 41.9258 | 1380.894 | 0.13737 | 41.9258 | 1380.894 | 0.13737 | 41.9258 | 1380.894 | 0.13737 | 41.9258 | SDGE:01-ALC-AllCommercial-Refrig | WinterOnly | 0
SDG | WPSDGENRRN0015-Rev02-Msr001 | RSD | Ex | CZ06 | Any | WPSDGENRRN0015-2 | ExAnte2014 | IOU workpaper |  | Len-ft |  |  | None | 1547.0071 | 0.17914 | 62.477 | 1547.0071 | 0.17914 | 62.477 | 1547.0071 | 0.17914 | 62.477 | 1547.0071 | 0.17914 | 62.477 | SDGE:01-ALC-AllCommercial-Refrig | WinterOnly | 0
SDG | WPSDGENRRN0015-Rev02-Msr001 | RSD | Ex | CZ07 | Any | WPSDGENRRN0015-2 | ExAnte2014 | IOU workpaper |  | Len-ft |  |  | None | 1581.7102 | 0.17029 | 64.3322 | 1581.7102 | 0.17029 | 64.3322 | 1581.7102 | 0.17029 | 64.3322 | 1581.7102 | 0.17029 | 64.3322 | SDGE:01-ALC-AllCommercial-Refrig | WinterOnly | 0
SDG | WPSDGENRRN0015-Rev02-Msr001 | RSD | Ex | CZ08 | Any | WPSDGENRRN0015-2 | ExAnte2014 | IOU workpaper |  | Len-ft |  |  | None | 1541.4664 | 0.19179 | 61.8622 | 1541.4664 | 0.19179 | 61.8622 | 1541.4664 | 0.19179 | 61.8622 | 1541.4664 | 0.19179 | 61.8622 | SDGE:01-ALC-AllCommercial-Refrig | WinterOnly | 0
SDG | WPSDGENRRN0015-Rev02-Msr001 | RSD | Ex | CZ10 | Any | WPSDGENRRN0015-2 | ExAnte2014 | IOU workpaper |  | Len-ft |  |  | None | 1497.0141 | 0.19006 | 58.2473 | 1497.0141 | 0.19006 | 58.2473 | 1497.0141 | 0.19006 | 58.2473 | 1497.0141 | 0.19006 | 58.2473 | SDGE:01-ALC-AllCommercial-Refrig | WinterOnly | 0
SDG | WPSDGENRRN0015-Rev02-Msr001 | RSD | Ex | CZ14 | Any | WPSDGENRRN0015-2 | ExAnte2014 | IOU workpaper |  | Len-ft |  |  | None | 1403.1519 | 0.23031 | 54.3569 | 1403.1519 | 0.23031 | 54.3569 | 1403.1519 | 0.23031 | 54.3569 | 1403.1519 | 0.23031 | 54.3569 | SDGE:01-ALC-AllCommercial-Refrig | WinterOnly | 0
SDG | WPSDGENRRN0015-Rev02-Msr001 | RSD | Ex | CZ15 | Any | WPSDGENRRN0015-2 | ExAnte2014 | IOU workpaper |  | Len-ft |  |  | None | 1380.894 | 0.13737 | 41.9258 | 1380.894 | 0.13737 | 41.9258 | 1380.894 | 0.13737 | 41.9258 | 1380.894 | 0.13737 | 41.9258 | SDGE:01-ALC-AllCommercial-Refrig | WinterOnly | 0
SDG | WPSDGENRRN0015-Rev02-Msr001 | Rt3 | Ex | CZ06 | Any | WPSDGENRRN0015-2 | ExAnte2014 | IOU workpaper |  | Len-ft |  |  | None | 1547.0071 | 0.17914 | 62.477 | 1547.0071 | 0.17914 | 62.477 | 1547.0071 | 0.17914 | 62.477 | 1547.0071 | 0.17914 | 62.477 | SDGE:01-ALC-AllCommercial-Refrig | WinterOnly | 0
SDG | WPSDGENRRN0015-Rev02-Msr001 | Rt3 | Ex | CZ07 | Any | WPSDGENRRN0015-2 | ExAnte2014 | IOU workpaper |  | Len-ft |  |  | None | 1581.7102 | 0.17029 | 64.3322 | 1581.7102 | 0.17029 | 64.3322 | 1581.7102 | 0.17029 | 64.3322 | 1581.7102 | 0.17029 | 64.3322 | SDGE:01-ALC-AllCommercial-Refrig | WinterOnly | 0
SDG | WPSDGENRRN0015-Rev02-Msr001 | Rt3 | Ex | CZ08 | Any | WPSDGENRRN0015-2 | ExAnte2014 | IOU workpaper |  | Len-ft |  |  | None | 1541.4664 | 0.19179 | 61.8622 | 1541.4664 | 0.19179 | 61.8622 | 1541.4664 | 0.19179 | 61.8622 | 1541.4664 | 0.19179 | 61.8622 | SDGE:01-ALC-AllCommercial-Refrig | WinterOnly | 0
SDG | WPSDGENRRN0015-Rev02-Msr001 | Rt3 | Ex | CZ10 | Any | WPSDGENRRN0015-2 | ExAnte2014 | IOU workpaper |  | Len-ft |  |  | None | 1497.0141 | 0.19006 | 58.2473 | 1497.0141 | 0.19006 | 58.2473 | 1497.0141 | 0.19006 | 58.2473 | 1497.0141 | 0.19006 | 58.2473 | SDGE:01-ALC-AllCommercial-Refrig | WinterOnly | 0
SDG | WPSDGENRRN0015-Rev02-Msr001 | Rt3 | Ex | CZ14 | Any | WPSDGENRRN0015-2 | ExAnte2014 | IOU workpaper |  | Len-ft |  |  | None | 1403.1519 | 0.23031 | 54.3569 | 1403.1519 | 0.23031 | 54.3569 | 1403.1519 | 0.23031 | 54.3569 | 1403.1519 | 0.23031 | 54.3569 | SDGE:01-ALC-AllCommercial-Refrig | WinterOnly | 0
SDG | WPSDGENRRN0015-Rev02-Msr001 | Rt3 | Ex | CZ15 | Any | WPSDGENRRN0015-2 | ExAnte2014 | IOU workpaper |  | Len-ft |  |  | None | 1380.894 | 0.13737 | 41.9258 | 1380.894 | 0.13737 | 41.9258 | 1380.894 | 0.13737 | 41.9258 | 1380.894 | 0.13737 | 41.9258 | SDGE:01-ALC-AllCommercial-Refrig | WinterOnly | 0
SDG | WPSDGENRRN0015-Rev02-Msr001 | RtL | Ex | CZ06 | Any | WPSDGENRRN0015-2 | ExAnte2014 | IOU workpaper |  | Len-ft |  |  | None | 1547.0071 | 0.17914 | 62.477 | 1547.0071 | 0.17914 | 62.477 | 1547.0071 | 0.17914 | 62.477 | 1547.0071 | 0.17914 | 62.477 | SDGE:01-ALC-AllCommercial-Refrig | WinterOnly | 0
SDG | WPSDGENRRN0015-Rev02-Msr001 | RtL | Ex | CZ07 | Any | WPSDGENRRN0015-2 | ExAnte2014 | IOU workpaper |  | Len-ft |  |  | None | 1581.7102 | 0.17029 | 64.3322 | 1581.7102 | 0.17029 | 64.3322 | 1581.7102 | 0.17029 | 64.3322 | 1581.7102 | 0.17029 | 64.3322 | SDGE:01-ALC-AllCommercial-Refrig | WinterOnly | 0
SDG | WPSDGENRRN0015-Rev02-Msr001 | RtL | Ex | CZ08 | Any | WPSDGENRRN0015-2 | ExAnte2014 | IOU workpaper |  | Len-ft |  |  | None | 1541.4664 | 0.19179 | 61.8622 | 1541.4664 | 0.19179 | 61.8622 | 1541.4664 | 0.19179 | 61.8622 | 1541.4664 | 0.19179 | 61.8622 | SDGE:01-ALC-AllCommercial-Refrig | WinterOnly | 0
SDG | WPSDGENRRN0015-Rev02-Msr001 | RtL | Ex | CZ10 | Any | WPSDGENRRN0015-2 | ExAnte2014 | IOU workpaper |  | Len-ft |  |  | None | 1497.0141 | 0.19006 | 58.2473 | 1497.0141 | 0.19006 | 58.2473 | 1497.0141 | 0.19006 | 58.2473 | 1497.0141 | 0.19006 | 58.2473 | SDGE:01-ALC-AllCommercial-Refrig | WinterOnly | 0
SDG | WPSDGENRRN0015-Rev02-Msr001 | RtL | Ex | CZ14 | Any | WPSDGENRRN0015-2 | ExAnte2014 | IOU workpaper |  | Len-ft |  |  | None | 1403.1519 | 0.23031 | 54.3569 | 1403.1519 | 0.23031 | 54.3569 | 1403.1519 | 0.23031 | 54.3569 | 1403.1519 | 0.23031 | 54.3569 | SDGE:01-ALC-AllCommercial-Refrig | WinterOnly | 0
SDG | WPSDGENRRN0015-Rev02-Msr001 | RtL | Ex | CZ15 | Any | WPSDGENRRN0015-2 | ExAnte2014 | IOU workpaper |  | Len-ft |  |  | None | 1380.894 | 0.13737 | 41.9258 | 1380.894 | 0.13737 | 41.9258 | 1380.894 | 0.13737 | 41.9258 | 1380.894 | 0.13737 | 41.9258 | SDGE:01-ALC-AllCommercial-Refrig | WinterOnly | 0
SDG | WPSDGENRRN0015-Rev02-Msr001 | RtS | Ex | CZ06 | Any | WPSDGENRRN0015-2 | ExAnte2014 | IOU workpaper |  | Len-ft |  |  | None | 1547.0071 | 0.17914 | 62.477 | 1547.0071 | 0.17914 | 62.477 | 1547.0071 | 0.17914 | 62.477 | 1547.0071 | 0.17914 | 62.477 | SDGE:01-ALC-AllCommercial-Refrig | WinterOnly | 0
SDG | WPSDGENRRN0015-Rev02-Msr001 | RtS | Ex | CZ07 | Any | WPSDGENRRN0015-2 | ExAnte2014 | IOU workpaper |  | Len-ft |  |  | None | 1581.7102 | 0.17029 | 64.3322 | 1581.7102 | 0.17029 | 64.3322 | 1581.7102 | 0.17029 | 64.3322 | 1581.7102 | 0.17029 | 64.3322 | SDGE:01-ALC-AllCommercial-Refrig | WinterOnly | 0
SDG | WPSDGENRRN0015-Rev02-Msr001 | RtS | Ex | CZ08 | Any | WPSDGENRRN0015-2 | ExAnte2014 | IOU workpaper |  | Len-ft |  |  | None | 1541.4664 | 0.19179 | 61.8622 | 1541.4664 | 0.19179 | 61.8622 | 1541.4664 | 0.19179 | 61.8622 | 1541.4664 | 0.19179 | 61.8622 | SDGE:01-ALC-AllCommercial-Refrig | WinterOnly | 0
SDG | WPSDGENRRN0015-Rev02-Msr001 | RtS | Ex | CZ10 | Any | WPSDGENRRN0015-2 | ExAnte2014 | IOU workpaper |  | Len-ft |  |  | None | 1497.0141 | 0.19006 | 58.2473 | 1497.0141 | 0.19006 | 58.2473 | 1497.0141 | 0.19006 | 58.2473 | 1497.0141 | 0.19006 | 58.2473 | SDGE:01-ALC-AllCommercial-Refrig | WinterOnly | 0
SDG | WPSDGENRRN0015-Rev02-Msr001 | RtS | Ex | CZ14 | Any | WPSDGENRRN0015-2 | ExAnte2014 | IOU workpaper |  | Len-ft |  |  | None | 1403.1519 | 0.23031 | 54.3569 | 1403.1519 | 0.23031 | 54.3569 | 1403.1519 | 0.23031 | 54.3569 | 1403.1519 | 0.23031 | 54.3569 | SDGE:01-ALC-AllCommercial-Refrig | WinterOnly | 0
SDG | WPSDGENRRN0015-Rev02-Msr001 | RtS | Ex | CZ15 | Any | WPSDGENRRN0015-2 | ExAnte2014 | IOU workpaper |  | Len-ft |  |  | None | 1380.894 | 0.13737 | 41.9258 | 1380.894 | 0.13737 | 41.9258 | 1380.894 | 0.13737 | 41.9258 | 1380.894 | 0.13737 | 41.9258 | SDGE:01-ALC-AllCommercial-Refrig | WinterOnly | 0
SDG | WPSDGENRRN0015-Rev02-Msr002 | Asm | Ex | CZ06 | Any | WPSDGENRRN0015-2 | ExAnte2014 | IOU workpaper |  | Len-ft |  |  | None | 1277.0312 | 0.16726 | 51.2969 | 1277.0312 | 0.16726 | 51.2969 | 1277.0312 | 0.16726 | 51.2969 | 1277.0312 | 0.16726 | 51.2969 | SDGE:01-ALC-AllCommercial-Refrig | WinterOnly | 0
SDG | WPSDGENRRN0015-Rev02-Msr002 | Asm | Ex | CZ07 | Any | WPSDGENRRN0015-2 | ExAnte2014 | IOU workpaper |  | Len-ft |  |  | None | 1273.8359 | 0.16326 | 49.0703 | 1273.8359 | 0.16326 | 49.0703 | 1273.8359 | 0.16326 | 49.0703 | 1273.8359 | 0.16326 | 49.0703 | SDGE:01-ALC-AllCommercial-Refrig | WinterOnly | 0
SDG | WPSDGENRRN0015-Rev02-Msr002 | Asm | Ex | CZ08 | Any | WPSDGENRRN0015-2 | ExAnte2014 | IOU workpaper |  | Len-ft |  |  | None | 1296.9062 | 0.2045 | 51.9453 | 1296.9062 | 0.2045 | 51.9453 | 1296.9062 | 0.2045 | 51.9453 | 1296.9062 | 0.2045 | 51.9453 | SDGE:01-ALC-AllCommercial-Refrig | WinterOnly | 0
SDG | WPSDGENRRN0015-Rev02-Msr002 | Asm | Ex | CZ10 | Any | WPSDGENRRN0015-2 | ExAnte2014 | IOU workpaper |  | Len-ft |  |  | None | 1296.7656 | 0.18341 | 50.9844 | 1296.7656 | 0.18341 | 50.9844 | 1296.7656 | 0.18341 | 50.9844 | 1296.7656 | 0.18341 | 50.9844 | SDGE:01-ALC-AllCommercial-Refrig | WinterOnly | 0
SDG | WPSDGENRRN0015-Rev02-Msr002 | Asm | Ex | CZ14 | Any | WPSDGENRRN0015-2 | ExAnte2014 | IOU workpaper |  | Len-ft |  |  | None | 1162.4297 | 0.30474 | 48.5312 | 1162.4297 | 0.30474 | 48.5312 | 1162.4297 | 0.30474 | 48.5312 | 1162.4297 | 0.30474 | 48.5312 | SDGE:01-ALC-AllCommercial-Refrig | WinterOnly | 0
SDG | WPSDGENRRN0015-Rev02-Msr002 | Asm | Ex | CZ15 | Any | WPSDGENRRN0015-2 | ExAnte2014 | IOU workpaper |  | Len-ft |  |  | None | 992.5938 | 0.078003 | 39.5469 | 992.5938 | 0.078003 | 39.5469 | 992.5938 | 0.078003 | 39.5469 | 992.5938 | 0.078003 | 39.5469 | SDGE:01-ALC-AllCommercial-Refrig | WinterOnly | 0
SDG | WPSDGENRRN0015-Rev02-Msr002 | Com | Ex | CZ06 | Any | WPSDGENRRN0015-2 | ExAnte2014 | IOU workpaper |  | Len-ft |  |  | None | 1277.0312 | 0.16726 | 51.2969 | 1277.0312 | 0.16726 | 51.2969 | 1277.0312 | 0.16726 | 51.2969 | 1277.0312 | 0.16726 | 51.2969 | SDGE:01-ALC-AllCommercial-Refrig | WinterOnly | 0
SDG | WPSDGENRRN0015-Rev02-Msr002 | Com | Ex | CZ07 | Any | WPSDGENRRN0015-2 | ExAnte2014 | IOU workpaper |  | Len-ft |  |  | None | 1273.8359 | 0.16326 | 49.0703 | 1273.8359 | 0.16326 | 49.0703 | 1273.8359 | 0.16326 | 49.0703 | 1273.8359 | 0.16326 | 49.0703 | SDGE:01-ALC-AllCommercial-Refrig | WinterOnly | 0
SDG | WPSDGENRRN0015-Rev02-Msr002 | Com | Ex | CZ08 | Any | WPSDGENRRN0015-2 | ExAnte2014 | IOU workpaper |  | Len-ft |  |  | None | 1296.9062 | 0.2045 | 51.9453 | 1296.9062 | 0.2045 | 51.9453 | 1296.9062 | 0.2045 | 51.9453 | 1296.9062 | 0.2045 | 51.9453 | SDGE:01-ALC-AllCommercial-Refrig | WinterOnly | 0
SDG | WPSDGENRRN0015-Rev02-Msr002 | Com | Ex | CZ10 | Any | WPSDGENRRN0015-2 | ExAnte2014 | IOU workpaper |  | Len-ft |  |  | None | 1296.7656 | 0.18341 | 50.9844 | 1296.7656 | 0.18341 | 50.9844 | 1296.7656 | 0.18341 | 50.9844 | 1296.7656 | 0.18341 | 50.9844 | SDGE:01-ALC-AllCommercial-Refrig | WinterOnly | 0
SDG | WPSDGENRRN0015-Rev02-Msr002 | Com | Ex | CZ14 | Any | WPSDGENRRN0015-2 | ExAnte2014 | IOU workpaper |  | Len-ft |  |  | None | 1162.4297 | 0.30474 | 48.5312 | 1162.4297 | 0.30474 | 48.5312 | 1162.4297 | 0.30474 | 48.5312 | 1162.4297 | 0.30474 | 48.5312 | SDGE:01-ALC-AllCommercial-Refrig | WinterOnly | 0
SDG | WPSDGENRRN0015-Rev02-Msr002 | Com | Ex | CZ15 | Any | WPSDGENRRN0015-2 | ExAnte2014 | IOU workpaper |  | Len-ft |  |  | None | 992.5938 | 0.078003 | 39.5469 | 992.5938 | 0.078003 | 39.5469 | 992.5938 | 0.078003 | 39.5469 | 992.5938 | 0.078003 | 39.5469 | SDGE:01-ALC-AllCommercial-Refrig | WinterOnly | 0
SDG | WPSDGENRRN0015-Rev02-Msr002 | Gro | Ex | CZ06 | Any | WPSDGENRRN0015-2 | ExAnte2014 | IOU workpaper |  | Len-ft |  |  | None | 1277.0312 | 0.16726 | 51.2969 | 1277.0312 | 0.16726 | 51.2969 | 1277.0312 | 0.16726 | 51.2969 | 1277.0312 | 0.16726 | 51.2969 | SDGE:01-ALC-AllCommercial-Refrig | WinterOnly | 0
SDG | WPSDGENRRN0015-Rev02-Msr002 | Gro | Ex | CZ07 | Any | WPSDGENRRN0015-2 | ExAnte2014 | IOU workpaper |  | Len-ft |  |  | None | 1273.8359 | 0.16326 | 49.0703 | 1273.8359 | 0.16326 | 49.0703 | 1273.8359 | 0.16326 | 49.0703 | 1273.8359 | 0.16326 | 49.0703 | SDGE:01-ALC-AllCommercial-Refrig | WinterOnly | 0
SDG | WPSDGENRRN0015-Rev02-Msr002 | Gro | Ex | CZ08 | Any | WPSDGENRRN0015-2 | ExAnte2014 | IOU workpaper |  | Len-ft |  |  | None | 1296.9062 | 0.2045 | 51.9453 | 1296.9062 | 0.2045 | 51.9453 | 1296.9062 | 0.2045 | 51.9453 | 1296.9062 | 0.2045 | 51.9453 | SDGE:01-ALC-AllCommercial-Refrig | WinterOnly | 0
SDG | WPSDGENRRN0015-Rev02-Msr002 | Gro | Ex | CZ10 | Any | WPSDGENRRN0015-2 | ExAnte2014 | IOU workpaper |  | Len-ft |  |  | None | 1296.7656 | 0.18341 | 50.9844 | 1296.7656 | 0.18341 | 50.9844 | 1296.7656 | 0.18341 | 50.9844 | 1296.7656 | 0.18341 | 50.9844 | SDGE:01-ALC-AllCommercial-Refrig | WinterOnly | 0
SDG | WPSDGENRRN0015-Rev02-Msr002 | Gro | Ex | CZ14 | Any | WPSDGENRRN0015-2 | ExAnte2014 | IOU workpaper |  | Len-ft |  |  | None | 1162.4297 | 0.30474 | 48.5312 | 1162.4297 | 0.30474 | 48.5312 | 1162.4297 | 0.30474 | 48.5312 | 1162.4297 | 0.30474 | 48.5312 | SDGE:01-ALC-AllCommercial-Refrig | WinterOnly | 0
SDG | WPSDGENRRN0015-Rev02-Msr002 | Gro | Ex | CZ15 | Any | WPSDGENRRN0015-2 | ExAnte2014 | IOU workpaper |  | Len-ft |  |  | None | 992.5938 | 0.078003 | 39.5469 | 992.5938 | 0.078003 | 39.5469 | 992.5938 | 0.078003 | 39.5469 | 992.5938 | 0.078003 | 39.5469 | SDGE:01-ALC-AllCommercial-Refrig | WinterOnly | 0
SDG | WPSDGENRRN0015-Rev02-Msr002 | RFF | Ex | CZ06 | Any | WPSDGENRRN0015-2 | ExAnte2014 | IOU workpaper |  | Len-ft |  |  | None | 1277.0312 | 0.16726 | 51.2969 | 1277.0312 | 0.16726 | 51.2969 | 1277.0312 | 0.16726 | 51.2969 | 1277.0312 | 0.16726 | 51.2969 | SDGE:01-ALC-AllCommercial-Refrig | WinterOnly | 0
SDG | WPSDGENRRN0015-Rev02-Msr002 | RFF | Ex | CZ07 | Any | WPSDGENRRN0015-2 | ExAnte2014 | IOU workpaper |  | Len-ft |  |  | None | 1273.8359 | 0.16326 | 49.0703 | 1273.8359 | 0.16326 | 49.0703 | 1273.8359 | 0.16326 | 49.0703 | 1273.8359 | 0.16326 | 49.0703 | SDGE:01-ALC-AllCommercial-Refrig | WinterOnly | 0
SDG | WPSDGENRRN0015-Rev02-Msr002 | RFF | Ex | CZ08 | Any | WPSDGENRRN0015-2 | ExAnte2014 | IOU workpaper |  | Len-ft |  |  | None | 1296.9062 | 0.2045 | 51.9453 | 1296.9062 | 0.2045 | 51.9453 | 1296.9062 | 0.2045 | 51.9453 | 1296.9062 | 0.2045 | 51.9453 | SDGE:01-ALC-AllCommercial-Refrig | WinterOnly | 0
SDG | WPSDGENRRN0015-Rev02-Msr002 | RFF | Ex | CZ10 | Any | WPSDGENRRN0015-2 | ExAnte2014 | IOU workpaper |  | Len-ft |  |  | None | 1296.7656 | 0.18341 | 50.9844 | 1296.7656 | 0.18341 | 50.9844 | 1296.7656 | 0.18341 | 50.9844 | 1296.7656 | 0.18341 | 50.9844 | SDGE:01-ALC-AllCommercial-Refrig | WinterOnly | 0
SDG | WPSDGENRRN0015-Rev02-Msr002 | RFF | Ex | CZ14 | Any | WPSDGENRRN0015-2 | ExAnte2014 | IOU workpaper |  | Len-ft |  |  | None | 1162.4297 | 0.30474 | 48.5312 | 1162.4297 | 0.30474 | 48.5312 | 1162.4297 | 0.30474 | 48.5312 | 1162.4297 | 0.30474 | 48.5312 | SDGE:01-ALC-AllCommercial-Refrig | WinterOnly | 0
SDG | WPSDGENRRN0015-Rev02-Msr002 | RFF | Ex | CZ15 | Any | WPSDGENRRN0015-2 | ExAnte2014 | IOU workpaper |  | Len-ft |  |  | None | 992.5938 | 0.078003 | 39.5469 | 992.5938 | 0.078003 | 39.5469 | 992.5938 | 0.078003 | 39.5469 | 992.5938 | 0.078003 | 39.5469 | SDGE:01-ALC-AllCommercial-Refrig | WinterOnly | 0
SDG | WPSDGENRRN0015-Rev02-Msr002 | RSD | Ex | CZ06 | Any | WPSDGENRRN0015-2 | ExAnte2014 | IOU workpaper |  | Len-ft |  |  | None | 1277.0312 | 0.16726 | 51.2969 | 1277.0312 | 0.16726 | 51.2969 | 1277.0312 | 0.16726 | 51.2969 | 1277.0312 | 0.16726 | 51.2969 | SDGE:01-ALC-AllCommercial-Refrig | WinterOnly | 0
SDG | WPSDGENRRN0015-Rev02-Msr002 | RSD | Ex | CZ07 | Any | WPSDGENRRN0015-2 | ExAnte2014 | IOU workpaper |  | Len-ft |  |  | None | 1273.8359 | 0.16326 | 49.0703 | 1273.8359 | 0.16326 | 49.0703 | 1273.8359 | 0.16326 | 49.0703 | 1273.8359 | 0.16326 | 49.0703 | SDGE:01-ALC-AllCommercial-Refrig | WinterOnly | 0
SDG | WPSDGENRRN0015-Rev02-Msr002 | RSD | Ex | CZ08 | Any | WPSDGENRRN0015-2 | ExAnte2014 | IOU workpaper |  | Len-ft |  |  | None | 1296.9062 | 0.2045 | 51.9453 | 1296.9062 | 0.2045 | 51.9453 | 1296.9062 | 0.2045 | 51.9453 | 1296.9062 | 0.2045 | 51.9453 | SDGE:01-ALC-AllCommercial-Refrig | WinterOnly | 0
SDG | WPSDGENRRN0015-Rev02-Msr002 | RSD | Ex | CZ10 | Any | WPSDGENRRN0015-2 | ExAnte2014 | IOU workpaper |  | Len-ft |  |  | None | 1296.7656 | 0.18341 | 50.9844 | 1296.7656 | 0.18341 | 50.9844 | 1296.7656 | 0.18341 | 50.9844 | 1296.7656 | 0.18341 | 50.9844 | SDGE:01-ALC-AllCommercial-Refrig | WinterOnly | 0
SDG | WPSDGENRRN0015-Rev02-Msr002 | RSD | Ex | CZ14 | Any | WPSDGENRRN0015-2 | ExAnte2014 | IOU workpaper |  | Len-ft |  |  | None | 1162.4297 | 0.30474 | 48.5312 | 1162.4297 | 0.30474 | 48.5312 | 1162.4297 | 0.30474 | 48.5312 | 1162.4297 | 0.30474 | 48.5312 | SDGE:01-ALC-AllCommercial-Refrig | WinterOnly | 0
SDG | WPSDGENRRN0015-Rev02-Msr002 | RSD | Ex | CZ15 | Any | WPSDGENRRN0015-2 | ExAnte2014 | IOU workpaper |  | Len-ft |  |  | None | 992.5938 | 0.078003 | 39.5469 | 992.5938 | 0.078003 | 39.5469 | 992.5938 | 0.078003 | 39.5469 | 992.5938 | 0.078003 | 39.5469 | SDGE:01-ALC-AllCommercial-Refrig | WinterOnly | 0
SDG | WPSDGENRRN0015-Rev02-Msr002 | Rt3 | Ex | CZ06 | Any | WPSDGENRRN0015-2 | ExAnte2014 | IOU workpaper |  | Len-ft |  |  | None | 1277.0312 | 0.16726 | 51.2969 | 1277.0312 | 0.16726 | 51.2969 | 1277.0312 | 0.16726 | 51.2969 | 1277.0312 | 0.16726 | 51.2969 | SDGE:01-ALC-AllCommercial-Refrig | WinterOnly | 0
SDG | WPSDGENRRN0015-Rev02-Msr002 | Rt3 | Ex | CZ07 | Any | WPSDGENRRN0015-2 | ExAnte2014 | IOU workpaper |  | Len-ft |  |  | None | 1273.8359 | 0.16326 | 49.0703 | 1273.8359 | 0.16326 | 49.0703 | 1273.8359 | 0.16326 | 49.0703 | 1273.8359 | 0.16326 | 49.0703 | SDGE:01-ALC-AllCommercial-Refrig | WinterOnly | 0
SDG | WPSDGENRRN0015-Rev02-Msr002 | Rt3 | Ex | CZ08 | Any | WPSDGENRRN0015-2 | ExAnte2014 | IOU workpaper |  | Len-ft |  |  | None | 1296.9062 | 0.2045 | 51.9453 | 1296.9062 | 0.2045 | 51.9453 | 1296.9062 | 0.2045 | 51.9453 | 1296.9062 | 0.2045 | 51.9453 | SDGE:01-ALC-AllCommercial-Refrig | WinterOnly | 0
SDG | WPSDGENRRN0015-Rev02-Msr002 | Rt3 | Ex | CZ10 | Any | WPSDGENRRN0015-2 | ExAnte2014 | IOU workpaper |  | Len-ft |  |  | None | 1296.7656 | 0.18341 | 50.9844 | 1296.7656 | 0.18341 | 50.9844 | 1296.7656 | 0.18341 | 50.9844 | 1296.7656 | 0.18341 | 50.9844 | SDGE:01-ALC-AllCommercial-Refrig | WinterOnly | 0
SDG | WPSDGENRRN0015-Rev02-Msr002 | Rt3 | Ex | CZ14 | Any | WPSDGENRRN0015-2 | ExAnte2014 | IOU workpaper |  | Len-ft |  |  | None | 1162.4297 | 0.30474 | 48.5312 | 1162.4297 | 0.30474 | 48.5312 | 1162.4297 | 0.30474 | 48.5312 | 1162.4297 | 0.30474 | 48.5312 | SDGE:01-ALC-AllCommercial-Refrig | WinterOnly | 0
SDG | WPSDGENRRN0015-Rev02-Msr002 | Rt3 | Ex | CZ15 | Any | WPSDGENRRN0015-2 | ExAnte2014 | IOU workpaper |  | Len-ft |  |  | None | 992.5938 | 0.078003 | 39.5469 | 992.5938 | 0.078003 | 39.5469 | 992.5938 | 0.078003 | 39.5469 | 992.5938 | 0.078003 | 39.5469 | SDGE:01-ALC-AllCommercial-Refrig | WinterOnly | 0
SDG | WPSDGENRRN0015-Rev02-Msr002 | RtL | Ex | CZ06 | Any | WPSDGENRRN0015-2 | ExAnte2014 | IOU workpaper |  | Len-ft |  |  | None | 1277.0312 | 0.16726 | 51.2969 | 1277.0312 | 0.16726 | 51.2969 | 1277.0312 | 0.16726 | 51.2969 | 1277.0312 | 0.16726 | 51.2969 | SDGE:01-ALC-AllCommercial-Refrig | WinterOnly | 0
SDG | WPSDGENRRN0015-Rev02-Msr002 | RtL | Ex | CZ07 | Any | WPSDGENRRN0015-2 | ExAnte2014 | IOU workpaper |  | Len-ft |  |  | None | 1273.8359 | 0.16326 | 49.0703 | 1273.8359 | 0.16326 | 49.0703 | 1273.8359 | 0.16326 | 49.0703 | 1273.8359 | 0.16326 | 49.0703 | SDGE:01-ALC-AllCommercial-Refrig | WinterOnly | 0
SDG | WPSDGENRRN0015-Rev02-Msr002 | RtL | Ex | CZ08 | Any | WPSDGENRRN0015-2 | ExAnte2014 | IOU workpaper |  | Len-ft |  |  | None | 1296.9062 | 0.2045 | 51.9453 | 1296.9062 | 0.2045 | 51.9453 | 1296.9062 | 0.2045 | 51.9453 | 1296.9062 | 0.2045 | 51.9453 | SDGE:01-ALC-AllCommercial-Refrig | WinterOnly | 0
SDG | WPSDGENRRN0015-Rev02-Msr002 | RtL | Ex | CZ10 | Any | WPSDGENRRN0015-2 | ExAnte2014 | IOU workpaper |  | Len-ft |  |  | None | 1296.7656 | 0.18341 | 50.9844 | 1296.7656 | 0.18341 | 50.9844 | 1296.7656 | 0.18341 | 50.9844 | 1296.7656 | 0.18341 | 50.9844 | SDGE:01-ALC-AllCommercial-Refrig | WinterOnly | 0
SDG | WPSDGENRRN0015-Rev02-Msr002 | RtL | Ex | CZ14 | Any | WPSDGENRRN0015-2 | ExAnte2014 | IOU workpaper |  | Len-ft |  |  | None | 1162.4297 | 0.30474 | 48.5312 | 1162.4297 | 0.30474 | 48.5312 | 1162.4297 | 0.30474 | 48.5312 | 1162.4297 | 0.30474 | 48.5312 | SDGE:01-ALC-AllCommercial-Refrig | WinterOnly | 0
SDG | WPSDGENRRN0015-Rev02-Msr002 | RtL | Ex | CZ15 | Any | WPSDGENRRN0015-2 | ExAnte2014 | IOU workpaper |  | Len-ft |  |  | None | 992.5938 | 0.078003 | 39.5469 | 992.5938 | 0.078003 | 39.5469 | 992.5938 | 0.078003 | 39.5469 | 992.5938 | 0.078003 | 39.5469 | SDGE:01-ALC-AllCommercial-Refrig | WinterOnly | 0
SDG | WPSDGENRRN0015-Rev02-Msr002 | RtS | Ex | CZ06 | Any | WPSDGENRRN0015-2 | ExAnte2014 | IOU workpaper |  | Len-ft |  |  | None | 1277.0312 | 0.16726 | 51.2969 | 1277.0312 | 0.16726 | 51.2969 | 1277.0312 | 0.16726 | 51.2969 | 1277.0312 | 0.16726 | 51.2969 | SDGE:01-ALC-AllCommercial-Refrig | WinterOnly | 0
SDG | WPSDGENRRN0015-Rev02-Msr002 | RtS | Ex | CZ07 | Any | WPSDGENRRN0015-2 | ExAnte2014 | IOU workpaper |  | Len-ft |  |  | None | 1273.8359 | 0.16326 | 49.0703 | 1273.8359 | 0.16326 | 49.0703 | 1273.8359 | 0.16326 | 49.0703 | 1273.8359 | 0.16326 | 49.0703 | SDGE:01-ALC-AllCommercial-Refrig | WinterOnly | 0
SDG | WPSDGENRRN0015-Rev02-Msr002 | RtS | Ex | CZ08 | Any | WPSDGENRRN0015-2 | ExAnte2014 | IOU workpaper |  | Len-ft |  |  | None | 1296.9062 | 0.2045 | 51.9453 | 1296.9062 | 0.2045 | 51.9453 | 1296.9062 | 0.2045 | 51.9453 | 1296.9062 | 0.2045 | 51.9453 | SDGE:01-ALC-AllCommercial-Refrig | WinterOnly | 0
SDG | WPSDGENRRN0015-Rev02-Msr002 | RtS | Ex | CZ10 | Any | WPSDGENRRN0015-2 | ExAnte2014 | IOU workpaper |  | Len-ft |  |  | None | 1296.7656 | 0.18341 | 50.9844 | 1296.7656 | 0.18341 | 50.9844 | 1296.7656 | 0.18341 | 50.9844 | 1296.7656 | 0.18341 | 50.9844 | SDGE:01-ALC-AllCommercial-Refrig | WinterOnly | 0
SDG | WPSDGENRRN0015-Rev02-Msr002 | RtS | Ex | CZ14 | Any | WPSDGENRRN0015-2 | ExAnte2014 | IOU workpaper |  | Len-ft |  |  | None | 1162.4297 | 0.30474 | 48.5312 | 1162.4297 | 0.30474 | 48.5312 | 1162.4297 | 0.30474 | 48.5312 | 1162.4297 | 0.30474 | 48.5312 | SDGE:01-ALC-AllCommercial-Refrig | WinterOnly | 0
SDG | WPSDGENRRN0015-Rev02-Msr002 | RtS | Ex | CZ15 | Any | WPSDGENRRN0015-2 | ExAnte2014 | IOU workpaper |  | Len-ft |  |  | None | 992.5938 | 0.078003 | 39.5469 | 992.5938 | 0.078003 | 39.5469 | 992.5938 | 0.078003 | 39.5469 | 992.5938 | 0.078003 | 39.5469 | SDGE:01-ALC-AllCommercial-Refrig | WinterOnly | 0
SDG | WPSDGENRRN0016-Rev00-Msr001 | EUn | Ex | CZ06 | Any | WPSDGENRRN0016-0 | ExAnte2017 | IOU workpaper |  | Each |  |  | None | 2104.27 | 0.256 | -16.05 | 2104.27 | 0.256 | -16.05 | 0 | 0 | 0 | 0 | 0 | 0 | SDGE:DEER:RefgFrzr_HighEff | Annual | 0
SDG | WPSDGENRRN0016-Rev00-Msr001 | EUn | Ex | CZ07 | Any | WPSDGENRRN0016-0 | ExAnte2017 | IOU workpaper |  | Each |  |  | None | 2089.77 | 0.224 | -16.61 | 2089.77 | 0.224 | -16.61 | 0 | 0 | 0 | 0 | 0 | 0 | SDGE:DEER:RefgFrzr_HighEff | Annual | 0
SDG | WPSDGENRRN0016-Rev00-Msr001 | EUn | Ex | CZ08 | Any | WPSDGENRRN0016-0 | ExAnte2017 | IOU workpaper |  | Each |  |  | None | 2072.63 | 0.229 | -16.44 | 2072.63 | 0.229 | -16.44 | 0 | 0 | 0 | 0 | 0 | 0 | SDGE:DEER:RefgFrzr_HighEff | Annual | 0
SDG | WPSDGENRRN0016-Rev00-Msr001 | EUn | Ex | CZ10 | Any | WPSDGENRRN0016-0 | ExAnte2017 | IOU workpaper |  | Each |  |  | None | 2136.27 | 0.2279 | -15.06 | 2136.27 | 0.2279 | -15.06 | 0 | 0 | 0 | 0 | 0 | 0 | SDGE:DEER:RefgFrzr_HighEff | Annual | 0
SDG | WPSDGENRRN0016-Rev00-Msr001 | EUn | Ex | CZ14 | Any | WPSDGENRRN0016-0 | ExAnte2017 | IOU workpaper |  | Each |  |  | None | 2145.83 | 0.2326 | -11.48 | 2145.83 | 0.2326 | -11.48 | 0 | 0 | 0 | 0 | 0 | 0 | SDGE:DEER:RefgFrzr_HighEff | Annual | 0
SDG | WPSDGENRRN0016-Rev00-Msr001 | EUn | Ex | CZ15 | Any | WPSDGENRRN0016-0 | ExAnte2017 | IOU workpaper |  | Each |  |  | None | 2196.55 | 0.2176 | -16.57 | 2196.55 | 0.2176 | -16.57 | 0 | 0 | 0 | 0 | 0 | 0 | SDGE:DEER:RefgFrzr_HighEff | Annual | 0
SDG | WPSDGENRRN0016-Rev00-Msr001 | Hsp | Ex | CZ06 | Any | WPSDGENRRN0016-0 | ExAnte2017 | IOU workpaper |  | Each |  |  | None | 2104.27 | 0.256 | -16.05 | 2104.27 | 0.256 | -16.05 | 0 | 0 | 0 | 0 | 0 | 0 | SDGE:DEER:RefgFrzr_HighEff | Annual | 0
SDG | WPSDGENRRN0016-Rev00-Msr001 | Hsp | Ex | CZ07 | Any | WPSDGENRRN0016-0 | ExAnte2017 | IOU workpaper |  | Each |  |  | None | 2089.77 | 0.224 | -16.61 | 2089.77 | 0.224 | -16.61 | 0 | 0 | 0 | 0 | 0 | 0 | SDGE:DEER:RefgFrzr_HighEff | Annual | 0
SDG | WPSDGENRRN0016-Rev00-Msr001 | Hsp | Ex | CZ08 | Any | WPSDGENRRN0016-0 | ExAnte2017 | IOU workpaper |  | Each |  |  | None | 2072.63 | 0.229 | -16.44 | 2072.63 | 0.229 | -16.44 | 0 | 0 | 0 | 0 | 0 | 0 | SDGE:DEER:RefgFrzr_HighEff | Annual | 0
SDG | WPSDGENRRN0016-Rev00-Msr001 | Hsp | Ex | CZ10 | Any | WPSDGENRRN0016-0 | ExAnte2017 | IOU workpaper |  | Each |  |  | None | 2136.27 | 0.2279 | -15.06 | 2136.27 | 0.2279 | -15.06 | 0 | 0 | 0 | 0 | 0 | 0 | SDGE:DEER:RefgFrzr_HighEff | Annual | 0
SDG | WPSDGENRRN0016-Rev00-Msr001 | Hsp | Ex | CZ14 | Any | WPSDGENRRN0016-0 | ExAnte2017 | IOU workpaper |  | Each |  |  | None | 2145.83 | 0.2326 | -11.48 | 2145.83 | 0.2326 | -11.48 | 0 | 0 | 0 | 0 | 0 | 0 | SDGE:DEER:RefgFrzr_HighEff | Annual | 0
SDG | WPSDGENRRN0016-Rev00-Msr001 | Hsp | Ex | CZ15 | Any | WPSDGENRRN0016-0 | ExAnte2017 | IOU workpaper |  | Each |  |  | None | 2196.55 | 0.2176 | -16.57 | 2196.55 | 0.2176 | -16.57 | 0 | 0 | 0 | 0 | 0 | 0 | SDGE:DEER:RefgFrzr_HighEff | Annual | 0
SDG | WPSDGENRRN0016-Rev00-Msr001 | MBT | Ex | CZ06 | Any | WPSDGENRRN0016-0 | ExAnte2017 | IOU workpaper |  | Each |  |  | None | 2104.27 | 0.256 | -16.05 | 2104.27 | 0.256 | -16.05 | 0 | 0 | 0 | 0 | 0 | 0 | SDGE:DEER:RefgFrzr_HighEff | Annual | 0
SDG | WPSDGENRRN0016-Rev00-Msr001 | MBT | Ex | CZ07 | Any | WPSDGENRRN0016-0 | ExAnte2017 | IOU workpaper |  | Each |  |  | None | 2089.77 | 0.224 | -16.61 | 2089.77 | 0.224 | -16.61 | 0 | 0 | 0 | 0 | 0 | 0 | SDGE:DEER:RefgFrzr_HighEff | Annual | 0
SDG | WPSDGENRRN0016-Rev00-Msr001 | MBT | Ex | CZ08 | Any | WPSDGENRRN0016-0 | ExAnte2017 | IOU workpaper |  | Each |  |  | None | 2072.63 | 0.229 | -16.44 | 2072.63 | 0.229 | -16.44 | 0 | 0 | 0 | 0 | 0 | 0 | SDGE:DEER:RefgFrzr_HighEff | Annual | 0
SDG | WPSDGENRRN0016-Rev00-Msr001 | MBT | Ex | CZ10 | Any | WPSDGENRRN0016-0 | ExAnte2017 | IOU workpaper |  | Each |  |  | None | 2136.27 | 0.2279 | -15.06 | 2136.27 | 0.2279 | -15.06 | 0 | 0 | 0 | 0 | 0 | 0 | SDGE:DEER:RefgFrzr_HighEff | Annual | 0
SDG | WPSDGENRRN0016-Rev00-Msr001 | MBT | Ex | CZ14 | Any | WPSDGENRRN0016-0 | ExAnte2017 | IOU workpaper |  | Each |  |  | None | 2145.83 | 0.2326 | -11.48 | 2145.83 | 0.2326 | -11.48 | 0 | 0 | 0 | 0 | 0 | 0 | SDGE:DEER:RefgFrzr_HighEff | Annual | 0
SDG | WPSDGENRRN0016-Rev00-Msr001 | MBT | Ex | CZ15 | Any | WPSDGENRRN0016-0 | ExAnte2017 | IOU workpaper |  | Each |  |  | None | 2196.55 | 0.2176 | -16.57 | 2196.55 | 0.2176 | -16.57 | 0 | 0 | 0 | 0 | 0 | 0 | SDGE:DEER:RefgFrzr_HighEff | Annual | 0
SDG | WPSDGENRRN0016-Rev00-Msr001 | MLI | Ex | CZ06 | Any | WPSDGENRRN0016-0 | ExAnte2017 | IOU workpaper |  | Each |  |  | None | 2104.27 | 0.256 | -16.05 | 2104.27 | 0.256 | -16.05 | 0 | 0 | 0 | 0 | 0 | 0 | SDGE:DEER:RefgFrzr_HighEff | Annual | 0
SDG | WPSDGENRRN0016-Rev00-Msr001 | MLI | Ex | CZ07 | Any | WPSDGENRRN0016-0 | ExAnte2017 | IOU workpaper |  | Each |  |  | None | 2089.77 | 0.224 | -16.61 | 2089.77 | 0.224 | -16.61 | 0 | 0 | 0 | 0 | 0 | 0 | SDGE:DEER:RefgFrzr_HighEff | Annual | 0
SDG | WPSDGENRRN0016-Rev00-Msr001 | MLI | Ex | CZ08 | Any | WPSDGENRRN0016-0 | ExAnte2017 | IOU workpaper |  | Each |  |  | None | 2072.63 | 0.229 | -16.44 | 2072.63 | 0.229 | -16.44 | 0 | 0 | 0 | 0 | 0 | 0 | SDGE:DEER:RefgFrzr_HighEff | Annual | 0
SDG | WPSDGENRRN0016-Rev00-Msr001 | MLI | Ex | CZ10 | Any | WPSDGENRRN0016-0 | ExAnte2017 | IOU workpaper |  | Each |  |  | None | 2136.27 | 0.2279 | -15.06 | 2136.27 | 0.2279 | -15.06 | 0 | 0 | 0 | 0 | 0 | 0 | SDGE:DEER:RefgFrzr_HighEff | Annual | 0
SDG | WPSDGENRRN0016-Rev00-Msr001 | MLI | Ex | CZ14 | Any | WPSDGENRRN0016-0 | ExAnte2017 | IOU workpaper |  | Each |  |  | None | 2145.83 | 0.2326 | -11.48 | 2145.83 | 0.2326 | -11.48 | 0 | 0 | 0 | 0 | 0 | 0 | SDGE:DEER:RefgFrzr_HighEff | Annual | 0
SDG | WPSDGENRRN0016-Rev00-Msr001 | MLI | Ex | CZ15 | Any | WPSDGENRRN0016-0 | ExAnte2017 | IOU workpaper |  | Each |  |  | None | 2196.55 | 0.2176 | -16.57 | 2196.55 | 0.2176 | -16.57 | 0 | 0 | 0 | 0 | 0 | 0 | SDGE:DEER:RefgFrzr_HighEff | Annual | 0
SDG | WPSDGENRRN0016-Rev00-Msr001 | Nrs | Ex | CZ06 | Any | WPSDGENRRN0016-0 | ExAnte2017 | IOU workpaper |  | Each |  |  | None | 2104.27 | 0.256 | -16.05 | 2104.27 | 0.256 | -16.05 | 0 | 0 | 0 | 0 | 0 | 0 | SDGE:DEER:RefgFrzr_HighEff | Annual | 0
SDG | WPSDGENRRN0016-Rev00-Msr001 | Nrs | Ex | CZ07 | Any | WPSDGENRRN0016-0 | ExAnte2017 | IOU workpaper |  | Each |  |  | None | 2089.77 | 0.224 | -16.61 | 2089.77 | 0.224 | -16.61 | 0 | 0 | 0 | 0 | 0 | 0 | SDGE:DEER:RefgFrzr_HighEff | Annual | 0
SDG | WPSDGENRRN0016-Rev00-Msr001 | Nrs | Ex | CZ08 | Any | WPSDGENRRN0016-0 | ExAnte2017 | IOU workpaper |  | Each |  |  | None | 2072.63 | 0.229 | -16.44 | 2072.63 | 0.229 | -16.44 | 0 | 0 | 0 | 0 | 0 | 0 | SDGE:DEER:RefgFrzr_HighEff | Annual | 0
SDG | WPSDGENRRN0016-Rev00-Msr001 | Nrs | Ex | CZ10 | Any | WPSDGENRRN0016-0 | ExAnte2017 | IOU workpaper |  | Each |  |  | None | 2136.27 | 0.2279 | -15.06 | 2136.27 | 0.2279 | -15.06 | 0 | 0 | 0 | 0 | 0 | 0 | SDGE:DEER:RefgFrzr_HighEff | Annual | 0
SDG | WPSDGENRRN0016-Rev00-Msr001 | Nrs | Ex | CZ14 | Any | WPSDGENRRN0016-0 | ExAnte2017 | IOU workpaper |  | Each |  |  | None | 2145.83 | 0.2326 | -11.48 | 2145.83 | 0.2326 | -11.48 | 0 | 0 | 0 | 0 | 0 | 0 | SDGE:DEER:RefgFrzr_HighEff | Annual | 0
SDG | WPSDGENRRN0016-Rev00-Msr001 | Nrs | Ex | CZ15 | Any | WPSDGENRRN0016-0 | ExAnte2017 | IOU workpaper |  | Each |  |  | None | 2196.55 | 0.2176 | -16.57 | 2196.55 | 0.2176 | -16.57 | 0 | 0 | 0 | 0 | 0 | 0 | SDGE:DEER:RefgFrzr_HighEff | Annual | 0
SDG | WPSDGENRRN0016-Rev00-Msr002 | EUn | Ex | CZ06 | Any | WPSDGENRRN0016-0 | ExAnte2017 | IOU workpaper |  | Each |  |  | None | 4424.52 | 0.5315 | -38.54 | 4424.52 | 0.5315 | -38.54 | 0 | 0 | 0 | 0 | 0 | 0 | SDGE:DEER:RefgFrzr_HighEff | Annual | 0
SDG | WPSDGENRRN0016-Rev00-Msr002 | EUn | Ex | CZ07 | Any | WPSDGENRRN0016-0 | ExAnte2017 | IOU workpaper |  | Each |  |  | None | 4295.54 | 0.455 | -40.29 | 4295.54 | 0.455 | -40.29 | 0 | 0 | 0 | 0 | 0 | 0 | SDGE:DEER:RefgFrzr_HighEff | Annual | 0
SDG | WPSDGENRRN0016-Rev00-Msr002 | EUn | Ex | CZ08 | Any | WPSDGENRRN0016-0 | ExAnte2017 | IOU workpaper |  | Each |  |  | None | 4322.72 | 0.4666 | -38.93 | 4322.72 | 0.4666 | -38.93 | 0 | 0 | 0 | 0 | 0 | 0 | SDGE:DEER:RefgFrzr_HighEff | Annual | 0
SDG | WPSDGENRRN0016-Rev00-Msr002 | EUn | Ex | CZ10 | Any | WPSDGENRRN0016-0 | ExAnte2017 | IOU workpaper |  | Each |  |  | None | 4388.6 | 0.4647 | -35.91 | 4388.6 | 0.4647 | -35.91 | 0 | 0 | 0 | 0 | 0 | 0 | SDGE:DEER:RefgFrzr_HighEff | Annual | 0
SDG | WPSDGENRRN0016-Rev00-Msr002 | EUn | Ex | CZ14 | Any | WPSDGENRRN0016-0 | ExAnte2017 | IOU workpaper |  | Each |  |  | None | 4390.46 | 0.4754 | -28.56 | 4390.46 | 0.4754 | -28.56 | 0 | 0 | 0 | 0 | 0 | 0 | SDGE:DEER:RefgFrzr_HighEff | Annual | 0
SDG | WPSDGENRRN0016-Rev00-Msr002 | EUn | Ex | CZ15 | Any | WPSDGENRRN0016-0 | ExAnte2017 | IOU workpaper |  | Each |  |  | None | 4479.66 | 0.4398 | -39.45 | 4479.66 | 0.4398 | -39.45 | 0 | 0 | 0 | 0 | 0 | 0 | SDGE:DEER:RefgFrzr_HighEff | Annual | 0
SDG | WPSDGENRRN0016-Rev00-Msr002 | Hsp | Ex | CZ06 | Any | WPSDGENRRN0016-0 | ExAnte2017 | IOU workpaper |  | Each |  |  | None | 4424.52 | 0.5315 | -38.54 | 4424.52 | 0.5315 | -38.54 | 0 | 0 | 0 | 0 | 0 | 0 | SDGE:DEER:RefgFrzr_HighEff | Annual | 0
SDG | WPSDGENRRN0016-Rev00-Msr002 | Hsp | Ex | CZ07 | Any | WPSDGENRRN0016-0 | ExAnte2017 | IOU workpaper |  | Each |  |  | None | 4295.54 | 0.455 | -40.29 | 4295.54 | 0.455 | -40.29 | 0 | 0 | 0 | 0 | 0 | 0 | SDGE:DEER:RefgFrzr_HighEff | Annual | 0
SDG | WPSDGENRRN0016-Rev00-Msr002 | Hsp | Ex | CZ08 | Any | WPSDGENRRN0016-0 | ExAnte2017 | IOU workpaper |  | Each |  |  | None | 4322.72 | 0.4666 | -38.93 | 4322.72 | 0.4666 | -38.93 | 0 | 0 | 0 | 0 | 0 | 0 | SDGE:DEER:RefgFrzr_HighEff | Annual | 0
SDG | WPSDGENRRN0016-Rev00-Msr002 | Hsp | Ex | CZ10 | Any | WPSDGENRRN0016-0 | ExAnte2017 | IOU workpaper |  | Each |  |  | None | 4388.6 | 0.4647 | -35.91 | 4388.6 | 0.4647 | -35.91 | 0 | 0 | 0 | 0 | 0 | 0 | SDGE:DEER:RefgFrzr_HighEff | Annual | 0
SDG | WPSDGENRRN0016-Rev00-Msr002 | Hsp | Ex | CZ14 | Any | WPSDGENRRN0016-0 | ExAnte2017 | IOU workpaper |  | Each |  |  | None | 4390.46 | 0.4754 | -28.56 | 4390.46 | 0.4754 | -28.56 | 0 | 0 | 0 | 0 | 0 | 0 | SDGE:DEER:RefgFrzr_HighEff | Annual | 0
SDG | WPSDGENRRN0016-Rev00-Msr002 | Hsp | Ex | CZ15 | Any | WPSDGENRRN0016-0 | ExAnte2017 | IOU workpaper |  | Each |  |  | None | 4479.66 | 0.4398 | -39.45 | 4479.66 | 0.4398 | -39.45 | 0 | 0 | 0 | 0 | 0 | 0 | SDGE:DEER:RefgFrzr_HighEff | Annual | 0
SDG | WPSDGENRRN0016-Rev00-Msr002 | MBT | Ex | CZ06 | Any | WPSDGENRRN0016-0 | ExAnte2017 | IOU workpaper |  | Each |  |  | None | 4424.52 | 0.5315 | -38.54 | 4424.52 | 0.5315 | -38.54 | 0 | 0 | 0 | 0 | 0 | 0 | SDGE:DEER:RefgFrzr_HighEff | Annual | 0
SDG | WPSDGENRRN0016-Rev00-Msr002 | MBT | Ex | CZ07 | Any | WPSDGENRRN0016-0 | ExAnte2017 | IOU workpaper |  | Each |  |  | None | 4295.54 | 0.455 | -40.29 | 4295.54 | 0.455 | -40.29 | 0 | 0 | 0 | 0 | 0 | 0 | SDGE:DEER:RefgFrzr_HighEff | Annual | 0
SDG | WPSDGENRRN0016-Rev00-Msr002 | MBT | Ex | CZ08 | Any | WPSDGENRRN0016-0 | ExAnte2017 | IOU workpaper |  | Each |  |  | None | 4322.72 | 0.4666 | -38.93 | 4322.72 | 0.4666 | -38.93 | 0 | 0 | 0 | 0 | 0 | 0 | SDGE:DEER:RefgFrzr_HighEff | Annual | 0
SDG | WPSDGENRRN0016-Rev00-Msr002 | MBT | Ex | CZ10 | Any | WPSDGENRRN0016-0 | ExAnte2017 | IOU workpaper |  | Each |  |  | None | 4388.6 | 0.4647 | -35.91 | 4388.6 | 0.4647 | -35.91 | 0 | 0 | 0 | 0 | 0 | 0 | SDGE:DEER:RefgFrzr_HighEff | Annual | 0
SDG | WPSDGENRRN0016-Rev00-Msr002 | MBT | Ex | CZ14 | Any | WPSDGENRRN0016-0 | ExAnte2017 | IOU workpaper |  | Each |  |  | None | 4390.46 | 0.4754 | -28.56 | 4390.46 | 0.4754 | -28.56 | 0 | 0 | 0 | 0 | 0 | 0 | SDGE:DEER:RefgFrzr_HighEff | Annual | 0
SDG | WPSDGENRRN0016-Rev00-Msr002 | MBT | Ex | CZ15 | Any | WPSDGENRRN0016-0 | ExAnte2017 | IOU workpaper |  | Each |  |  | None | 4479.66 | 0.4398 | -39.45 | 4479.66 | 0.4398 | -39.45 | 0 | 0 | 0 | 0 | 0 | 0 | SDGE:DEER:RefgFrzr_HighEff | Annual | 0
SDG | WPSDGENRRN0016-Rev00-Msr002 | MLI | Ex | CZ06 | Any | WPSDGENRRN0016-0 | ExAnte2017 | IOU workpaper |  | Each |  |  | None | 4424.52 | 0.5315 | -38.54 | 4424.52 | 0.5315 | -38.54 | 0 | 0 | 0 | 0 | 0 | 0 | SDGE:DEER:RefgFrzr_HighEff | Annual | 0
SDG | WPSDGENRRN0016-Rev00-Msr002 | MLI | Ex | CZ07 | Any | WPSDGENRRN0016-0 | ExAnte2017 | IOU workpaper |  | Each |  |  | None | 4295.54 | 0.455 | -40.29 | 4295.54 | 0.455 | -40.29 | 0 | 0 | 0 | 0 | 0 | 0 | SDGE:DEER:RefgFrzr_HighEff | Annual | 0
SDG | WPSDGENRRN0016-Rev00-Msr002 | MLI | Ex | CZ08 | Any | WPSDGENRRN0016-0 | ExAnte2017 | IOU workpaper |  | Each |  |  | None | 4322.72 | 0.4666 | -38.93 | 4322.72 | 0.4666 | -38.93 | 0 | 0 | 0 | 0 | 0 | 0 | SDGE:DEER:RefgFrzr_HighEff | Annual | 0
SDG | WPSDGENRRN0016-Rev00-Msr002 | MLI | Ex | CZ10 | Any | WPSDGENRRN0016-0 | ExAnte2017 | IOU workpaper |  | Each |  |  | None | 4388.6 | 0.4647 | -35.91 | 4388.6 | 0.4647 | -35.91 | 0 | 0 | 0 | 0 | 0 | 0 | SDGE:DEER:RefgFrzr_HighEff | Annual | 0
SDG | WPSDGENRRN0016-Rev00-Msr002 | MLI | Ex | CZ14 | Any | WPSDGENRRN0016-0 | ExAnte2017 | IOU workpaper |  | Each |  |  | None | 4390.46 | 0.4754 | -28.56 | 4390.46 | 0.4754 | -28.56 | 0 | 0 | 0 | 0 | 0 | 0 | SDGE:DEER:RefgFrzr_HighEff | Annual | 0
SDG | WPSDGENRRN0016-Rev00-Msr002 | MLI | Ex | CZ15 | Any | WPSDGENRRN0016-0 | ExAnte2017 | IOU workpaper |  | Each |  |  | None | 4479.66 | 0.4398 | -39.45 | 4479.66 | 0.4398 | -39.45 | 0 | 0 | 0 | 0 | 0 | 0 | SDGE:DEER:RefgFrzr_HighEff | Annual | 0
SDG | WPSDGENRRN0016-Rev00-Msr002 | Nrs | Ex | CZ06 | Any | WPSDGENRRN0016-0 | ExAnte2017 | IOU workpaper |  | Each |  |  | None | 4424.52 | 0.5315 | -38.54 | 4424.52 | 0.5315 | -38.54 | 0 | 0 | 0 | 0 | 0 | 0 | SDGE:DEER:RefgFrzr_HighEff | Annual | 0
SDG | WPSDGENRRN0016-Rev00-Msr002 | Nrs | Ex | CZ07 | Any | WPSDGENRRN0016-0 | ExAnte2017 | IOU workpaper |  | Each |  |  | None | 4295.54 | 0.455 | -40.29 | 4295.54 | 0.455 | -40.29 | 0 | 0 | 0 | 0 | 0 | 0 | SDGE:DEER:RefgFrzr_HighEff | Annual | 0
SDG | WPSDGENRRN0016-Rev00-Msr002 | Nrs | Ex | CZ08 | Any | WPSDGENRRN0016-0 | ExAnte2017 | IOU workpaper |  | Each |  |  | None | 4322.72 | 0.4666 | -38.93 | 4322.72 | 0.4666 | -38.93 | 0 | 0 | 0 | 0 | 0 | 0 | SDGE:DEER:RefgFrzr_HighEff | Annual | 0
SDG | WPSDGENRRN0016-Rev00-Msr002 | Nrs | Ex | CZ10 | Any | WPSDGENRRN0016-0 | ExAnte2017 | IOU workpaper |  | Each |  |  | None | 4388.6 | 0.4647 | -35.91 | 4388.6 | 0.4647 | -35.91 | 0 | 0 | 0 | 0 | 0 | 0 | SDGE:DEER:RefgFrzr_HighEff | Annual | 0
SDG | WPSDGENRRN0016-Rev00-Msr002 | Nrs | Ex | CZ14 | Any | WPSDGENRRN0016-0 | ExAnte2017 | IOU workpaper |  | Each |  |  | None | 4390.46 | 0.4754 | -28.56 | 4390.46 | 0.4754 | -28.56 | 0 | 0 | 0 | 0 | 0 | 0 | SDGE:DEER:RefgFrzr_HighEff | Annual | 0
SDG | WPSDGENRRN0016-Rev00-Msr002 | Nrs | Ex | CZ15 | Any | WPSDGENRRN0016-0 | ExAnte2017 | IOU workpaper |  | Each |  |  | None | 4479.66 | 0.4398 | -39.45 | 4479.66 | 0.4398 | -39.45 | 0 | 0 | 0 | 0 | 0 | 0 | SDGE:DEER:RefgFrzr_HighEff | Annual | 0
SDG | WPSDGENRWH0010-Rev02-Msr001 | Com | Ex | Any | Any | WPSDGENRWH0010-2 | ExAnte2016 | IOU workpaper |  | Each |  |  | None | 0 | 0 | 119 | 0 | 0 | 119 | 0 | 0 | 119 | 0 | 0 | 119 | SDGE:35-OTI-OtherIndustrial-PROC_OTH | Annual | 0
SDG | WPSDGENRWH0014-Rev00-Msr001 | Com | Ex | CZ06 | cWtd | WPSDGENRWH0014-0 | ExAnte2018 | IOU workpaper |  | Fixture |  |  | None | 0 | 0 | 9.7 | 0 | 0 | 0 | 0 | 0 | 0 | 0 | 0 | 0 | SDGE:35-OTI-OtherIndustrial-PROC_OTH | Annual | 0
SDG | WPSDGENRWH0014-Rev00-Msr001 | Com | Ex | CZ07 | cWtd | WPSDGENRWH0014-0 | ExAnte2018 | IOU workpaper |  | Fixture |  |  | None | 0 | 0 | 9.49 | 0 | 0 | 0 | 0 | 0 | 0 | 0 | 0 | 0 | SDGE:35-OTI-OtherIndustrial-PROC_OTH | Annual | 0
SDG | WPSDGENRWH0014-Rev00-Msr001 | Com | Ex | CZ08 | cWtd | WPSDGENRWH0014-0 | ExAnte2018 | IOU workpaper |  | Fixture |  |  | None | 0 | 0 | 9.17 | 0 | 0 | 0 | 0 | 0 | 0 | 0 | 0 | 0 | SDGE:35-OTI-OtherIndustrial-PROC_OTH | Annual | 0
SDG | WPSDGENRWH0014-Rev00-Msr001 | Com | Ex | CZ10 | cWtd | WPSDGENRWH0014-0 | ExAnte2018 | IOU workpaper |  | Fixture |  |  | None | 0 | 0 | 9.06 | 0 | 0 | 0 | 0 | 0 | 0 | 0 | 0 | 0 | SDGE:35-OTI-OtherIndustrial-PROC_OTH | Annual | 0
SDG | WPSDGENRWH0014-Rev00-Msr001 | Com | Ex | CZ14 | cWtd | WPSDGENRWH0014-0 | ExAnte2018 | IOU workpaper |  | Fixture |  |  | None | 0 | 0 | 9.46 | 0 | 0 | 0 | 0 | 0 | 0 | 0 | 0 | 0 | SDGE:35-OTI-OtherIndustrial-PROC_OTH | Annual | 0
SDG | WPSDGENRWH0014-Rev00-Msr001 | Com | Ex | CZ15 | cWtd | WPSDGENRWH0014-0 | ExAnte2018 | IOU workpaper |  | Fixture |  |  | None | 0 | 0 | 6.02 | 0 | 0 | 0 | 0 | 0 | 0 | 0 | 0 | 0 | SDGE:35-OTI-OtherIndustrial-PROC_OTH | Annual | 0
SDG | WPSDGENRWH0014-Rev00-Msr002 | Com | Ex | CZ06 | cWtd | WPSDGENRWH0014-0 | ExAnte2018 | IOU workpaper |  | Fixture |  |  | None | 0 | 0 | 5.56 | 0 | 0 | 0 | 0 | 0 | 0 | 0 | 0 | 0 | SDGE:35-OTI-OtherIndustrial-PROC_OTH | Annual | 0
SDG | WPSDGENRWH0014-Rev00-Msr002 | Com | Ex | CZ07 | cWtd | WPSDGENRWH0014-0 | ExAnte2018 | IOU workpaper |  | Fixture |  |  | None | 0 | 0 | 5.43 | 0 | 0 | 0 | 0 | 0 | 0 | 0 | 0 | 0 | SDGE:35-OTI-OtherIndustrial-PROC_OTH | Annual | 0
SDG | WPSDGENRWH0014-Rev00-Msr002 | Com | Ex | CZ08 | cWtd | WPSDGENRWH0014-0 | ExAnte2018 | IOU workpaper |  | Fixture |  |  | None | 0 | 0 | 5.25 | 0 | 0 | 0 | 0 | 0 | 0 | 0 | 0 | 0 | SDGE:35-OTI-OtherIndustrial-PROC_OTH | Annual | 0
SDG | WPSDGENRWH0014-Rev00-Msr002 | Com | Ex | CZ10 | cWtd | WPSDGENRWH0014-0 | ExAnte2018 | IOU workpaper |  | Fixture |  |  | None | 0 | 0 | 5.19 | 0 | 0 | 0 | 0 | 0 | 0 | 0 | 0 | 0 | SDGE:35-OTI-OtherIndustrial-PROC_OTH | Annual | 0
SDG | WPSDGENRWH0014-Rev00-Msr002 | Com | Ex | CZ14 | cWtd | WPSDGENRWH0014-0 | ExAnte2018 | IOU workpaper |  | Fixture |  |  | None | 0 | 0 | 5.42 | 0 | 0 | 0 | 0 | 0 | 0 | 0 | 0 | 0 | SDGE:35-OTI-OtherIndustrial-PROC_OTH | Annual | 0
SDG | WPSDGENRWH0014-Rev00-Msr002 | Com | Ex | CZ15 | cWtd | WPSDGENRWH0014-0 | ExAnte2018 | IOU workpaper |  | Fixture |  |  | None | 0 | 0 | 3.45 | 0 | 0 | 0 | 0 | 0 | 0 | 0 | 0 | 0 | SDGE:35-OTI-OtherIndustrial-PROC_OTH | Annual | 0
SDG | WPSDGENRWH0014-Rev00-Msr003 | Com | Ex | CZ06 | cWtd | WPSDGENRWH0014-0 | ExAnte2018 | IOU workpaper |  | Fixture |  |  | None | 0 | 0 | 3.12 | 0 | 0 | 0 | 0 | 0 | 0 | 0 | 0 | 0 | SDGE:35-OTI-OtherIndustrial-PROC_OTH | Annual | 0
SDG | WPSDGENRWH0014-Rev00-Msr003 | Com | Ex | CZ07 | cWtd | WPSDGENRWH0014-0 | ExAnte2018 | IOU workpaper |  | Fixture |  |  | None | 0 | 0 | 3.05 | 0 | 0 | 0 | 0 | 0 | 0 | 0 | 0 | 0 | SDGE:35-OTI-OtherIndustrial-PROC_OTH | Annual | 0
SDG | WPSDGENRWH0014-Rev00-Msr003 | Com | Ex | CZ08 | cWtd | WPSDGENRWH0014-0 | ExAnte2018 | IOU workpaper |  | Fixture |  |  | None | 0 | 0 | 2.95 | 0 | 0 | 0 | 0 | 0 | 0 | 0 | 0 | 0 | SDGE:35-OTI-OtherIndustrial-PROC_OTH | Annual | 0
SDG | WPSDGENRWH0014-Rev00-Msr003 | Com | Ex | CZ10 | cWtd | WPSDGENRWH0014-0 | ExAnte2018 | IOU workpaper |  | Fixture |  |  | None | 0 | 0 | 2.92 | 0 | 0 | 0 | 0 | 0 | 0 | 0 | 0 | 0 | SDGE:35-OTI-OtherIndustrial-PROC_OTH | Annual | 0
SDG | WPSDGENRWH0014-Rev00-Msr003 | Com | Ex | CZ14 | cWtd | WPSDGENRWH0014-0 | ExAnte2018 | IOU workpaper |  | Fixture |  |  | None | 0 | 0 | 3.04 | 0 | 0 | 0 | 0 | 0 | 0 | 0 | 0 | 0 | SDGE:35-OTI-OtherIndustrial-PROC_OTH | Annual | 0
SDG | WPSDGENRWH0014-Rev00-Msr003 | Com | Ex | CZ15 | cWtd | WPSDGENRWH0014-0 | ExAnte2018 | IOU workpaper |  | Fixture |  |  | None | 0 | 0 | 1.94 | 0 | 0 | 0 | 0 | 0 | 0 | 0 | 0 | 0 | SDGE:35-OTI-OtherIndustrial-PROC_OTH | Annual | 0
SDG | WPSDGENRWH0014-Rev00-Msr004 | Com | Ex | CZ06 | cWtd | WPSDGENRWH0014-0 | ExAnte2018 | IOU workpaper |  | Fixture |  |  | None | 0 | 0 | 1.79 | 0 | 0 | 0 | 0 | 0 | 0 | 0 | 0 | 0 | SDGE:35-OTI-OtherIndustrial-PROC_OTH | Annual | 0
SDG | WPSDGENRWH0014-Rev00-Msr004 | Com | Ex | CZ07 | cWtd | WPSDGENRWH0014-0 | ExAnte2018 | IOU workpaper |  | Fixture |  |  | None | 0 | 0 | 1.75 | 0 | 0 | 0 | 0 | 0 | 0 | 0 | 0 | 0 | SDGE:35-OTI-OtherIndustrial-PROC_OTH | Annual | 0
SDG | WPSDGENRWH0014-Rev00-Msr004 | Com | Ex | CZ08 | cWtd | WPSDGENRWH0014-0 | ExAnte2018 | IOU workpaper |  | Fixture |  |  | None | 0 | 0 | 1.69 | 0 | 0 | 0 | 0 | 0 | 0 | 0 | 0 | 0 | SDGE:35-OTI-OtherIndustrial-PROC_OTH | Annual | 0
SDG | WPSDGENRWH0014-Rev00-Msr004 | Com | Ex | CZ10 | cWtd | WPSDGENRWH0014-0 | ExAnte2018 | IOU workpaper |  | Fixture |  |  | None | 0 | 0 | 1.67 | 0 | 0 | 0 | 0 | 0 | 0 | 0 | 0 | 0 | SDGE:35-OTI-OtherIndustrial-PROC_OTH | Annual | 0
SDG | WPSDGENRWH0014-Rev00-Msr004 | Com | Ex | CZ14 | cWtd | WPSDGENRWH0014-0 | ExAnte2018 | IOU workpaper |  | Fixture |  |  | None | 0 | 0 | 1.74 | 0 | 0 | 0 | 0 | 0 | 0 | 0 | 0 | 0 | SDGE:35-OTI-OtherIndustrial-PROC_OTH | Annual | 0
SDG | WPSDGENRWH0014-Rev00-Msr004 | Com | Ex | CZ15 | cWtd | WPSDGENRWH0014-0 | ExAnte2018 | IOU workpaper |  | Fixture |  |  | None | 0 | 0 | 1.11 | 0 | 0 | 0 | 0 | 0 | 0 | 0 | 0 | 0 | SDGE:35-OTI-OtherIndustrial-PROC_OTH | Annual | 0
SDG | WPSDGENRWH0015-Rev00-Msr001 | Cnc | Any | CZ06 | cWtd | WPSDGENRWH0015-0 | ExAnte2018 | IOU workpaper |  | Fixture |  |  | None | 0 | 0 | 25.72 | 0 | 0 | 0 | 0 | 0 | 0 | 0 | 0 | 0 | SDGE:35-OTI-OtherIndustrial-PROC_OTH | Annual | 0
SDG | WPSDGENRWH0015-Rev00-Msr001 | Cnc | Any | CZ07 | cWtd | WPSDGENRWH0015-0 | ExAnte2018 | IOU workpaper |  | Fixture |  |  | None | 0 | 0 | 25.24 | 0 | 0 | 0 | 0 | 0 | 0 | 0 | 0 | 0 | SDGE:35-OTI-OtherIndustrial-PROC_OTH | Annual | 0
SDG | WPSDGENRWH0015-Rev00-Msr001 | Cnc | Any | CZ08 | cWtd | WPSDGENRWH0015-0 | ExAnte2018 | IOU workpaper |  | Fixture |  |  | None | 0 | 0 | 24.53 | 0 | 0 | 0 | 0 | 0 | 0 | 0 | 0 | 0 | SDGE:35-OTI-OtherIndustrial-PROC_OTH | Annual | 0
SDG | WPSDGENRWH0015-Rev00-Msr001 | Cnc | Any | CZ10 | cWtd | WPSDGENRWH0015-0 | ExAnte2018 | IOU workpaper |  | Fixture |  |  | None | 0 | 0 | 24.29 | 0 | 0 | 0 | 0 | 0 | 0 | 0 | 0 | 0 | SDGE:35-OTI-OtherIndustrial-PROC_OTH | Annual | 0
SDG | WPSDGENRWH0015-Rev00-Msr001 | Cnc | Any | CZ14 | cWtd | WPSDGENRWH0015-0 | ExAnte2018 | IOU workpaper |  | Fixture |  |  | None | 0 | 0 | 25.17 | 0 | 0 | 0 | 0 | 0 | 0 | 0 | 0 | 0 | SDGE:35-OTI-OtherIndustrial-PROC_OTH | Annual | 0
SDG | WPSDGENRWH0015-Rev00-Msr001 | Cnc | Any | CZ15 | cWtd | WPSDGENRWH0015-0 | ExAnte2018 | IOU workpaper |  | Fixture |  |  | None | 0 | 0 | 17.56 | 0 | 0 | 0 | 0 | 0 | 0 | 0 | 0 | 0 | SDGE:35-OTI-OtherIndustrial-PROC_OTH | Annual | 0
SDG | WPSDGENRWH0015-Rev00-Msr001 | Hsp | Any | CZ06 | cWtd | WPSDGENRWH0015-0 | ExAnte2018 | IOU workpaper |  | Fixture |  |  | None | 0 | 0 | 25.72 | 0 | 0 | 0 | 0 | 0 | 0 | 0 | 0 | 0 | SDGE:35-OTI-OtherIndustrial-PROC_OTH | Annual | 0
SDG | WPSDGENRWH0015-Rev00-Msr001 | Hsp | Any | CZ07 | cWtd | WPSDGENRWH0015-0 | ExAnte2018 | IOU workpaper |  | Fixture |  |  | None | 0 | 0 | 25.24 | 0 | 0 | 0 | 0 | 0 | 0 | 0 | 0 | 0 | SDGE:35-OTI-OtherIndustrial-PROC_OTH | Annual | 0
SDG | WPSDGENRWH0015-Rev00-Msr001 | Hsp | Any | CZ08 | cWtd | WPSDGENRWH0015-0 | ExAnte2018 | IOU workpaper |  | Fixture |  |  | None | 0 | 0 | 24.53 | 0 | 0 | 0 | 0 | 0 | 0 | 0 | 0 | 0 | SDGE:35-OTI-OtherIndustrial-PROC_OTH | Annual | 0
SDG | WPSDGENRWH0015-Rev00-Msr001 | Hsp | Any | CZ10 | cWtd | WPSDGENRWH0015-0 | ExAnte2018 | IOU workpaper |  | Fixture |  |  | None | 0 | 0 | 24.29 | 0 | 0 | 0 | 0 | 0 | 0 | 0 | 0 | 0 | SDGE:35-OTI-OtherIndustrial-PROC_OTH | Annual | 0
SDG | WPSDGENRWH0015-Rev00-Msr001 | Hsp | Any | CZ14 | cWtd | WPSDGENRWH0015-0 | ExAnte2018 | IOU workpaper |  | Fixture |  |  | None | 0 | 0 | 25.17 | 0 | 0 | 0 | 0 | 0 | 0 | 0 | 0 | 0 | SDGE:35-OTI-OtherIndustrial-PROC_OTH | Annual | 0
SDG | WPSDGENRWH0015-Rev00-Msr001 | Hsp | Any | CZ15 | cWtd | WPSDGENRWH0015-0 | ExAnte2018 | IOU workpaper |  | Fixture |  |  | None | 0 | 0 | 17.56 | 0 | 0 | 0 | 0 | 0 | 0 | 0 | 0 | 0 | SDGE:35-OTI-OtherIndustrial-PROC_OTH | Annual | 0
SDG | WPSDGENRWH0015-Rev00-Msr001 | Nrs | Any | CZ06 | cWtd | WPSDGENRWH0015-0 | ExAnte2018 | IOU workpaper |  | Fixture |  |  | None | 0 | 0 | 25.72 | 0 | 0 | 0 | 0 | 0 | 0 | 0 | 0 | 0 | SDGE:35-OTI-OtherIndustrial-PROC_OTH | Annual | 0
SDG | WPSDGENRWH0015-Rev00-Msr001 | Nrs | Any | CZ07 | cWtd | WPSDGENRWH0015-0 | ExAnte2018 | IOU workpaper |  | Fixture |  |  | None | 0 | 0 | 25.24 | 0 | 0 | 0 | 0 | 0 | 0 | 0 | 0 | 0 | SDGE:35-OTI-OtherIndustrial-PROC_OTH | Annual | 0
SDG | WPSDGENRWH0015-Rev00-Msr001 | Nrs | Any | CZ08 | cWtd | WPSDGENRWH0015-0 | ExAnte2018 | IOU workpaper |  | Fixture |  |  | None | 0 | 0 | 24.53 | 0 | 0 | 0 | 0 | 0 | 0 | 0 | 0 | 0 | SDGE:35-OTI-OtherIndustrial-PROC_OTH | Annual | 0
SDG | WPSDGENRWH0015-Rev00-Msr001 | Nrs | Any | CZ10 | cWtd | WPSDGENRWH0015-0 | ExAnte2018 | IOU workpaper |  | Fixture |  |  | None | 0 | 0 | 24.29 | 0 | 0 | 0 | 0 | 0 | 0 | 0 | 0 | 0 | SDGE:35-OTI-OtherIndustrial-PROC_OTH | Annual | 0
SDG | WPSDGENRWH0015-Rev00-Msr001 | Nrs | Any | CZ14 | cWtd | WPSDGENRWH0015-0 | ExAnte2018 | IOU workpaper |  | Fixture |  |  | None | 0 | 0 | 25.17 | 0 | 0 | 0 | 0 | 0 | 0 | 0 | 0 | 0 | SDGE:35-OTI-OtherIndustrial-PROC_OTH | Annual | 0
SDG | WPSDGENRWH0015-Rev00-Msr001 | Nrs | Any | CZ15 | cWtd | WPSDGENRWH0015-0 | ExAnte2018 | IOU workpaper |  | Fixture |  |  | None | 0 | 0 | 17.56 | 0 | 0 | 0 | 0 | 0 | 0 | 0 | 0 | 0 | SDGE:35-OTI-OtherIndustrial-PROC_OTH | Annual | 0
SDG | WPSDGENRWH0015-Rev00-Msr002 | Cnc | Any | CZ06 | cWtd | WPSDGENRWH0015-0 | ExAnte2018 | IOU workpaper |  | Fixture |  |  | None | 0 | 0 | 19.87 | 0 | 0 | 0 | 0 | 0 | 0 | 0 | 0 | 0 | SDGE:35-OTI-OtherIndustrial-PROC_OTH | Annual | 0
SDG | WPSDGENRWH0015-Rev00-Msr002 | Cnc | Any | CZ07 | cWtd | WPSDGENRWH0015-0 | ExAnte2018 | IOU workpaper |  | Fixture |  |  | None | 0 | 0 | 19.5 | 0 | 0 | 0 | 0 | 0 | 0 | 0 | 0 | 0 | SDGE:35-OTI-OtherIndustrial-PROC_OTH | Annual | 0
SDG | WPSDGENRWH0015-Rev00-Msr002 | Cnc | Any | CZ08 | cWtd | WPSDGENRWH0015-0 | ExAnte2018 | IOU workpaper |  | Fixture |  |  | None | 0 | 0 | 18.96 | 0 | 0 | 0 | 0 | 0 | 0 | 0 | 0 | 0 | SDGE:35-OTI-OtherIndustrial-PROC_OTH | Annual | 0
SDG | WPSDGENRWH0015-Rev00-Msr002 | Cnc | Any | CZ10 | cWtd | WPSDGENRWH0015-0 | ExAnte2018 | IOU workpaper |  | Fixture |  |  | None | 0 | 0 | 18.77 | 0 | 0 | 0 | 0 | 0 | 0 | 0 | 0 | 0 | SDGE:35-OTI-OtherIndustrial-PROC_OTH | Annual | 0
SDG | WPSDGENRWH0015-Rev00-Msr002 | Cnc | Any | CZ14 | cWtd | WPSDGENRWH0015-0 | ExAnte2018 | IOU workpaper |  | Fixture |  |  | None | 0 | 0 | 19.45 | 0 | 0 | 0 | 0 | 0 | 0 | 0 | 0 | 0 | SDGE:35-OTI-OtherIndustrial-PROC_OTH | Annual | 0
SDG | WPSDGENRWH0015-Rev00-Msr002 | Cnc | Any | CZ15 | cWtd | WPSDGENRWH0015-0 | ExAnte2018 | IOU workpaper |  | Fixture |  |  | None | 0 | 0 | 13.57 | 0 | 0 | 0 | 0 | 0 | 0 | 0 | 0 | 0 | SDGE:35-OTI-OtherIndustrial-PROC_OTH | Annual | 0
SDG | WPSDGENRWH0015-Rev00-Msr002 | Hsp | Any | CZ06 | cWtd | WPSDGENRWH0015-0 | ExAnte2018 | IOU workpaper |  | Fixture |  |  | None | 0 | 0 | 19.87 | 0 | 0 | 0 | 0 | 0 | 0 | 0 | 0 | 0 | SDGE:35-OTI-OtherIndustrial-PROC_OTH | Annual | 0
SDG | WPSDGENRWH0015-Rev00-Msr002 | Hsp | Any | CZ07 | cWtd | WPSDGENRWH0015-0 | ExAnte2018 | IOU workpaper |  | Fixture |  |  | None | 0 | 0 | 19.5 | 0 | 0 | 0 | 0 | 0 | 0 | 0 | 0 | 0 | SDGE:35-OTI-OtherIndustrial-PROC_OTH | Annual | 0
SDG | WPSDGENRWH0015-Rev00-Msr002 | Hsp | Any | CZ08 | cWtd | WPSDGENRWH0015-0 | ExAnte2018 | IOU workpaper |  | Fixture |  |  | None | 0 | 0 | 18.96 | 0 | 0 | 0 | 0 | 0 | 0 | 0 | 0 | 0 | SDGE:35-OTI-OtherIndustrial-PROC_OTH | Annual | 0
SDG | WPSDGENRWH0015-Rev00-Msr002 | Hsp | Any | CZ10 | cWtd | WPSDGENRWH0015-0 | ExAnte2018 | IOU workpaper |  | Fixture |  |  | None | 0 | 0 | 18.77 | 0 | 0 | 0 | 0 | 0 | 0 | 0 | 0 | 0 | SDGE:35-OTI-OtherIndustrial-PROC_OTH | Annual | 0
SDG | WPSDGENRWH0015-Rev00-Msr002 | Hsp | Any | CZ14 | cWtd | WPSDGENRWH0015-0 | ExAnte2018 | IOU workpaper |  | Fixture |  |  | None | 0 | 0 | 19.45 | 0 | 0 | 0 | 0 | 0 | 0 | 0 | 0 | 0 | SDGE:35-OTI-OtherIndustrial-PROC_OTH | Annual | 0
SDG | WPSDGENRWH0015-Rev00-Msr002 | Hsp | Any | CZ15 | cWtd | WPSDGENRWH0015-0 | ExAnte2018 | IOU workpaper |  | Fixture |  |  | None | 0 | 0 | 13.57 | 0 | 0 | 0 | 0 | 0 | 0 | 0 | 0 | 0 | SDGE:35-OTI-OtherIndustrial-PROC_OTH | Annual | 0
SDG | WPSDGENRWH0015-Rev00-Msr002 | Nrs | Any | CZ06 | cWtd | WPSDGENRWH0015-0 | ExAnte2018 | IOU workpaper |  | Fixture |  |  | None | 0 | 0 | 19.87 | 0 | 0 | 0 | 0 | 0 | 0 | 0 | 0 | 0 | SDGE:35-OTI-OtherIndustrial-PROC_OTH | Annual | 0
SDG | WPSDGENRWH0015-Rev00-Msr002 | Nrs | Any | CZ07 | cWtd | WPSDGENRWH0015-0 | ExAnte2018 | IOU workpaper |  | Fixture |  |  | None | 0 | 0 | 19.5 | 0 | 0 | 0 | 0 | 0 | 0 | 0 | 0 | 0 | SDGE:35-OTI-OtherIndustrial-PROC_OTH | Annual | 0
SDG | WPSDGENRWH0015-Rev00-Msr002 | Nrs | Any | CZ08 | cWtd | WPSDGENRWH0015-0 | ExAnte2018 | IOU workpaper |  | Fixture |  |  | None | 0 | 0 | 18.96 | 0 | 0 | 0 | 0 | 0 | 0 | 0 | 0 | 0 | SDGE:35-OTI-OtherIndustrial-PROC_OTH | Annual | 0
SDG | WPSDGENRWH0015-Rev00-Msr002 | Nrs | Any | CZ10 | cWtd | WPSDGENRWH0015-0 | ExAnte2018 | IOU workpaper |  | Fixture |  |  | None | 0 | 0 | 18.77 | 0 | 0 | 0 | 0 | 0 | 0 | 0 | 0 | 0 | SDGE:35-OTI-OtherIndustrial-PROC_OTH | Annual | 0
SDG | WPSDGENRWH0015-Rev00-Msr002 | Nrs | Any | CZ14 | cWtd | WPSDGENRWH0015-0 | ExAnte2018 | IOU workpaper |  | Fixture |  |  | None | 0 | 0 | 19.45 | 0 | 0 | 0 | 0 | 0 | 0 | 0 | 0 | 0 | SDGE:35-OTI-OtherIndustrial-PROC_OTH | Annual | 0
SDG | WPSDGENRWH0015-Rev00-Msr002 | Nrs | Any | CZ15 | cWtd | WPSDGENRWH0015-0 | ExAnte2018 | IOU workpaper |  | Fixture |  |  | None | 0 | 0 | 13.57 | 0 | 0 | 0 | 0 | 0 | 0 | 0 | 0 | 0 | SDGE:35-OTI-OtherIndustrial-PROC_OTH | Annual | 0
SDG | WPSDGENRWH0015-Rev00-Msr003 | Cnc | Any | CZ06 | cWtd | WPSDGENRWH0015-0 | ExAnte2018 | IOU workpaper |  | Fixture |  |  | None | 0 | 0 | 14.03 | 0 | 0 | 0 | 0 | 0 | 0 | 0 | 0 | 0 | SDGE:35-OTI-OtherIndustrial-PROC_OTH | Annual | 0
SDG | WPSDGENRWH0015-Rev00-Msr003 | Cnc | Any | CZ07 | cWtd | WPSDGENRWH0015-0 | ExAnte2018 | IOU workpaper |  | Fixture |  |  | None | 0 | 0 | 13.77 | 0 | 0 | 0 | 0 | 0 | 0 | 0 | 0 | 0 | SDGE:35-OTI-OtherIndustrial-PROC_OTH | Annual | 0
SDG | WPSDGENRWH0015-Rev00-Msr003 | Cnc | Any | CZ08 | cWtd | WPSDGENRWH0015-0 | ExAnte2018 | IOU workpaper |  | Fixture |  |  | None | 0 | 0 | 13.38 | 0 | 0 | 0 | 0 | 0 | 0 | 0 | 0 | 0 | SDGE:35-OTI-OtherIndustrial-PROC_OTH | Annual | 0
SDG | WPSDGENRWH0015-Rev00-Msr003 | Cnc | Any | CZ10 | cWtd | WPSDGENRWH0015-0 | ExAnte2018 | IOU workpaper |  | Fixture |  |  | None | 0 | 0 | 13.25 | 0 | 0 | 0 | 0 | 0 | 0 | 0 | 0 | 0 | SDGE:35-OTI-OtherIndustrial-PROC_OTH | Annual | 0
SDG | WPSDGENRWH0015-Rev00-Msr003 | Cnc | Any | CZ14 | cWtd | WPSDGENRWH0015-0 | ExAnte2018 | IOU workpaper |  | Fixture |  |  | None | 0 | 0 | 13.73 | 0 | 0 | 0 | 0 | 0 | 0 | 0 | 0 | 0 | SDGE:35-OTI-OtherIndustrial-PROC_OTH | Annual | 0
SDG | WPSDGENRWH0015-Rev00-Msr003 | Cnc | Any | CZ15 | cWtd | WPSDGENRWH0015-0 | ExAnte2018 | IOU workpaper |  | Fixture |  |  | None | 0 | 0 | 9.58 | 0 | 0 | 0 | 0 | 0 | 0 | 0 | 0 | 0 | SDGE:35-OTI-OtherIndustrial-PROC_OTH | Annual | 0
SDG | WPSDGENRWH0015-Rev00-Msr003 | Hsp | Any | CZ06 | cWtd | WPSDGENRWH0015-0 | ExAnte2018 | IOU workpaper |  | Fixture |  |  | None | 0 | 0 | 14.03 | 0 | 0 | 0 | 0 | 0 | 0 | 0 | 0 | 0 | SDGE:35-OTI-OtherIndustrial-PROC_OTH | Annual | 0
SDG | WPSDGENRWH0015-Rev00-Msr003 | Hsp | Any | CZ07 | cWtd | WPSDGENRWH0015-0 | ExAnte2018 | IOU workpaper |  | Fixture |  |  | None | 0 | 0 | 13.77 | 0 | 0 | 0 | 0 | 0 | 0 | 0 | 0 | 0 | SDGE:35-OTI-OtherIndustrial-PROC_OTH | Annual | 0
SDG | WPSDGENRWH0015-Rev00-Msr003 | Hsp | Any | CZ08 | cWtd | WPSDGENRWH0015-0 | ExAnte2018 | IOU workpaper |  | Fixture |  |  | None | 0 | 0 | 13.38 | 0 | 0 | 0 | 0 | 0 | 0 | 0 | 0 | 0 | SDGE:35-OTI-OtherIndustrial-PROC_OTH | Annual | 0
SDG | WPSDGENRWH0015-Rev00-Msr003 | Hsp | Any | CZ10 | cWtd | WPSDGENRWH0015-0 | ExAnte2018 | IOU workpaper |  | Fixture |  |  | None | 0 | 0 | 13.25 | 0 | 0 | 0 | 0 | 0 | 0 | 0 | 0 | 0 | SDGE:35-OTI-OtherIndustrial-PROC_OTH | Annual | 0
SDG | WPSDGENRWH0015-Rev00-Msr003 | Hsp | Any | CZ14 | cWtd | WPSDGENRWH0015-0 | ExAnte2018 | IOU workpaper |  | Fixture |  |  | None | 0 | 0 | 13.73 | 0 | 0 | 0 | 0 | 0 | 0 | 0 | 0 | 0 | SDGE:35-OTI-OtherIndustrial-PROC_OTH | Annual | 0
SDG | WPSDGENRWH0015-Rev00-Msr003 | Hsp | Any | CZ15 | cWtd | WPSDGENRWH0015-0 | ExAnte2018 | IOU workpaper |  | Fixture |  |  | None | 0 | 0 | 9.58 | 0 | 0 | 0 | 0 | 0 | 0 | 0 | 0 | 0 | SDGE:35-OTI-OtherIndustrial-PROC_OTH | Annual | 0
SDG | WPSDGENRWH0015-Rev00-Msr003 | Nrs | Any | CZ06 | cWtd | WPSDGENRWH0015-0 | ExAnte2018 | IOU workpaper |  | Fixture |  |  | None | 0 | 0 | 14.03 | 0 | 0 | 0 | 0 | 0 | 0 | 0 | 0 | 0 | SDGE:35-OTI-OtherIndustrial-PROC_OTH | Annual | 0
SDG | WPSDGENRWH0015-Rev00-Msr003 | Nrs | Any | CZ07 | cWtd | WPSDGENRWH0015-0 | ExAnte2018 | IOU workpaper |  | Fixture |  |  | None | 0 | 0 | 13.77 | 0 | 0 | 0 | 0 | 0 | 0 | 0 | 0 | 0 | SDGE:35-OTI-OtherIndustrial-PROC_OTH | Annual | 0
SDG | WPSDGENRWH0015-Rev00-Msr003 | Nrs | Any | CZ08 | cWtd | WPSDGENRWH0015-0 | ExAnte2018 | IOU workpaper |  | Fixture |  |  | None | 0 | 0 | 13.38 | 0 | 0 | 0 | 0 | 0 | 0 | 0 | 0 | 0 | SDGE:35-OTI-OtherIndustrial-PROC_OTH | Annual | 0
SDG | WPSDGENRWH0015-Rev00-Msr003 | Nrs | Any | CZ10 | cWtd | WPSDGENRWH0015-0 | ExAnte2018 | IOU workpaper |  | Fixture |  |  | None | 0 | 0 | 13.25 | 0 | 0 | 0 | 0 | 0 | 0 | 0 | 0 | 0 | SDGE:35-OTI-OtherIndustrial-PROC_OTH | Annual | 0
SDG | WPSDGENRWH0015-Rev00-Msr003 | Nrs | Any | CZ14 | cWtd | WPSDGENRWH0015-0 | ExAnte2018 | IOU workpaper |  | Fixture |  |  | None | 0 | 0 | 13.73 | 0 | 0 | 0 | 0 | 0 | 0 | 0 | 0 | 0 | SDGE:35-OTI-OtherIndustrial-PROC_OTH | Annual | 0
SDG | WPSDGENRWH0015-Rev00-Msr003 | Nrs | Any | CZ15 | cWtd | WPSDGENRWH0015-0 | ExAnte2018 | IOU workpaper |  | Fixture |  |  | None | 0 | 0 | 9.58 | 0 | 0 | 0 | 0 | 0 | 0 | 0 | 0 | 0 | SDGE:35-OTI-OtherIndustrial-PROC_OTH | Annual | 0
SDG | WPSDGENRWH0015-Rev00-Msr004 | Cnc | Any | CZ06 | cWtd | WPSDGENRWH0015-0 | ExAnte2018 | IOU workpaper |  | Fixture |  |  | None | 0 | 0 | 5.84 | 0 | 0 | 0 | 0 | 0 | 0 | 0 | 0 | 0 | SDGE:35-OTI-OtherIndustrial-PROC_OTH | Annual | 0
SDG | WPSDGENRWH0015-Rev00-Msr004 | Cnc | Any | CZ07 | cWtd | WPSDGENRWH0015-0 | ExAnte2018 | IOU workpaper |  | Fixture |  |  | None | 0 | 0 | 5.74 | 0 | 0 | 0 | 0 | 0 | 0 | 0 | 0 | 0 | SDGE:35-OTI-OtherIndustrial-PROC_OTH | Annual | 0
SDG | WPSDGENRWH0015-Rev00-Msr004 | Cnc | Any | CZ08 | cWtd | WPSDGENRWH0015-0 | ExAnte2018 | IOU workpaper |  | Fixture |  |  | None | 0 | 0 | 5.58 | 0 | 0 | 0 | 0 | 0 | 0 | 0 | 0 | 0 | SDGE:35-OTI-OtherIndustrial-PROC_OTH | Annual | 0
SDG | WPSDGENRWH0015-Rev00-Msr004 | Cnc | Any | CZ10 | cWtd | WPSDGENRWH0015-0 | ExAnte2018 | IOU workpaper |  | Fixture |  |  | None | 0 | 0 | 5.52 | 0 | 0 | 0 | 0 | 0 | 0 | 0 | 0 | 0 | SDGE:35-OTI-OtherIndustrial-PROC_OTH | Annual | 0
SDG | WPSDGENRWH0015-Rev00-Msr004 | Cnc | Any | CZ14 | cWtd | WPSDGENRWH0015-0 | ExAnte2018 | IOU workpaper |  | Fixture |  |  | None | 0 | 0 | 5.72 | 0 | 0 | 0 | 0 | 0 | 0 | 0 | 0 | 0 | SDGE:35-OTI-OtherIndustrial-PROC_OTH | Annual | 0
SDG | WPSDGENRWH0015-Rev00-Msr004 | Cnc | Any | CZ15 | cWtd | WPSDGENRWH0015-0 | ExAnte2018 | IOU workpaper |  | Fixture |  |  | None | 0 | 0 | 3.99 | 0 | 0 | 0 | 0 | 0 | 0 | 0 | 0 | 0 | SDGE:35-OTI-OtherIndustrial-PROC_OTH | Annual | 0
SDG | WPSDGENRWH0015-Rev00-Msr004 | Hsp | Any | CZ06 | cWtd | WPSDGENRWH0015-0 | ExAnte2018 | IOU workpaper |  | Fixture |  |  | None | 0 | 0 | 5.84 | 0 | 0 | 0 | 0 | 0 | 0 | 0 | 0 | 0 | SDGE:35-OTI-OtherIndustrial-PROC_OTH | Annual | 0
SDG | WPSDGENRWH0015-Rev00-Msr004 | Hsp | Any | CZ07 | cWtd | WPSDGENRWH0015-0 | ExAnte2018 | IOU workpaper |  | Fixture |  |  | None | 0 | 0 | 5.74 | 0 | 0 | 0 | 0 | 0 | 0 | 0 | 0 | 0 | SDGE:35-OTI-OtherIndustrial-PROC_OTH | Annual | 0
SDG | WPSDGENRWH0015-Rev00-Msr004 | Hsp | Any | CZ08 | cWtd | WPSDGENRWH0015-0 | ExAnte2018 | IOU workpaper |  | Fixture |  |  | None | 0 | 0 | 5.58 | 0 | 0 | 0 | 0 | 0 | 0 | 0 | 0 | 0 | SDGE:35-OTI-OtherIndustrial-PROC_OTH | Annual | 0
SDG | WPSDGENRWH0015-Rev00-Msr004 | Hsp | Any | CZ10 | cWtd | WPSDGENRWH0015-0 | ExAnte2018 | IOU workpaper |  | Fixture |  |  | None | 0 | 0 | 5.52 | 0 | 0 | 0 | 0 | 0 | 0 | 0 | 0 | 0 | SDGE:35-OTI-OtherIndustrial-PROC_OTH | Annual | 0
SDG | WPSDGENRWH0015-Rev00-Msr004 | Hsp | Any | CZ14 | cWtd | WPSDGENRWH0015-0 | ExAnte2018 | IOU workpaper |  | Fixture |  |  | None | 0 | 0 | 5.72 | 0 | 0 | 0 | 0 | 0 | 0 | 0 | 0 | 0 | SDGE:35-OTI-OtherIndustrial-PROC_OTH | Annual | 0
SDG | WPSDGENRWH0015-Rev00-Msr004 | Hsp | Any | CZ15 | cWtd | WPSDGENRWH0015-0 | ExAnte2018 | IOU workpaper |  | Fixture |  |  | None | 0 | 0 | 3.99 | 0 | 0 | 0 | 0 | 0 | 0 | 0 | 0 | 0 | SDGE:35-OTI-OtherIndustrial-PROC_OTH | Annual | 0
SDG | WPSDGENRWH0015-Rev00-Msr004 | Nrs | Any | CZ06 | cWtd | WPSDGENRWH0015-0 | ExAnte2018 | IOU workpaper |  | Fixture |  |  | None | 0 | 0 | 5.84 | 0 | 0 | 0 | 0 | 0 | 0 | 0 | 0 | 0 | SDGE:35-OTI-OtherIndustrial-PROC_OTH | Annual | 0
SDG | WPSDGENRWH0015-Rev00-Msr004 | Nrs | Any | CZ07 | cWtd | WPSDGENRWH0015-0 | ExAnte2018 | IOU workpaper |  | Fixture |  |  | None | 0 | 0 | 5.74 | 0 | 0 | 0 | 0 | 0 | 0 | 0 | 0 | 0 | SDGE:35-OTI-OtherIndustrial-PROC_OTH | Annual | 0
SDG | WPSDGENRWH0015-Rev00-Msr004 | Nrs | Any | CZ08 | cWtd | WPSDGENRWH0015-0 | ExAnte2018 | IOU workpaper |  | Fixture |  |  | None | 0 | 0 | 5.58 | 0 | 0 | 0 | 0 | 0 | 0 | 0 | 0 | 0 | SDGE:35-OTI-OtherIndustrial-PROC_OTH | Annual | 0
SDG | WPSDGENRWH0015-Rev00-Msr004 | Nrs | Any | CZ10 | cWtd | WPSDGENRWH0015-0 | ExAnte2018 | IOU workpaper |  | Fixture |  |  | None | 0 | 0 | 5.52 | 0 | 0 | 0 | 0 | 0 | 0 | 0 | 0 | 0 | SDGE:35-OTI-OtherIndustrial-PROC_OTH | Annual | 0
SDG | WPSDGENRWH0015-Rev00-Msr004 | Nrs | Any | CZ14 | cWtd | WPSDGENRWH0015-0 | ExAnte2018 | IOU workpaper |  | Fixture |  |  | None | 0 | 0 | 5.72 | 0 | 0 | 0 | 0 | 0 | 0 | 0 | 0 | 0 | SDGE:35-OTI-OtherIndustrial-PROC_OTH | Annual | 0
SDG | WPSDGENRWH0015-Rev00-Msr004 | Nrs | Any | CZ15 | cWtd | WPSDGENRWH0015-0 | ExAnte2018 | IOU workpaper |  | Fixture |  |  | None | 0 | 0 | 3.99 | 0 | 0 | 0 | 0 | 0 | 0 | 0 | 0 | 0 | SDGE:35-OTI-OtherIndustrial-PROC_OTH | Annual | 0
SDG | WPSDGENRWH0021-Rev04-Msr001 | Com | Ex | Any | cWtd | WPSDGENRWH0021-4 | ExAnte2018 | IOU workpaper |  | Proc-lbs |  |  | None | 0 | 0 | 39.3 | 0 | 0 | 0 | 0 | 0 | 0 | 0 | 0 | 0 | SDGE:35-OTI-OtherIndustrial-PROC_OTH | Annual | 0
SDG | WPSDGENRWH0021-Rev04-Msr001 | Fhc | Ex | Any | cWtd | WPSDGENRWH0021-4 | ExAnte2018 | IOU workpaper |  | Proc-lbs |  |  | None | 0 | 0 | 39.3 | 0 | 0 | 0 | 0 | 0 | 0 | 0 | 0 | 0 | SDGE:35-OTI-OtherIndustrial-PROC_OTH | Annual | 0
SDG | WPSDGENRWH0021-Rev04-Msr001 | Htl | Ex | Any | cWtd | WPSDGENRWH0021-4 | ExAnte2018 | IOU workpaper |  | Proc-lbs |  |  | None | 0 | 0 | 39.3 | 0 | 0 | 0 | 0 | 0 | 0 | 0 | 0 | 0 | SDGE:35-OTI-OtherIndustrial-PROC_OTH | Annual | 0
SDG | WPSDGENRWH0021-Rev04-Msr001 | Mtl | Ex | Any | cWtd | WPSDGENRWH0021-4 | ExAnte2018 | IOU workpaper |  | Proc-lbs |  |  | None | 0 | 0 | 39.3 | 0 | 0 | 0 | 0 | 0 | 0 | 0 | 0 | 0 | SDGE:35-OTI-OtherIndustrial-PROC_OTH | Annual | 0
SDG | WPSDGENRWH0021-Rev04-Msr001 | Nrs | Ex | Any | cWtd | WPSDGENRWH0021-4 | ExAnte2018 | IOU workpaper |  | Proc-lbs |  |  | None | 0 | 0 | 39.3 | 0 | 0 | 0 | 0 | 0 | 0 | 0 | 0 | 0 | SDGE:35-OTI-OtherIndustrial-PROC_OTH | Annual | 0
SDG | WPSDGEREHC0024-Rev03-Msr004 | DMo | Any | CZ01 | rDXGF | WPSDGEREHC0024-3 | ExAnte2018 | IOU workpaper |  | Each |  |  | None | 0 | 0 | 0 | 0 | 0 | 0 | 0 | 0 | 0 | 0 | 0 | 0 | SDGE:DEER:HVAC_Eff_AC | Annual | 0
SDG | WPSDGEREHC0024-Rev03-Msr004 | DMo | Any | CZ02 | rDXGF | WPSDGEREHC0024-3 | ExAnte2018 | IOU workpaper |  | Each |  |  | None | 110.4143 | 0.27755 | 0 | 0 | 0 | 0 | 0 | 0 | 0 | 0 | 0 | 0 | SDGE:DEER:HVAC_Eff_AC | Annual | 0
SDG | WPSDGEREHC0024-Rev03-Msr004 | DMo | Any | CZ03 | rDXGF | WPSDGEREHC0024-3 | ExAnte2018 | IOU workpaper |  | Each |  |  | None | 70.4288 | 0.22816 | 0 | 0 | 0 | 0 | 0 | 0 | 0 | 0 | 0 | 0 | SDGE:DEER:HVAC_Eff_AC | Annual | 0
SDG | WPSDGEREHC0024-Rev03-Msr004 | DMo | Any | CZ04 | rDXGF | WPSDGEREHC0024-3 | ExAnte2018 | IOU workpaper |  | Each |  |  | None | 133.9999 | 0.26763 | 0 | 0 | 0 | 0 | 0 | 0 | 0 | 0 | 0 | 0 | SDGE:DEER:HVAC_Eff_AC | Annual | 0
SDG | WPSDGEREHC0024-Rev03-Msr004 | DMo | Any | CZ05 | rDXGF | WPSDGEREHC0024-3 | ExAnte2018 | IOU workpaper |  | Each |  |  | None | 35.4932 | 0.17095 | 0 | 0 | 0 | 0 | 0 | 0 | 0 | 0 | 0 | 0 | SDGE:DEER:HVAC_Eff_AC | Annual | 0
SDG | WPSDGEREHC0024-Rev03-Msr004 | DMo | Any | CZ06 | rDXGF | WPSDGEREHC0024-3 | ExAnte2018 | IOU workpaper |  | Each |  |  | None | 99.7163 | 0.25487 | 0 | 0 | 0 | 0 | 0 | 0 | 0 | 0 | 0 | 0 | SDGE:DEER:HVAC_Eff_AC | Annual | 0
SDG | WPSDGEREHC0024-Rev03-Msr004 | DMo | Any | CZ07 | rDXGF | WPSDGEREHC0024-3 | ExAnte2018 | IOU workpaper |  | Each |  |  | None | 227.7365 | 0.23294 | 0 | 0 | 0 | 0 | 0 | 0 | 0 | 0 | 0 | 0 | SDGE:DEER:HVAC_Eff_AC | Annual | 0
SDG | WPSDGEREHC0024-Rev03-Msr004 | DMo | Any | CZ08 | rDXGF | WPSDGEREHC0024-3 | ExAnte2018 | IOU workpaper |  | Each |  |  | None | 277.7593 | 0.22138 | 0 | 0 | 0 | 0 | 0 | 0 | 0 | 0 | 0 | 0 | SDGE:DEER:HVAC_Eff_AC | Annual | 0
SDG | WPSDGEREHC0024-Rev03-Msr004 | DMo | Any | CZ09 | rDXGF | WPSDGEREHC0024-3 | ExAnte2018 | IOU workpaper |  | Each |  |  | None | 296.5536 | 0.22548 | 0 | 0 | 0 | 0 | 0 | 0 | 0 | 0 | 0 | 0 | SDGE:DEER:HVAC_Eff_AC | Annual | 0
SDG | WPSDGEREHC0024-Rev03-Msr004 | DMo | Any | CZ10 | rDXGF | WPSDGEREHC0024-3 | ExAnte2018 | IOU workpaper |  | Each |  |  | None | 433.9205 | 0.099617 | 0 | 0 | 0 | 0 | 0 | 0 | 0 | 0 | 0 | 0 | SDGE:DEER:HVAC_Eff_AC | Annual | 0
SDG | WPSDGEREHC0024-Rev03-Msr004 | DMo | Any | CZ11 | rDXGF | WPSDGEREHC0024-3 | ExAnte2018 | IOU workpaper |  | Each |  |  | None | 459.5239 | 0.20432 | 0 | 0 | 0 | 0 | 0 | 0 | 0 | 0 | 0 | 0 | SDGE:DEER:HVAC_Eff_AC | Annual | 0
SDG | WPSDGEREHC0024-Rev03-Msr004 | DMo | Any | CZ12 | rDXGF | WPSDGEREHC0024-3 | ExAnte2018 | IOU workpaper |  | Each |  |  | None | 262.0363 | 0.24419 | 0 | 0 | 0 | 0 | 0 | 0 | 0 | 0 | 0 | 0 | SDGE:DEER:HVAC_Eff_AC | Annual | 0
SDG | WPSDGEREHC0024-Rev03-Msr004 | DMo | Any | CZ13 | rDXGF | WPSDGEREHC0024-3 | ExAnte2018 | IOU workpaper |  | Each |  |  | None | 453.2946 | 0.21864 | 0 | 0 | 0 | 0 | 0 | 0 | 0 | 0 | 0 | 0 | SDGE:DEER:HVAC_Eff_AC | Annual | 0
SDG | WPSDGEREHC0024-Rev03-Msr004 | DMo | Any | CZ14 | rDXGF | WPSDGEREHC0024-3 | ExAnte2018 | IOU workpaper |  | Each |  |  | None | 490.577 | 0.084279 | 0 | 0 | 0 | 0 | 0 | 0 | 0 | 0 | 0 | 0 | SDGE:DEER:HVAC_Eff_AC | Annual | 0
SDG | WPSDGEREHC0024-Rev03-Msr004 | DMo | Any | CZ15 | rDXGF | WPSDGEREHC0024-3 | ExAnte2018 | IOU workpaper |  | Each |  |  | None | 750.3597 | 0.22002 | 0 | 0 | 0 | 0 | 0 | 0 | 0 | 0 | 0 | 0 | SDGE:DEER:HVAC_Eff_AC | Annual | 0
SDG | WPSDGEREHC0024-Rev03-Msr004 | DMo | Any | CZ16 | rDXGF | WPSDGEREHC0024-3 | ExAnte2018 | IOU workpaper |  | Each |  |  | None | 34.9083 | 0.17298 | 0 | 0 | 0 | 0 | 0 | 0 | 0 | 0 | 0 | 0 | SDGE:DEER:HVAC_Eff_AC | Annual | 0
SDG | WPSDGEREHC0024-Rev03-Msr004 | MFm | Any | CZ01 | rDXGF | WPSDGEREHC0024-3 | ExAnte2018 | IOU workpaper |  | Each |  |  | None | 0.042876 | 0 | 0 | 0 | 0 | 0 | 0 | 0 | 0 | 0 | 0 | 0 | SDGE:DEER:HVAC_Eff_AC | Annual | 0
SDG | WPSDGEREHC0024-Rev03-Msr004 | MFm | Any | CZ02 | rDXGF | WPSDGEREHC0024-3 | ExAnte2018 | IOU workpaper |  | Each |  |  | None | 10.7923 | 0.029267 | 0 | 0 | 0 | 0 | 0 | 0 | 0 | 0 | 0 | 0 | SDGE:DEER:HVAC_Eff_AC | Annual | 0
SDG | WPSDGEREHC0024-Rev03-Msr004 | MFm | Any | CZ03 | rDXGF | WPSDGEREHC0024-3 | ExAnte2018 | IOU workpaper |  | Each |  |  | None | 2.056 | 0.00382 | 0 | 0 | 0 | 0 | 0 | 0 | 0 | 0 | 0 | 0 | SDGE:DEER:HVAC_Eff_AC | Annual | 0
SDG | WPSDGEREHC0024-Rev03-Msr004 | MFm | Any | CZ04 | rDXGF | WPSDGEREHC0024-3 | ExAnte2018 | IOU workpaper |  | Each |  |  | None | 30.6042 | 0.023869 | 0 | 0 | 0 | 0 | 0 | 0 | 0 | 0 | 0 | 0 | SDGE:DEER:HVAC_Eff_AC | Annual | 0
SDG | WPSDGEREHC0024-Rev03-Msr004 | MFm | Any | CZ05 | rDXGF | WPSDGEREHC0024-3 | ExAnte2018 | IOU workpaper |  | Each |  |  | None | 1.0008 | 0.001382 | 0 | 0 | 0 | 0 | 0 | 0 | 0 | 0 | 0 | 0 | SDGE:DEER:HVAC_Eff_AC | Annual | 0
SDG | WPSDGEREHC0024-Rev03-Msr004 | MFm | Any | CZ06 | rDXGF | WPSDGEREHC0024-3 | ExAnte2018 | IOU workpaper |  | Each |  |  | None | 18.949 | 0.048841 | 0 | 0 | 0 | 0 | 0 | 0 | 0 | 0 | 0 | 0 | SDGE:DEER:HVAC_Eff_AC | Annual | 0
SDG | WPSDGEREHC0024-Rev03-Msr004 | MFm | Any | CZ07 | rDXGF | WPSDGEREHC0024-3 | ExAnte2018 | IOU workpaper |  | Each |  |  | None | 61.2508 | 0.047444 | 0 | 0 | 0 | 0 | 0 | 0 | 0 | 0 | 0 | 0 | SDGE:DEER:HVAC_Eff_AC | Annual | 0
SDG | WPSDGEREHC0024-Rev03-Msr004 | MFm | Any | CZ08 | rDXGF | WPSDGEREHC0024-3 | ExAnte2018 | IOU workpaper |  | Each |  |  | None | 69.5616 | 0.0325 | 0 | 0 | 0 | 0 | 0 | 0 | 0 | 0 | 0 | 0 | SDGE:DEER:HVAC_Eff_AC | Annual | 0
SDG | WPSDGEREHC0024-Rev03-Msr004 | MFm | Any | CZ09 | rDXGF | WPSDGEREHC0024-3 | ExAnte2018 | IOU workpaper |  | Each |  |  | None | 50.5826 | 0.058094 | 0 | 0 | 0 | 0 | 0 | 0 | 0 | 0 | 0 | 0 | SDGE:DEER:HVAC_Eff_AC | Annual | 0
SDG | WPSDGEREHC0024-Rev03-Msr004 | MFm | Any | CZ10 | rDXGF | WPSDGEREHC0024-3 | ExAnte2018 | IOU workpaper |  | Each |  |  | None | 52.1334 | 0.073878 | 0 | 0 | 0 | 0 | 0 | 0 | 0 | 0 | 0 | 0 | SDGE:DEER:HVAC_Eff_AC | Annual | 0
SDG | WPSDGEREHC0024-Rev03-Msr004 | MFm | Any | CZ11 | rDXGF | WPSDGEREHC0024-3 | ExAnte2018 | IOU workpaper |  | Each |  |  | None | 129.211 | 0.060299 | 0 | 0 | 0 | 0 | 0 | 0 | 0 | 0 | 0 | 0 | SDGE:DEER:HVAC_Eff_AC | Annual | 0
SDG | WPSDGEREHC0024-Rev03-Msr004 | MFm | Any | CZ12 | rDXGF | WPSDGEREHC0024-3 | ExAnte2018 | IOU workpaper |  | Each |  |  | None | 56.0673 | 0.030408 | 0 | 0 | 0 | 0 | 0 | 0 | 0 | 0 | 0 | 0 | SDGE:DEER:HVAC_Eff_AC | Annual | 0
SDG | WPSDGEREHC0024-Rev03-Msr004 | MFm | Any | CZ13 | rDXGF | WPSDGEREHC0024-3 | ExAnte2018 | IOU workpaper |  | Each |  |  | None | 90.1314 | 0.028012 | 0 | 0 | 0 | 0 | 0 | 0 | 0 | 0 | 0 | 0 | SDGE:DEER:HVAC_Eff_AC | Annual | 0
SDG | WPSDGEREHC0024-Rev03-Msr004 | MFm | Any | CZ14 | rDXGF | WPSDGEREHC0024-3 | ExAnte2018 | IOU workpaper |  | Each |  |  | None | 164.4411 | 0.043095 | 0 | 0 | 0 | 0 | 0 | 0 | 0 | 0 | 0 | 0 | SDGE:DEER:HVAC_Eff_AC | Annual | 0
SDG | WPSDGEREHC0024-Rev03-Msr004 | MFm | Any | CZ15 | rDXGF | WPSDGEREHC0024-3 | ExAnte2018 | IOU workpaper |  | Each |  |  | None | 174.4531 | 0.091358 | 0 | 0 | 0 | 0 | 0 | 0 | 0 | 0 | 0 | 0 | SDGE:DEER:HVAC_Eff_AC | Annual | 0
SDG | WPSDGEREHC0024-Rev03-Msr004 | MFm | Any | CZ16 | rDXGF | WPSDGEREHC0024-3 | ExAnte2018 | IOU workpaper |  | Each |  |  | None | 67.8838 | 0.056793 | 0 | 0 | 0 | 0 | 0 | 0 | 0 | 0 | 0 | 0 | SDGE:DEER:HVAC_Eff_AC | Annual | 0
SDG | WPSDGEREHC0024-Rev03-Msr004 | SFm | Any | CZ01 | rDXGF | WPSDGEREHC0024-3 | ExAnte2018 | IOU workpaper |  | Each |  |  | None | 0 | 0 | 0 | 0 | 0 | 0 | 0 | 0 | 0 | 0 | 0 | 0 | SDGE:DEER:HVAC_Eff_AC | Annual | 0
SDG | WPSDGEREHC0024-Rev03-Msr004 | SFm | Any | CZ02 | rDXGF | WPSDGEREHC0024-3 | ExAnte2018 | IOU workpaper |  | Each |  |  | None | 25.3076 | 0.12223 | 0 | 0 | 0 | 0 | 0 | 0 | 0 | 0 | 0 | 0 | SDGE:DEER:HVAC_Eff_AC | Annual | 0
SDG | WPSDGEREHC0024-Rev03-Msr004 | SFm | Any | CZ03 | rDXGF | WPSDGEREHC0024-3 | ExAnte2018 | IOU workpaper |  | Each |  |  | None | 28.8089 | 0.13647 | 0 | 0 | 0 | 0 | 0 | 0 | 0 | 0 | 0 | 0 | SDGE:DEER:HVAC_Eff_AC | Annual | 0
SDG | WPSDGEREHC0024-Rev03-Msr004 | SFm | Any | CZ04 | rDXGF | WPSDGEREHC0024-3 | ExAnte2018 | IOU workpaper |  | Each |  |  | None | 43.8714 | 0.18705 | 0 | 0 | 0 | 0 | 0 | 0 | 0 | 0 | 0 | 0 | SDGE:DEER:HVAC_Eff_AC | Annual | 0
SDG | WPSDGEREHC0024-Rev03-Msr004 | SFm | Any | CZ05 | rDXGF | WPSDGEREHC0024-3 | ExAnte2018 | IOU workpaper |  | Each |  |  | None | 15.2173 | 0.13089 | 0 | 0 | 0 | 0 | 0 | 0 | 0 | 0 | 0 | 0 | SDGE:DEER:HVAC_Eff_AC | Annual | 0
SDG | WPSDGEREHC0024-Rev03-Msr004 | SFm | Any | CZ06 | rDXGF | WPSDGEREHC0024-3 | ExAnte2018 | IOU workpaper |  | Each |  |  | None | 33.5304 | 0.24153 | 0 | 0 | 0 | 0 | 0 | 0 | 0 | 0 | 0 | 0 | SDGE:DEER:HVAC_Eff_AC | Annual | 0
SDG | WPSDGEREHC0024-Rev03-Msr004 | SFm | Any | CZ07 | rDXGF | WPSDGEREHC0024-3 | ExAnte2018 | IOU workpaper |  | Each |  |  | None | 95.4404 | 0.14346 | 0 | 0 | 0 | 0 | 0 | 0 | 0 | 0 | 0 | 0 | SDGE:DEER:HVAC_Eff_AC | Annual | 0
SDG | WPSDGEREHC0024-Rev03-Msr004 | SFm | Any | CZ08 | rDXGF | WPSDGEREHC0024-3 | ExAnte2018 | IOU workpaper |  | Each |  |  | None | 186.7406 | 0.17211 | 0 | 0 | 0 | 0 | 0 | 0 | 0 | 0 | 0 | 0 | SDGE:DEER:HVAC_Eff_AC | Annual | 0
SDG | WPSDGEREHC0024-Rev03-Msr004 | SFm | Any | CZ09 | rDXGF | WPSDGEREHC0024-3 | ExAnte2018 | IOU workpaper |  | Each |  |  | None | 128.5752 | 0.06629 | 0 | 0 | 0 | 0 | 0 | 0 | 0 | 0 | 0 | 0 | SDGE:DEER:HVAC_Eff_AC | Annual | 0
SDG | WPSDGEREHC0024-Rev03-Msr004 | SFm | Any | CZ10 | rDXGF | WPSDGEREHC0024-3 | ExAnte2018 | IOU workpaper |  | Each |  |  | None | 280.4064 | 0.047112 | 0 | 0 | 0 | 0 | 0 | 0 | 0 | 0 | 0 | 0 | SDGE:DEER:HVAC_Eff_AC | Annual | 0
SDG | WPSDGEREHC0024-Rev03-Msr004 | SFm | Any | CZ11 | rDXGF | WPSDGEREHC0024-3 | ExAnte2018 | IOU workpaper |  | Each |  |  | None | 314.7805 | 0.16947 | 0 | 0 | 0 | 0 | 0 | 0 | 0 | 0 | 0 | 0 | SDGE:DEER:HVAC_Eff_AC | Annual | 0
SDG | WPSDGEREHC0024-Rev03-Msr004 | SFm | Any | CZ12 | rDXGF | WPSDGEREHC0024-3 | ExAnte2018 | IOU workpaper |  | Each |  |  | None | 125.8336 | 0.14105 | 0 | 0 | 0 | 0 | 0 | 0 | 0 | 0 | 0 | 0 | SDGE:DEER:HVAC_Eff_AC | Annual | 0
SDG | WPSDGEREHC0024-Rev03-Msr004 | SFm | Any | CZ13 | rDXGF | WPSDGEREHC0024-3 | ExAnte2018 | IOU workpaper |  | Each |  |  | None | 295.8504 | 0.1707 | 0 | 0 | 0 | 0 | 0 | 0 | 0 | 0 | 0 | 0 | SDGE:DEER:HVAC_Eff_AC | Annual | 0
SDG | WPSDGEREHC0024-Rev03-Msr004 | SFm | Any | CZ14 | rDXGF | WPSDGEREHC0024-3 | ExAnte2018 | IOU workpaper |  | Each |  |  | None | 540.6275 | 0.065414 | 0 | 0 | 0 | 0 | 0 | 0 | 0 | 0 | 0 | 0 | SDGE:DEER:HVAC_Eff_AC | Annual | 0
SDG | WPSDGEREHC0024-Rev03-Msr004 | SFm | Any | CZ15 | rDXGF | WPSDGEREHC0024-3 | ExAnte2018 | IOU workpaper |  | Each |  |  | None | 918.8437 | 0.37116 | 0 | 0 | 0 | 0 | 0 | 0 | 0 | 0 | 0 | 0 | SDGE:DEER:HVAC_Eff_AC | Annual | 0
SDG | WPSDGEREHC0024-Rev03-Msr004 | SFm | Any | CZ16 | rDXGF | WPSDGEREHC0024-3 | ExAnte2018 | IOU workpaper |  | Each |  |  | None | 18.04 | 0.090913 | 0 | 0 | 0 | 0 | 0 | 0 | 0 | 0 | 0 | 0 | SDGE:DEER:HVAC_Eff_AC | Annual | 0
SDG | WPSDGEREHC0030-Rev00-Msr001 | DMo | Ex | CZ06 | Any | WPSDGEREHC0030-0.2 | ExAnte2017 | IOU workpaper | 2017-07-01 | Each |  |  | None | 105.8747 | 0 | 4.4366 | 100.3024 | 0 | 4.4366 | 0 | 0 | 0 | 0 | 0 | 0 | SDGE:DEER:HVAC_Eff_AC | Annual | 0
SDG | WPSDGEREHC0030-Rev00-Msr001 | DMo | Ex | CZ07 | Any | WPSDGEREHC0030-0.2 | ExAnte2017 | IOU workpaper | 2017-07-01 | Each |  |  | None | 78.0377 | 0 | 2.56 | 73.5232 | 0 | 2.304 | 0 | 0 | 0 | 0 | 0 | 0 | SDGE:DEER:HVAC_Eff_AC | Annual | 0
SDG | WPSDGEREHC0030-Rev00-Msr001 | DMo | Ex | CZ08 | Any | WPSDGEREHC0030-0.2 | ExAnte2017 | IOU workpaper | 2017-07-01 | Each |  |  | None | 149.2577 | 0 | 3.5866 | 140.3615 | 0 | 3.1383 | 0 | 0 | 0 | 0 | 0 | 0 | SDGE:DEER:HVAC_Eff_AC | Annual | 0
SDG | WPSDGEREHC0030-Rev00-Msr001 | DMo | Ex | CZ10 | Any | WPSDGEREHC0030-0.2 | ExAnte2017 | IOU workpaper | 2017-07-01 | Each |  |  | None | 253.8679 | 0 | 4.3594 | 239.1509 | 0 | 3.9234 | 0 | 0 | 0 | 0 | 0 | 0 | SDGE:DEER:HVAC_Eff_AC | Annual | 0
SDG | WPSDGEREHC0030-Rev00-Msr001 | DMo | Ex | CZ14 | Any | WPSDGEREHC0030-0.2 | ExAnte2017 | IOU workpaper | 2017-07-01 | Each |  |  | None | 436.7157 | 0 | 15.3756 | 410.6863 | 0 | 14.7606 | 0 | 0 | 0 | 0 | 0 | 0 | SDGE:DEER:HVAC_Eff_AC | Annual | 0
SDG | WPSDGEREHC0030-Rev00-Msr001 | DMo | Ex | CZ15 | Any | WPSDGEREHC0030-0.2 | ExAnte2017 | IOU workpaper | 2017-07-01 | Each |  |  | None | 896.4138 | 0 | 3.888 | 845.1264 | 0 | 3.888 | 0 | 0 | 0 | 0 | 0 | 0 | SDGE:DEER:HVAC_Eff_AC | Annual | 0
SDG | WPSDGEREHC0030-Rev00-Msr001 | MFm | Ex | CZ06 | Any | WPSDGEREHC0030-0.2 | ExAnte2017 | IOU workpaper | 2017-07-01 | Each |  |  | None | 91.8402 | 0 | 8.7324 | 87.0065 | 0 | 8.7324 | 0 | 0 | 0 | 0 | 0 | 0 | SDGE:DEER:HVAC_Eff_AC | Annual | 0
SDG | WPSDGEREHC0030-Rev00-Msr001 | MFm | Ex | CZ07 | Any | WPSDGEREHC0030-0.2 | ExAnte2017 | IOU workpaper | 2017-07-01 | Each |  |  | None | 68.4906 | 0 | 4.8114 | 64.5283 | 0 | 4.3303 | 0 | 0 | 0 | 0 | 0 | 0 | SDGE:DEER:HVAC_Eff_AC | Annual | 0
SDG | WPSDGEREHC0030-Rev00-Msr001 | MFm | Ex | CZ08 | Any | WPSDGEREHC0030-0.2 | ExAnte2017 | IOU workpaper | 2017-07-01 | Each |  |  | None | 126.0269 | 0 | 6.5503 | 118.5154 | 0 | 5.7315 | 0 | 0 | 0 | 0 | 0 | 0 | SDGE:DEER:HVAC_Eff_AC | Annual | 0
SDG | WPSDGEREHC0030-Rev00-Msr001 | MFm | Ex | CZ10 | Any | WPSDGEREHC0030-0.2 | ExAnte2017 | IOU workpaper | 2017-07-01 | Each |  |  | None | 149.9774 | 0 | 11.6146 | 141.283 | 0 | 10.4531 | 0 | 0 | 0 | 0 | 0 | 0 | SDGE:DEER:HVAC_Eff_AC | Annual | 0
SDG | WPSDGEREHC0030-Rev00-Msr001 | MFm | Ex | CZ14 | Any | WPSDGEREHC0030-0.2 | ExAnte2017 | IOU workpaper | 2017-07-01 | Each |  |  | None | 297.5588 | 0 | 18.7793 | 279.8235 | 0 | 18.0282 | 0 | 0 | 0 | 0 | 0 | 0 | SDGE:DEER:HVAC_Eff_AC | Annual | 0
SDG | WPSDGEREHC0030-Rev00-Msr001 | MFm | Ex | CZ15 | Any | WPSDGEREHC0030-0.2 | ExAnte2017 | IOU workpaper | 2017-07-01 | Each |  |  | None | 933.3793 | 0 | 5.9166 | 879.977 | 0 | 5.9166 | 0 | 0 | 0 | 0 | 0 | 0 | SDGE:DEER:HVAC_Eff_AC | Annual | 0
SDG | WPSDGEREHC0030-Rev00-Msr001 | SFm | Ex | CZ06 | Any | WPSDGEREHC0030-0.2 | ExAnte2017 | IOU workpaper | 2017-07-01 | Each |  |  | None | 114 | 0 | 10 | 108 | 0 | 10 | 0 | 0 | 0 | 0 | 0 | 0 | SDGE:DEER:HVAC_Eff_AC | Annual | 0
SDG | WPSDGEREHC0030-Rev00-Msr001 | SFm | Ex | CZ07 | Any | WPSDGEREHC0030-0.2 | ExAnte2017 | IOU workpaper | 2017-07-01 | Each |  |  | None | 121 | 0 | 10 | 114 | 0 | 9 | 0 | 0 | 0 | 0 | 0 | 0 | SDGE:DEER:HVAC_Eff_AC | Annual | 0
SDG | WPSDGEREHC0030-Rev00-Msr001 | SFm | Ex | CZ08 | Any | WPSDGEREHC0030-0.2 | ExAnte2017 | IOU workpaper | 2017-07-01 | Each |  |  | None | 151 | 0 | 8 | 142 | 0 | 7 | 0 | 0 | 0 | 0 | 0 | 0 | SDGE:DEER:HVAC_Eff_AC | Annual | 0
SDG | WPSDGEREHC0030-Rev00-Msr001 | SFm | Ex | CZ10 | Any | WPSDGEREHC0030-0.2 | ExAnte2017 | IOU workpaper | 2017-07-01 | Each |  |  | None | 207 | 0 | 10 | 195 | 0 | 9 | 0 | 0 | 0 | 0 | 0 | 0 | SDGE:DEER:HVAC_Eff_AC | Annual | 0
SDG | WPSDGEREHC0030-Rev00-Msr001 | SFm | Ex | CZ14 | Any | WPSDGEREHC0030-0.2 | ExAnte2017 | IOU workpaper | 2017-07-01 | Each |  |  | None | 302 | 0 | 25 | 284 | 0 | 24 | 0 | 0 | 0 | 0 | 0 | 0 | SDGE:DEER:HVAC_Eff_AC | Annual | 0
SDG | WPSDGEREHC0030-Rev00-Msr001 | SFm | Ex | CZ15 | Any | WPSDGEREHC0030-0.2 | ExAnte2017 | IOU workpaper | 2017-07-01 | Each |  |  | None | 402 | 0 | 7 | 379 | 0 | 7 | 0 | 0 | 0 | 0 | 0 | 0 | SDGE:DEER:HVAC_Eff_AC | Annual | 0
SDG | WPSDGEREHC0030-Rev00-Msr002 | DMo | Ex | CZ06 | Any | WPSDGEREHC0030-0.2 | ExAnte2017 | IOU workpaper | 2017-07-01 | Each |  |  | None | 105.8747 | 0 | 0 | 100.3024 | 0 | 0 | 0 | 0 | 0 | 0 | 0 | 0 | SDGE:DEER:HVAC_Eff_AC | Annual | 0
SDG | WPSDGEREHC0030-Rev00-Msr002 | DMo | Ex | CZ07 | Any | WPSDGEREHC0030-0.2 | ExAnte2017 | IOU workpaper | 2017-07-01 | Each |  |  | None | 78.0377 | 0 | 0 | 73.5232 | 0 | 0 | 0 | 0 | 0 | 0 | 0 | 0 | SDGE:DEER:HVAC_Eff_AC | Annual | 0
SDG | WPSDGEREHC0030-Rev00-Msr002 | DMo | Ex | CZ08 | Any | WPSDGEREHC0030-0.2 | ExAnte2017 | IOU workpaper | 2017-07-01 | Each |  |  | None | 149.2577 | 0 | 0 | 140.3615 | 0 | 0 | 0 | 0 | 0 | 0 | 0 | 0 | SDGE:DEER:HVAC_Eff_AC | Annual | 0
SDG | WPSDGEREHC0030-Rev00-Msr002 | DMo | Ex | CZ10 | Any | WPSDGEREHC0030-0.2 | ExAnte2017 | IOU workpaper | 2017-07-01 | Each |  |  | None | 253.8679 | 0 | 0 | 239.1509 | 0 | 0 | 0 | 0 | 0 | 0 | 0 | 0 | SDGE:DEER:HVAC_Eff_AC | Annual | 0
SDG | WPSDGEREHC0030-Rev00-Msr002 | DMo | Ex | CZ14 | Any | WPSDGEREHC0030-0.2 | ExAnte2017 | IOU workpaper | 2017-07-01 | Each |  |  | None | 436.7157 | 0 | 0 | 410.6863 | 0 | 0 | 0 | 0 | 0 | 0 | 0 | 0 | SDGE:DEER:HVAC_Eff_AC | Annual | 0
SDG | WPSDGEREHC0030-Rev00-Msr002 | DMo | Ex | CZ15 | Any | WPSDGEREHC0030-0.2 | ExAnte2017 | IOU workpaper | 2017-07-01 | Each |  |  | None | 896.4138 | 0 | 0 | 845.1264 | 0 | 0 | 0 | 0 | 0 | 0 | 0 | 0 | SDGE:DEER:HVAC_Eff_AC | Annual | 0
SDG | WPSDGEREHC0030-Rev00-Msr002 | MFm | Ex | CZ06 | Any | WPSDGEREHC0030-0.2 | ExAnte2017 | IOU workpaper | 2017-07-01 | Each |  |  | None | 91.8402 | 0 | 0 | 87.0065 | 0 | 0 | 0 | 0 | 0 | 0 | 0 | 0 | SDGE:DEER:HVAC_Eff_AC | Annual | 0
SDG | WPSDGEREHC0030-Rev00-Msr002 | MFm | Ex | CZ07 | Any | WPSDGEREHC0030-0.2 | ExAnte2017 | IOU workpaper | 2017-07-01 | Each |  |  | None | 68.4906 | 0 | 0 | 64.5283 | 0 | 0 | 0 | 0 | 0 | 0 | 0 | 0 | SDGE:DEER:HVAC_Eff_AC | Annual | 0
SDG | WPSDGEREHC0030-Rev00-Msr002 | MFm | Ex | CZ08 | Any | WPSDGEREHC0030-0.2 | ExAnte2017 | IOU workpaper | 2017-07-01 | Each |  |  | None | 126.0269 | 0 | 0 | 118.5154 | 0 | 0 | 0 | 0 | 0 | 0 | 0 | 0 | SDGE:DEER:HVAC_Eff_AC | Annual | 0
SDG | WPSDGEREHC0030-Rev00-Msr002 | MFm | Ex | CZ10 | Any | WPSDGEREHC0030-0.2 | ExAnte2017 | IOU workpaper | 2017-07-01 | Each |  |  | None | 149.9774 | 0 | 0 | 141.283 | 0 | 0 | 0 | 0 | 0 | 0 | 0 | 0 | SDGE:DEER:HVAC_Eff_AC | Annual | 0
SDG | WPSDGEREHC0030-Rev00-Msr002 | MFm | Ex | CZ14 | Any | WPSDGEREHC0030-0.2 | ExAnte2017 | IOU workpaper | 2017-07-01 | Each |  |  | None | 297.5588 | 0 | 0 | 279.8235 | 0 | 0 | 0 | 0 | 0 | 0 | 0 | 0 | SDGE:DEER:HVAC_Eff_AC | Annual | 0
SDG | WPSDGEREHC0030-Rev00-Msr002 | MFm | Ex | CZ15 | Any | WPSDGEREHC0030-0.2 | ExAnte2017 | IOU workpaper | 2017-07-01 | Each |  |  | None | 933.3793 | 0 | 0 | 879.977 | 0 | 0 | 0 | 0 | 0 | 0 | 0 | 0 | SDGE:DEER:HVAC_Eff_AC | Annual | 0
SDG | WPSDGEREHC0030-Rev00-Msr002 | SFm | Ex | CZ06 | Any | WPSDGEREHC0030-0.2 | ExAnte2017 | IOU workpaper | 2017-07-01 | Each |  |  | None | 114 | 0 | 0 | 108 | 0 | 0 | 0 | 0 | 0 | 0 | 0 | 0 | SDGE:DEER:HVAC_Eff_AC | Annual | 0
SDG | WPSDGEREHC0030-Rev00-Msr002 | SFm | Ex | CZ07 | Any | WPSDGEREHC0030-0.2 | ExAnte2017 | IOU workpaper | 2017-07-01 | Each |  |  | None | 121 | 0 | 0 | 114 | 0 | 0 | 0 | 0 | 0 | 0 | 0 | 0 | SDGE:DEER:HVAC_Eff_AC | Annual | 0
SDG | WPSDGEREHC0030-Rev00-Msr002 | SFm | Ex | CZ08 | Any | WPSDGEREHC0030-0.2 | ExAnte2017 | IOU workpaper | 2017-07-01 | Each |  |  | None | 151 | 0 | 0 | 142 | 0 | 0 | 0 | 0 | 0 | 0 | 0 | 0 | SDGE:DEER:HVAC_Eff_AC | Annual | 0
SDG | WPSDGEREHC0030-Rev00-Msr002 | SFm | Ex | CZ10 | Any | WPSDGEREHC0030-0.2 | ExAnte2017 | IOU workpaper | 2017-07-01 | Each |  |  | None | 207 | 0 | 0 | 195 | 0 | 0 | 0 | 0 | 0 | 0 | 0 | 0 | SDGE:DEER:HVAC_Eff_AC | Annual | 0
SDG | WPSDGEREHC0030-Rev00-Msr002 | SFm | Ex | CZ14 | Any | WPSDGEREHC0030-0.2 | ExAnte2017 | IOU workpaper | 2017-07-01 | Each |  |  | None | 302 | 0 | 0 | 284 | 0 | 0 | 0 | 0 | 0 | 0 | 0 | 0 | SDGE:DEER:HVAC_Eff_AC | Annual | 0
SDG | WPSDGEREHC0030-Rev00-Msr002 | SFm | Ex | CZ15 | Any | WPSDGEREHC0030-0.2 | ExAnte2017 | IOU workpaper | 2017-07-01 | Each |  |  | None | 402 | 0 | 0 | 379 | 0 | 0 | 0 | 0 | 0 | 0 | 0 | 0 | SDGE:DEER:HVAC_Eff_AC | Annual | 0
SDG | WPSDGEREHC0030-Rev00-Msr003 | DMo | Ex | CZ06 | Any | WPSDGEREHC0030-0.2 | ExAnte2017 | IOU workpaper | 2017-07-01 | Each |  |  | None | 0 | 0 | 4.4366 | 0 | 0 | 4.4366 | 0 | 0 | 0 | 0 | 0 | 0 | SDGE:DEER:HVAC_Eff_AC | Annual | 0
SDG | WPSDGEREHC0030-Rev00-Msr003 | DMo | Ex | CZ07 | Any | WPSDGEREHC0030-0.2 | ExAnte2017 | IOU workpaper | 2017-07-01 | Each |  |  | None | 0 | 0 | 2.56 | 0 | 0 | 2.304 | 0 | 0 | 0 | 0 | 0 | 0 | SDGE:DEER:HVAC_Eff_AC | Annual | 0
SDG | WPSDGEREHC0030-Rev00-Msr003 | DMo | Ex | CZ08 | Any | WPSDGEREHC0030-0.2 | ExAnte2017 | IOU workpaper | 2017-07-01 | Each |  |  | None | 0 | 0 | 3.5866 | 0 | 0 | 3.1383 | 0 | 0 | 0 | 0 | 0 | 0 | SDGE:DEER:HVAC_Eff_AC | Annual | 0
SDG | WPSDGEREHC0030-Rev00-Msr003 | DMo | Ex | CZ10 | Any | WPSDGEREHC0030-0.2 | ExAnte2017 | IOU workpaper | 2017-07-01 | Each |  |  | None | 0 | 0 | 4.3594 | 0 | 0 | 3.9234 | 0 | 0 | 0 | 0 | 0 | 0 | SDGE:DEER:HVAC_Eff_AC | Annual | 0
SDG | WPSDGEREHC0030-Rev00-Msr003 | DMo | Ex | CZ14 | Any | WPSDGEREHC0030-0.2 | ExAnte2017 | IOU workpaper | 2017-07-01 | Each |  |  | None | 0 | 0 | 15.3756 | 0 | 0 | 14.7606 | 0 | 0 | 0 | 0 | 0 | 0 | SDGE:DEER:HVAC_Eff_AC | Annual | 0
SDG | WPSDGEREHC0030-Rev00-Msr003 | DMo | Ex | CZ15 | Any | WPSDGEREHC0030-0.2 | ExAnte2017 | IOU workpaper | 2017-07-01 | Each |  |  | None | 0 | 0 | 3.888 | 0 | 0 | 3.888 | 0 | 0 | 0 | 0 | 0 | 0 | SDGE:DEER:HVAC_Eff_AC | Annual | 0
SDG | WPSDGEREHC0030-Rev00-Msr003 | MFm | Ex | CZ06 | Any | WPSDGEREHC0030-0.2 | ExAnte2017 | IOU workpaper | 2017-07-01 | Each |  |  | None | 0 | 0 | 8.7324 | 0 | 0 | 8.7324 | 0 | 0 | 0 | 0 | 0 | 0 | SDGE:DEER:HVAC_Eff_AC | Annual | 0
SDG | WPSDGEREHC0030-Rev00-Msr003 | MFm | Ex | CZ07 | Any | WPSDGEREHC0030-0.2 | ExAnte2017 | IOU workpaper | 2017-07-01 | Each |  |  | None | 0 | 0 | 4.8114 | 0 | 0 | 4.3303 | 0 | 0 | 0 | 0 | 0 | 0 | SDGE:DEER:HVAC_Eff_AC | Annual | 0
SDG | WPSDGEREHC0030-Rev00-Msr003 | MFm | Ex | CZ08 | Any | WPSDGEREHC0030-0.2 | ExAnte2017 | IOU workpaper | 2017-07-01 | Each |  |  | None | 0 | 0 | 6.5503 | 0 | 0 | 5.7315 | 0 | 0 | 0 | 0 | 0 | 0 | SDGE:DEER:HVAC_Eff_AC | Annual | 0
SDG | WPSDGEREHC0030-Rev00-Msr003 | MFm | Ex | CZ10 | Any | WPSDGEREHC0030-0.2 | ExAnte2017 | IOU workpaper | 2017-07-01 | Each |  |  | None | 0 | 0 | 11.6146 | 0 | 0 | 10.4531 | 0 | 0 | 0 | 0 | 0 | 0 | SDGE:DEER:HVAC_Eff_AC | Annual | 0
SDG | WPSDGEREHC0030-Rev00-Msr003 | MFm | Ex | CZ14 | Any | WPSDGEREHC0030-0.2 | ExAnte2017 | IOU workpaper | 2017-07-01 | Each |  |  | None | 0 | 0 | 18.7793 | 0 | 0 | 18.0282 | 0 | 0 | 0 | 0 | 0 | 0 | SDGE:DEER:HVAC_Eff_AC | Annual | 0
SDG | WPSDGEREHC0030-Rev00-Msr003 | MFm | Ex | CZ15 | Any | WPSDGEREHC0030-0.2 | ExAnte2017 | IOU workpaper | 2017-07-01 | Each |  |  | None | 0 | 0 | 5.9166 | 0 | 0 | 5.9166 | 0 | 0 | 0 | 0 | 0 | 0 | SDGE:DEER:HVAC_Eff_AC | Annual | 0
SDG | WPSDGEREHC0030-Rev00-Msr003 | SFm | Ex | CZ06 | Any | WPSDGEREHC0030-0.2 | ExAnte2017 | IOU workpaper | 2017-07-01 | Each |  |  | None | 0 | 0 | 10 | 0 | 0 | 10 | 0 | 0 | 0 | 0 | 0 | 0 | SDGE:DEER:HVAC_Eff_AC | Annual | 0
SDG | WPSDGEREHC0030-Rev00-Msr003 | SFm | Ex | CZ07 | Any | WPSDGEREHC0030-0.2 | ExAnte2017 | IOU workpaper | 2017-07-01 | Each |  |  | None | 0 | 0 | 10 | 0 | 0 | 9 | 0 | 0 | 0 | 0 | 0 | 0 | SDGE:DEER:HVAC_Eff_AC | Annual | 0
SDG | WPSDGEREHC0030-Rev00-Msr003 | SFm | Ex | CZ08 | Any | WPSDGEREHC0030-0.2 | ExAnte2017 | IOU workpaper | 2017-07-01 | Each |  |  | None | 0 | 0 | 8 | 0 | 0 | 7 | 0 | 0 | 0 | 0 | 0 | 0 | SDGE:DEER:HVAC_Eff_AC | Annual | 0
SDG | WPSDGEREHC0030-Rev00-Msr003 | SFm | Ex | CZ10 | Any | WPSDGEREHC0030-0.2 | ExAnte2017 | IOU workpaper | 2017-07-01 | Each |  |  | None | 0 | 0 | 10 | 0 | 0 | 9 | 0 | 0 | 0 | 0 | 0 | 0 | SDGE:DEER:HVAC_Eff_AC | Annual | 0
SDG | WPSDGEREHC0030-Rev00-Msr003 | SFm | Ex | CZ14 | Any | WPSDGEREHC0030-0.2 | ExAnte2017 | IOU workpaper | 2017-07-01 | Each |  |  | None | 0 | 0 | 25 | 0 | 0 | 24 | 0 | 0 | 0 | 0 | 0 | 0 | SDGE:DEER:HVAC_Eff_AC | Annual | 0
SDG | WPSDGEREHC0030-Rev00-Msr003 | SFm | Ex | CZ15 | Any | WPSDGEREHC0030-0.2 | ExAnte2017 | IOU workpaper | 2017-07-01 | Each |  |  | None | 0 | 0 | 7 | 0 | 0 | 7 | 0 | 0 | 0 | 0 | 0 | 0 | SDGE:DEER:HVAC_Eff_AC | Annual | 0
Any | WPSDGEREHC0032-Rev02-Msr001 | DMo | Ex | CZ01 | rDXGF | WPSDGEREHC0032-2 | ExAnte2019 | IOU workpaper |  | Cap-Tons |  |  | None | 0 | 0 | 0 | 0 | 0 | 0 | 0 | 0 | 0 | 0 | 0 | 0 | SDGE:DEER:HVAC_Eff_AC | Annual | 0
Any | WPSDGEREHC0032-Rev02-Msr001 | DMo | Ex | CZ02 | rDXGF | WPSDGEREHC0032-2 | ExAnte2019 | IOU workpaper |  | Cap-Tons |  |  | None | 0.931 | 0.00542 | 0 | 0 | 0 | 0 | 0 | 0 | 0 | 0 | 0 | 0 | SDGE:DEER:HVAC_Eff_AC | Annual | 0
Any | WPSDGEREHC0032-Rev02-Msr001 | DMo | Ex | CZ03 | rDXGF | WPSDGEREHC0032-2 | ExAnte2019 | IOU workpaper |  | Cap-Tons |  |  | None | 0.0436 | -0.000296 | 0 | 0 | 0 | 0 | 0 | 0 | 0 | 0 | 0 | 0 | SDGE:DEER:HVAC_Eff_AC | Annual | 0
Any | WPSDGEREHC0032-Rev02-Msr001 | DMo | Ex | CZ04 | rDXGF | WPSDGEREHC0032-2 | ExAnte2019 | IOU workpaper |  | Cap-Tons |  |  | None | 0.498 | 0.0052 | 0.000541 | 0 | 0 | 0 | 0 | 0 | 0 | 0 | 0 | 0 | SDGE:DEER:HVAC_Eff_AC | Annual | 0
Any | WPSDGEREHC0032-Rev02-Msr001 | DMo | Ex | CZ05 | rDXGF | WPSDGEREHC0032-2 | ExAnte2019 | IOU workpaper |  | Cap-Tons |  |  | None | 0.269 | -0.000367 | -0.000998 | 0 | 0 | 0 | 0 | 0 | 0 | 0 | 0 | 0 | SDGE:DEER:HVAC_Eff_AC | Annual | 0
Any | WPSDGEREHC0032-Rev02-Msr001 | DMo | Ex | CZ06 | rDXGF | WPSDGEREHC0032-2 | ExAnte2019 | IOU workpaper |  | Cap-Tons |  |  | None | 0.917 | 0.00395 | -0.000308 | 0 | 0 | 0 | 0 | 0 | 0 | 0 | 0 | 0 | SDGE:DEER:HVAC_Eff_AC | Annual | 0
Any | WPSDGEREHC0032-Rev02-Msr001 | DMo | Ex | CZ07 | rDXGF | WPSDGEREHC0032-2 | ExAnte2019 | IOU workpaper |  | Cap-Tons |  |  | None | 1.6 | 0.00277 | 0 | 0 | 0 | 0 | 0 | 0 | 0 | 0 | 0 | 0 | SDGE:DEER:HVAC_Eff_AC | Annual | 0
Any | WPSDGEREHC0032-Rev02-Msr001 | DMo | Ex | CZ08 | rDXGF | WPSDGEREHC0032-2 | ExAnte2019 | IOU workpaper |  | Cap-Tons |  |  | None | 1.94 | 0.00656 | -1e-06 | 0 | 0 | 0 | 0 | 0 | 0 | 0 | 0 | 0 | SDGE:DEER:HVAC_Eff_AC | Annual | 0
Any | WPSDGEREHC0032-Rev02-Msr001 | DMo | Ex | CZ09 | rDXGF | WPSDGEREHC0032-2 | ExAnte2019 | IOU workpaper |  | Cap-Tons |  |  | None | 3.3 | 0.00996 | 0 | 0 | 0 | 0 | 0 | 0 | 0 | 0 | 0 | 0 | SDGE:DEER:HVAC_Eff_AC | Annual | 0
Any | WPSDGEREHC0032-Rev02-Msr001 | DMo | Ex | CZ10 | rDXGF | WPSDGEREHC0032-2 | ExAnte2019 | IOU workpaper |  | Cap-Tons |  |  | None | 3.45 | 0.0153 | -0.0027 | 0 | 0 | 0 | 0 | 0 | 0 | 0 | 0 | 0 | SDGE:DEER:HVAC_Eff_AC | Annual | 0
Any | WPSDGEREHC0032-Rev02-Msr001 | DMo | Ex | CZ11 | rDXGF | WPSDGEREHC0032-2 | ExAnte2019 | IOU workpaper |  | Cap-Tons |  |  | None | 7.74 | 0.0125 | 4e-05 | 0 | 0 | 0 | 0 | 0 | 0 | 0 | 0 | 0 | SDGE:DEER:HVAC_Eff_AC | Annual | 0
Any | WPSDGEREHC0032-Rev02-Msr001 | DMo | Ex | CZ12 | rDXGF | WPSDGEREHC0032-2 | ExAnte2019 | IOU workpaper |  | Cap-Tons |  |  | None | 2.88 | 0.00934 | 0.000882 | 0 | 0 | 0 | 0 | 0 | 0 | 0 | 0 | 0 | SDGE:DEER:HVAC_Eff_AC | Annual | 0
Any | WPSDGEREHC0032-Rev02-Msr001 | DMo | Ex | CZ13 | rDXGF | WPSDGEREHC0032-2 | ExAnte2019 | IOU workpaper |  | Cap-Tons |  |  | None | 7.33 | 0.00865 | 0 | 0 | 0 | 0 | 0 | 0 | 0 | 0 | 0 | 0 | SDGE:DEER:HVAC_Eff_AC | Annual | 0
Any | WPSDGEREHC0032-Rev02-Msr001 | DMo | Ex | CZ14 | rDXGF | WPSDGEREHC0032-2 | ExAnte2019 | IOU workpaper |  | Cap-Tons |  |  | None | 11.1 | 0.0149 | -0.00206 | 0 | 0 | 0 | 0 | 0 | 0 | 0 | 0 | 0 | SDGE:DEER:HVAC_Eff_AC | Annual | 0
Any | WPSDGEREHC0032-Rev02-Msr001 | DMo | Ex | CZ15 | rDXGF | WPSDGEREHC0032-2 | ExAnte2019 | IOU workpaper |  | Cap-Tons |  |  | None | 17.4 | 0.0151 | 0 | 0 | 0 | 0 | 0 | 0 | 0 | 0 | 0 | 0 | SDGE:DEER:HVAC_Eff_AC | Annual | 0
Any | WPSDGEREHC0032-Rev02-Msr001 | DMo | Ex | CZ16 | rDXGF | WPSDGEREHC0032-2 | ExAnte2019 | IOU workpaper |  | Cap-Tons |  |  | None | 8.97 | 0.0139 | 0 | 0 | 0 | 0 | 0 | 0 | 0 | 0 | 0 | 0 | SDGE:DEER:HVAC_Eff_AC | Annual | 0
Any | WPSDGEREHC0032-Rev02-Msr001 | MFm | Ex | CZ01 | rDXGF | WPSDGEREHC0032-2 | ExAnte2019 | IOU workpaper |  | Cap-Tons |  |  | None | 0 | 0 | 0.00238 | 0 | 0 | 0 | 0 | 0 | 0 | 0 | 0 | 0 | SDGE:DEER:HVAC_Eff_AC | Annual | 0
Any | WPSDGEREHC0032-Rev02-Msr001 | MFm | Ex | CZ02 | rDXGF | WPSDGEREHC0032-2 | ExAnte2019 | IOU workpaper |  | Cap-Tons |  |  | None | 0.814 | 0.00316 | 0.00119 | 0 | 0 | 0 | 0 | 0 | 0 | 0 | 0 | 0 | SDGE:DEER:HVAC_Eff_AC | Annual | 0
Any | WPSDGEREHC0032-Rev02-Msr001 | MFm | Ex | CZ03 | rDXGF | WPSDGEREHC0032-2 | ExAnte2019 | IOU workpaper |  | Cap-Tons |  |  | None | 0.174 | 0.000132 | -0.00664 | 0 | 0 | 0 | 0 | 0 | 0 | 0 | 0 | 0 | SDGE:DEER:HVAC_Eff_AC | Annual | 0
Any | WPSDGEREHC0032-Rev02-Msr001 | MFm | Ex | CZ04 | rDXGF | WPSDGEREHC0032-2 | ExAnte2019 | IOU workpaper |  | Cap-Tons |  |  | None | 1 | 0.00299 | 0.00262 | 0 | 0 | 0 | 0 | 0 | 0 | 0 | 0 | 0 | SDGE:DEER:HVAC_Eff_AC | Annual | 0
Any | WPSDGEREHC0032-Rev02-Msr001 | MFm | Ex | CZ05 | rDXGF | WPSDGEREHC0032-2 | ExAnte2019 | IOU workpaper |  | Cap-Tons |  |  | None | 0.06 | 1e-06 | 0.00597 | 0 | 0 | 0 | 0 | 0 | 0 | 0 | 0 | 0 | SDGE:DEER:HVAC_Eff_AC | Annual | 0
Any | WPSDGEREHC0032-Rev02-Msr001 | MFm | Ex | CZ06 | rDXGF | WPSDGEREHC0032-2 | ExAnte2019 | IOU workpaper |  | Cap-Tons |  |  | None | 0.787 | 0.00284 | 0.00339 | 0 | 0 | 0 | 0 | 0 | 0 | 0 | 0 | 0 | SDGE:DEER:HVAC_Eff_AC | Annual | 0
Any | WPSDGEREHC0032-Rev02-Msr001 | MFm | Ex | CZ07 | rDXGF | WPSDGEREHC0032-2 | ExAnte2019 | IOU workpaper |  | Cap-Tons |  |  | None | 0.99 | 0.00137 | 0.00252 | 0 | 0 | 0 | 0 | 0 | 0 | 0 | 0 | 0 | SDGE:DEER:HVAC_Eff_AC | Annual | 0
Any | WPSDGEREHC0032-Rev02-Msr001 | MFm | Ex | CZ08 | rDXGF | WPSDGEREHC0032-2 | ExAnte2019 | IOU workpaper |  | Cap-Tons |  |  | None | 1.94 | 0.00312 | 0.00664 | 0 | 0 | 0 | 0 | 0 | 0 | 0 | 0 | 0 | SDGE:DEER:HVAC_Eff_AC | Annual | 0
Any | WPSDGEREHC0032-Rev02-Msr001 | MFm | Ex | CZ09 | rDXGF | WPSDGEREHC0032-2 | ExAnte2019 | IOU workpaper |  | Cap-Tons |  |  | None | 4 | 0.00946 | 0.00381 | 0 | 0 | 0 | 0 | 0 | 0 | 0 | 0 | 0 | SDGE:DEER:HVAC_Eff_AC | Annual | 0
Any | WPSDGEREHC0032-Rev02-Msr001 | MFm | Ex | CZ10 | rDXGF | WPSDGEREHC0032-2 | ExAnte2019 | IOU workpaper |  | Cap-Tons |  |  | None | 2.98 | 0.0084 | 0.0571 | 0 | 0 | 0 | 0 | 0 | 0 | 0 | 0 | 0 | SDGE:DEER:HVAC_Eff_AC | Annual | 0
Any | WPSDGEREHC0032-Rev02-Msr001 | MFm | Ex | CZ11 | rDXGF | WPSDGEREHC0032-2 | ExAnte2019 | IOU workpaper |  | Cap-Tons |  |  | None | 3.94 | 0.00779 | 0.00257 | 0 | 0 | 0 | 0 | 0 | 0 | 0 | 0 | 0 | SDGE:DEER:HVAC_Eff_AC | Annual | 0
Any | WPSDGEREHC0032-Rev02-Msr001 | MFm | Ex | CZ12 | rDXGF | WPSDGEREHC0032-2 | ExAnte2019 | IOU workpaper |  | Cap-Tons |  |  | None | 2.01 | 0.00456 | 0.00362 | 0 | 0 | 0 | 0 | 0 | 0 | 0 | 0 | 0 | SDGE:DEER:HVAC_Eff_AC | Annual | 0
Any | WPSDGEREHC0032-Rev02-Msr001 | MFm | Ex | CZ13 | rDXGF | WPSDGEREHC0032-2 | ExAnte2019 | IOU workpaper |  | Cap-Tons |  |  | None | 4.48 | 0.00384 | 0.00344 | 0 | 0 | 0 | 0 | 0 | 0 | 0 | 0 | 0 | SDGE:DEER:HVAC_Eff_AC | Annual | 0
Any | WPSDGEREHC0032-Rev02-Msr001 | MFm | Ex | CZ14 | rDXGF | WPSDGEREHC0032-2 | ExAnte2019 | IOU workpaper |  | Cap-Tons |  |  | None | 9.55 | 0.0131 | 0.00412 | 0 | 0 | 0 | 0 | 0 | 0 | 0 | 0 | 0 | SDGE:DEER:HVAC_Eff_AC | Annual | 0
Any | WPSDGEREHC0032-Rev02-Msr001 | MFm | Ex | CZ15 | rDXGF | WPSDGEREHC0032-2 | ExAnte2019 | IOU workpaper |  | Cap-Tons |  |  | None | 14.5 | 0.0113 | 0.0041 | 0 | 0 | 0 | 0 | 0 | 0 | 0 | 0 | 0 | SDGE:DEER:HVAC_Eff_AC | Annual | 0
Any | WPSDGEREHC0032-Rev02-Msr001 | MFm | Ex | CZ16 | rDXGF | WPSDGEREHC0032-2 | ExAnte2019 | IOU workpaper |  | Cap-Tons |  |  | None | 8.83 | 0.0117 | 0 | 0 | 0 | 0 | 0 | 0 | 0 | 0 | 0 | 0 | SDGE:DEER:HVAC_Eff_AC | Annual | 0
Any | WPSDGEREHC0032-Rev02-Msr001 | SFm | Ex | CZ01 | rDXGF | WPSDGEREHC0032-2 | ExAnte2019 | IOU workpaper |  | Cap-Tons |  |  | None | -0.0167 | 0 | -0.00607 | 0 | 0 | 0 | 0 | 0 | 0 | 0 | 0 | 0 | SDGE:DEER:HVAC_Eff_AC | Annual | 0
Any | WPSDGEREHC0032-Rev02-Msr001 | SFm | Ex | CZ02 | rDXGF | WPSDGEREHC0032-2 | ExAnte2019 | IOU workpaper |  | Cap-Tons |  |  | None | 0.251 | 0.00122 | 0.00776 | 0 | 0 | 0 | 0 | 0 | 0 | 0 | 0 | 0 | SDGE:DEER:HVAC_Eff_AC | Annual | 0
Any | WPSDGEREHC0032-Rev02-Msr001 | SFm | Ex | CZ03 | rDXGF | WPSDGEREHC0032-2 | ExAnte2019 | IOU workpaper |  | Cap-Tons |  |  | None | -0.107 | 0.000372 | -1.1e-05 | 0 | 0 | 0 | 0 | 0 | 0 | 0 | 0 | 0 | SDGE:DEER:HVAC_Eff_AC | Annual | 0
Any | WPSDGEREHC0032-Rev02-Msr001 | SFm | Ex | CZ04 | rDXGF | WPSDGEREHC0032-2 | ExAnte2019 | IOU workpaper |  | Cap-Tons |  |  | None | 0.534 | 0.00635 | -0.002 | 0 | 0 | 0 | 0 | 0 | 0 | 0 | 0 | 0 | SDGE:DEER:HVAC_Eff_AC | Annual | 0
Any | WPSDGEREHC0032-Rev02-Msr001 | SFm | Ex | CZ05 | rDXGF | WPSDGEREHC0032-2 | ExAnte2019 | IOU workpaper |  | Cap-Tons |  |  | None | 0.0696 | -0.000826 | -0.00543 | 0 | 0 | 0 | 0 | 0 | 0 | 0 | 0 | 0 | SDGE:DEER:HVAC_Eff_AC | Annual | 0
Any | WPSDGEREHC0032-Rev02-Msr001 | SFm | Ex | CZ06 | rDXGF | WPSDGEREHC0032-2 | ExAnte2019 | IOU workpaper |  | Cap-Tons |  |  | None | 0.439 | 0.00372 | 2.5e-05 | 0 | 0 | 0 | 0 | 0 | 0 | 0 | 0 | 0 | SDGE:DEER:HVAC_Eff_AC | Annual | 0
Any | WPSDGEREHC0032-Rev02-Msr001 | SFm | Ex | CZ07 | rDXGF | WPSDGEREHC0032-2 | ExAnte2019 | IOU workpaper |  | Cap-Tons |  |  | None | 1.12 | 0.00414 | 0.00147 | 0 | 0 | 0 | 0 | 0 | 0 | 0 | 0 | 0 | SDGE:DEER:HVAC_Eff_AC | Annual | 0
Any | WPSDGEREHC0032-Rev02-Msr001 | SFm | Ex | CZ08 | rDXGF | WPSDGEREHC0032-2 | ExAnte2019 | IOU workpaper |  | Cap-Tons |  |  | None | 1.68 | 0.0075 | 0.00192 | 0 | 0 | 0 | 0 | 0 | 0 | 0 | 0 | 0 | SDGE:DEER:HVAC_Eff_AC | Annual | 0
Any | WPSDGEREHC0032-Rev02-Msr001 | SFm | Ex | CZ09 | rDXGF | WPSDGEREHC0032-2 | ExAnte2019 | IOU workpaper |  | Cap-Tons |  |  | None | 2.71 | 0.0109 | 0.00285 | 0 | 0 | 0 | 0 | 0 | 0 | 0 | 0 | 0 | SDGE:DEER:HVAC_Eff_AC | Annual | 0
Any | WPSDGEREHC0032-Rev02-Msr001 | SFm | Ex | CZ10 | rDXGF | WPSDGEREHC0032-2 | ExAnte2019 | IOU workpaper |  | Cap-Tons |  |  | None | 1.6 | 0.01 | 0.00655 | 0 | 0 | 0 | 0 | 0 | 0 | 0 | 0 | 0 | SDGE:DEER:HVAC_Eff_AC | Annual | 0
Any | WPSDGEREHC0032-Rev02-Msr001 | SFm | Ex | CZ11 | rDXGF | WPSDGEREHC0032-2 | ExAnte2019 | IOU workpaper |  | Cap-Tons |  |  | None | 3.51 | 0.00892 | 0.000136 | 0 | 0 | 0 | 0 | 0 | 0 | 0 | 0 | 0 | SDGE:DEER:HVAC_Eff_AC | Annual | 0
Any | WPSDGEREHC0032-Rev02-Msr001 | SFm | Ex | CZ12 | rDXGF | WPSDGEREHC0032-2 | ExAnte2019 | IOU workpaper |  | Cap-Tons |  |  | None | 1.52 | 0.00458 | 0.000945 | 0 | 0 | 0 | 0 | 0 | 0 | 0 | 0 | 0 | SDGE:DEER:HVAC_Eff_AC | Annual | 0
Any | WPSDGEREHC0032-Rev02-Msr001 | SFm | Ex | CZ13 | rDXGF | WPSDGEREHC0032-2 | ExAnte2019 | IOU workpaper |  | Cap-Tons |  |  | None | 3.28 | 0.00341 | 0.000751 | 0 | 0 | 0 | 0 | 0 | 0 | 0 | 0 | 0 | SDGE:DEER:HVAC_Eff_AC | Annual | 0
Any | WPSDGEREHC0032-Rev02-Msr001 | SFm | Ex | CZ14 | rDXGF | WPSDGEREHC0032-2 | ExAnte2019 | IOU workpaper |  | Cap-Tons |  |  | None | 6.52 | 0.0101 | 0.00728 | 0 | 0 | 0 | 0 | 0 | 0 | 0 | 0 | 0 | SDGE:DEER:HVAC_Eff_AC | Annual | 0
Any | WPSDGEREHC0032-Rev02-Msr001 | SFm | Ex | CZ15 | rDXGF | WPSDGEREHC0032-2 | ExAnte2019 | IOU workpaper |  | Cap-Tons |  |  | None | 6.93 | 0.00752 | 4e-06 | 0 | 0 | 0 | 0 | 0 | 0 | 0 | 0 | 0 | SDGE:DEER:HVAC_Eff_AC | Annual | 0
Any | WPSDGEREHC0032-Rev02-Msr001 | SFm | Ex | CZ16 | rDXGF | WPSDGEREHC0032-2 | ExAnte2019 | IOU workpaper |  | Cap-Tons |  |  | None | 6.63 | 0.0119 | -1.5e-05 | 0 | 0 | 0 | 0 | 0 | 0 | 0 | 0 | 0 | SDGE:DEER:HVAC_Eff_AC | Annual | 0
Any | WPSDGEREHC0032-Rev02-Msr002 | DMo | Ex | CZ01 | rDXGF | WPSDGEREHC0032-2 | ExAnte2019 | IOU workpaper |  | Cap-Tons |  |  | None | -2.2e-05 | 0 | 0 | 0 | 0 | 0 | 0 | 0 | 0 | 0 | 0 | 0 | SDGE:DEER:HVAC_Eff_AC | Annual | 0
Any | WPSDGEREHC0032-Rev02-Msr002 | DMo | Ex | CZ02 | rDXGF | WPSDGEREHC0032-2 | ExAnte2019 | IOU workpaper |  | Cap-Tons |  |  | None | 11.8 | 0.0257 | 2.8e-05 | 0 | 0 | 0 | 0 | 0 | 0 | 0 | 0 | 0 | SDGE:DEER:HVAC_Eff_AC | Annual | 0
Any | WPSDGEREHC0032-Rev02-Msr002 | DMo | Ex | CZ03 | rDXGF | WPSDGEREHC0032-2 | ExAnte2019 | IOU workpaper |  | Cap-Tons |  |  | None | 6.27 | 0.0212 | 0 | 0 | 0 | 0 | 0 | 0 | 0 | 0 | 0 | 0 | SDGE:DEER:HVAC_Eff_AC | Annual | 0
Any | WPSDGEREHC0032-Rev02-Msr002 | DMo | Ex | CZ04 | rDXGF | WPSDGEREHC0032-2 | ExAnte2019 | IOU workpaper |  | Cap-Tons |  |  | None | 15.2 | 0.0305 | 7e-05 | 0 | 0 | 0 | 0 | 0 | 0 | 0 | 0 | 0 | SDGE:DEER:HVAC_Eff_AC | Annual | 0
Any | WPSDGEREHC0032-Rev02-Msr002 | DMo | Ex | CZ05 | rDXGF | WPSDGEREHC0032-2 | ExAnte2019 | IOU workpaper |  | Cap-Tons |  |  | None | 4.3 | 0.0203 | -0.00282 | 0 | 0 | 0 | 0 | 0 | 0 | 0 | 0 | 0 | SDGE:DEER:HVAC_Eff_AC | Annual | 0
Any | WPSDGEREHC0032-Rev02-Msr002 | DMo | Ex | CZ06 | rDXGF | WPSDGEREHC0032-2 | ExAnte2019 | IOU workpaper |  | Cap-Tons |  |  | None | 12.5 | 0.026 | 9.4e-05 | 0 | 0 | 0 | 0 | 0 | 0 | 0 | 0 | 0 | SDGE:DEER:HVAC_Eff_AC | Annual | 0
Any | WPSDGEREHC0032-Rev02-Msr002 | DMo | Ex | CZ07 | rDXGF | WPSDGEREHC0032-2 | ExAnte2019 | IOU workpaper |  | Cap-Tons |  |  | None | 14.3 | 0.0233 | -2.6e-05 | 0 | 0 | 0 | 0 | 0 | 0 | 0 | 0 | 0 | SDGE:DEER:HVAC_Eff_AC | Annual | 0
Any | WPSDGEREHC0032-Rev02-Msr002 | DMo | Ex | CZ08 | rDXGF | WPSDGEREHC0032-2 | ExAnte2019 | IOU workpaper |  | Cap-Tons |  |  | None | 21.6 | 0.0289 | -1e-06 | 0 | 0 | 0 | 0 | 0 | 0 | 0 | 0 | 0 | SDGE:DEER:HVAC_Eff_AC | Annual | 0
Any | WPSDGEREHC0032-Rev02-Msr002 | DMo | Ex | CZ09 | rDXGF | WPSDGEREHC0032-2 | ExAnte2019 | IOU workpaper |  | Cap-Tons |  |  | None | 27.1 | 0.046 | 0 | 0 | 0 | 0 | 0 | 0 | 0 | 0 | 0 | 0 | SDGE:DEER:HVAC_Eff_AC | Annual | 0
Any | WPSDGEREHC0032-Rev02-Msr002 | DMo | Ex | CZ10 | rDXGF | WPSDGEREHC0032-2 | ExAnte2019 | IOU workpaper |  | Cap-Tons |  |  | None | 30.2 | 0.0442 | 0 | 0 | 0 | 0 | 0 | 0 | 0 | 0 | 0 | 0 | SDGE:DEER:HVAC_Eff_AC | Annual | 0
Any | WPSDGEREHC0032-Rev02-Msr002 | DMo | Ex | CZ11 | rDXGF | WPSDGEREHC0032-2 | ExAnte2019 | IOU workpaper |  | Cap-Tons |  |  | None | 36 | 0.0395 | -0.0014 | 0 | 0 | 0 | 0 | 0 | 0 | 0 | 0 | 0 | SDGE:DEER:HVAC_Eff_AC | Annual | 0
Any | WPSDGEREHC0032-Rev02-Msr002 | DMo | Ex | CZ12 | rDXGF | WPSDGEREHC0032-2 | ExAnte2019 | IOU workpaper |  | Cap-Tons |  |  | None | 23.3 | 0.0321 | 0.000882 | 0 | 0 | 0 | 0 | 0 | 0 | 0 | 0 | 0 | SDGE:DEER:HVAC_Eff_AC | Annual | 0
Any | WPSDGEREHC0032-Rev02-Msr002 | DMo | Ex | CZ13 | rDXGF | WPSDGEREHC0032-2 | ExAnte2019 | IOU workpaper |  | Cap-Tons |  |  | None | 40.4 | 0.035 | 0 | 0 | 0 | 0 | 0 | 0 | 0 | 0 | 0 | 0 | SDGE:DEER:HVAC_Eff_AC | Annual | 0
Any | WPSDGEREHC0032-Rev02-Msr002 | DMo | Ex | CZ14 | rDXGF | WPSDGEREHC0032-2 | ExAnte2019 | IOU workpaper |  | Cap-Tons |  |  | None | 42.4 | 0.0434 | 0 | 0 | 0 | 0 | 0 | 0 | 0 | 0 | 0 | 0 | SDGE:DEER:HVAC_Eff_AC | Annual | 0
Any | WPSDGEREHC0032-Rev02-Msr002 | DMo | Ex | CZ15 | rDXGF | WPSDGEREHC0032-2 | ExAnte2019 | IOU workpaper |  | Cap-Tons |  |  | None | 61.5 | 0.0397 | -0.000238 | 0 | 0 | 0 | 0 | 0 | 0 | 0 | 0 | 0 | SDGE:DEER:HVAC_Eff_AC | Annual | 0
Any | WPSDGEREHC0032-Rev02-Msr002 | DMo | Ex | CZ16 | rDXGF | WPSDGEREHC0032-2 | ExAnte2019 | IOU workpaper |  | Cap-Tons |  |  | None | 13.4 | 0.0205 | 0 | 0 | 0 | 0 | 0 | 0 | 0 | 0 | 0 | 0 | SDGE:DEER:HVAC_Eff_AC | Annual | 0
Any | WPSDGEREHC0032-Rev02-Msr002 | MFm | Ex | CZ01 | rDXGF | WPSDGEREHC0032-2 | ExAnte2019 | IOU workpaper |  | Cap-Tons |  |  | None | 0.0313 | 0 | -0.00259 | 0 | 0 | 0 | 0 | 0 | 0 | 0 | 0 | 0 | SDGE:DEER:HVAC_Eff_AC | Annual | 0
Any | WPSDGEREHC0032-Rev02-Msr002 | MFm | Ex | CZ02 | rDXGF | WPSDGEREHC0032-2 | ExAnte2019 | IOU workpaper |  | Cap-Tons |  |  | None | 6.98 | 0.0156 | -0.00297 | 0 | 0 | 0 | 0 | 0 | 0 | 0 | 0 | 0 | SDGE:DEER:HVAC_Eff_AC | Annual | 0
Any | WPSDGEREHC0032-Rev02-Msr002 | MFm | Ex | CZ03 | rDXGF | WPSDGEREHC0032-2 | ExAnte2019 | IOU workpaper |  | Cap-Tons |  |  | None | 1.64 | 0.00317 | -0.178 | 0 | 0 | 0 | 0 | 0 | 0 | 0 | 0 | 0 | SDGE:DEER:HVAC_Eff_AC | Annual | 0
Any | WPSDGEREHC0032-Rev02-Msr002 | MFm | Ex | CZ04 | rDXGF | WPSDGEREHC0032-2 | ExAnte2019 | IOU workpaper |  | Cap-Tons |  |  | None | 8.05 | 0.0141 | -0.0043 | 0 | 0 | 0 | 0 | 0 | 0 | 0 | 0 | 0 | SDGE:DEER:HVAC_Eff_AC | Annual | 0
Any | WPSDGEREHC0032-Rev02-Msr002 | MFm | Ex | CZ05 | rDXGF | WPSDGEREHC0032-2 | ExAnte2019 | IOU workpaper |  | Cap-Tons |  |  | None | 0.544 | 0.000607 | -1.5e-05 | 0 | 0 | 0 | 0 | 0 | 0 | 0 | 0 | 0 | SDGE:DEER:HVAC_Eff_AC | Annual | 0
Any | WPSDGEREHC0032-Rev02-Msr002 | MFm | Ex | CZ06 | rDXGF | WPSDGEREHC0032-2 | ExAnte2019 | IOU workpaper |  | Cap-Tons |  |  | None | 7.55 | 0.0153 | -0.000666 | 0 | 0 | 0 | 0 | 0 | 0 | 0 | 0 | 0 | SDGE:DEER:HVAC_Eff_AC | Annual | 0
Any | WPSDGEREHC0032-Rev02-Msr002 | MFm | Ex | CZ07 | rDXGF | WPSDGEREHC0032-2 | ExAnte2019 | IOU workpaper |  | Cap-Tons |  |  | None | 8.19 | 0.00798 | -0.00554 | 0 | 0 | 0 | 0 | 0 | 0 | 0 | 0 | 0 | SDGE:DEER:HVAC_Eff_AC | Annual | 0
Any | WPSDGEREHC0032-Rev02-Msr002 | MFm | Ex | CZ08 | rDXGF | WPSDGEREHC0032-2 | ExAnte2019 | IOU workpaper |  | Cap-Tons |  |  | None | 16.5 | 0.0155 | -0.00857 | 0 | 0 | 0 | 0 | 0 | 0 | 0 | 0 | 0 | SDGE:DEER:HVAC_Eff_AC | Annual | 0
Any | WPSDGEREHC0032-Rev02-Msr002 | MFm | Ex | CZ09 | rDXGF | WPSDGEREHC0032-2 | ExAnte2019 | IOU workpaper |  | Cap-Tons |  |  | None | 22.7 | 0.0289 | -0.00323 | 0 | 0 | 0 | 0 | 0 | 0 | 0 | 0 | 0 | SDGE:DEER:HVAC_Eff_AC | Annual | 0
Any | WPSDGEREHC0032-Rev02-Msr002 | MFm | Ex | CZ10 | rDXGF | WPSDGEREHC0032-2 | ExAnte2019 | IOU workpaper |  | Cap-Tons |  |  | None | 16.8 | 0.0254 | 0.0503 | 0 | 0 | 0 | 0 | 0 | 0 | 0 | 0 | 0 | SDGE:DEER:HVAC_Eff_AC | Annual | 0
Any | WPSDGEREHC0032-Rev02-Msr002 | MFm | Ex | CZ11 | rDXGF | WPSDGEREHC0032-2 | ExAnte2019 | IOU workpaper |  | Cap-Tons |  |  | None | 19.5 | 0.0179 | -0.000132 | 0 | 0 | 0 | 0 | 0 | 0 | 0 | 0 | 0 | SDGE:DEER:HVAC_Eff_AC | Annual | 0
Any | WPSDGEREHC0032-Rev02-Msr002 | MFm | Ex | CZ12 | rDXGF | WPSDGEREHC0032-2 | ExAnte2019 | IOU workpaper |  | Cap-Tons |  |  | None | 14.6 | 0.0174 | -0.00214 | 0 | 0 | 0 | 0 | 0 | 0 | 0 | 0 | 0 | SDGE:DEER:HVAC_Eff_AC | Annual | 0
Any | WPSDGEREHC0032-Rev02-Msr002 | MFm | Ex | CZ13 | rDXGF | WPSDGEREHC0032-2 | ExAnte2019 | IOU workpaper |  | Cap-Tons |  |  | None | 29.7 | 0.0183 | -0.00248 | 0 | 0 | 0 | 0 | 0 | 0 | 0 | 0 | 0 | SDGE:DEER:HVAC_Eff_AC | Annual | 0
Any | WPSDGEREHC0032-Rev02-Msr002 | MFm | Ex | CZ14 | rDXGF | WPSDGEREHC0032-2 | ExAnte2019 | IOU workpaper |  | Cap-Tons |  |  | None | 35.6 | 0.0319 | -6e-05 | 0 | 0 | 0 | 0 | 0 | 0 | 0 | 0 | 0 | SDGE:DEER:HVAC_Eff_AC | Annual | 0
Any | WPSDGEREHC0032-Rev02-Msr002 | MFm | Ex | CZ15 | rDXGF | WPSDGEREHC0032-2 | ExAnte2019 | IOU workpaper |  | Cap-Tons |  |  | None | 57.5 | 0.0283 | -0.00391 | 0 | 0 | 0 | 0 | 0 | 0 | 0 | 0 | 0 | SDGE:DEER:HVAC_Eff_AC | Annual | 0
Any | WPSDGEREHC0032-Rev02-Msr002 | MFm | Ex | CZ16 | rDXGF | WPSDGEREHC0032-2 | ExAnte2019 | IOU workpaper |  | Cap-Tons |  |  | None | 14 | 0.017 | -0.00279 | 0 | 0 | 0 | 0 | 0 | 0 | 0 | 0 | 0 | SDGE:DEER:HVAC_Eff_AC | Annual | 0
Any | WPSDGEREHC0032-Rev02-Msr002 | SFm | Ex | CZ01 | rDXGF | WPSDGEREHC0032-2 | ExAnte2019 | IOU workpaper |  | Cap-Tons |  |  | None | 0 | 0 | 0.00293 | 0 | 0 | 0 | 0 | 0 | 0 | 0 | 0 | 0 | SDGE:DEER:HVAC_Eff_AC | Annual | 0
Any | WPSDGEREHC0032-Rev02-Msr002 | SFm | Ex | CZ02 | rDXGF | WPSDGEREHC0032-2 | ExAnte2019 | IOU workpaper |  | Cap-Tons |  |  | None | 5.56 | 0.0147 | -0.00421 | 0 | 0 | 0 | 0 | 0 | 0 | 0 | 0 | 0 | SDGE:DEER:HVAC_Eff_AC | Annual | 0
Any | WPSDGEREHC0032-Rev02-Msr002 | SFm | Ex | CZ03 | rDXGF | WPSDGEREHC0032-2 | ExAnte2019 | IOU workpaper |  | Cap-Tons |  |  | None | 2.46 | 0.014 | -0.000301 | 0 | 0 | 0 | 0 | 0 | 0 | 0 | 0 | 0 | SDGE:DEER:HVAC_Eff_AC | Annual | 0
Any | WPSDGEREHC0032-Rev02-Msr002 | SFm | Ex | CZ04 | rDXGF | WPSDGEREHC0032-2 | ExAnte2019 | IOU workpaper |  | Cap-Tons |  |  | None | 10.3 | 0.0292 | -0.000483 | 0 | 0 | 0 | 0 | 0 | 0 | 0 | 0 | 0 | SDGE:DEER:HVAC_Eff_AC | Annual | 0
Any | WPSDGEREHC0032-Rev02-Msr002 | SFm | Ex | CZ05 | rDXGF | WPSDGEREHC0032-2 | ExAnte2019 | IOU workpaper |  | Cap-Tons |  |  | None | 1.18 | 0.014 | 0.00231 | 0 | 0 | 0 | 0 | 0 | 0 | 0 | 0 | 0 | SDGE:DEER:HVAC_Eff_AC | Annual | 0
Any | WPSDGEREHC0032-Rev02-Msr002 | SFm | Ex | CZ06 | rDXGF | WPSDGEREHC0032-2 | ExAnte2019 | IOU workpaper |  | Cap-Tons |  |  | None | 7.45 | 0.0257 | 0.00151 | 0 | 0 | 0 | 0 | 0 | 0 | 0 | 0 | 0 | SDGE:DEER:HVAC_Eff_AC | Annual | 0
Any | WPSDGEREHC0032-Rev02-Msr002 | SFm | Ex | CZ07 | rDXGF | WPSDGEREHC0032-2 | ExAnte2019 | IOU workpaper |  | Cap-Tons |  |  | None | 10.1 | 0.025 | 0.000958 | 0 | 0 | 0 | 0 | 0 | 0 | 0 | 0 | 0 | SDGE:DEER:HVAC_Eff_AC | Annual | 0
Any | WPSDGEREHC0032-Rev02-Msr002 | SFm | Ex | CZ08 | rDXGF | WPSDGEREHC0032-2 | ExAnte2019 | IOU workpaper |  | Cap-Tons |  |  | None | 15.7 | 0.0325 | -0.00102 | 0 | 0 | 0 | 0 | 0 | 0 | 0 | 0 | 0 | SDGE:DEER:HVAC_Eff_AC | Annual | 0
Any | WPSDGEREHC0032-Rev02-Msr002 | SFm | Ex | CZ09 | rDXGF | WPSDGEREHC0032-2 | ExAnte2019 | IOU workpaper |  | Cap-Tons |  |  | None | 19.1 | 0.0421 | -0.00225 | 0 | 0 | 0 | 0 | 0 | 0 | 0 | 0 | 0 | SDGE:DEER:HVAC_Eff_AC | Annual | 0
Any | WPSDGEREHC0032-Rev02-Msr002 | SFm | Ex | CZ10 | rDXGF | WPSDGEREHC0032-2 | ExAnte2019 | IOU workpaper |  | Cap-Tons |  |  | None | 16.6 | 0.0304 | -0.0032 | 0 | 0 | 0 | 0 | 0 | 0 | 0 | 0 | 0 | SDGE:DEER:HVAC_Eff_AC | Annual | 0
Any | WPSDGEREHC0032-Rev02-Msr002 | SFm | Ex | CZ11 | rDXGF | WPSDGEREHC0032-2 | ExAnte2019 | IOU workpaper |  | Cap-Tons |  |  | None | 21.1 | 0.0261 | 0 | 0 | 0 | 0 | 0 | 0 | 0 | 0 | 0 | 0 | SDGE:DEER:HVAC_Eff_AC | Annual | 0
Any | WPSDGEREHC0032-Rev02-Msr002 | SFm | Ex | CZ12 | rDXGF | WPSDGEREHC0032-2 | ExAnte2019 | IOU workpaper |  | Cap-Tons |  |  | None | 14.5 | 0.0244 | -0.000517 | 0 | 0 | 0 | 0 | 0 | 0 | 0 | 0 | 0 | SDGE:DEER:HVAC_Eff_AC | Annual | 0
Any | WPSDGEREHC0032-Rev02-Msr002 | SFm | Ex | CZ13 | rDXGF | WPSDGEREHC0032-2 | ExAnte2019 | IOU workpaper |  | Cap-Tons |  |  | None | 26.7 | 0.0242 | -0.000697 | 0 | 0 | 0 | 0 | 0 | 0 | 0 | 0 | 0 | SDGE:DEER:HVAC_Eff_AC | Annual | 0
Any | WPSDGEREHC0032-Rev02-Msr002 | SFm | Ex | CZ14 | rDXGF | WPSDGEREHC0032-2 | ExAnte2019 | IOU workpaper |  | Cap-Tons |  |  | None | 27.2 | 0.0301 | -0.00348 | 0 | 0 | 0 | 0 | 0 | 0 | 0 | 0 | 0 | SDGE:DEER:HVAC_Eff_AC | Annual | 0
Any | WPSDGEREHC0032-Rev02-Msr002 | SFm | Ex | CZ15 | rDXGF | WPSDGEREHC0032-2 | ExAnte2019 | IOU workpaper |  | Cap-Tons |  |  | None | 26 | 0.0195 | -0.000442 | 0 | 0 | 0 | 0 | 0 | 0 | 0 | 0 | 0 | SDGE:DEER:HVAC_Eff_AC | Annual | 0
Any | WPSDGEREHC0032-Rev02-Msr002 | SFm | Ex | CZ16 | rDXGF | WPSDGEREHC0032-2 | ExAnte2019 | IOU workpaper |  | Cap-Tons |  |  | None | 10.2 | 0.0182 | 0.00204 | 0 | 0 | 0 | 0 | 0 | 0 | 0 | 0 | 0 | SDGE:DEER:HVAC_Eff_AC | Annual | 0
Any | WPSDGEREHC0032-Rev02-Msr003 | DMo | Ex | CZ01 | rDXGF | WPSDGEREHC0032-2 | ExAnte2019 | IOU workpaper |  | Cap-Tons |  |  | None | 0 | 0 | 0 | 0 | 0 | 0 | 0 | 0 | 0 | 0 | 0 | 0 | SDGE:DEER:HVAC_Eff_AC | Annual | 0
Any | WPSDGEREHC0032-Rev02-Msr003 | DMo | Ex | CZ02 | rDXGF | WPSDGEREHC0032-2 | ExAnte2019 | IOU workpaper |  | Cap-Tons |  |  | None | 51.9 | 0.119 | -0.000833 | 0 | 0 | 0 | 0 | 0 | 0 | 0 | 0 | 0 | SDGE:DEER:HVAC_Eff_AC | Annual | 0
Any | WPSDGEREHC0032-Rev02-Msr003 | DMo | Ex | CZ03 | rDXGF | WPSDGEREHC0032-2 | ExAnte2019 | IOU workpaper |  | Cap-Tons |  |  | None | 28.1 | 0.101 | -0.000916 | 0 | 0 | 0 | 0 | 0 | 0 | 0 | 0 | 0 | SDGE:DEER:HVAC_Eff_AC | Annual | 0
Any | WPSDGEREHC0032-Rev02-Msr003 | DMo | Ex | CZ04 | rDXGF | WPSDGEREHC0032-2 | ExAnte2019 | IOU workpaper |  | Cap-Tons |  |  | None | 69.7 | 0.136 | 0.00138 | 0 | 0 | 0 | 0 | 0 | 0 | 0 | 0 | 0 | SDGE:DEER:HVAC_Eff_AC | Annual | 0
Any | WPSDGEREHC0032-Rev02-Msr003 | DMo | Ex | CZ05 | rDXGF | WPSDGEREHC0032-2 | ExAnte2019 | IOU workpaper |  | Cap-Tons |  |  | None | 18 | 0.0925 | -0.00769 | 0 | 0 | 0 | 0 | 0 | 0 | 0 | 0 | 0 | SDGE:DEER:HVAC_Eff_AC | Annual | 0
Any | WPSDGEREHC0032-Rev02-Msr003 | DMo | Ex | CZ06 | rDXGF | WPSDGEREHC0032-2 | ExAnte2019 | IOU workpaper |  | Cap-Tons |  |  | None | 54.4 | 0.118 | -0.000435 | 0 | 0 | 0 | 0 | 0 | 0 | 0 | 0 | 0 | SDGE:DEER:HVAC_Eff_AC | Annual | 0
Any | WPSDGEREHC0032-Rev02-Msr003 | DMo | Ex | CZ07 | rDXGF | WPSDGEREHC0032-2 | ExAnte2019 | IOU workpaper |  | Cap-Tons |  |  | None | 58.8 | 0.0986 | -0.00525 | 0 | 0 | 0 | 0 | 0 | 0 | 0 | 0 | 0 | SDGE:DEER:HVAC_Eff_AC | Annual | 0
Any | WPSDGEREHC0032-Rev02-Msr003 | DMo | Ex | CZ08 | rDXGF | WPSDGEREHC0032-2 | ExAnte2019 | IOU workpaper |  | Cap-Tons |  |  | None | 92.1 | 0.119 | -5e-06 | 0 | 0 | 0 | 0 | 0 | 0 | 0 | 0 | 0 | SDGE:DEER:HVAC_Eff_AC | Annual | 0
Any | WPSDGEREHC0032-Rev02-Msr003 | DMo | Ex | CZ09 | rDXGF | WPSDGEREHC0032-2 | ExAnte2019 | IOU workpaper |  | Cap-Tons |  |  | None | 114 | 0.12 | -0.00241 | 0 | 0 | 0 | 0 | 0 | 0 | 0 | 0 | 0 | SDGE:DEER:HVAC_Eff_AC | Annual | 0
Any | WPSDGEREHC0032-Rev02-Msr003 | DMo | Ex | CZ10 | rDXGF | WPSDGEREHC0032-2 | ExAnte2019 | IOU workpaper |  | Cap-Tons |  |  | None | 131 | 0.136 | -0.00134 | 0 | 0 | 0 | 0 | 0 | 0 | 0 | 0 | 0 | SDGE:DEER:HVAC_Eff_AC | Annual | 0
Any | WPSDGEREHC0032-Rev02-Msr003 | DMo | Ex | CZ11 | rDXGF | WPSDGEREHC0032-2 | ExAnte2019 | IOU workpaper |  | Cap-Tons |  |  | None | 154 | 0.135 | 4e-05 | 0 | 0 | 0 | 0 | 0 | 0 | 0 | 0 | 0 | SDGE:DEER:HVAC_Eff_AC | Annual | 0
Any | WPSDGEREHC0032-Rev02-Msr003 | DMo | Ex | CZ12 | rDXGF | WPSDGEREHC0032-2 | ExAnte2019 | IOU workpaper |  | Cap-Tons |  |  | None | 103 | 0.13 | 0.000882 | 0 | 0 | 0 | 0 | 0 | 0 | 0 | 0 | 0 | SDGE:DEER:HVAC_Eff_AC | Annual | 0
Any | WPSDGEREHC0032-Rev02-Msr003 | DMo | Ex | CZ13 | rDXGF | WPSDGEREHC0032-2 | ExAnte2019 | IOU workpaper |  | Cap-Tons |  |  | None | 177 | 0.139 | 0 | 0 | 0 | 0 | 0 | 0 | 0 | 0 | 0 | 0 | SDGE:DEER:HVAC_Eff_AC | Annual | 0
Any | WPSDGEREHC0032-Rev02-Msr003 | DMo | Ex | CZ14 | rDXGF | WPSDGEREHC0032-2 | ExAnte2019 | IOU workpaper |  | Cap-Tons |  |  | None | 185 | 0.15 | -0.00206 | 0 | 0 | 0 | 0 | 0 | 0 | 0 | 0 | 0 | SDGE:DEER:HVAC_Eff_AC | Annual | 0
Any | WPSDGEREHC0032-Rev02-Msr003 | DMo | Ex | CZ15 | rDXGF | WPSDGEREHC0032-2 | ExAnte2019 | IOU workpaper |  | Cap-Tons |  |  | None | 246 | 0.149 | -0.00136 | 0 | 0 | 0 | 0 | 0 | 0 | 0 | 0 | 0 | SDGE:DEER:HVAC_Eff_AC | Annual | 0
Any | WPSDGEREHC0032-Rev02-Msr003 | DMo | Ex | CZ16 | rDXGF | WPSDGEREHC0032-2 | ExAnte2019 | IOU workpaper |  | Cap-Tons |  |  | None | 59.5 | 0.0924 | 0 | 0 | 0 | 0 | 0 | 0 | 0 | 0 | 0 | 0 | SDGE:DEER:HVAC_Eff_AC | Annual | 0
Any | WPSDGEREHC0032-Rev02-Msr003 | MFm | Ex | CZ01 | rDXGF | WPSDGEREHC0032-2 | ExAnte2019 | IOU workpaper |  | Cap-Tons |  |  | None | 0.11 | 0 | -0.00451 | 0 | 0 | 0 | 0 | 0 | 0 | 0 | 0 | 0 | SDGE:DEER:HVAC_Eff_AC | Annual | 0
Any | WPSDGEREHC0032-Rev02-Msr003 | MFm | Ex | CZ02 | rDXGF | WPSDGEREHC0032-2 | ExAnte2019 | IOU workpaper |  | Cap-Tons |  |  | None | 28.9 | 0.0567 | -0.0211 | 0 | 0 | 0 | 0 | 0 | 0 | 0 | 0 | 0 | SDGE:DEER:HVAC_Eff_AC | Annual | 0
Any | WPSDGEREHC0032-Rev02-Msr003 | MFm | Ex | CZ03 | rDXGF | WPSDGEREHC0032-2 | ExAnte2019 | IOU workpaper |  | Cap-Tons |  |  | None | 7.9 | 0.0126 | -0.0822 | 0 | 0 | 0 | 0 | 0 | 0 | 0 | 0 | 0 | SDGE:DEER:HVAC_Eff_AC | Annual | 0
Any | WPSDGEREHC0032-Rev02-Msr003 | MFm | Ex | CZ04 | rDXGF | WPSDGEREHC0032-2 | ExAnte2019 | IOU workpaper |  | Cap-Tons |  |  | None | 33 | 0.0505 | -0.0235 | 0 | 0 | 0 | 0 | 0 | 0 | 0 | 0 | 0 | SDGE:DEER:HVAC_Eff_AC | Annual | 0
Any | WPSDGEREHC0032-Rev02-Msr003 | MFm | Ex | CZ05 | rDXGF | WPSDGEREHC0032-2 | ExAnte2019 | IOU workpaper |  | Cap-Tons |  |  | None | 2.18 | 0.00244 | -0.012 | 0 | 0 | 0 | 0 | 0 | 0 | 0 | 0 | 0 | SDGE:DEER:HVAC_Eff_AC | Annual | 0
Any | WPSDGEREHC0032-Rev02-Msr003 | MFm | Ex | CZ06 | rDXGF | WPSDGEREHC0032-2 | ExAnte2019 | IOU workpaper |  | Cap-Tons |  |  | None | 32.3 | 0.0617 | -0.0312 | 0 | 0 | 0 | 0 | 0 | 0 | 0 | 0 | 0 | SDGE:DEER:HVAC_Eff_AC | Annual | 0
Any | WPSDGEREHC0032-Rev02-Msr003 | MFm | Ex | CZ07 | rDXGF | WPSDGEREHC0032-2 | ExAnte2019 | IOU workpaper |  | Cap-Tons |  |  | None | 34.1 | 0.0316 | -0.0375 | 0 | 0 | 0 | 0 | 0 | 0 | 0 | 0 | 0 | SDGE:DEER:HVAC_Eff_AC | Annual | 0
Any | WPSDGEREHC0032-Rev02-Msr003 | MFm | Ex | CZ08 | rDXGF | WPSDGEREHC0032-2 | ExAnte2019 | IOU workpaper |  | Cap-Tons |  |  | None | 71.1 | 0.0602 | -0.0634 | 0 | 0 | 0 | 0 | 0 | 0 | 0 | 0 | 0 | SDGE:DEER:HVAC_Eff_AC | Annual | 0
Any | WPSDGEREHC0032-Rev02-Msr003 | MFm | Ex | CZ09 | rDXGF | WPSDGEREHC0032-2 | ExAnte2019 | IOU workpaper |  | Cap-Tons |  |  | None | 91.9 | 0.0864 | -0.0469 | 0 | 0 | 0 | 0 | 0 | 0 | 0 | 0 | 0 | SDGE:DEER:HVAC_Eff_AC | Annual | 0
Any | WPSDGEREHC0032-Rev02-Msr003 | MFm | Ex | CZ10 | rDXGF | WPSDGEREHC0032-2 | ExAnte2019 | IOU workpaper |  | Cap-Tons |  |  | None | 67.7 | 0.0859 | -0.0249 | 0 | 0 | 0 | 0 | 0 | 0 | 0 | 0 | 0 | SDGE:DEER:HVAC_Eff_AC | Annual | 0
Any | WPSDGEREHC0032-Rev02-Msr003 | MFm | Ex | CZ11 | rDXGF | WPSDGEREHC0032-2 | ExAnte2019 | IOU workpaper |  | Cap-Tons |  |  | None | 81.2 | 0.0648 | -0.0139 | 0 | 0 | 0 | 0 | 0 | 0 | 0 | 0 | 0 | SDGE:DEER:HVAC_Eff_AC | Annual | 0
Any | WPSDGEREHC0032-Rev02-Msr003 | MFm | Ex | CZ12 | rDXGF | WPSDGEREHC0032-2 | ExAnte2019 | IOU workpaper |  | Cap-Tons |  |  | None | 60 | 0.059 | -0.0271 | 0 | 0 | 0 | 0 | 0 | 0 | 0 | 0 | 0 | SDGE:DEER:HVAC_Eff_AC | Annual | 0
Any | WPSDGEREHC0032-Rev02-Msr003 | MFm | Ex | CZ13 | rDXGF | WPSDGEREHC0032-2 | ExAnte2019 | IOU workpaper |  | Cap-Tons |  |  | None | 124 | 0.0657 | -0.034 | 0 | 0 | 0 | 0 | 0 | 0 | 0 | 0 | 0 | SDGE:DEER:HVAC_Eff_AC | Annual | 0
Any | WPSDGEREHC0032-Rev02-Msr003 | MFm | Ex | CZ14 | rDXGF | WPSDGEREHC0032-2 | ExAnte2019 | IOU workpaper |  | Cap-Tons |  |  | None | 153 | 0.13 | -0.028 | 0 | 0 | 0 | 0 | 0 | 0 | 0 | 0 | 0 | SDGE:DEER:HVAC_Eff_AC | Annual | 0
Any | WPSDGEREHC0032-Rev02-Msr003 | MFm | Ex | CZ15 | rDXGF | WPSDGEREHC0032-2 | ExAnte2019 | IOU workpaper |  | Cap-Tons |  |  | None | 230 | 0.103 | -0.0416 | 0 | 0 | 0 | 0 | 0 | 0 | 0 | 0 | 0 | SDGE:DEER:HVAC_Eff_AC | Annual | 0
Any | WPSDGEREHC0032-Rev02-Msr003 | MFm | Ex | CZ16 | rDXGF | WPSDGEREHC0032-2 | ExAnte2019 | IOU workpaper |  | Cap-Tons |  |  | None | 63.2 | 0.0703 | -0.0309 | 0 | 0 | 0 | 0 | 0 | 0 | 0 | 0 | 0 | SDGE:DEER:HVAC_Eff_AC | Annual | 0
Any | WPSDGEREHC0032-Rev02-Msr003 | SFm | Ex | CZ01 | rDXGF | WPSDGEREHC0032-2 | ExAnte2019 | IOU workpaper |  | Cap-Tons |  |  | None | 0 | 0 | 0.0166 | 0 | 0 | 0 | 0 | 0 | 0 | 0 | 0 | 0 | SDGE:DEER:HVAC_Eff_AC | Annual | 0
Any | WPSDGEREHC0032-Rev02-Msr003 | SFm | Ex | CZ02 | rDXGF | WPSDGEREHC0032-2 | ExAnte2019 | IOU workpaper |  | Cap-Tons |  |  | None | 23.8 | 0.0665 | -0.0368 | 0 | 0 | 0 | 0 | 0 | 0 | 0 | 0 | 0 | SDGE:DEER:HVAC_Eff_AC | Annual | 0
Any | WPSDGEREHC0032-Rev02-Msr003 | SFm | Ex | CZ03 | rDXGF | WPSDGEREHC0032-2 | ExAnte2019 | IOU workpaper |  | Cap-Tons |  |  | None | 11.3 | 0.0634 | -0.011 | 0 | 0 | 0 | 0 | 0 | 0 | 0 | 0 | 0 | SDGE:DEER:HVAC_Eff_AC | Annual | 0
Any | WPSDGEREHC0032-Rev02-Msr003 | SFm | Ex | CZ04 | rDXGF | WPSDGEREHC0032-2 | ExAnte2019 | IOU workpaper |  | Cap-Tons |  |  | None | 45.2 | 0.11 | 0.00178 | 0 | 0 | 0 | 0 | 0 | 0 | 0 | 0 | 0 | SDGE:DEER:HVAC_Eff_AC | Annual | 0
Any | WPSDGEREHC0032-Rev02-Msr003 | SFm | Ex | CZ05 | rDXGF | WPSDGEREHC0032-2 | ExAnte2019 | IOU workpaper |  | Cap-Tons |  |  | None | 5.46 | 0.0612 | 0.0132 | 0 | 0 | 0 | 0 | 0 | 0 | 0 | 0 | 0 | SDGE:DEER:HVAC_Eff_AC | Annual | 0
Any | WPSDGEREHC0032-Rev02-Msr003 | SFm | Ex | CZ06 | rDXGF | WPSDGEREHC0032-2 | ExAnte2019 | IOU workpaper |  | Cap-Tons |  |  | None | 35.1 | 0.111 | 0.00365 | 0 | 0 | 0 | 0 | 0 | 0 | 0 | 0 | 0 | SDGE:DEER:HVAC_Eff_AC | Annual | 0
Any | WPSDGEREHC0032-Rev02-Msr003 | SFm | Ex | CZ07 | rDXGF | WPSDGEREHC0032-2 | ExAnte2019 | IOU workpaper |  | Cap-Tons |  |  | None | 43.9 | 0.0915 | -0.00815 | 0 | 0 | 0 | 0 | 0 | 0 | 0 | 0 | 0 | SDGE:DEER:HVAC_Eff_AC | Annual | 0
Any | WPSDGEREHC0032-Rev02-Msr003 | SFm | Ex | CZ08 | rDXGF | WPSDGEREHC0032-2 | ExAnte2019 | IOU workpaper |  | Cap-Tons |  |  | None | 68.1 | 0.12 | -0.0122 | 0 | 0 | 0 | 0 | 0 | 0 | 0 | 0 | 0 | SDGE:DEER:HVAC_Eff_AC | Annual | 0
Any | WPSDGEREHC0032-Rev02-Msr003 | SFm | Ex | CZ09 | rDXGF | WPSDGEREHC0032-2 | ExAnte2019 | IOU workpaper |  | Cap-Tons |  |  | None | 80.6 | 0.124 | -0.0262 | 0 | 0 | 0 | 0 | 0 | 0 | 0 | 0 | 0 | SDGE:DEER:HVAC_Eff_AC | Annual | 0
Any | WPSDGEREHC0032-Rev02-Msr003 | SFm | Ex | CZ10 | rDXGF | WPSDGEREHC0032-2 | ExAnte2019 | IOU workpaper |  | Cap-Tons |  |  | None | 72.5 | 0.113 | -0.03 | 0 | 0 | 0 | 0 | 0 | 0 | 0 | 0 | 0 | SDGE:DEER:HVAC_Eff_AC | Annual | 0
Any | WPSDGEREHC0032-Rev02-Msr003 | SFm | Ex | CZ11 | rDXGF | WPSDGEREHC0032-2 | ExAnte2019 | IOU workpaper |  | Cap-Tons |  |  | None | 94.3 | 0.104 | -0.00779 | 0 | 0 | 0 | 0 | 0 | 0 | 0 | 0 | 0 | SDGE:DEER:HVAC_Eff_AC | Annual | 0
Any | WPSDGEREHC0032-Rev02-Msr003 | SFm | Ex | CZ12 | rDXGF | WPSDGEREHC0032-2 | ExAnte2019 | IOU workpaper |  | Cap-Tons |  |  | None | 64.4 | 0.0948 | -0.0115 | 0 | 0 | 0 | 0 | 0 | 0 | 0 | 0 | 0 | SDGE:DEER:HVAC_Eff_AC | Annual | 0
Any | WPSDGEREHC0032-Rev02-Msr003 | SFm | Ex | CZ13 | rDXGF | WPSDGEREHC0032-2 | ExAnte2019 | IOU workpaper |  | Cap-Tons |  |  | None | 121 | 0.0993 | -0.0108 | 0 | 0 | 0 | 0 | 0 | 0 | 0 | 0 | 0 | SDGE:DEER:HVAC_Eff_AC | Annual | 0
Any | WPSDGEREHC0032-Rev02-Msr003 | SFm | Ex | CZ14 | rDXGF | WPSDGEREHC0032-2 | ExAnte2019 | IOU workpaper |  | Cap-Tons |  |  | None | 126 | 0.125 | -0.0432 | 0 | 0 | 0 | 0 | 0 | 0 | 0 | 0 | 0 | SDGE:DEER:HVAC_Eff_AC | Annual | 0
Any | WPSDGEREHC0032-Rev02-Msr003 | SFm | Ex | CZ15 | rDXGF | WPSDGEREHC0032-2 | ExAnte2019 | IOU workpaper |  | Cap-Tons |  |  | None | 105 | 0.0763 | -0.00392 | 0 | 0 | 0 | 0 | 0 | 0 | 0 | 0 | 0 | SDGE:DEER:HVAC_Eff_AC | Annual | 0
Any | WPSDGEREHC0032-Rev02-Msr003 | SFm | Ex | CZ16 | rDXGF | WPSDGEREHC0032-2 | ExAnte2019 | IOU workpaper |  | Cap-Tons |  |  | None | 48.5 | 0.0828 | 0.0207 | 0 | 0 | 0 | 0 | 0 | 0 | 0 | 0 | 0 | SDGE:DEER:HVAC_Eff_AC | Annual | 0
Any | WPSDGEREHC0032-Rev02-Msr004 | DMo | Ex | CZ01 | rDXGF | WPSDGEREHC0032-2 | ExAnte2019 | IOU workpaper |  | Cap-Tons |  |  | None | 0 | 0 | 0 | 0 | 0 | 0 | 0 | 0 | 0 | 0 | 0 | 0 | SDGE:DEER:HVAC_Eff_AC | Annual | 0
Any | WPSDGEREHC0032-Rev02-Msr004 | DMo | Ex | CZ02 | rDXGF | WPSDGEREHC0032-2 | ExAnte2019 | IOU workpaper |  | Cap-Tons |  |  | None | 20.2 | 0.045 | -0.000504 | 0 | 0 | 0 | 0 | 0 | 0 | 0 | 0 | 0 | SDGE:DEER:HVAC_Eff_AC | Annual | 0
Any | WPSDGEREHC0032-Rev02-Msr004 | DMo | Ex | CZ03 | rDXGF | WPSDGEREHC0032-2 | ExAnte2019 | IOU workpaper |  | Cap-Tons |  |  | None | 11.2 | 0.0394 | 0 | 0 | 0 | 0 | 0 | 0 | 0 | 0 | 0 | 0 | SDGE:DEER:HVAC_Eff_AC | Annual | 0
Any | WPSDGEREHC0032-Rev02-Msr004 | DMo | Ex | CZ04 | rDXGF | WPSDGEREHC0032-2 | ExAnte2019 | IOU workpaper |  | Cap-Tons |  |  | None | 27.4 | 0.0505 | 0 | 0 | 0 | 0 | 0 | 0 | 0 | 0 | 0 | 0 | SDGE:DEER:HVAC_Eff_AC | Annual | 0
Any | WPSDGEREHC0032-Rev02-Msr004 | DMo | Ex | CZ05 | rDXGF | WPSDGEREHC0032-2 | ExAnte2019 | IOU workpaper |  | Cap-Tons |  |  | None | 7.11 | 0.0366 | -0.00407 | 0 | 0 | 0 | 0 | 0 | 0 | 0 | 0 | 0 | SDGE:DEER:HVAC_Eff_AC | Annual | 0
Any | WPSDGEREHC0032-Rev02-Msr004 | DMo | Ex | CZ06 | rDXGF | WPSDGEREHC0032-2 | ExAnte2019 | IOU workpaper |  | Cap-Tons |  |  | None | 21.4 | 0.0442 | -0.000435 | 0 | 0 | 0 | 0 | 0 | 0 | 0 | 0 | 0 | SDGE:DEER:HVAC_Eff_AC | Annual | 0
Any | WPSDGEREHC0032-Rev02-Msr004 | DMo | Ex | CZ07 | rDXGF | WPSDGEREHC0032-2 | ExAnte2019 | IOU workpaper |  | Cap-Tons |  |  | None | 23.2 | 0.0382 | -0.00153 | 0 | 0 | 0 | 0 | 0 | 0 | 0 | 0 | 0 | SDGE:DEER:HVAC_Eff_AC | Annual | 0
Any | WPSDGEREHC0032-Rev02-Msr004 | DMo | Ex | CZ08 | rDXGF | WPSDGEREHC0032-2 | ExAnte2019 | IOU workpaper |  | Cap-Tons |  |  | None | 35.7 | 0.0446 | -5e-06 | 0 | 0 | 0 | 0 | 0 | 0 | 0 | 0 | 0 | SDGE:DEER:HVAC_Eff_AC | Annual | 0
Any | WPSDGEREHC0032-Rev02-Msr004 | DMo | Ex | CZ09 | rDXGF | WPSDGEREHC0032-2 | ExAnte2019 | IOU workpaper |  | Cap-Tons |  |  | None | 43.9 | 0.0572 | -0.000733 | 0 | 0 | 0 | 0 | 0 | 0 | 0 | 0 | 0 | SDGE:DEER:HVAC_Eff_AC | Annual | 0
Any | WPSDGEREHC0032-Rev02-Msr004 | DMo | Ex | CZ10 | rDXGF | WPSDGEREHC0032-2 | ExAnte2019 | IOU workpaper |  | Cap-Tons |  |  | None | 50.7 | 0.0559 | -0.000512 | 0 | 0 | 0 | 0 | 0 | 0 | 0 | 0 | 0 | SDGE:DEER:HVAC_Eff_AC | Annual | 0
Any | WPSDGEREHC0032-Rev02-Msr004 | DMo | Ex | CZ11 | rDXGF | WPSDGEREHC0032-2 | ExAnte2019 | IOU workpaper |  | Cap-Tons |  |  | None | 56.9 | 0.0529 | 0 | 0 | 0 | 0 | 0 | 0 | 0 | 0 | 0 | 0 | SDGE:DEER:HVAC_Eff_AC | Annual | 0
Any | WPSDGEREHC0032-Rev02-Msr004 | DMo | Ex | CZ12 | rDXGF | WPSDGEREHC0032-2 | ExAnte2019 | IOU workpaper |  | Cap-Tons |  |  | None | 39.2 | 0.0503 | 0.000811 | 0 | 0 | 0 | 0 | 0 | 0 | 0 | 0 | 0 | SDGE:DEER:HVAC_Eff_AC | Annual | 0
Any | WPSDGEREHC0032-Rev02-Msr004 | DMo | Ex | CZ13 | rDXGF | WPSDGEREHC0032-2 | ExAnte2019 | IOU workpaper |  | Cap-Tons |  |  | None | 65.7 | 0.0539 | 0 | 0 | 0 | 0 | 0 | 0 | 0 | 0 | 0 | 0 | SDGE:DEER:HVAC_Eff_AC | Annual | 0
Any | WPSDGEREHC0032-Rev02-Msr004 | DMo | Ex | CZ14 | rDXGF | WPSDGEREHC0032-2 | ExAnte2019 | IOU workpaper |  | Cap-Tons |  |  | None | 65.3 | 0.0586 | -0.00206 | 0 | 0 | 0 | 0 | 0 | 0 | 0 | 0 | 0 | SDGE:DEER:HVAC_Eff_AC | Annual | 0
Any | WPSDGEREHC0032-Rev02-Msr004 | DMo | Ex | CZ15 | rDXGF | WPSDGEREHC0032-2 | ExAnte2019 | IOU workpaper |  | Cap-Tons |  |  | None | 89.7 | 0.0524 | -0.00136 | 0 | 0 | 0 | 0 | 0 | 0 | 0 | 0 | 0 | SDGE:DEER:HVAC_Eff_AC | Annual | 0
Any | WPSDGEREHC0032-Rev02-Msr004 | DMo | Ex | CZ16 | rDXGF | WPSDGEREHC0032-2 | ExAnte2019 | IOU workpaper |  | Cap-Tons |  |  | None | 19.6 | 0.0291 | 0 | 0 | 0 | 0 | 0 | 0 | 0 | 0 | 0 | 0 | SDGE:DEER:HVAC_Eff_AC | Annual | 0
Any | WPSDGEREHC0032-Rev02-Msr004 | MFm | Ex | CZ01 | rDXGF | WPSDGEREHC0032-2 | ExAnte2019 | IOU workpaper |  | Cap-Tons |  |  | None | 0.0313 | 0 | -0.00451 | 0 | 0 | 0 | 0 | 0 | 0 | 0 | 0 | 0 | SDGE:DEER:HVAC_Eff_AC | Annual | 0
Any | WPSDGEREHC0032-Rev02-Msr004 | MFm | Ex | CZ02 | rDXGF | WPSDGEREHC0032-2 | ExAnte2019 | IOU workpaper |  | Cap-Tons |  |  | None | 11.2 | 0.0216 | -0.0101 | 0 | 0 | 0 | 0 | 0 | 0 | 0 | 0 | 0 | SDGE:DEER:HVAC_Eff_AC | Annual | 0
Any | WPSDGEREHC0032-Rev02-Msr004 | MFm | Ex | CZ03 | rDXGF | WPSDGEREHC0032-2 | ExAnte2019 | IOU workpaper |  | Cap-Tons |  |  | None | 2.81 | 0.00499 | -0.146 | 0 | 0 | 0 | 0 | 0 | 0 | 0 | 0 | 0 | SDGE:DEER:HVAC_Eff_AC | Annual | 0
Any | WPSDGEREHC0032-Rev02-Msr004 | MFm | Ex | CZ04 | rDXGF | WPSDGEREHC0032-2 | ExAnte2019 | IOU workpaper |  | Cap-Tons |  |  | None | 12.7 | 0.0195 | -0.0124 | 0 | 0 | 0 | 0 | 0 | 0 | 0 | 0 | 0 | SDGE:DEER:HVAC_Eff_AC | Annual | 0
Any | WPSDGEREHC0032-Rev02-Msr004 | MFm | Ex | CZ05 | rDXGF | WPSDGEREHC0032-2 | ExAnte2019 | IOU workpaper |  | Cap-Tons |  |  | None | 0.846 | 0.00122 | -0.00602 | 0 | 0 | 0 | 0 | 0 | 0 | 0 | 0 | 0 | SDGE:DEER:HVAC_Eff_AC | Annual | 0
Any | WPSDGEREHC0032-Rev02-Msr004 | MFm | Ex | CZ06 | rDXGF | WPSDGEREHC0032-2 | ExAnte2019 | IOU workpaper |  | Cap-Tons |  |  | None | 12.4 | 0.0233 | -0.0127 | 0 | 0 | 0 | 0 | 0 | 0 | 0 | 0 | 0 | SDGE:DEER:HVAC_Eff_AC | Annual | 0
Any | WPSDGEREHC0032-Rev02-Msr004 | MFm | Ex | CZ07 | rDXGF | WPSDGEREHC0032-2 | ExAnte2019 | IOU workpaper |  | Cap-Tons |  |  | None | 13.2 | 0.0121 | -0.0213 | 0 | 0 | 0 | 0 | 0 | 0 | 0 | 0 | 0 | SDGE:DEER:HVAC_Eff_AC | Annual | 0
Any | WPSDGEREHC0032-Rev02-Msr004 | MFm | Ex | CZ08 | rDXGF | WPSDGEREHC0032-2 | ExAnte2019 | IOU workpaper |  | Cap-Tons |  |  | None | 27.2 | 0.0227 | -0.03 | 0 | 0 | 0 | 0 | 0 | 0 | 0 | 0 | 0 | SDGE:DEER:HVAC_Eff_AC | Annual | 0
Any | WPSDGEREHC0032-Rev02-Msr004 | MFm | Ex | CZ09 | rDXGF | WPSDGEREHC0032-2 | ExAnte2019 | IOU workpaper |  | Cap-Tons |  |  | None | 34.6 | 0.0329 | -0.0229 | 0 | 0 | 0 | 0 | 0 | 0 | 0 | 0 | 0 | SDGE:DEER:HVAC_Eff_AC | Annual | 0
Any | WPSDGEREHC0032-Rev02-Msr004 | MFm | Ex | CZ10 | rDXGF | WPSDGEREHC0032-2 | ExAnte2019 | IOU workpaper |  | Cap-Tons |  |  | None | 26.2 | 0.0329 | 0.0447 | 0 | 0 | 0 | 0 | 0 | 0 | 0 | 0 | 0 | SDGE:DEER:HVAC_Eff_AC | Annual | 0
Any | WPSDGEREHC0032-Rev02-Msr004 | MFm | Ex | CZ11 | rDXGF | WPSDGEREHC0032-2 | ExAnte2019 | IOU workpaper |  | Cap-Tons |  |  | None | 30.2 | 0.0215 | -0.00823 | 0 | 0 | 0 | 0 | 0 | 0 | 0 | 0 | 0 | SDGE:DEER:HVAC_Eff_AC | Annual | 0
Any | WPSDGEREHC0032-Rev02-Msr004 | MFm | Ex | CZ12 | rDXGF | WPSDGEREHC0032-2 | ExAnte2019 | IOU workpaper |  | Cap-Tons |  |  | None | 23.1 | 0.0228 | -0.0101 | 0 | 0 | 0 | 0 | 0 | 0 | 0 | 0 | 0 | SDGE:DEER:HVAC_Eff_AC | Annual | 0
Any | WPSDGEREHC0032-Rev02-Msr004 | MFm | Ex | CZ13 | rDXGF | WPSDGEREHC0032-2 | ExAnte2019 | IOU workpaper |  | Cap-Tons |  |  | None | 47.3 | 0.0254 | -0.0131 | 0 | 0 | 0 | 0 | 0 | 0 | 0 | 0 | 0 | SDGE:DEER:HVAC_Eff_AC | Annual | 0
Any | WPSDGEREHC0032-Rev02-Msr004 | MFm | Ex | CZ14 | rDXGF | WPSDGEREHC0032-2 | ExAnte2019 | IOU workpaper |  | Cap-Tons |  |  | None | 53.5 | 0.0425 | -0.0124 | 0 | 0 | 0 | 0 | 0 | 0 | 0 | 0 | 0 | SDGE:DEER:HVAC_Eff_AC | Annual | 0
Any | WPSDGEREHC0032-Rev02-Msr004 | MFm | Ex | CZ15 | rDXGF | WPSDGEREHC0032-2 | ExAnte2019 | IOU workpaper |  | Cap-Tons |  |  | None | 84 | 0.0356 | -0.0182 | 0 | 0 | 0 | 0 | 0 | 0 | 0 | 0 | 0 | SDGE:DEER:HVAC_Eff_AC | Annual | 0
Any | WPSDGEREHC0032-Rev02-Msr004 | MFm | Ex | CZ16 | rDXGF | WPSDGEREHC0032-2 | ExAnte2019 | IOU workpaper |  | Cap-Tons |  |  | None | 22.3 | 0.0243 | -0.0122 | 0 | 0 | 0 | 0 | 0 | 0 | 0 | 0 | 0 | SDGE:DEER:HVAC_Eff_AC | Annual | 0
Any | WPSDGEREHC0032-Rev02-Msr004 | SFm | Ex | CZ01 | rDXGF | WPSDGEREHC0032-2 | ExAnte2019 | IOU workpaper |  | Cap-Tons |  |  | None | 0 | 0 | 0.014 | 0 | 0 | 0 | 0 | 0 | 0 | 0 | 0 | 0 | SDGE:DEER:HVAC_Eff_AC | Annual | 0
Any | WPSDGEREHC0032-Rev02-Msr004 | SFm | Ex | CZ02 | rDXGF | WPSDGEREHC0032-2 | ExAnte2019 | IOU workpaper |  | Cap-Tons |  |  | None | 9.18 | 0.026 | -0.0188 | 0 | 0 | 0 | 0 | 0 | 0 | 0 | 0 | 0 | SDGE:DEER:HVAC_Eff_AC | Annual | 0
Any | WPSDGEREHC0032-Rev02-Msr004 | SFm | Ex | CZ03 | rDXGF | WPSDGEREHC0032-2 | ExAnte2019 | IOU workpaper |  | Cap-Tons |  |  | None | 4.53 | 0.0247 | -0.00764 | 0 | 0 | 0 | 0 | 0 | 0 | 0 | 0 | 0 | SDGE:DEER:HVAC_Eff_AC | Annual | 0
Any | WPSDGEREHC0032-Rev02-Msr004 | SFm | Ex | CZ04 | rDXGF | WPSDGEREHC0032-2 | ExAnte2019 | IOU workpaper |  | Cap-Tons |  |  | None | 17.7 | 0.043 | 0.00376 | 0 | 0 | 0 | 0 | 0 | 0 | 0 | 0 | 0 | SDGE:DEER:HVAC_Eff_AC | Annual | 0
Any | WPSDGEREHC0032-Rev02-Msr004 | SFm | Ex | CZ05 | rDXGF | WPSDGEREHC0032-2 | ExAnte2019 | IOU workpaper |  | Cap-Tons |  |  | None | 2.11 | 0.0248 | 0.00828 | 0 | 0 | 0 | 0 | 0 | 0 | 0 | 0 | 0 | SDGE:DEER:HVAC_Eff_AC | Annual | 0
Any | WPSDGEREHC0032-Rev02-Msr004 | SFm | Ex | CZ06 | rDXGF | WPSDGEREHC0032-2 | ExAnte2019 | IOU workpaper |  | Cap-Tons |  |  | None | 13.7 | 0.0422 | 0.00157 | 0 | 0 | 0 | 0 | 0 | 0 | 0 | 0 | 0 | SDGE:DEER:HVAC_Eff_AC | Annual | 0
Any | WPSDGEREHC0032-Rev02-Msr004 | SFm | Ex | CZ07 | rDXGF | WPSDGEREHC0032-2 | ExAnte2019 | IOU workpaper |  | Cap-Tons |  |  | None | 16.8 | 0.0364 | -0.00218 | 0 | 0 | 0 | 0 | 0 | 0 | 0 | 0 | 0 | SDGE:DEER:HVAC_Eff_AC | Annual | 0
Any | WPSDGEREHC0032-Rev02-Msr004 | SFm | Ex | CZ08 | rDXGF | WPSDGEREHC0032-2 | ExAnte2019 | IOU workpaper |  | Cap-Tons |  |  | None | 26.1 | 0.0484 | -0.00598 | 0 | 0 | 0 | 0 | 0 | 0 | 0 | 0 | 0 | SDGE:DEER:HVAC_Eff_AC | Annual | 0
Any | WPSDGEREHC0032-Rev02-Msr004 | SFm | Ex | CZ09 | rDXGF | WPSDGEREHC0032-2 | ExAnte2019 | IOU workpaper |  | Cap-Tons |  |  | None | 30.9 | 0.0521 | -0.0147 | 0 | 0 | 0 | 0 | 0 | 0 | 0 | 0 | 0 | SDGE:DEER:HVAC_Eff_AC | Annual | 0
Any | WPSDGEREHC0032-Rev02-Msr004 | SFm | Ex | CZ10 | rDXGF | WPSDGEREHC0032-2 | ExAnte2019 | IOU workpaper |  | Cap-Tons |  |  | None | 28.1 | 0.0416 | -0.0168 | 0 | 0 | 0 | 0 | 0 | 0 | 0 | 0 | 0 | SDGE:DEER:HVAC_Eff_AC | Annual | 0
Any | WPSDGEREHC0032-Rev02-Msr004 | SFm | Ex | CZ11 | rDXGF | WPSDGEREHC0032-2 | ExAnte2019 | IOU workpaper |  | Cap-Tons |  |  | None | 35.2 | 0.0374 | -0.0025 | 0 | 0 | 0 | 0 | 0 | 0 | 0 | 0 | 0 | SDGE:DEER:HVAC_Eff_AC | Annual | 0
Any | WPSDGEREHC0032-Rev02-Msr004 | SFm | Ex | CZ12 | rDXGF | WPSDGEREHC0032-2 | ExAnte2019 | IOU workpaper |  | Cap-Tons |  |  | None | 24.8 | 0.0377 | -0.00556 | 0 | 0 | 0 | 0 | 0 | 0 | 0 | 0 | 0 | SDGE:DEER:HVAC_Eff_AC | Annual | 0
Any | WPSDGEREHC0032-Rev02-Msr004 | SFm | Ex | CZ13 | rDXGF | WPSDGEREHC0032-2 | ExAnte2019 | IOU workpaper |  | Cap-Tons |  |  | None | 45.9 | 0.0391 | -0.00451 | 0 | 0 | 0 | 0 | 0 | 0 | 0 | 0 | 0 | SDGE:DEER:HVAC_Eff_AC | Annual | 0
Any | WPSDGEREHC0032-Rev02-Msr004 | SFm | Ex | CZ14 | rDXGF | WPSDGEREHC0032-2 | ExAnte2019 | IOU workpaper |  | Cap-Tons |  |  | None | 44.4 | 0.0432 | -0.0205 | 0 | 0 | 0 | 0 | 0 | 0 | 0 | 0 | 0 | SDGE:DEER:HVAC_Eff_AC | Annual | 0
Any | WPSDGEREHC0032-Rev02-Msr004 | SFm | Ex | CZ15 | rDXGF | WPSDGEREHC0032-2 | ExAnte2019 | IOU workpaper |  | Cap-Tons |  |  | None | 38.4 | 0.0267 | -0.00112 | 0 | 0 | 0 | 0 | 0 | 0 | 0 | 0 | 0 | SDGE:DEER:HVAC_Eff_AC | Annual | 0
Any | WPSDGEREHC0032-Rev02-Msr004 | SFm | Ex | CZ16 | rDXGF | WPSDGEREHC0032-2 | ExAnte2019 | IOU workpaper |  | Cap-Tons |  |  | None | 16.2 | 0.0275 | 0.0104 | 0 | 0 | 0 | 0 | 0 | 0 | 0 | 0 | 0 | SDGE:DEER:HVAC_Eff_AC | Annual | 0
Any | WPSDGEREHC0032-Rev02-Msr005 | DMo | Ex | CZ01 | rWtd | WPSDGEREHC0032-2 | ExAnte2019 | IOU workpaper |  | Cap-Tons |  |  | None | 0 | 0 | 0 | 0 | 0 | 0 | 0 | 0 | 0 | 0 | 0 | 0 | SDGE:DEER:HVAC_Eff_AC | Annual | 0
Any | WPSDGEREHC0032-Rev02-Msr005 | DMo | Ex | CZ02 | rWtd | WPSDGEREHC0032-2 | ExAnte2019 | IOU workpaper |  | Cap-Tons |  |  | None | 4.7375 | 0.0109 | -8.2e-05 | 0 | 0 | 0 | 0 | 0 | 0 | 0 | 0 | 0 | SDGE:DEER:HVAC_Eff_AC | Annual | 0
Any | WPSDGEREHC0032-Rev02-Msr005 | DMo | Ex | CZ03 | rWtd | WPSDGEREHC0032-2 | ExAnte2019 | IOU workpaper |  | Cap-Tons |  |  | None | 2.575 | 0.009225 | -9e-05 | 0 | 0 | 0 | 0 | 0 | 0 | 0 | 0 | 0 | SDGE:DEER:HVAC_Eff_AC | Annual | 0
Any | WPSDGEREHC0032-Rev02-Msr005 | DMo | Ex | CZ04 | rWtd | WPSDGEREHC0032-2 | ExAnte2019 | IOU workpaper |  | Cap-Tons |  |  | None | 6.35 | 0.01245 | 2.3e-05 | 0 | 0 | 0 | 0 | 0 | 0 | 0 | 0 | 0 | SDGE:DEER:HVAC_Eff_AC | Annual | 0
Any | WPSDGEREHC0032-Rev02-Msr005 | DMo | Ex | CZ05 | rWtd | WPSDGEREHC0032-2 | ExAnte2019 | IOU workpaper |  | Cap-Tons |  |  | None | 1.6625 | 0.008438 | -0.000709 | 0 | 0 | 0 | 0 | 0 | 0 | 0 | 0 | 0 | SDGE:DEER:HVAC_Eff_AC | Annual | 0
Any | WPSDGEREHC0032-Rev02-Msr005 | DMo | Ex | CZ06 | rWtd | WPSDGEREHC0032-2 | ExAnte2019 | IOU workpaper |  | Cap-Tons |  |  | None | 5.025 | 0.010837 | -5.3e-05 | 0 | 0 | 0 | 0 | 0 | 0 | 0 | 0 | 0 | SDGE:DEER:HVAC_Eff_AC | Annual | 0
Any | WPSDGEREHC0032-Rev02-Msr005 | DMo | Ex | CZ07 | rWtd | WPSDGEREHC0032-2 | ExAnte2019 | IOU workpaper |  | Cap-Tons |  |  | None | 5.425 | 0.0091 | -0.000435 | 0 | 0 | 0 | 0 | 0 | 0 | 0 | 0 | 0 | SDGE:DEER:HVAC_Eff_AC | Annual | 0
Any | WPSDGEREHC0032-Rev02-Msr005 | DMo | Ex | CZ08 | rWtd | WPSDGEREHC0032-2 | ExAnte2019 | IOU workpaper |  | Cap-Tons |  |  | None | 8.475 | 0.011087 | 0 | 0 | 0 | 0 | 0 | 0 | 0 | 0 | 0 | 0 | SDGE:DEER:HVAC_Eff_AC | Annual | 0
Any | WPSDGEREHC0032-Rev02-Msr005 | DMo | Ex | CZ09 | rWtd | WPSDGEREHC0032-2 | ExAnte2019 | IOU workpaper |  | Cap-Tons |  |  | None | 10.4125 | 0.011738 | -7.3e-05 | 0 | 0 | 0 | 0 | 0 | 0 | 0 | 0 | 0 | SDGE:DEER:HVAC_Eff_AC | Annual | 0
Any | WPSDGEREHC0032-Rev02-Msr005 | DMo | Ex | CZ10 | rWtd | WPSDGEREHC0032-2 | ExAnte2019 | IOU workpaper |  | Cap-Tons |  |  | None | 11.95 | 0.013125 | -0.000194 | 0 | 0 | 0 | 0 | 0 | 0 | 0 | 0 | 0 | SDGE:DEER:HVAC_Eff_AC | Annual | 0
Any | WPSDGEREHC0032-Rev02-Msr005 | DMo | Ex | CZ11 | rWtd | WPSDGEREHC0032-2 | ExAnte2019 | IOU workpaper |  | Cap-Tons |  |  | None | 14.125 | 0.01275 | 0 | 0 | 0 | 0 | 0 | 0 | 0 | 0 | 0 | 0 | SDGE:DEER:HVAC_Eff_AC | Annual | 0
Any | WPSDGEREHC0032-Rev02-Msr005 | DMo | Ex | CZ12 | rWtd | WPSDGEREHC0032-2 | ExAnte2019 | IOU workpaper |  | Cap-Tons |  |  | None | 9.3625 | 0.012113 | 0.000111 | 0 | 0 | 0 | 0 | 0 | 0 | 0 | 0 | 0 | SDGE:DEER:HVAC_Eff_AC | Annual | 0
Any | WPSDGEREHC0032-Rev02-Msr005 | DMo | Ex | CZ13 | rWtd | WPSDGEREHC0032-2 | ExAnte2019 | IOU workpaper |  | Cap-Tons |  |  | None | 16.25 | 0.013 | 0 | 0 | 0 | 0 | 0 | 0 | 0 | 0 | 0 | 0 | SDGE:DEER:HVAC_Eff_AC | Annual | 0
Any | WPSDGEREHC0032-Rev02-Msr005 | DMo | Ex | CZ14 | rWtd | WPSDGEREHC0032-2 | ExAnte2019 | IOU workpaper |  | Cap-Tons |  |  | None | 16.875 | 0.01425 | -0.000323 | 0 | 0 | 0 | 0 | 0 | 0 | 0 | 0 | 0 | SDGE:DEER:HVAC_Eff_AC | Annual | 0
Any | WPSDGEREHC0032-Rev02-Msr005 | DMo | Ex | CZ15 | rWtd | WPSDGEREHC0032-2 | ExAnte2019 | IOU workpaper |  | Cap-Tons |  |  | None | 22.625 | 0.014 | -0.000136 | 0 | 0 | 0 | 0 | 0 | 0 | 0 | 0 | 0 | SDGE:DEER:HVAC_Eff_AC | Annual | 0
Any | WPSDGEREHC0032-Rev02-Msr005 | DMo | Ex | CZ16 | rWtd | WPSDGEREHC0032-2 | ExAnte2019 | IOU workpaper |  | Cap-Tons |  |  | None | 5.575 | 0.008575 | 0 | 0 | 0 | 0 | 0 | 0 | 0 | 0 | 0 | 0 | SDGE:DEER:HVAC_Eff_AC | Annual | 0
Any | WPSDGEREHC0032-Rev02-Msr005 | MFm | Ex | CZ01 | rWtd | WPSDGEREHC0032-2 | ExAnte2019 | IOU workpaper |  | Cap-Tons |  |  | None | 0.010762 | 0 | -0.000375 | 0 | 0 | 0 | 0 | 0 | 0 | 0 | 0 | 0 | SDGE:DEER:HVAC_Eff_AC | Annual | 0
Any | WPSDGEREHC0032-Rev02-Msr005 | MFm | Ex | CZ02 | rWtd | WPSDGEREHC0032-2 | ExAnte2019 | IOU workpaper |  | Cap-Tons |  |  | None | 2.6625 | 0.005263 | -0.00205 | 0 | 0 | 0 | 0 | 0 | 0 | 0 | 0 | 0 | SDGE:DEER:HVAC_Eff_AC | Annual | 0
Any | WPSDGEREHC0032-Rev02-Msr005 | MFm | Ex | CZ03 | rWtd | WPSDGEREHC0032-2 | ExAnte2019 | IOU workpaper |  | Cap-Tons |  |  | None | 0.695 | 0.001133 | -0.019375 | 0 | 0 | 0 | 0 | 0 | 0 | 0 | 0 | 0 | SDGE:DEER:HVAC_Eff_AC | Annual | 0
Any | WPSDGEREHC0032-Rev02-Msr005 | MFm | Ex | CZ04 | rWtd | WPSDGEREHC0032-2 | ExAnte2019 | IOU workpaper |  | Cap-Tons |  |  | None | 3.0375 | 0.0047 | -0.002337 | 0 | 0 | 0 | 0 | 0 | 0 | 0 | 0 | 0 | SDGE:DEER:HVAC_Eff_AC | Annual | 0
Any | WPSDGEREHC0032-Rev02-Msr005 | MFm | Ex | CZ05 | rWtd | WPSDGEREHC0032-2 | ExAnte2019 | IOU workpaper |  | Cap-Tons |  |  | None | 0.20625 | 0.00018 | -0.001009 | 0 | 0 | 0 | 0 | 0 | 0 | 0 | 0 | 0 | SDGE:DEER:HVAC_Eff_AC | Annual | 0
Any | WPSDGEREHC0032-Rev02-Msr005 | MFm | Ex | CZ06 | rWtd | WPSDGEREHC0032-2 | ExAnte2019 | IOU workpaper |  | Cap-Tons |  |  | None | 2.9625 | 0.005687 | -0.002525 | 0 | 0 | 0 | 0 | 0 | 0 | 0 | 0 | 0 | SDGE:DEER:HVAC_Eff_AC | Annual | 0
Any | WPSDGEREHC0032-Rev02-Msr005 | MFm | Ex | CZ07 | rWtd | WPSDGEREHC0032-2 | ExAnte2019 | IOU workpaper |  | Cap-Tons |  |  | None | 3.1375 | 0.002887 | -0.00305 | 0 | 0 | 0 | 0 | 0 | 0 | 0 | 0 | 0 | SDGE:DEER:HVAC_Eff_AC | Annual | 0
Any | WPSDGEREHC0032-Rev02-Msr005 | MFm | Ex | CZ08 | rWtd | WPSDGEREHC0032-2 | ExAnte2019 | IOU workpaper |  | Cap-Tons |  |  | None | 6.525 | 0.0056 | -0.005525 | 0 | 0 | 0 | 0 | 0 | 0 | 0 | 0 | 0 | SDGE:DEER:HVAC_Eff_AC | Annual | 0
Any | WPSDGEREHC0032-Rev02-Msr005 | MFm | Ex | CZ09 | rWtd | WPSDGEREHC0032-2 | ExAnte2019 | IOU workpaper |  | Cap-Tons |  |  | None | 8.4625 | 0.008163 | -0.003975 | 0 | 0 | 0 | 0 | 0 | 0 | 0 | 0 | 0 | SDGE:DEER:HVAC_Eff_AC | Annual | 0
Any | WPSDGEREHC0032-Rev02-Msr005 | MFm | Ex | CZ10 | rWtd | WPSDGEREHC0032-2 | ExAnte2019 | IOU workpaper |  | Cap-Tons |  |  | None | 6.2375 | 0.008038 | -0.000809 | 0 | 0 | 0 | 0 | 0 | 0 | 0 | 0 | 0 | SDGE:DEER:HVAC_Eff_AC | Annual | 0
Any | WPSDGEREHC0032-Rev02-Msr005 | MFm | Ex | CZ11 | rWtd | WPSDGEREHC0032-2 | ExAnte2019 | IOU workpaper |  | Cap-Tons |  |  | None | 7.4875 | 0.006038 | -0.001325 | 0 | 0 | 0 | 0 | 0 | 0 | 0 | 0 | 0 | SDGE:DEER:HVAC_Eff_AC | Annual | 0
Any | WPSDGEREHC0032-Rev02-Msr005 | MFm | Ex | CZ12 | rWtd | WPSDGEREHC0032-2 | ExAnte2019 | IOU workpaper |  | Cap-Tons |  |  | None | 5.525 | 0.005513 | -0.002463 | 0 | 0 | 0 | 0 | 0 | 0 | 0 | 0 | 0 | SDGE:DEER:HVAC_Eff_AC | Annual | 0
Any | WPSDGEREHC0032-Rev02-Msr005 | MFm | Ex | CZ13 | rWtd | WPSDGEREHC0032-2 | ExAnte2019 | IOU workpaper |  | Cap-Tons |  |  | None | 11.3875 | 0.006113 | -0.0028 | 0 | 0 | 0 | 0 | 0 | 0 | 0 | 0 | 0 | SDGE:DEER:HVAC_Eff_AC | Annual | 0
Any | WPSDGEREHC0032-Rev02-Msr005 | MFm | Ex | CZ14 | rWtd | WPSDGEREHC0032-2 | ExAnte2019 | IOU workpaper |  | Cap-Tons |  |  | None | 14 | 0.012013 | -0.002237 | 0 | 0 | 0 | 0 | 0 | 0 | 0 | 0 | 0 | SDGE:DEER:HVAC_Eff_AC | Annual | 0
Any | WPSDGEREHC0032-Rev02-Msr005 | MFm | Ex | CZ15 | rWtd | WPSDGEREHC0032-2 | ExAnte2019 | IOU workpaper |  | Cap-Tons |  |  | None | 21.25 | 0.009588 | -0.00355 | 0 | 0 | 0 | 0 | 0 | 0 | 0 | 0 | 0 | SDGE:DEER:HVAC_Eff_AC | Annual | 0
Any | WPSDGEREHC0032-Rev02-Msr005 | MFm | Ex | CZ16 | rWtd | WPSDGEREHC0032-2 | ExAnte2019 | IOU workpaper |  | Cap-Tons |  |  | None | 5.9125 | 0.006613 | -0.002975 | 0 | 0 | 0 | 0 | 0 | 0 | 0 | 0 | 0 | SDGE:DEER:HVAC_Eff_AC | Annual | 0
Any | WPSDGEREHC0032-Rev02-Msr005 | SFm | Ex | CZ01 | rWtd | WPSDGEREHC0032-2 | ExAnte2019 | IOU workpaper |  | Cap-Tons |  |  | None | 0 | 0 | 0.0015 | 0 | 0 | 0 | 0 | 0 | 0 | 0 | 0 | 0 | SDGE:DEER:HVAC_Eff_AC | Annual | 0
Any | WPSDGEREHC0032-Rev02-Msr005 | SFm | Ex | CZ02 | rWtd | WPSDGEREHC0032-2 | ExAnte2019 | IOU workpaper |  | Cap-Tons |  |  | None | 2.1875 | 0.006088 | -0.003013 | 0 | 0 | 0 | 0 | 0 | 0 | 0 | 0 | 0 | SDGE:DEER:HVAC_Eff_AC | Annual | 0
Any | WPSDGEREHC0032-Rev02-Msr005 | SFm | Ex | CZ03 | rWtd | WPSDGEREHC0032-2 | ExAnte2019 | IOU workpaper |  | Cap-Tons |  |  | None | 1.0288 | 0.005763 | -0.001045 | 0 | 0 | 0 | 0 | 0 | 0 | 0 | 0 | 0 | SDGE:DEER:HVAC_Eff_AC | Annual | 0
Any | WPSDGEREHC0032-Rev02-Msr005 | SFm | Ex | CZ04 | rWtd | WPSDGEREHC0032-2 | ExAnte2019 | IOU workpaper |  | Cap-Tons |  |  | None | 4.1375 | 0.010212 | 0.000134 | 0 | 0 | 0 | 0 | 0 | 0 | 0 | 0 | 0 | SDGE:DEER:HVAC_Eff_AC | Annual | 0
Any | WPSDGEREHC0032-Rev02-Msr005 | SFm | Ex | CZ05 | rWtd | WPSDGEREHC0032-2 | ExAnte2019 | IOU workpaper |  | Cap-Tons |  |  | None | 0.49875 | 0.005588 | 0.00097 | 0 | 0 | 0 | 0 | 0 | 0 | 0 | 0 | 0 | SDGE:DEER:HVAC_Eff_AC | Annual | 0
Any | WPSDGEREHC0032-Rev02-Msr005 | SFm | Ex | CZ06 | rWtd | WPSDGEREHC0032-2 | ExAnte2019 | IOU workpaper |  | Cap-Tons |  |  | None | 3.225 | 0.010275 | 0.00038 | 0 | 0 | 0 | 0 | 0 | 0 | 0 | 0 | 0 | SDGE:DEER:HVAC_Eff_AC | Annual | 0
Any | WPSDGEREHC0032-Rev02-Msr005 | SFm | Ex | CZ07 | rWtd | WPSDGEREHC0032-2 | ExAnte2019 | IOU workpaper |  | Cap-Tons |  |  | None | 4.0375 | 0.0085 | -0.00085 | 0 | 0 | 0 | 0 | 0 | 0 | 0 | 0 | 0 | SDGE:DEER:HVAC_Eff_AC | Annual | 0
Any | WPSDGEREHC0032-Rev02-Msr005 | SFm | Ex | CZ08 | rWtd | WPSDGEREHC0032-2 | ExAnte2019 | IOU workpaper |  | Cap-Tons |  |  | None | 6.25 | 0.011275 | -0.001154 | 0 | 0 | 0 | 0 | 0 | 0 | 0 | 0 | 0 | SDGE:DEER:HVAC_Eff_AC | Annual | 0
Any | WPSDGEREHC0032-Rev02-Msr005 | SFm | Ex | CZ09 | rWtd | WPSDGEREHC0032-2 | ExAnte2019 | IOU workpaper |  | Cap-Tons |  |  | None | 7.4 | 0.011825 | -0.002413 | 0 | 0 | 0 | 0 | 0 | 0 | 0 | 0 | 0 | SDGE:DEER:HVAC_Eff_AC | Annual | 0
Any | WPSDGEREHC0032-Rev02-Msr005 | SFm | Ex | CZ10 | rWtd | WPSDGEREHC0032-2 | ExAnte2019 | IOU workpaper |  | Cap-Tons |  |  | None | 6.6625 | 0.010513 | -0.0028 | 0 | 0 | 0 | 0 | 0 | 0 | 0 | 0 | 0 | SDGE:DEER:HVAC_Eff_AC | Annual | 0
Any | WPSDGEREHC0032-Rev02-Msr005 | SFm | Ex | CZ11 | rWtd | WPSDGEREHC0032-2 | ExAnte2019 | IOU workpaper |  | Cap-Tons |  |  | None | 8.65 | 0.009688 | -0.000736 | 0 | 0 | 0 | 0 | 0 | 0 | 0 | 0 | 0 | SDGE:DEER:HVAC_Eff_AC | Annual | 0
Any | WPSDGEREHC0032-Rev02-Msr005 | SFm | Ex | CZ12 | rWtd | WPSDGEREHC0032-2 | ExAnte2019 | IOU workpaper |  | Cap-Tons |  |  | None | 5.9 | 0.008825 | -0.001026 | 0 | 0 | 0 | 0 | 0 | 0 | 0 | 0 | 0 | SDGE:DEER:HVAC_Eff_AC | Annual | 0
Any | WPSDGEREHC0032-Rev02-Msr005 | SFm | Ex | CZ13 | rWtd | WPSDGEREHC0032-2 | ExAnte2019 | IOU workpaper |  | Cap-Tons |  |  | None | 11.0875 | 0.009162 | -0.001032 | 0 | 0 | 0 | 0 | 0 | 0 | 0 | 0 | 0 | SDGE:DEER:HVAC_Eff_AC | Annual | 0
Any | WPSDGEREHC0032-Rev02-Msr005 | SFm | Ex | CZ14 | rWtd | WPSDGEREHC0032-2 | ExAnte2019 | IOU workpaper |  | Cap-Tons |  |  | None | 11.55 | 0.011513 | -0.003825 | 0 | 0 | 0 | 0 | 0 | 0 | 0 | 0 | 0 | SDGE:DEER:HVAC_Eff_AC | Annual | 0
Any | WPSDGEREHC0032-Rev02-Msr005 | SFm | Ex | CZ15 | rWtd | WPSDGEREHC0032-2 | ExAnte2019 | IOU workpaper |  | Cap-Tons |  |  | None | 9.725 | 0.007125 | -0.000381 | 0 | 0 | 0 | 0 | 0 | 0 | 0 | 0 | 0 | SDGE:DEER:HVAC_Eff_AC | Annual | 0
Any | WPSDGEREHC0032-Rev02-Msr005 | SFm | Ex | CZ16 | rWtd | WPSDGEREHC0032-2 | ExAnte2019 | IOU workpaper |  | Cap-Tons |  |  | None | 4.525 | 0.007725 | 0.002013 | 0 | 0 | 0 | 0 | 0 | 0 | 0 | 0 | 0 | SDGE:DEER:HVAC_Eff_AC | Annual | 0
Any | WPSDGEREHC0032-Rev02-Msr006 | DMo | Ex | CZ01 | rWtd | WPSDGEREHC0032-2 | ExAnte2019 | IOU workpaper |  | Cap-Tons |  |  | None | 0 | 0 | 0 | 0 | 0 | 0 | 0 | 0 | 0 | 0 | 0 | 0 | SDGE:DEER:HVAC_Eff_AC | Annual | 0
Any | WPSDGEREHC0032-Rev02-Msr006 | DMo | Ex | CZ02 | rWtd | WPSDGEREHC0032-2 | ExAnte2019 | IOU workpaper |  | Cap-Tons |  |  | None | 2.3687 | 0.00545 | -4.1e-05 | 0 | 0 | 0 | 0 | 0 | 0 | 0 | 0 | 0 | SDGE:DEER:HVAC_Eff_AC | Annual | 0
Any | WPSDGEREHC0032-Rev02-Msr006 | DMo | Ex | CZ03 | rWtd | WPSDGEREHC0032-2 | ExAnte2019 | IOU workpaper |  | Cap-Tons |  |  | None | 1.2875 | 0.004612 | -4.5e-05 | 0 | 0 | 0 | 0 | 0 | 0 | 0 | 0 | 0 | SDGE:DEER:HVAC_Eff_AC | Annual | 0
Any | WPSDGEREHC0032-Rev02-Msr006 | DMo | Ex | CZ04 | rWtd | WPSDGEREHC0032-2 | ExAnte2019 | IOU workpaper |  | Cap-Tons |  |  | None | 3.175 | 0.006225 | 1.1e-05 | 0 | 0 | 0 | 0 | 0 | 0 | 0 | 0 | 0 | SDGE:DEER:HVAC_Eff_AC | Annual | 0
Any | WPSDGEREHC0032-Rev02-Msr006 | DMo | Ex | CZ05 | rWtd | WPSDGEREHC0032-2 | ExAnte2019 | IOU workpaper |  | Cap-Tons |  |  | None | 0.83125 | 0.004219 | -0.000354 | 0 | 0 | 0 | 0 | 0 | 0 | 0 | 0 | 0 | SDGE:DEER:HVAC_Eff_AC | Annual | 0
Any | WPSDGEREHC0032-Rev02-Msr006 | DMo | Ex | CZ06 | rWtd | WPSDGEREHC0032-2 | ExAnte2019 | IOU workpaper |  | Cap-Tons |  |  | None | 2.5125 | 0.005419 | -2.7e-05 | 0 | 0 | 0 | 0 | 0 | 0 | 0 | 0 | 0 | SDGE:DEER:HVAC_Eff_AC | Annual | 0
Any | WPSDGEREHC0032-Rev02-Msr006 | DMo | Ex | CZ07 | rWtd | WPSDGEREHC0032-2 | ExAnte2019 | IOU workpaper |  | Cap-Tons |  |  | None | 2.7125 | 0.00455 | -0.000217 | 0 | 0 | 0 | 0 | 0 | 0 | 0 | 0 | 0 | SDGE:DEER:HVAC_Eff_AC | Annual | 0
Any | WPSDGEREHC0032-Rev02-Msr006 | DMo | Ex | CZ08 | rWtd | WPSDGEREHC0032-2 | ExAnte2019 | IOU workpaper |  | Cap-Tons |  |  | None | 4.2375 | 0.005544 | 0 | 0 | 0 | 0 | 0 | 0 | 0 | 0 | 0 | 0 | SDGE:DEER:HVAC_Eff_AC | Annual | 0
Any | WPSDGEREHC0032-Rev02-Msr006 | DMo | Ex | CZ09 | rWtd | WPSDGEREHC0032-2 | ExAnte2019 | IOU workpaper |  | Cap-Tons |  |  | None | 5.2062 | 0.005869 | -3.6e-05 | 0 | 0 | 0 | 0 | 0 | 0 | 0 | 0 | 0 | SDGE:DEER:HVAC_Eff_AC | Annual | 0
Any | WPSDGEREHC0032-Rev02-Msr006 | DMo | Ex | CZ10 | rWtd | WPSDGEREHC0032-2 | ExAnte2019 | IOU workpaper |  | Cap-Tons |  |  | None | 5.975 | 0.006562 | -9.7e-05 | 0 | 0 | 0 | 0 | 0 | 0 | 0 | 0 | 0 | SDGE:DEER:HVAC_Eff_AC | Annual | 0
Any | WPSDGEREHC0032-Rev02-Msr006 | DMo | Ex | CZ11 | rWtd | WPSDGEREHC0032-2 | ExAnte2019 | IOU workpaper |  | Cap-Tons |  |  | None | 7.0625 | 0.006375 | 0 | 0 | 0 | 0 | 0 | 0 | 0 | 0 | 0 | 0 | SDGE:DEER:HVAC_Eff_AC | Annual | 0
Any | WPSDGEREHC0032-Rev02-Msr006 | DMo | Ex | CZ12 | rWtd | WPSDGEREHC0032-2 | ExAnte2019 | IOU workpaper |  | Cap-Tons |  |  | None | 4.6813 | 0.006056 | 5.6e-05 | 0 | 0 | 0 | 0 | 0 | 0 | 0 | 0 | 0 | SDGE:DEER:HVAC_Eff_AC | Annual | 0
Any | WPSDGEREHC0032-Rev02-Msr006 | DMo | Ex | CZ13 | rWtd | WPSDGEREHC0032-2 | ExAnte2019 | IOU workpaper |  | Cap-Tons |  |  | None | 8.125 | 0.0065 | 0 | 0 | 0 | 0 | 0 | 0 | 0 | 0 | 0 | 0 | SDGE:DEER:HVAC_Eff_AC | Annual | 0
Any | WPSDGEREHC0032-Rev02-Msr006 | DMo | Ex | CZ14 | rWtd | WPSDGEREHC0032-2 | ExAnte2019 | IOU workpaper |  | Cap-Tons |  |  | None | 8.4375 | 0.007125 | -0.000161 | 0 | 0 | 0 | 0 | 0 | 0 | 0 | 0 | 0 | SDGE:DEER:HVAC_Eff_AC | Annual | 0
Any | WPSDGEREHC0032-Rev02-Msr006 | DMo | Ex | CZ15 | rWtd | WPSDGEREHC0032-2 | ExAnte2019 | IOU workpaper |  | Cap-Tons |  |  | None | 11.3125 | 0.007 | -6.8e-05 | 0 | 0 | 0 | 0 | 0 | 0 | 0 | 0 | 0 | SDGE:DEER:HVAC_Eff_AC | Annual | 0
Any | WPSDGEREHC0032-Rev02-Msr006 | DMo | Ex | CZ16 | rWtd | WPSDGEREHC0032-2 | ExAnte2019 | IOU workpaper |  | Cap-Tons |  |  | None | 2.7875 | 0.004287 | 0 | 0 | 0 | 0 | 0 | 0 | 0 | 0 | 0 | 0 | SDGE:DEER:HVAC_Eff_AC | Annual | 0
Any | WPSDGEREHC0032-Rev02-Msr006 | MFm | Ex | CZ01 | rWtd | WPSDGEREHC0032-2 | ExAnte2019 | IOU workpaper |  | Cap-Tons |  |  | None | 0.005381 | 0 | -0.000188 | 0 | 0 | 0 | 0 | 0 | 0 | 0 | 0 | 0 | SDGE:DEER:HVAC_Eff_AC | Annual | 0
Any | WPSDGEREHC0032-Rev02-Msr006 | MFm | Ex | CZ02 | rWtd | WPSDGEREHC0032-2 | ExAnte2019 | IOU workpaper |  | Cap-Tons |  |  | None | 1.3313 | 0.002631 | -0.001025 | 0 | 0 | 0 | 0 | 0 | 0 | 0 | 0 | 0 | SDGE:DEER:HVAC_Eff_AC | Annual | 0
Any | WPSDGEREHC0032-Rev02-Msr006 | MFm | Ex | CZ03 | rWtd | WPSDGEREHC0032-2 | ExAnte2019 | IOU workpaper |  | Cap-Tons |  |  | None | 0.3475 | 0.000566 | -0.009688 | 0 | 0 | 0 | 0 | 0 | 0 | 0 | 0 | 0 | SDGE:DEER:HVAC_Eff_AC | Annual | 0
Any | WPSDGEREHC0032-Rev02-Msr006 | MFm | Ex | CZ04 | rWtd | WPSDGEREHC0032-2 | ExAnte2019 | IOU workpaper |  | Cap-Tons |  |  | None | 1.5188 | 0.00235 | -0.001169 | 0 | 0 | 0 | 0 | 0 | 0 | 0 | 0 | 0 | SDGE:DEER:HVAC_Eff_AC | Annual | 0
Any | WPSDGEREHC0032-Rev02-Msr006 | MFm | Ex | CZ05 | rWtd | WPSDGEREHC0032-2 | ExAnte2019 | IOU workpaper |  | Cap-Tons |  |  | None | 0.10312 | 9e-05 | -0.000504 | 0 | 0 | 0 | 0 | 0 | 0 | 0 | 0 | 0 | SDGE:DEER:HVAC_Eff_AC | Annual | 0
Any | WPSDGEREHC0032-Rev02-Msr006 | MFm | Ex | CZ06 | rWtd | WPSDGEREHC0032-2 | ExAnte2019 | IOU workpaper |  | Cap-Tons |  |  | None | 1.4812 | 0.002844 | -0.001262 | 0 | 0 | 0 | 0 | 0 | 0 | 0 | 0 | 0 | SDGE:DEER:HVAC_Eff_AC | Annual | 0
Any | WPSDGEREHC0032-Rev02-Msr006 | MFm | Ex | CZ07 | rWtd | WPSDGEREHC0032-2 | ExAnte2019 | IOU workpaper |  | Cap-Tons |  |  | None | 1.5688 | 0.001444 | -0.001525 | 0 | 0 | 0 | 0 | 0 | 0 | 0 | 0 | 0 | SDGE:DEER:HVAC_Eff_AC | Annual | 0
Any | WPSDGEREHC0032-Rev02-Msr006 | MFm | Ex | CZ08 | rWtd | WPSDGEREHC0032-2 | ExAnte2019 | IOU workpaper |  | Cap-Tons |  |  | None | 3.2625 | 0.0028 | -0.002762 | 0 | 0 | 0 | 0 | 0 | 0 | 0 | 0 | 0 | SDGE:DEER:HVAC_Eff_AC | Annual | 0
Any | WPSDGEREHC0032-Rev02-Msr006 | MFm | Ex | CZ09 | rWtd | WPSDGEREHC0032-2 | ExAnte2019 | IOU workpaper |  | Cap-Tons |  |  | None | 4.2313 | 0.004081 | -0.001988 | 0 | 0 | 0 | 0 | 0 | 0 | 0 | 0 | 0 | SDGE:DEER:HVAC_Eff_AC | Annual | 0
Any | WPSDGEREHC0032-Rev02-Msr006 | MFm | Ex | CZ10 | rWtd | WPSDGEREHC0032-2 | ExAnte2019 | IOU workpaper |  | Cap-Tons |  |  | None | 3.1187 | 0.004019 | -0.000404 | 0 | 0 | 0 | 0 | 0 | 0 | 0 | 0 | 0 | SDGE:DEER:HVAC_Eff_AC | Annual | 0
Any | WPSDGEREHC0032-Rev02-Msr006 | MFm | Ex | CZ11 | rWtd | WPSDGEREHC0032-2 | ExAnte2019 | IOU workpaper |  | Cap-Tons |  |  | None | 3.7437 | 0.003019 | -0.000662 | 0 | 0 | 0 | 0 | 0 | 0 | 0 | 0 | 0 | SDGE:DEER:HVAC_Eff_AC | Annual | 0
Any | WPSDGEREHC0032-Rev02-Msr006 | MFm | Ex | CZ12 | rWtd | WPSDGEREHC0032-2 | ExAnte2019 | IOU workpaper |  | Cap-Tons |  |  | None | 2.7625 | 0.002756 | -0.001231 | 0 | 0 | 0 | 0 | 0 | 0 | 0 | 0 | 0 | SDGE:DEER:HVAC_Eff_AC | Annual | 0
Any | WPSDGEREHC0032-Rev02-Msr006 | MFm | Ex | CZ13 | rWtd | WPSDGEREHC0032-2 | ExAnte2019 | IOU workpaper |  | Cap-Tons |  |  | None | 5.6937 | 0.003056 | -0.0014 | 0 | 0 | 0 | 0 | 0 | 0 | 0 | 0 | 0 | SDGE:DEER:HVAC_Eff_AC | Annual | 0
Any | WPSDGEREHC0032-Rev02-Msr006 | MFm | Ex | CZ14 | rWtd | WPSDGEREHC0032-2 | ExAnte2019 | IOU workpaper |  | Cap-Tons |  |  | None | 7 | 0.006006 | -0.001119 | 0 | 0 | 0 | 0 | 0 | 0 | 0 | 0 | 0 | SDGE:DEER:HVAC_Eff_AC | Annual | 0
Any | WPSDGEREHC0032-Rev02-Msr006 | MFm | Ex | CZ15 | rWtd | WPSDGEREHC0032-2 | ExAnte2019 | IOU workpaper |  | Cap-Tons |  |  | None | 10.625 | 0.004794 | -0.001775 | 0 | 0 | 0 | 0 | 0 | 0 | 0 | 0 | 0 | SDGE:DEER:HVAC_Eff_AC | Annual | 0
Any | WPSDGEREHC0032-Rev02-Msr006 | MFm | Ex | CZ16 | rWtd | WPSDGEREHC0032-2 | ExAnte2019 | IOU workpaper |  | Cap-Tons |  |  | None | 2.9562 | 0.003306 | -0.001488 | 0 | 0 | 0 | 0 | 0 | 0 | 0 | 0 | 0 | SDGE:DEER:HVAC_Eff_AC | Annual | 0
Any | WPSDGEREHC0032-Rev02-Msr006 | SFm | Ex | CZ01 | rWtd | WPSDGEREHC0032-2 | ExAnte2019 | IOU workpaper |  | Cap-Tons |  |  | None | 0 | 0 | 0.00075 | 0 | 0 | 0 | 0 | 0 | 0 | 0 | 0 | 0 | SDGE:DEER:HVAC_Eff_AC | Annual | 0
Any | WPSDGEREHC0032-Rev02-Msr006 | SFm | Ex | CZ02 | rWtd | WPSDGEREHC0032-2 | ExAnte2019 | IOU workpaper |  | Cap-Tons |  |  | None | 1.0938 | 0.003044 | -0.001506 | 0 | 0 | 0 | 0 | 0 | 0 | 0 | 0 | 0 | SDGE:DEER:HVAC_Eff_AC | Annual | 0
Any | WPSDGEREHC0032-Rev02-Msr006 | SFm | Ex | CZ03 | rWtd | WPSDGEREHC0032-2 | ExAnte2019 | IOU workpaper |  | Cap-Tons |  |  | None | 0.51438 | 0.002881 | -0.000523 | 0 | 0 | 0 | 0 | 0 | 0 | 0 | 0 | 0 | SDGE:DEER:HVAC_Eff_AC | Annual | 0
Any | WPSDGEREHC0032-Rev02-Msr006 | SFm | Ex | CZ04 | rWtd | WPSDGEREHC0032-2 | ExAnte2019 | IOU workpaper |  | Cap-Tons |  |  | None | 2.0688 | 0.005106 | 6.7e-05 | 0 | 0 | 0 | 0 | 0 | 0 | 0 | 0 | 0 | SDGE:DEER:HVAC_Eff_AC | Annual | 0
Any | WPSDGEREHC0032-Rev02-Msr006 | SFm | Ex | CZ05 | rWtd | WPSDGEREHC0032-2 | ExAnte2019 | IOU workpaper |  | Cap-Tons |  |  | None | 0.24938 | 0.002794 | 0.000485 | 0 | 0 | 0 | 0 | 0 | 0 | 0 | 0 | 0 | SDGE:DEER:HVAC_Eff_AC | Annual | 0
Any | WPSDGEREHC0032-Rev02-Msr006 | SFm | Ex | CZ06 | rWtd | WPSDGEREHC0032-2 | ExAnte2019 | IOU workpaper |  | Cap-Tons |  |  | None | 1.6125 | 0.005137 | 0.00019 | 0 | 0 | 0 | 0 | 0 | 0 | 0 | 0 | 0 | SDGE:DEER:HVAC_Eff_AC | Annual | 0
Any | WPSDGEREHC0032-Rev02-Msr006 | SFm | Ex | CZ07 | rWtd | WPSDGEREHC0032-2 | ExAnte2019 | IOU workpaper |  | Cap-Tons |  |  | None | 2.0187 | 0.00425 | -0.000425 | 0 | 0 | 0 | 0 | 0 | 0 | 0 | 0 | 0 | SDGE:DEER:HVAC_Eff_AC | Annual | 0
Any | WPSDGEREHC0032-Rev02-Msr006 | SFm | Ex | CZ08 | rWtd | WPSDGEREHC0032-2 | ExAnte2019 | IOU workpaper |  | Cap-Tons |  |  | None | 3.125 | 0.005637 | -0.000577 | 0 | 0 | 0 | 0 | 0 | 0 | 0 | 0 | 0 | SDGE:DEER:HVAC_Eff_AC | Annual | 0
Any | WPSDGEREHC0032-Rev02-Msr006 | SFm | Ex | CZ09 | rWtd | WPSDGEREHC0032-2 | ExAnte2019 | IOU workpaper |  | Cap-Tons |  |  | None | 3.7 | 0.005912 | -0.001206 | 0 | 0 | 0 | 0 | 0 | 0 | 0 | 0 | 0 | SDGE:DEER:HVAC_Eff_AC | Annual | 0
Any | WPSDGEREHC0032-Rev02-Msr006 | SFm | Ex | CZ10 | rWtd | WPSDGEREHC0032-2 | ExAnte2019 | IOU workpaper |  | Cap-Tons |  |  | None | 3.3312 | 0.005256 | -0.0014 | 0 | 0 | 0 | 0 | 0 | 0 | 0 | 0 | 0 | SDGE:DEER:HVAC_Eff_AC | Annual | 0
Any | WPSDGEREHC0032-Rev02-Msr006 | SFm | Ex | CZ11 | rWtd | WPSDGEREHC0032-2 | ExAnte2019 | IOU workpaper |  | Cap-Tons |  |  | None | 4.325 | 0.004844 | -0.000368 | 0 | 0 | 0 | 0 | 0 | 0 | 0 | 0 | 0 | SDGE:DEER:HVAC_Eff_AC | Annual | 0
Any | WPSDGEREHC0032-Rev02-Msr006 | SFm | Ex | CZ12 | rWtd | WPSDGEREHC0032-2 | ExAnte2019 | IOU workpaper |  | Cap-Tons |  |  | None | 2.95 | 0.004413 | -0.000513 | 0 | 0 | 0 | 0 | 0 | 0 | 0 | 0 | 0 | SDGE:DEER:HVAC_Eff_AC | Annual | 0
Any | WPSDGEREHC0032-Rev02-Msr006 | SFm | Ex | CZ13 | rWtd | WPSDGEREHC0032-2 | ExAnte2019 | IOU workpaper |  | Cap-Tons |  |  | None | 5.5438 | 0.004581 | -0.000516 | 0 | 0 | 0 | 0 | 0 | 0 | 0 | 0 | 0 | SDGE:DEER:HVAC_Eff_AC | Annual | 0
Any | WPSDGEREHC0032-Rev02-Msr006 | SFm | Ex | CZ14 | rWtd | WPSDGEREHC0032-2 | ExAnte2019 | IOU workpaper |  | Cap-Tons |  |  | None | 5.775 | 0.005756 | -0.001913 | 0 | 0 | 0 | 0 | 0 | 0 | 0 | 0 | 0 | SDGE:DEER:HVAC_Eff_AC | Annual | 0
Any | WPSDGEREHC0032-Rev02-Msr006 | SFm | Ex | CZ15 | rWtd | WPSDGEREHC0032-2 | ExAnte2019 | IOU workpaper |  | Cap-Tons |  |  | None | 4.8625 | 0.003563 | -0.000191 | 0 | 0 | 0 | 0 | 0 | 0 | 0 | 0 | 0 | SDGE:DEER:HVAC_Eff_AC | Annual | 0
Any | WPSDGEREHC0032-Rev02-Msr006 | SFm | Ex | CZ16 | rWtd | WPSDGEREHC0032-2 | ExAnte2019 | IOU workpaper |  | Cap-Tons |  |  | None | 2.2625 | 0.003862 | 0.001006 | 0 | 0 | 0 | 0 | 0 | 0 | 0 | 0 | 0 | SDGE:DEER:HVAC_Eff_AC | Annual | 0
Any | WPSDGEREHC0032-Rev02-Msr007 | DMo | Ex | CZ01 | rWtd | WPSDGEREHC0032-2 | ExAnte2019 | IOU workpaper |  | Cap-Tons |  |  | None | 0 | 0 | 0 | 0 | 0 | 0 | 0 | 0 | 0 | 0 | 0 | 0 | SDGE:DEER:HVAC_Eff_AC | Annual | 0
Any | WPSDGEREHC0032-Rev02-Msr007 | DMo | Ex | CZ02 | rWtd | WPSDGEREHC0032-2 | ExAnte2019 | IOU workpaper |  | Cap-Tons |  |  | None | 2.3687 | 0.00545 | -4.1e-05 | 0 | 0 | 0 | 0 | 0 | 0 | 0 | 0 | 0 | SDGE:DEER:HVAC_Eff_AC | Annual | 0
Any | WPSDGEREHC0032-Rev02-Msr007 | DMo | Ex | CZ03 | rWtd | WPSDGEREHC0032-2 | ExAnte2019 | IOU workpaper |  | Cap-Tons |  |  | None | 1.2875 | 0.004612 | -4.5e-05 | 0 | 0 | 0 | 0 | 0 | 0 | 0 | 0 | 0 | SDGE:DEER:HVAC_Eff_AC | Annual | 0
Any | WPSDGEREHC0032-Rev02-Msr007 | DMo | Ex | CZ04 | rWtd | WPSDGEREHC0032-2 | ExAnte2019 | IOU workpaper |  | Cap-Tons |  |  | None | 3.175 | 0.006225 | 1.1e-05 | 0 | 0 | 0 | 0 | 0 | 0 | 0 | 0 | 0 | SDGE:DEER:HVAC_Eff_AC | Annual | 0
Any | WPSDGEREHC0032-Rev02-Msr007 | DMo | Ex | CZ05 | rWtd | WPSDGEREHC0032-2 | ExAnte2019 | IOU workpaper |  | Cap-Tons |  |  | None | 0.83125 | 0.004219 | -0.000354 | 0 | 0 | 0 | 0 | 0 | 0 | 0 | 0 | 0 | SDGE:DEER:HVAC_Eff_AC | Annual | 0
Any | WPSDGEREHC0032-Rev02-Msr007 | DMo | Ex | CZ06 | rWtd | WPSDGEREHC0032-2 | ExAnte2019 | IOU workpaper |  | Cap-Tons |  |  | None | 2.5125 | 0.005419 | -2.7e-05 | 0 | 0 | 0 | 0 | 0 | 0 | 0 | 0 | 0 | SDGE:DEER:HVAC_Eff_AC | Annual | 0
Any | WPSDGEREHC0032-Rev02-Msr007 | DMo | Ex | CZ07 | rWtd | WPSDGEREHC0032-2 | ExAnte2019 | IOU workpaper |  | Cap-Tons |  |  | None | 2.7125 | 0.00455 | -0.000217 | 0 | 0 | 0 | 0 | 0 | 0 | 0 | 0 | 0 | SDGE:DEER:HVAC_Eff_AC | Annual | 0
Any | WPSDGEREHC0032-Rev02-Msr007 | DMo | Ex | CZ08 | rWtd | WPSDGEREHC0032-2 | ExAnte2019 | IOU workpaper |  | Cap-Tons |  |  | None | 4.2375 | 0.005544 | 0 | 0 | 0 | 0 | 0 | 0 | 0 | 0 | 0 | 0 | SDGE:DEER:HVAC_Eff_AC | Annual | 0
Any | WPSDGEREHC0032-Rev02-Msr007 | DMo | Ex | CZ09 | rWtd | WPSDGEREHC0032-2 | ExAnte2019 | IOU workpaper |  | Cap-Tons |  |  | None | 5.2062 | 0.005869 | -3.6e-05 | 0 | 0 | 0 | 0 | 0 | 0 | 0 | 0 | 0 | SDGE:DEER:HVAC_Eff_AC | Annual | 0
Any | WPSDGEREHC0032-Rev02-Msr007 | DMo | Ex | CZ10 | rWtd | WPSDGEREHC0032-2 | ExAnte2019 | IOU workpaper |  | Cap-Tons |  |  | None | 5.975 | 0.006562 | -9.7e-05 | 0 | 0 | 0 | 0 | 0 | 0 | 0 | 0 | 0 | SDGE:DEER:HVAC_Eff_AC | Annual | 0
Any | WPSDGEREHC0032-Rev02-Msr007 | DMo | Ex | CZ11 | rWtd | WPSDGEREHC0032-2 | ExAnte2019 | IOU workpaper |  | Cap-Tons |  |  | None | 7.0625 | 0.006375 | 0 | 0 | 0 | 0 | 0 | 0 | 0 | 0 | 0 | 0 | SDGE:DEER:HVAC_Eff_AC | Annual | 0
Any | WPSDGEREHC0032-Rev02-Msr007 | DMo | Ex | CZ12 | rWtd | WPSDGEREHC0032-2 | ExAnte2019 | IOU workpaper |  | Cap-Tons |  |  | None | 4.6813 | 0.006056 | 5.6e-05 | 0 | 0 | 0 | 0 | 0 | 0 | 0 | 0 | 0 | SDGE:DEER:HVAC_Eff_AC | Annual | 0
Any | WPSDGEREHC0032-Rev02-Msr007 | DMo | Ex | CZ13 | rWtd | WPSDGEREHC0032-2 | ExAnte2019 | IOU workpaper |  | Cap-Tons |  |  | None | 8.125 | 0.0065 | 0 | 0 | 0 | 0 | 0 | 0 | 0 | 0 | 0 | 0 | SDGE:DEER:HVAC_Eff_AC | Annual | 0
Any | WPSDGEREHC0032-Rev02-Msr007 | DMo | Ex | CZ14 | rWtd | WPSDGEREHC0032-2 | ExAnte2019 | IOU workpaper |  | Cap-Tons |  |  | None | 8.4375 | 0.007125 | -0.000161 | 0 | 0 | 0 | 0 | 0 | 0 | 0 | 0 | 0 | SDGE:DEER:HVAC_Eff_AC | Annual | 0
Any | WPSDGEREHC0032-Rev02-Msr007 | DMo | Ex | CZ15 | rWtd | WPSDGEREHC0032-2 | ExAnte2019 | IOU workpaper |  | Cap-Tons |  |  | None | 11.3125 | 0.007 | -6.8e-05 | 0 | 0 | 0 | 0 | 0 | 0 | 0 | 0 | 0 | SDGE:DEER:HVAC_Eff_AC | Annual | 0
Any | WPSDGEREHC0032-Rev02-Msr007 | DMo | Ex | CZ16 | rWtd | WPSDGEREHC0032-2 | ExAnte2019 | IOU workpaper |  | Cap-Tons |  |  | None | 2.7875 | 0.004287 | 0 | 0 | 0 | 0 | 0 | 0 | 0 | 0 | 0 | 0 | SDGE:DEER:HVAC_Eff_AC | Annual | 0
Any | WPSDGEREHC0032-Rev02-Msr007 | MFm | Ex | CZ01 | rWtd | WPSDGEREHC0032-2 | ExAnte2019 | IOU workpaper |  | Cap-Tons |  |  | None | 0.005381 | 0 | -0.000188 | 0 | 0 | 0 | 0 | 0 | 0 | 0 | 0 | 0 | SDGE:DEER:HVAC_Eff_AC | Annual | 0
Any | WPSDGEREHC0032-Rev02-Msr007 | MFm | Ex | CZ02 | rWtd | WPSDGEREHC0032-2 | ExAnte2019 | IOU workpaper |  | Cap-Tons |  |  | None | 1.3313 | 0.002631 | -0.001025 | 0 | 0 | 0 | 0 | 0 | 0 | 0 | 0 | 0 | SDGE:DEER:HVAC_Eff_AC | Annual | 0
Any | WPSDGEREHC0032-Rev02-Msr007 | MFm | Ex | CZ03 | rWtd | WPSDGEREHC0032-2 | ExAnte2019 | IOU workpaper |  | Cap-Tons |  |  | None | 0.3475 | 0.000566 | -0.009688 | 0 | 0 | 0 | 0 | 0 | 0 | 0 | 0 | 0 | SDGE:DEER:HVAC_Eff_AC | Annual | 0
Any | WPSDGEREHC0032-Rev02-Msr007 | MFm | Ex | CZ04 | rWtd | WPSDGEREHC0032-2 | ExAnte2019 | IOU workpaper |  | Cap-Tons |  |  | None | 1.5188 | 0.00235 | -0.001169 | 0 | 0 | 0 | 0 | 0 | 0 | 0 | 0 | 0 | SDGE:DEER:HVAC_Eff_AC | Annual | 0
Any | WPSDGEREHC0032-Rev02-Msr007 | MFm | Ex | CZ05 | rWtd | WPSDGEREHC0032-2 | ExAnte2019 | IOU workpaper |  | Cap-Tons |  |  | None | 0.10312 | 9e-05 | -0.000504 | 0 | 0 | 0 | 0 | 0 | 0 | 0 | 0 | 0 | SDGE:DEER:HVAC_Eff_AC | Annual | 0
Any | WPSDGEREHC0032-Rev02-Msr007 | MFm | Ex | CZ06 | rWtd | WPSDGEREHC0032-2 | ExAnte2019 | IOU workpaper |  | Cap-Tons |  |  | None | 1.4812 | 0.002844 | -0.001262 | 0 | 0 | 0 | 0 | 0 | 0 | 0 | 0 | 0 | SDGE:DEER:HVAC_Eff_AC | Annual | 0
Any | WPSDGEREHC0032-Rev02-Msr007 | MFm | Ex | CZ07 | rWtd | WPSDGEREHC0032-2 | ExAnte2019 | IOU workpaper |  | Cap-Tons |  |  | None | 1.5688 | 0.001444 | -0.001525 | 0 | 0 | 0 | 0 | 0 | 0 | 0 | 0 | 0 | SDGE:DEER:HVAC_Eff_AC | Annual | 0
Any | WPSDGEREHC0032-Rev02-Msr007 | MFm | Ex | CZ08 | rWtd | WPSDGEREHC0032-2 | ExAnte2019 | IOU workpaper |  | Cap-Tons |  |  | None | 3.2625 | 0.0028 | -0.002762 | 0 | 0 | 0 | 0 | 0 | 0 | 0 | 0 | 0 | SDGE:DEER:HVAC_Eff_AC | Annual | 0
Any | WPSDGEREHC0032-Rev02-Msr007 | MFm | Ex | CZ09 | rWtd | WPSDGEREHC0032-2 | ExAnte2019 | IOU workpaper |  | Cap-Tons |  |  | None | 4.2313 | 0.004081 | -0.001988 | 0 | 0 | 0 | 0 | 0 | 0 | 0 | 0 | 0 | SDGE:DEER:HVAC_Eff_AC | Annual | 0
Any | WPSDGEREHC0032-Rev02-Msr007 | MFm | Ex | CZ10 | rWtd | WPSDGEREHC0032-2 | ExAnte2019 | IOU workpaper |  | Cap-Tons |  |  | None | 3.1187 | 0.004019 | -0.000404 | 0 | 0 | 0 | 0 | 0 | 0 | 0 | 0 | 0 | SDGE:DEER:HVAC_Eff_AC | Annual | 0
Any | WPSDGEREHC0032-Rev02-Msr007 | MFm | Ex | CZ11 | rWtd | WPSDGEREHC0032-2 | ExAnte2019 | IOU workpaper |  | Cap-Tons |  |  | None | 3.7437 | 0.003019 | -0.000662 | 0 | 0 | 0 | 0 | 0 | 0 | 0 | 0 | 0 | SDGE:DEER:HVAC_Eff_AC | Annual | 0
Any | WPSDGEREHC0032-Rev02-Msr007 | MFm | Ex | CZ12 | rWtd | WPSDGEREHC0032-2 | ExAnte2019 | IOU workpaper |  | Cap-Tons |  |  | None | 2.7625 | 0.002756 | -0.001231 | 0 | 0 | 0 | 0 | 0 | 0 | 0 | 0 | 0 | SDGE:DEER:HVAC_Eff_AC | Annual | 0
Any | WPSDGEREHC0032-Rev02-Msr007 | MFm | Ex | CZ13 | rWtd | WPSDGEREHC0032-2 | ExAnte2019 | IOU workpaper |  | Cap-Tons |  |  | None | 5.6937 | 0.003056 | -0.0014 | 0 | 0 | 0 | 0 | 0 | 0 | 0 | 0 | 0 | SDGE:DEER:HVAC_Eff_AC | Annual | 0
Any | WPSDGEREHC0032-Rev02-Msr007 | MFm | Ex | CZ14 | rWtd | WPSDGEREHC0032-2 | ExAnte2019 | IOU workpaper |  | Cap-Tons |  |  | None | 7 | 0.006006 | -0.001119 | 0 | 0 | 0 | 0 | 0 | 0 | 0 | 0 | 0 | SDGE:DEER:HVAC_Eff_AC | Annual | 0
Any | WPSDGEREHC0032-Rev02-Msr007 | MFm | Ex | CZ15 | rWtd | WPSDGEREHC0032-2 | ExAnte2019 | IOU workpaper |  | Cap-Tons |  |  | None | 10.625 | 0.004794 | -0.001775 | 0 | 0 | 0 | 0 | 0 | 0 | 0 | 0 | 0 | SDGE:DEER:HVAC_Eff_AC | Annual | 0
Any | WPSDGEREHC0032-Rev02-Msr007 | MFm | Ex | CZ16 | rWtd | WPSDGEREHC0032-2 | ExAnte2019 | IOU workpaper |  | Cap-Tons |  |  | None | 2.9562 | 0.003306 | -0.001488 | 0 | 0 | 0 | 0 | 0 | 0 | 0 | 0 | 0 | SDGE:DEER:HVAC_Eff_AC | Annual | 0
Any | WPSDGEREHC0032-Rev02-Msr007 | SFm | Ex | CZ01 | rWtd | WPSDGEREHC0032-2 | ExAnte2019 | IOU workpaper |  | Cap-Tons |  |  | None | 0 | 0 | 0.00075 | 0 | 0 | 0 | 0 | 0 | 0 | 0 | 0 | 0 | SDGE:DEER:HVAC_Eff_AC | Annual | 0
Any | WPSDGEREHC0032-Rev02-Msr007 | SFm | Ex | CZ02 | rWtd | WPSDGEREHC0032-2 | ExAnte2019 | IOU workpaper |  | Cap-Tons |  |  | None | 1.0938 | 0.003044 | -0.001506 | 0 | 0 | 0 | 0 | 0 | 0 | 0 | 0 | 0 | SDGE:DEER:HVAC_Eff_AC | Annual | 0
Any | WPSDGEREHC0032-Rev02-Msr007 | SFm | Ex | CZ03 | rWtd | WPSDGEREHC0032-2 | ExAnte2019 | IOU workpaper |  | Cap-Tons |  |  | None | 0.51438 | 0.002881 | -0.000523 | 0 | 0 | 0 | 0 | 0 | 0 | 0 | 0 | 0 | SDGE:DEER:HVAC_Eff_AC | Annual | 0
Any | WPSDGEREHC0032-Rev02-Msr007 | SFm | Ex | CZ04 | rWtd | WPSDGEREHC0032-2 | ExAnte2019 | IOU workpaper |  | Cap-Tons |  |  | None | 2.0688 | 0.005106 | 6.7e-05 | 0 | 0 | 0 | 0 | 0 | 0 | 0 | 0 | 0 | SDGE:DEER:HVAC_Eff_AC | Annual | 0
Any | WPSDGEREHC0032-Rev02-Msr007 | SFm | Ex | CZ05 | rWtd | WPSDGEREHC0032-2 | ExAnte2019 | IOU workpaper |  | Cap-Tons |  |  | None | 0.24938 | 0.002794 | 0.000485 | 0 | 0 | 0 | 0 | 0 | 0 | 0 | 0 | 0 | SDGE:DEER:HVAC_Eff_AC | Annual | 0
Any | WPSDGEREHC0032-Rev02-Msr007 | SFm | Ex | CZ06 | rWtd | WPSDGEREHC0032-2 | ExAnte2019 | IOU workpaper |  | Cap-Tons |  |  | None | 1.6125 | 0.005137 | 0.00019 | 0 | 0 | 0 | 0 | 0 | 0 | 0 | 0 | 0 | SDGE:DEER:HVAC_Eff_AC | Annual | 0
Any | WPSDGEREHC0032-Rev02-Msr007 | SFm | Ex | CZ07 | rWtd | WPSDGEREHC0032-2 | ExAnte2019 | IOU workpaper |  | Cap-Tons |  |  | None | 2.0187 | 0.00425 | -0.000425 | 0 | 0 | 0 | 0 | 0 | 0 | 0 | 0 | 0 | SDGE:DEER:HVAC_Eff_AC | Annual | 0
Any | WPSDGEREHC0032-Rev02-Msr007 | SFm | Ex | CZ08 | rWtd | WPSDGEREHC0032-2 | ExAnte2019 | IOU workpaper |  | Cap-Tons |  |  | None | 3.125 | 0.005637 | -0.000577 | 0 | 0 | 0 | 0 | 0 | 0 | 0 | 0 | 0 | SDGE:DEER:HVAC_Eff_AC | Annual | 0
Any | WPSDGEREHC0032-Rev02-Msr007 | SFm | Ex | CZ09 | rWtd | WPSDGEREHC0032-2 | ExAnte2019 | IOU workpaper |  | Cap-Tons |  |  | None | 3.7 | 0.005912 | -0.001206 | 0 | 0 | 0 | 0 | 0 | 0 | 0 | 0 | 0 | SDGE:DEER:HVAC_Eff_AC | Annual | 0
Any | WPSDGEREHC0032-Rev02-Msr007 | SFm | Ex | CZ10 | rWtd | WPSDGEREHC0032-2 | ExAnte2019 | IOU workpaper |  | Cap-Tons |  |  | None | 3.3312 | 0.005256 | -0.0014 | 0 | 0 | 0 | 0 | 0 | 0 | 0 | 0 | 0 | SDGE:DEER:HVAC_Eff_AC | Annual | 0
Any | WPSDGEREHC0032-Rev02-Msr007 | SFm | Ex | CZ11 | rWtd | WPSDGEREHC0032-2 | ExAnte2019 | IOU workpaper |  | Cap-Tons |  |  | None | 4.325 | 0.004844 | -0.000368 | 0 | 0 | 0 | 0 | 0 | 0 | 0 | 0 | 0 | SDGE:DEER:HVAC_Eff_AC | Annual | 0
Any | WPSDGEREHC0032-Rev02-Msr007 | SFm | Ex | CZ12 | rWtd | WPSDGEREHC0032-2 | ExAnte2019 | IOU workpaper |  | Cap-Tons |  |  | None | 2.95 | 0.004413 | -0.000513 | 0 | 0 | 0 | 0 | 0 | 0 | 0 | 0 | 0 | SDGE:DEER:HVAC_Eff_AC | Annual | 0
Any | WPSDGEREHC0032-Rev02-Msr007 | SFm | Ex | CZ13 | rWtd | WPSDGEREHC0032-2 | ExAnte2019 | IOU workpaper |  | Cap-Tons |  |  | None | 5.5438 | 0.004581 | -0.000516 | 0 | 0 | 0 | 0 | 0 | 0 | 0 | 0 | 0 | SDGE:DEER:HVAC_Eff_AC | Annual | 0
Any | WPSDGEREHC0032-Rev02-Msr007 | SFm | Ex | CZ14 | rWtd | WPSDGEREHC0032-2 | ExAnte2019 | IOU workpaper |  | Cap-Tons |  |  | None | 5.775 | 0.005756 | -0.001913 | 0 | 0 | 0 | 0 | 0 | 0 | 0 | 0 | 0 | SDGE:DEER:HVAC_Eff_AC | Annual | 0
Any | WPSDGEREHC0032-Rev02-Msr007 | SFm | Ex | CZ15 | rWtd | WPSDGEREHC0032-2 | ExAnte2019 | IOU workpaper |  | Cap-Tons |  |  | None | 4.8625 | 0.003563 | -0.000191 | 0 | 0 | 0 | 0 | 0 | 0 | 0 | 0 | 0 | SDGE:DEER:HVAC_Eff_AC | Annual | 0
Any | WPSDGEREHC0032-Rev02-Msr007 | SFm | Ex | CZ16 | rWtd | WPSDGEREHC0032-2 | ExAnte2019 | IOU workpaper |  | Cap-Tons |  |  | None | 2.2625 | 0.003862 | 0.001006 | 0 | 0 | 0 | 0 | 0 | 0 | 0 | 0 | 0 | SDGE:DEER:HVAC_Eff_AC | Annual | 0
Any | WPSDGEREHC0032-Rev02-Msr008 | DMo | Ex | CZ01 | rWtd | WPSDGEREHC0032-2 | ExAnte2019 | IOU workpaper |  | Cap-Tons |  |  | None | 4.26 | 0 | 4.69 | 0 | 0 | 0 | 0 | 0 | 0 | 0 | 0 | 0 | SDGE:DEER:HVAC_Eff_AC | Annual | 0
Any | WPSDGEREHC0032-Rev02-Msr008 | DMo | Ex | CZ02 | rWtd | WPSDGEREHC0032-2 | ExAnte2019 | IOU workpaper |  | Cap-Tons |  |  | None | 28.6 | 0.0406 | 4.62 | 0 | 0 | 0 | 0 | 0 | 0 | 0 | 0 | 0 | SDGE:DEER:HVAC_Eff_AC | Annual | 0
Any | WPSDGEREHC0032-Rev02-Msr008 | DMo | Ex | CZ03 | rWtd | WPSDGEREHC0032-2 | ExAnte2019 | IOU workpaper |  | Cap-Tons |  |  | None | 11.5 | 0.0191 | 3.85 | 0 | 0 | 0 | 0 | 0 | 0 | 0 | 0 | 0 | SDGE:DEER:HVAC_Eff_AC | Annual | 0
Any | WPSDGEREHC0032-Rev02-Msr008 | DMo | Ex | CZ04 | rWtd | WPSDGEREHC0032-2 | ExAnte2019 | IOU workpaper |  | Cap-Tons |  |  | None | 25.9 | 0.0429 | 3.44 | 0 | 0 | 0 | 0 | 0 | 0 | 0 | 0 | 0 | SDGE:DEER:HVAC_Eff_AC | Annual | 0
Any | WPSDGEREHC0032-Rev02-Msr008 | DMo | Ex | CZ05 | rWtd | WPSDGEREHC0032-2 | ExAnte2019 | IOU workpaper |  | Cap-Tons |  |  | None | 5.16 | 0.00476 | 4.58 | 0 | 0 | 0 | 0 | 0 | 0 | 0 | 0 | 0 | SDGE:DEER:HVAC_Eff_AC | Annual | 0
Any | WPSDGEREHC0032-Rev02-Msr008 | DMo | Ex | CZ06 | rWtd | WPSDGEREHC0032-2 | ExAnte2019 | IOU workpaper |  | Cap-Tons |  |  | None | 7.55 | 0.0133 | 1.81 | 0 | 0 | 0 | 0 | 0 | 0 | 0 | 0 | 0 | SDGE:DEER:HVAC_Eff_AC | Annual | 0
Any | WPSDGEREHC0032-Rev02-Msr008 | DMo | Ex | CZ07 | rWtd | WPSDGEREHC0032-2 | ExAnte2019 | IOU workpaper |  | Cap-Tons |  |  | None | 6.52 | 0.0102 | 1.13 | 0 | 0 | 0 | 0 | 0 | 0 | 0 | 0 | 0 | SDGE:DEER:HVAC_Eff_AC | Annual | 0
Any | WPSDGEREHC0032-Rev02-Msr008 | DMo | Ex | CZ08 | rWtd | WPSDGEREHC0032-2 | ExAnte2019 | IOU workpaper |  | Cap-Tons |  |  | None | 22.9 | 0.0328 | 1.42 | 0 | 0 | 0 | 0 | 0 | 0 | 0 | 0 | 0 | SDGE:DEER:HVAC_Eff_AC | Annual | 0
Any | WPSDGEREHC0032-Rev02-Msr008 | DMo | Ex | CZ09 | rWtd | WPSDGEREHC0032-2 | ExAnte2019 | IOU workpaper |  | Cap-Tons |  |  | None | 43.8 | 0.0809 | 2.47 | 0 | 0 | 0 | 0 | 0 | 0 | 0 | 0 | 0 | SDGE:DEER:HVAC_Eff_AC | Annual | 0
Any | WPSDGEREHC0032-Rev02-Msr008 | DMo | Ex | CZ10 | rWtd | WPSDGEREHC0032-2 | ExAnte2019 | IOU workpaper |  | Cap-Tons |  |  | None | 47.2 | 0.0831 | 2.19 | 0 | 0 | 0 | 0 | 0 | 0 | 0 | 0 | 0 | SDGE:DEER:HVAC_Eff_AC | Annual | 0
Any | WPSDGEREHC0032-Rev02-Msr008 | DMo | Ex | CZ11 | rWtd | WPSDGEREHC0032-2 | ExAnte2019 | IOU workpaper |  | Cap-Tons |  |  | None | 69 | 0.0783 | 4.33 | 0 | 0 | 0 | 0 | 0 | 0 | 0 | 0 | 0 | SDGE:DEER:HVAC_Eff_AC | Annual | 0
Any | WPSDGEREHC0032-Rev02-Msr008 | DMo | Ex | CZ12 | rWtd | WPSDGEREHC0032-2 | ExAnte2019 | IOU workpaper |  | Cap-Tons |  |  | None | 46.9 | 0.0566 | 4.54 | 0 | 0 | 0 | 0 | 0 | 0 | 0 | 0 | 0 | SDGE:DEER:HVAC_Eff_AC | Annual | 0
Any | WPSDGEREHC0032-Rev02-Msr008 | DMo | Ex | CZ13 | rWtd | WPSDGEREHC0032-2 | ExAnte2019 | IOU workpaper |  | Cap-Tons |  |  | None | 74 | 0.0617 | 3.49 | 0 | 0 | 0 | 0 | 0 | 0 | 0 | 0 | 0 | SDGE:DEER:HVAC_Eff_AC | Annual | 0
Any | WPSDGEREHC0032-Rev02-Msr008 | DMo | Ex | CZ14 | rWtd | WPSDGEREHC0032-2 | ExAnte2019 | IOU workpaper |  | Cap-Tons |  |  | None | 19.7 | 0.0182 | 4.24 | 0 | 0 | 0 | 0 | 0 | 0 | 0 | 0 | 0 | SDGE:DEER:HVAC_Eff_AC | Annual | 0
Any | WPSDGEREHC0032-Rev02-Msr008 | DMo | Ex | CZ15 | rWtd | WPSDGEREHC0032-2 | ExAnte2019 | IOU workpaper |  | Cap-Tons |  |  | None | 114 | 0.0838 | 1.55 | 0 | 0 | 0 | 0 | 0 | 0 | 0 | 0 | 0 | SDGE:DEER:HVAC_Eff_AC | Annual | 0
Any | WPSDGEREHC0032-Rev02-Msr008 | DMo | Ex | CZ16 | rWtd | WPSDGEREHC0032-2 | ExAnte2019 | IOU workpaper |  | Cap-Tons |  |  | None | 56.9 | 0.0366 | 9.46 | 0 | 0 | 0 | 0 | 0 | 0 | 0 | 0 | 0 | SDGE:DEER:HVAC_Eff_AC | Annual | 0
Any | WPSDGEREHC0032-Rev02-Msr008 | MFm | Ex | CZ01 | rWtd | WPSDGEREHC0032-2 | ExAnte2019 | IOU workpaper |  | Cap-Tons |  |  | None | 1.17 | 0 | 1.07 | 0 | 0 | 0 | 0 | 0 | 0 | 0 | 0 | 0 | SDGE:DEER:HVAC_Eff_AC | Annual | 0
Any | WPSDGEREHC0032-Rev02-Msr008 | MFm | Ex | CZ02 | rWtd | WPSDGEREHC0032-2 | ExAnte2019 | IOU workpaper |  | Cap-Tons |  |  | None | 1.94 | 0.002 | 0.701 | 0 | 0 | 0 | 0 | 0 | 0 | 0 | 0 | 0 | SDGE:DEER:HVAC_Eff_AC | Annual | 0
Any | WPSDGEREHC0032-Rev02-Msr008 | MFm | Ex | CZ03 | rWtd | WPSDGEREHC0032-2 | ExAnte2019 | IOU workpaper |  | Cap-Tons |  |  | None | 0.837 | 0.000101 | 0.831 | 0 | 0 | 0 | 0 | 0 | 0 | 0 | 0 | 0 | SDGE:DEER:HVAC_Eff_AC | Annual | 0
Any | WPSDGEREHC0032-Rev02-Msr008 | MFm | Ex | CZ04 | rWtd | WPSDGEREHC0032-2 | ExAnte2019 | IOU workpaper |  | Cap-Tons |  |  | None | 2 | 0.0019 | 0.626 | 0 | 0 | 0 | 0 | 0 | 0 | 0 | 0 | 0 | SDGE:DEER:HVAC_Eff_AC | Annual | 0
Any | WPSDGEREHC0032-Rev02-Msr008 | MFm | Ex | CZ05 | rWtd | WPSDGEREHC0032-2 | ExAnte2019 | IOU workpaper |  | Cap-Tons |  |  | None | 0.717 | 0 | 0.901 | 0 | 0 | 0 | 0 | 0 | 0 | 0 | 0 | 0 | SDGE:DEER:HVAC_Eff_AC | Annual | 0
Any | WPSDGEREHC0032-Rev02-Msr008 | MFm | Ex | CZ06 | rWtd | WPSDGEREHC0032-2 | ExAnte2019 | IOU workpaper |  | Cap-Tons |  |  | None | 1.49 | 0.00217 | 0.395 | 0 | 0 | 0 | 0 | 0 | 0 | 0 | 0 | 0 | SDGE:DEER:HVAC_Eff_AC | Annual | 0
Any | WPSDGEREHC0032-Rev02-Msr008 | MFm | Ex | CZ07 | rWtd | WPSDGEREHC0032-2 | ExAnte2019 | IOU workpaper |  | Cap-Tons |  |  | None | 0.981 | 0.00081 | 0.261 | 0 | 0 | 0 | 0 | 0 | 0 | 0 | 0 | 0 | SDGE:DEER:HVAC_Eff_AC | Annual | 0
Any | WPSDGEREHC0032-Rev02-Msr008 | MFm | Ex | CZ08 | rWtd | WPSDGEREHC0032-2 | ExAnte2019 | IOU workpaper |  | Cap-Tons |  |  | None | 3.59 | 0.00361 | 0.329 | 0 | 0 | 0 | 0 | 0 | 0 | 0 | 0 | 0 | SDGE:DEER:HVAC_Eff_AC | Annual | 0
Any | WPSDGEREHC0032-Rev02-Msr008 | MFm | Ex | CZ09 | rWtd | WPSDGEREHC0032-2 | ExAnte2019 | IOU workpaper |  | Cap-Tons |  |  | None | 5.6 | 0.0074 | 0.487 | 0 | 0 | 0 | 0 | 0 | 0 | 0 | 0 | 0 | SDGE:DEER:HVAC_Eff_AC | Annual | 0
Any | WPSDGEREHC0032-Rev02-Msr008 | MFm | Ex | CZ10 | rWtd | WPSDGEREHC0032-2 | ExAnte2019 | IOU workpaper |  | Cap-Tons |  |  | None | 4.57 | 0.00738 | 0.609 | 0 | 0 | 0 | 0 | 0 | 0 | 0 | 0 | 0 | SDGE:DEER:HVAC_Eff_AC | Annual | 0
Any | WPSDGEREHC0032-Rev02-Msr008 | MFm | Ex | CZ11 | rWtd | WPSDGEREHC0032-2 | ExAnte2019 | IOU workpaper |  | Cap-Tons |  |  | None | 6.28 | 0.00711 | 0.643 | 0 | 0 | 0 | 0 | 0 | 0 | 0 | 0 | 0 | SDGE:DEER:HVAC_Eff_AC | Annual | 0
Any | WPSDGEREHC0032-Rev02-Msr008 | MFm | Ex | CZ12 | rWtd | WPSDGEREHC0032-2 | ExAnte2019 | IOU workpaper |  | Cap-Tons |  |  | None | 5.15 | 0.00525 | 0.751 | 0 | 0 | 0 | 0 | 0 | 0 | 0 | 0 | 0 | SDGE:DEER:HVAC_Eff_AC | Annual | 0
Any | WPSDGEREHC0032-Rev02-Msr008 | MFm | Ex | CZ13 | rWtd | WPSDGEREHC0032-2 | ExAnte2019 | IOU workpaper |  | Cap-Tons |  |  | None | 7.9 | 0.00503 | 0.714 | 0 | 0 | 0 | 0 | 0 | 0 | 0 | 0 | 0 | SDGE:DEER:HVAC_Eff_AC | Annual | 0
Any | WPSDGEREHC0032-Rev02-Msr008 | MFm | Ex | CZ14 | rWtd | WPSDGEREHC0032-2 | ExAnte2019 | IOU workpaper |  | Cap-Tons |  |  | None | 11.5 | 0.0114 | 0.64 | 0 | 0 | 0 | 0 | 0 | 0 | 0 | 0 | 0 | SDGE:DEER:HVAC_Eff_AC | Annual | 0
Any | WPSDGEREHC0032-Rev02-Msr008 | MFm | Ex | CZ15 | rWtd | WPSDGEREHC0032-2 | ExAnte2019 | IOU workpaper |  | Cap-Tons |  |  | None | 14.9 | 0.0103 | 0.27 | 0 | 0 | 0 | 0 | 0 | 0 | 0 | 0 | 0 | SDGE:DEER:HVAC_Eff_AC | Annual | 0
Any | WPSDGEREHC0032-Rev02-Msr008 | MFm | Ex | CZ16 | rWtd | WPSDGEREHC0032-2 | ExAnte2019 | IOU workpaper |  | Cap-Tons |  |  | None | 6.79 | 0.00511 | 1.37 | 0 | 0 | 0 | 0 | 0 | 0 | 0 | 0 | 0 | SDGE:DEER:HVAC_Eff_AC | Annual | 0
Any | WPSDGEREHC0032-Rev02-Msr008 | SFm | Ex | CZ01 | rWtd | WPSDGEREHC0032-2 | ExAnte2019 | IOU workpaper |  | Cap-Tons |  |  | None | 4.51 | 0 | 6.03 | 0 | 0 | 0 | 0 | 0 | 0 | 0 | 0 | 0 | SDGE:DEER:HVAC_Eff_AC | Annual | 0
Any | WPSDGEREHC0032-Rev02-Msr008 | SFm | Ex | CZ02 | rWtd | WPSDGEREHC0032-2 | ExAnte2019 | IOU workpaper |  | Cap-Tons |  |  | None | 5.92 | 0.006 | 4.09 | 0 | 0 | 0 | 0 | 0 | 0 | 0 | 0 | 0 | SDGE:DEER:HVAC_Eff_AC | Annual | 0
Any | WPSDGEREHC0032-Rev02-Msr008 | SFm | Ex | CZ03 | rWtd | WPSDGEREHC0032-2 | ExAnte2019 | IOU workpaper |  | Cap-Tons |  |  | None | 3.31 | 0.0017 | 4.08 | 0 | 0 | 0 | 0 | 0 | 0 | 0 | 0 | 0 | SDGE:DEER:HVAC_Eff_AC | Annual | 0
Any | WPSDGEREHC0032-Rev02-Msr008 | SFm | Ex | CZ04 | rWtd | WPSDGEREHC0032-2 | ExAnte2019 | IOU workpaper |  | Cap-Tons |  |  | None | 8.23 | 0.0139 | 3.38 | 0 | 0 | 0 | 0 | 0 | 0 | 0 | 0 | 0 | SDGE:DEER:HVAC_Eff_AC | Annual | 0
Any | WPSDGEREHC0032-Rev02-Msr008 | SFm | Ex | CZ05 | rWtd | WPSDGEREHC0032-2 | ExAnte2019 | IOU workpaper |  | Cap-Tons |  |  | None | 5.04 | 0.00533 | 4.95 | 0 | 0 | 0 | 0 | 0 | 0 | 0 | 0 | 0 | SDGE:DEER:HVAC_Eff_AC | Annual | 0
Any | WPSDGEREHC0032-Rev02-Msr008 | SFm | Ex | CZ06 | rWtd | WPSDGEREHC0032-2 | ExAnte2019 | IOU workpaper |  | Cap-Tons |  |  | None | 5.55 | 0.0145 | 1.9 | 0 | 0 | 0 | 0 | 0 | 0 | 0 | 0 | 0 | SDGE:DEER:HVAC_Eff_AC | Annual | 0
Any | WPSDGEREHC0032-Rev02-Msr008 | SFm | Ex | CZ07 | rWtd | WPSDGEREHC0032-2 | ExAnte2019 | IOU workpaper |  | Cap-Tons |  |  | None | 4.87 | 0.00857 | 1.92 | 0 | 0 | 0 | 0 | 0 | 0 | 0 | 0 | 0 | SDGE:DEER:HVAC_Eff_AC | Annual | 0
Any | WPSDGEREHC0032-Rev02-Msr008 | SFm | Ex | CZ08 | rWtd | WPSDGEREHC0032-2 | ExAnte2019 | IOU workpaper |  | Cap-Tons |  |  | None | 14.3 | 0.0284 | 1.54 | 0 | 0 | 0 | 0 | 0 | 0 | 0 | 0 | 0 | SDGE:DEER:HVAC_Eff_AC | Annual | 0
Any | WPSDGEREHC0032-Rev02-Msr008 | SFm | Ex | CZ09 | rWtd | WPSDGEREHC0032-2 | ExAnte2019 | IOU workpaper |  | Cap-Tons |  |  | None | 19.2 | 0.0421 | 2.26 | 0 | 0 | 0 | 0 | 0 | 0 | 0 | 0 | 0 | SDGE:DEER:HVAC_Eff_AC | Annual | 0
Any | WPSDGEREHC0032-Rev02-Msr008 | SFm | Ex | CZ10 | rWtd | WPSDGEREHC0032-2 | ExAnte2019 | IOU workpaper |  | Cap-Tons |  |  | None | 14.9 | 0.0277 | 2.42 | 0 | 0 | 0 | 0 | 0 | 0 | 0 | 0 | 0 | SDGE:DEER:HVAC_Eff_AC | Annual | 0
Any | WPSDGEREHC0032-Rev02-Msr008 | SFm | Ex | CZ11 | rWtd | WPSDGEREHC0032-2 | ExAnte2019 | IOU workpaper |  | Cap-Tons |  |  | None | 25.4 | 0.034 | 3.24 | 0 | 0 | 0 | 0 | 0 | 0 | 0 | 0 | 0 | SDGE:DEER:HVAC_Eff_AC | Annual | 0
Any | WPSDGEREHC0032-Rev02-Msr008 | SFm | Ex | CZ12 | rWtd | WPSDGEREHC0032-2 | ExAnte2019 | IOU workpaper |  | Cap-Tons |  |  | None | 16.6 | 0.0233 | 3.34 | 0 | 0 | 0 | 0 | 0 | 0 | 0 | 0 | 0 | SDGE:DEER:HVAC_Eff_AC | Annual | 0
Any | WPSDGEREHC0032-Rev02-Msr008 | SFm | Ex | CZ13 | rWtd | WPSDGEREHC0032-2 | ExAnte2019 | IOU workpaper |  | Cap-Tons |  |  | None | 30.8 | 0.0265 | 3.18 | 0 | 0 | 0 | 0 | 0 | 0 | 0 | 0 | 0 | SDGE:DEER:HVAC_Eff_AC | Annual | 0
Any | WPSDGEREHC0032-Rev02-Msr008 | SFm | Ex | CZ14 | rWtd | WPSDGEREHC0032-2 | ExAnte2019 | IOU workpaper |  | Cap-Tons |  |  | None | 27.5 | 0.0321 | 2.7 | 0 | 0 | 0 | 0 | 0 | 0 | 0 | 0 | 0 | SDGE:DEER:HVAC_Eff_AC | Annual | 0
Any | WPSDGEREHC0032-Rev02-Msr008 | SFm | Ex | CZ15 | rWtd | WPSDGEREHC0032-2 | ExAnte2019 | IOU workpaper |  | Cap-Tons |  |  | None | 32.1 | 0.0277 | 0.954 | 0 | 0 | 0 | 0 | 0 | 0 | 0 | 0 | 0 | SDGE:DEER:HVAC_Eff_AC | Annual | 0
Any | WPSDGEREHC0032-Rev02-Msr008 | SFm | Ex | CZ16 | rWtd | WPSDGEREHC0032-2 | ExAnte2019 | IOU workpaper |  | Cap-Tons |  |  | None | 16.2 | 0.0169 | 5.82 | 0 | 0 | 0 | 0 | 0 | 0 | 0 | 0 | 0 | SDGE:DEER:HVAC_Eff_AC | Annual | 0
Any | WPSDGEREHC0032-Rev02-Msr009 | DMo | Ex | CZ01 | rWtd | WPSDGEREHC0032-2 | ExAnte2019 | IOU workpaper |  | Cap-Tons |  |  | None | 9.43 | 0 | 10.2 | 0 | 0 | 0 | 0 | 0 | 0 | 0 | 0 | 0 | SDGE:DEER:HVAC_Eff_AC | Annual | 0
Any | WPSDGEREHC0032-Rev02-Msr009 | DMo | Ex | CZ02 | rWtd | WPSDGEREHC0032-2 | ExAnte2019 | IOU workpaper |  | Cap-Tons |  |  | None | 63.3 | 0.0879 | 10.2 | 0 | 0 | 0 | 0 | 0 | 0 | 0 | 0 | 0 | SDGE:DEER:HVAC_Eff_AC | Annual | 0
Any | WPSDGEREHC0032-Rev02-Msr009 | DMo | Ex | CZ03 | rWtd | WPSDGEREHC0032-2 | ExAnte2019 | IOU workpaper |  | Cap-Tons |  |  | None | 25 | 0.0407 | 8.4 | 0 | 0 | 0 | 0 | 0 | 0 | 0 | 0 | 0 | SDGE:DEER:HVAC_Eff_AC | Annual | 0
Any | WPSDGEREHC0032-Rev02-Msr009 | DMo | Ex | CZ04 | rWtd | WPSDGEREHC0032-2 | ExAnte2019 | IOU workpaper |  | Cap-Tons |  |  | None | 56.8 | 0.0921 | 7.56 | 0 | 0 | 0 | 0 | 0 | 0 | 0 | 0 | 0 | SDGE:DEER:HVAC_Eff_AC | Annual | 0
Any | WPSDGEREHC0032-Rev02-Msr009 | DMo | Ex | CZ05 | rWtd | WPSDGEREHC0032-2 | ExAnte2019 | IOU workpaper |  | Cap-Tons |  |  | None | 11.3 | 0.01 | 10 | 0 | 0 | 0 | 0 | 0 | 0 | 0 | 0 | 0 | SDGE:DEER:HVAC_Eff_AC | Annual | 0
Any | WPSDGEREHC0032-Rev02-Msr009 | DMo | Ex | CZ06 | rWtd | WPSDGEREHC0032-2 | ExAnte2019 | IOU workpaper |  | Cap-Tons |  |  | None | 16.4 | 0.0285 | 3.95 | 0 | 0 | 0 | 0 | 0 | 0 | 0 | 0 | 0 | SDGE:DEER:HVAC_Eff_AC | Annual | 0
Any | WPSDGEREHC0032-Rev02-Msr009 | DMo | Ex | CZ07 | rWtd | WPSDGEREHC0032-2 | ExAnte2019 | IOU workpaper |  | Cap-Tons |  |  | None | 14 | 0.0216 | 2.45 | 0 | 0 | 0 | 0 | 0 | 0 | 0 | 0 | 0 | SDGE:DEER:HVAC_Eff_AC | Annual | 0
Any | WPSDGEREHC0032-Rev02-Msr009 | DMo | Ex | CZ08 | rWtd | WPSDGEREHC0032-2 | ExAnte2019 | IOU workpaper |  | Cap-Tons |  |  | None | 49.5 | 0.0706 | 3.1 | 0 | 0 | 0 | 0 | 0 | 0 | 0 | 0 | 0 | SDGE:DEER:HVAC_Eff_AC | Annual | 0
Any | WPSDGEREHC0032-Rev02-Msr009 | DMo | Ex | CZ09 | rWtd | WPSDGEREHC0032-2 | ExAnte2019 | IOU workpaper |  | Cap-Tons |  |  | None | 93.9 | 0.164 | 5.41 | 0 | 0 | 0 | 0 | 0 | 0 | 0 | 0 | 0 | SDGE:DEER:HVAC_Eff_AC | Annual | 0
Any | WPSDGEREHC0032-Rev02-Msr009 | DMo | Ex | CZ10 | rWtd | WPSDGEREHC0032-2 | ExAnte2019 | IOU workpaper |  | Cap-Tons |  |  | None | 102 | 0.176 | 4.81 | 0 | 0 | 0 | 0 | 0 | 0 | 0 | 0 | 0 | SDGE:DEER:HVAC_Eff_AC | Annual | 0
Any | WPSDGEREHC0032-Rev02-Msr009 | DMo | Ex | CZ11 | rWtd | WPSDGEREHC0032-2 | ExAnte2019 | IOU workpaper |  | Cap-Tons |  |  | None | 150 | 0.166 | 9.51 | 0 | 0 | 0 | 0 | 0 | 0 | 0 | 0 | 0 | SDGE:DEER:HVAC_Eff_AC | Annual | 0
Any | WPSDGEREHC0032-Rev02-Msr009 | DMo | Ex | CZ12 | rWtd | WPSDGEREHC0032-2 | ExAnte2019 | IOU workpaper |  | Cap-Tons |  |  | None | 103 | 0.124 | 9.96 | 0 | 0 | 0 | 0 | 0 | 0 | 0 | 0 | 0 | SDGE:DEER:HVAC_Eff_AC | Annual | 0
Any | WPSDGEREHC0032-Rev02-Msr009 | DMo | Ex | CZ13 | rWtd | WPSDGEREHC0032-2 | ExAnte2019 | IOU workpaper |  | Cap-Tons |  |  | None | 162 | 0.133 | 7.64 | 0 | 0 | 0 | 0 | 0 | 0 | 0 | 0 | 0 | SDGE:DEER:HVAC_Eff_AC | Annual | 0
Any | WPSDGEREHC0032-Rev02-Msr009 | DMo | Ex | CZ14 | rWtd | WPSDGEREHC0032-2 | ExAnte2019 | IOU workpaper |  | Cap-Tons |  |  | None | 43 | 0.0388 | 9.29 | 0 | 0 | 0 | 0 | 0 | 0 | 0 | 0 | 0 | SDGE:DEER:HVAC_Eff_AC | Annual | 0
Any | WPSDGEREHC0032-Rev02-Msr009 | DMo | Ex | CZ15 | rWtd | WPSDGEREHC0032-2 | ExAnte2019 | IOU workpaper |  | Cap-Tons |  |  | None | 248 | 0.181 | 3.42 | 0 | 0 | 0 | 0 | 0 | 0 | 0 | 0 | 0 | SDGE:DEER:HVAC_Eff_AC | Annual | 0
Any | WPSDGEREHC0032-Rev02-Msr009 | DMo | Ex | CZ16 | rWtd | WPSDGEREHC0032-2 | ExAnte2019 | IOU workpaper |  | Cap-Tons |  |  | None | 129 | 0.0795 | 20.9 | 0 | 0 | 0 | 0 | 0 | 0 | 0 | 0 | 0 | SDGE:DEER:HVAC_Eff_AC | Annual | 0
Any | WPSDGEREHC0032-Rev02-Msr009 | MFm | Ex | CZ01 | rWtd | WPSDGEREHC0032-2 | ExAnte2019 | IOU workpaper |  | Cap-Tons |  |  | None | 2.73 | 0 | 2.52 | 0 | 0 | 0 | 0 | 0 | 0 | 0 | 0 | 0 | SDGE:DEER:HVAC_Eff_AC | Annual | 0
Any | WPSDGEREHC0032-Rev02-Msr009 | MFm | Ex | CZ02 | rWtd | WPSDGEREHC0032-2 | ExAnte2019 | IOU workpaper |  | Cap-Tons |  |  | None | 4.62 | 0.00494 | 1.67 | 0 | 0 | 0 | 0 | 0 | 0 | 0 | 0 | 0 | SDGE:DEER:HVAC_Eff_AC | Annual | 0
Any | WPSDGEREHC0032-Rev02-Msr009 | MFm | Ex | CZ03 | rWtd | WPSDGEREHC0032-2 | ExAnte2019 | IOU workpaper |  | Cap-Tons |  |  | None | 1.9 | 0.000224 | 1.86 | 0 | 0 | 0 | 0 | 0 | 0 | 0 | 0 | 0 | SDGE:DEER:HVAC_Eff_AC | Annual | 0
Any | WPSDGEREHC0032-Rev02-Msr009 | MFm | Ex | CZ04 | rWtd | WPSDGEREHC0032-2 | ExAnte2019 | IOU workpaper |  | Cap-Tons |  |  | None | 4.65 | 0.00432 | 1.44 | 0 | 0 | 0 | 0 | 0 | 0 | 0 | 0 | 0 | SDGE:DEER:HVAC_Eff_AC | Annual | 0
Any | WPSDGEREHC0032-Rev02-Msr009 | MFm | Ex | CZ05 | rWtd | WPSDGEREHC0032-2 | ExAnte2019 | IOU workpaper |  | Cap-Tons |  |  | None | 1.8 | 0 | 2.13 | 0 | 0 | 0 | 0 | 0 | 0 | 0 | 0 | 0 | SDGE:DEER:HVAC_Eff_AC | Annual | 0
Any | WPSDGEREHC0032-Rev02-Msr009 | MFm | Ex | CZ06 | rWtd | WPSDGEREHC0032-2 | ExAnte2019 | IOU workpaper |  | Cap-Tons |  |  | None | 3.48 | 0.005 | 0.941 | 0 | 0 | 0 | 0 | 0 | 0 | 0 | 0 | 0 | SDGE:DEER:HVAC_Eff_AC | Annual | 0
Any | WPSDGEREHC0032-Rev02-Msr009 | MFm | Ex | CZ07 | rWtd | WPSDGEREHC0032-2 | ExAnte2019 | IOU workpaper |  | Cap-Tons |  |  | None | 2.24 | 0.00204 | 0.623 | 0 | 0 | 0 | 0 | 0 | 0 | 0 | 0 | 0 | SDGE:DEER:HVAC_Eff_AC | Annual | 0
Any | WPSDGEREHC0032-Rev02-Msr009 | MFm | Ex | CZ08 | rWtd | WPSDGEREHC0032-2 | ExAnte2019 | IOU workpaper |  | Cap-Tons |  |  | None | 8.18 | 0.00801 | 0.768 | 0 | 0 | 0 | 0 | 0 | 0 | 0 | 0 | 0 | SDGE:DEER:HVAC_Eff_AC | Annual | 0
Any | WPSDGEREHC0032-Rev02-Msr009 | MFm | Ex | CZ09 | rWtd | WPSDGEREHC0032-2 | ExAnte2019 | IOU workpaper |  | Cap-Tons |  |  | None | 13.4 | 0.0177 | 1.19 | 0 | 0 | 0 | 0 | 0 | 0 | 0 | 0 | 0 | SDGE:DEER:HVAC_Eff_AC | Annual | 0
Any | WPSDGEREHC0032-Rev02-Msr009 | MFm | Ex | CZ10 | rWtd | WPSDGEREHC0032-2 | ExAnte2019 | IOU workpaper |  | Cap-Tons |  |  | None | 9.82 | 0.0158 | 1.34 | 0 | 0 | 0 | 0 | 0 | 0 | 0 | 0 | 0 | SDGE:DEER:HVAC_Eff_AC | Annual | 0
Any | WPSDGEREHC0032-Rev02-Msr009 | MFm | Ex | CZ11 | rWtd | WPSDGEREHC0032-2 | ExAnte2019 | IOU workpaper |  | Cap-Tons |  |  | None | 14.7 | 0.0166 | 1.51 | 0 | 0 | 0 | 0 | 0 | 0 | 0 | 0 | 0 | SDGE:DEER:HVAC_Eff_AC | Annual | 0
Any | WPSDGEREHC0032-Rev02-Msr009 | MFm | Ex | CZ12 | rWtd | WPSDGEREHC0032-2 | ExAnte2019 | IOU workpaper |  | Cap-Tons |  |  | None | 12.1 | 0.012 | 1.76 | 0 | 0 | 0 | 0 | 0 | 0 | 0 | 0 | 0 | SDGE:DEER:HVAC_Eff_AC | Annual | 0
Any | WPSDGEREHC0032-Rev02-Msr009 | MFm | Ex | CZ13 | rWtd | WPSDGEREHC0032-2 | ExAnte2019 | IOU workpaper |  | Cap-Tons |  |  | None | 18.4 | 0.0117 | 1.67 | 0 | 0 | 0 | 0 | 0 | 0 | 0 | 0 | 0 | SDGE:DEER:HVAC_Eff_AC | Annual | 0
Any | WPSDGEREHC0032-Rev02-Msr009 | MFm | Ex | CZ14 | rWtd | WPSDGEREHC0032-2 | ExAnte2019 | IOU workpaper |  | Cap-Tons |  |  | None | 27.1 | 0.0262 | 1.5 | 0 | 0 | 0 | 0 | 0 | 0 | 0 | 0 | 0 | SDGE:DEER:HVAC_Eff_AC | Annual | 0
Any | WPSDGEREHC0032-Rev02-Msr009 | MFm | Ex | CZ15 | rWtd | WPSDGEREHC0032-2 | ExAnte2019 | IOU workpaper |  | Cap-Tons |  |  | None | 34.7 | 0.0239 | 0.636 | 0 | 0 | 0 | 0 | 0 | 0 | 0 | 0 | 0 | SDGE:DEER:HVAC_Eff_AC | Annual | 0
Any | WPSDGEREHC0032-Rev02-Msr009 | MFm | Ex | CZ16 | rWtd | WPSDGEREHC0032-2 | ExAnte2019 | IOU workpaper |  | Cap-Tons |  |  | None | 15.9 | 0.0115 | 3.22 | 0 | 0 | 0 | 0 | 0 | 0 | 0 | 0 | 0 | SDGE:DEER:HVAC_Eff_AC | Annual | 0
Any | WPSDGEREHC0032-Rev02-Msr009 | SFm | Ex | CZ01 | rWtd | WPSDGEREHC0032-2 | ExAnte2019 | IOU workpaper |  | Cap-Tons |  |  | None | 11 | 0 | 14.7 | 0 | 0 | 0 | 0 | 0 | 0 | 0 | 0 | 0 | SDGE:DEER:HVAC_Eff_AC | Annual | 0
Any | WPSDGEREHC0032-Rev02-Msr009 | SFm | Ex | CZ02 | rWtd | WPSDGEREHC0032-2 | ExAnte2019 | IOU workpaper |  | Cap-Tons |  |  | None | 14.5 | 0.0144 | 10.1 | 0 | 0 | 0 | 0 | 0 | 0 | 0 | 0 | 0 | SDGE:DEER:HVAC_Eff_AC | Annual | 0
Any | WPSDGEREHC0032-Rev02-Msr009 | SFm | Ex | CZ03 | rWtd | WPSDGEREHC0032-2 | ExAnte2019 | IOU workpaper |  | Cap-Tons |  |  | None | 8.12 | 0.004 | 10 | 0 | 0 | 0 | 0 | 0 | 0 | 0 | 0 | 0 | SDGE:DEER:HVAC_Eff_AC | Annual | 0
Any | WPSDGEREHC0032-Rev02-Msr009 | SFm | Ex | CZ04 | rWtd | WPSDGEREHC0032-2 | ExAnte2019 | IOU workpaper |  | Cap-Tons |  |  | None | 19.8 | 0.0329 | 8.26 | 0 | 0 | 0 | 0 | 0 | 0 | 0 | 0 | 0 | SDGE:DEER:HVAC_Eff_AC | Annual | 0
Any | WPSDGEREHC0032-Rev02-Msr009 | SFm | Ex | CZ05 | rWtd | WPSDGEREHC0032-2 | ExAnte2019 | IOU workpaper |  | Cap-Tons |  |  | None | 12.3 | 0.0125 | 12.1 | 0 | 0 | 0 | 0 | 0 | 0 | 0 | 0 | 0 | SDGE:DEER:HVAC_Eff_AC | Annual | 0
Any | WPSDGEREHC0032-Rev02-Msr009 | SFm | Ex | CZ06 | rWtd | WPSDGEREHC0032-2 | ExAnte2019 | IOU workpaper |  | Cap-Tons |  |  | None | 13.4 | 0.0342 | 4.65 | 0 | 0 | 0 | 0 | 0 | 0 | 0 | 0 | 0 | SDGE:DEER:HVAC_Eff_AC | Annual | 0
Any | WPSDGEREHC0032-Rev02-Msr009 | SFm | Ex | CZ07 | rWtd | WPSDGEREHC0032-2 | ExAnte2019 | IOU workpaper |  | Cap-Tons |  |  | None | 11.7 | 0.0201 | 4.69 | 0 | 0 | 0 | 0 | 0 | 0 | 0 | 0 | 0 | SDGE:DEER:HVAC_Eff_AC | Annual | 0
Any | WPSDGEREHC0032-Rev02-Msr009 | SFm | Ex | CZ08 | rWtd | WPSDGEREHC0032-2 | ExAnte2019 | IOU workpaper |  | Cap-Tons |  |  | None | 34 | 0.0669 | 3.79 | 0 | 0 | 0 | 0 | 0 | 0 | 0 | 0 | 0 | SDGE:DEER:HVAC_Eff_AC | Annual | 0
Any | WPSDGEREHC0032-Rev02-Msr009 | SFm | Ex | CZ09 | rWtd | WPSDGEREHC0032-2 | ExAnte2019 | IOU workpaper |  | Cap-Tons |  |  | None | 45.4 | 0.0947 | 5.52 | 0 | 0 | 0 | 0 | 0 | 0 | 0 | 0 | 0 | SDGE:DEER:HVAC_Eff_AC | Annual | 0
Any | WPSDGEREHC0032-Rev02-Msr009 | SFm | Ex | CZ10 | rWtd | WPSDGEREHC0032-2 | ExAnte2019 | IOU workpaper |  | Cap-Tons |  |  | None | 35.5 | 0.0653 | 5.94 | 0 | 0 | 0 | 0 | 0 | 0 | 0 | 0 | 0 | SDGE:DEER:HVAC_Eff_AC | Annual | 0
Any | WPSDGEREHC0032-Rev02-Msr009 | SFm | Ex | CZ11 | rWtd | WPSDGEREHC0032-2 | ExAnte2019 | IOU workpaper |  | Cap-Tons |  |  | None | 61.3 | 0.0803 | 7.95 | 0 | 0 | 0 | 0 | 0 | 0 | 0 | 0 | 0 | SDGE:DEER:HVAC_Eff_AC | Annual | 0
Any | WPSDGEREHC0032-Rev02-Msr009 | SFm | Ex | CZ12 | rWtd | WPSDGEREHC0032-2 | ExAnte2019 | IOU workpaper |  | Cap-Tons |  |  | None | 40 | 0.0553 | 8.2 | 0 | 0 | 0 | 0 | 0 | 0 | 0 | 0 | 0 | SDGE:DEER:HVAC_Eff_AC | Annual | 0
Any | WPSDGEREHC0032-Rev02-Msr009 | SFm | Ex | CZ13 | rWtd | WPSDGEREHC0032-2 | ExAnte2019 | IOU workpaper |  | Cap-Tons |  |  | None | 74.1 | 0.0631 | 7.8 | 0 | 0 | 0 | 0 | 0 | 0 | 0 | 0 | 0 | SDGE:DEER:HVAC_Eff_AC | Annual | 0
Any | WPSDGEREHC0032-Rev02-Msr009 | SFm | Ex | CZ14 | rWtd | WPSDGEREHC0032-2 | ExAnte2019 | IOU workpaper |  | Cap-Tons |  |  | None | 65.8 | 0.0759 | 6.64 | 0 | 0 | 0 | 0 | 0 | 0 | 0 | 0 | 0 | SDGE:DEER:HVAC_Eff_AC | Annual | 0
Any | WPSDGEREHC0032-Rev02-Msr009 | SFm | Ex | CZ15 | rWtd | WPSDGEREHC0032-2 | ExAnte2019 | IOU workpaper |  | Cap-Tons |  |  | None | 77.8 | 0.0664 | 2.36 | 0 | 0 | 0 | 0 | 0 | 0 | 0 | 0 | 0 | SDGE:DEER:HVAC_Eff_AC | Annual | 0
Any | WPSDGEREHC0032-Rev02-Msr009 | SFm | Ex | CZ16 | rWtd | WPSDGEREHC0032-2 | ExAnte2019 | IOU workpaper |  | Cap-Tons |  |  | None | 39.3 | 0.0408 | 14.2 | 0 | 0 | 0 | 0 | 0 | 0 | 0 | 0 | 0 | SDGE:DEER:HVAC_Eff_AC | Annual | 0
SDG | WPSDGEREHC1064-Rev01-Msr001 | SFm | Ex | CZ06 | Any | WPSDGEREHC1064-1 | ExAnte2017 | IOU workpaper | 2017-12-18 | Cap-Tons |  |  | None | 10.2966 | 0.035867 | 2.1914 | 10.2966 | 0.035867 | 2.1914 | 10.2966 | 0.035867 | 2.1914 | 10.2966 | 0.035867 | 2.1914 | SDGE:DEER:HVAC_Eff_AC | WinterOnly | 0
SDG | WPSDGEREHC1064-Rev01-Msr001 | SFm | Ex | CZ07 | Any | WPSDGEREHC1064-1 | ExAnte2017 | IOU workpaper | 2017-12-18 | Cap-Tons |  |  | None | 21.5593 | 0.046143 | 1.0644 | 21.5593 | 0.046143 | 1.0644 | 21.5593 | 0.046143 | 1.0644 | 21.5593 | 0.046143 | 1.0644 | SDGE:DEER:HVAC_Eff_AC | WinterOnly | 0
SDG | WPSDGEREHC1064-Rev01-Msr001 | SFm | Ex | CZ08 | Any | WPSDGEREHC1064-1 | ExAnte2017 | IOU workpaper | 2017-12-18 | Cap-Tons |  |  | None | 26.824 | 0.060885 | 1.2949 | 26.824 | 0.060885 | 1.2949 | 26.824 | 0.060885 | 1.2949 | 26.824 | 0.060885 | 1.2949 | SDGE:DEER:HVAC_Eff_AC | WinterOnly | 0
SDG | WPSDGEREHC1064-Rev01-Msr001 | SFm | Ex | CZ10 | Any | WPSDGEREHC1064-1 | ExAnte2017 | IOU workpaper | 2017-12-18 | Cap-Tons |  |  | None | 48.1464 | 0.11584 | 3.2405 | 48.1464 | 0.11584 | 3.2405 | 48.1464 | 0.11584 | 3.2405 | 48.1464 | 0.11584 | 3.2405 | SDGE:DEER:HVAC_Eff_AC | WinterOnly | 0
SDG | WPSDGEREHC1064-Rev01-Msr001 | SFm | Ex | CZ14 | Any | WPSDGEREHC1064-1 | ExAnte2017 | IOU workpaper | 2017-12-18 | Cap-Tons |  |  | None | 98.1951 | 0.094368 | 3.6085 | 98.1951 | 0.094368 | 3.6085 | 98.1951 | 0.094368 | 3.6085 | 98.1951 | 0.094368 | 3.6085 | SDGE:DEER:HVAC_Eff_AC | WinterOnly | 0
SDG | WPSDGEREHC1064-Rev01-Msr001 | SFm | Ex | CZ15 | Any | WPSDGEREHC1064-1 | ExAnte2017 | IOU workpaper | 2017-12-18 | Cap-Tons |  |  | None | 137.1708 | 0.089019 | 1.461 | 137.1708 | 0.089019 | 1.461 | 137.1708 | 0.089019 | 1.461 | 137.1708 | 0.089019 | 1.461 | SDGE:DEER:HVAC_Eff_AC | WinterOnly | 0
SDG | WPSDGEREHC1064-Rev01-Msr002 | SFm | Ex | CZ06 | Any | WPSDGEREHC1064-1 | ExAnte2017 | IOU workpaper | 2017-12-18 | Cap-Tons |  |  | None | 16.7921 | 0.044145 | 2.4492 | 16.7921 | 0.044145 | 2.4492 | 16.7921 | 0.044145 | 2.4492 | 16.7921 | 0.044145 | 2.4492 | SDGE:DEER:HVAC_Eff_AC | WinterOnly | 0
SDG | WPSDGEREHC1064-Rev01-Msr002 | SFm | Ex | CZ07 | Any | WPSDGEREHC1064-1 | ExAnte2017 | IOU workpaper | 2017-12-18 | Cap-Tons |  |  | None | 19.609 | 0.053729 | 2.3317 | 19.609 | 0.053729 | 2.3317 | 19.609 | 0.053729 | 2.3317 | 19.609 | 0.053729 | 2.3317 | SDGE:DEER:HVAC_Eff_AC | WinterOnly | 0
SDG | WPSDGEREHC1064-Rev01-Msr002 | SFm | Ex | CZ08 | Any | WPSDGEREHC1064-1 | ExAnte2017 | IOU workpaper | 2017-12-18 | Cap-Tons |  |  | None | 28.9297 | 0.061236 | 1.9755 | 28.9297 | 0.061236 | 1.9755 | 28.9297 | 0.061236 | 1.9755 | 28.9297 | 0.061236 | 1.9755 | SDGE:DEER:HVAC_Eff_AC | WinterOnly | 0
SDG | WPSDGEREHC1064-Rev01-Msr002 | SFm | Ex | CZ10 | Any | WPSDGEREHC1064-1 | ExAnte2017 | IOU workpaper | 2017-12-18 | Cap-Tons |  |  | None | 56.2381 | 0.098606 | 3.3991 | 56.2381 | 0.098606 | 3.3991 | 56.2381 | 0.098606 | 3.3991 | 56.2381 | 0.098606 | 3.3991 | SDGE:DEER:HVAC_Eff_AC | WinterOnly | 0
SDG | WPSDGEREHC1064-Rev01-Msr002 | SFm | Ex | CZ14 | Any | WPSDGEREHC1064-1 | ExAnte2017 | IOU workpaper | 2017-12-18 | Cap-Tons |  |  | None | 128.008 | 0.11927 | 3.9341 | 128.008 | 0.11927 | 3.9341 | 128.008 | 0.11927 | 3.9341 | 128.008 | 0.11927 | 3.9341 | SDGE:DEER:HVAC_Eff_AC | WinterOnly | 0
SDG | WPSDGEREHC1064-Rev01-Msr002 | SFm | Ex | CZ15 | Any | WPSDGEREHC1064-1 | ExAnte2017 | IOU workpaper | 2017-12-18 | Cap-Tons |  |  | None | 149.6891 | 0.093572 | 1.5841 | 149.6891 | 0.093572 | 1.5841 | 149.6891 | 0.093572 | 1.5841 | 149.6891 | 0.093572 | 1.5841 | SDGE:DEER:HVAC_Eff_AC | WinterOnly | 0
SDG | WPSDGEREHC1064-Rev01-Msr003 | SFm | Ex | CZ06 | Any | WPSDGEREHC1064-1 | ExAnte2017 | IOU workpaper | 2017-12-18 | Cap-Tons |  |  | None | 14.9428 | 0.037688 | 2.4492 | 14.9428 | 0.037688 | 2.4492 | 14.9428 | 0.037688 | 2.4492 | 14.9428 | 0.037688 | 2.4492 | SDGE:DEER:HVAC_Eff_AC | WinterOnly | 0
SDG | WPSDGEREHC1064-Rev01-Msr003 | SFm | Ex | CZ07 | Any | WPSDGEREHC1064-1 | ExAnte2017 | IOU workpaper | 2017-12-18 | Cap-Tons |  |  | None | 21.3164 | 0.050698 | 2.3317 | 21.3164 | 0.050698 | 2.3317 | 21.3164 | 0.050698 | 2.3317 | 21.3164 | 0.050698 | 2.3317 | SDGE:DEER:HVAC_Eff_AC | WinterOnly | 0
SDG | WPSDGEREHC1064-Rev01-Msr003 | SFm | Ex | CZ08 | Any | WPSDGEREHC1064-1 | ExAnte2017 | IOU workpaper | 2017-12-18 | Cap-Tons |  |  | None | 27.9932 | 0.058338 | 1.9755 | 27.9932 | 0.058338 | 1.9755 | 27.9932 | 0.058338 | 1.9755 | 27.9932 | 0.058338 | 1.9755 | SDGE:DEER:HVAC_Eff_AC | WinterOnly | 0
SDG | WPSDGEREHC1064-Rev01-Msr003 | SFm | Ex | CZ10 | Any | WPSDGEREHC1064-1 | ExAnte2017 | IOU workpaper | 2017-12-18 | Cap-Tons |  |  | None | 59.7051 | 0.10839 | 3.3991 | 59.7051 | 0.10839 | 3.3991 | 59.7051 | 0.10839 | 3.3991 | 59.7051 | 0.10839 | 3.3991 | SDGE:DEER:HVAC_Eff_AC | WinterOnly | 0
SDG | WPSDGEREHC1064-Rev01-Msr003 | SFm | Ex | CZ14 | Any | WPSDGEREHC1064-1 | ExAnte2017 | IOU workpaper | 2017-12-18 | Cap-Tons |  |  | None | 139.1196 | 0.12309 | 3.9341 | 139.1196 | 0.12309 | 3.9341 | 139.1196 | 0.12309 | 3.9341 | 139.1196 | 0.12309 | 3.9341 | SDGE:DEER:HVAC_Eff_AC | WinterOnly | 0
SDG | WPSDGEREHC1064-Rev01-Msr003 | SFm | Ex | CZ15 | Any | WPSDGEREHC1064-1 | ExAnte2017 | IOU workpaper | 2017-12-18 | Cap-Tons |  |  | None | 166.8985 | 0.10214 | 1.5841 | 166.8985 | 0.10214 | 1.5841 | 166.8985 | 0.10214 | 1.5841 | 166.8985 | 0.10214 | 1.5841 | SDGE:DEER:HVAC_Eff_AC | WinterOnly | 0
Any | WPSDGEREHC1065-Rev04-Msr001 | DMo | 2007 | CZ01 | rDXGF | WPSDGEREHC1065-4 | ExAnte2018 | IOU workpaper |  | Cap-Tons |  |  | None | 77.144 | 0 | 0 | 62.3785 | 0 | 0 | 0 | 0 | 0 | 0 | 0 | 0 | SDGE:DEER:HVAC_Eff_AC | WinterOnly | 0
Any | WPSDGEREHC1065-Rev04-Msr001 | DMo | 2007 | CZ02 | rDXGF | WPSDGEREHC1065-4 | ExAnte2018 | IOU workpaper |  | Cap-Tons |  |  | None | 68.1206 | 0.013802 | 0 | 55.0282 | 0.013802 | 0 | 0 | 0 | 0 | 0 | 0 | 0 | SDGE:DEER:HVAC_Eff_AC | WinterOnly | 0
Any | WPSDGEREHC1065-Rev04-Msr001 | DMo | 2007 | CZ03 | rDXGF | WPSDGEREHC1065-4 | ExAnte2018 | IOU workpaper |  | Cap-Tons |  |  | None | 51.3672 | 0.004613 | 0 | 41.5306 | 0.003703 | 0 | 0 | 0 | 0 | 0 | 0 | 0 | SDGE:DEER:HVAC_Eff_AC | WinterOnly | 0
Any | WPSDGEREHC1065-Rev04-Msr001 | DMo | 2007 | CZ04 | rDXGF | WPSDGEREHC1065-4 | ExAnte2018 | IOU workpaper |  | Cap-Tons |  |  | None | 60.8468 | 0.070029 | 0 | 49.1261 | 0.056181 | 0 | 0 | 0 | 0 | 0 | 0 | 0 | SDGE:DEER:HVAC_Eff_AC | WinterOnly | 0
Any | WPSDGEREHC1065-Rev04-Msr001 | DMo | 2007 | CZ05 | rDXGF | WPSDGEREHC1065-4 | ExAnte2018 | IOU workpaper |  | Cap-Tons |  |  | None | 51.7119 | 0 | 0 | 41.8146 | 0 | 0 | 0 | 0 | 0 | 0 | 0 | 0 | SDGE:DEER:HVAC_Eff_AC | WinterOnly | 0
Any | WPSDGEREHC1065-Rev04-Msr001 | DMo | 2007 | CZ06 | rDXGF | WPSDGEREHC1065-4 | ExAnte2018 | IOU workpaper |  | Cap-Tons |  |  | None | 34.886 | 0.054588 | 0 | 28.1685 | 0.043715 | 0 | 0 | 0 | 0 | 0 | 0 | 0 | SDGE:DEER:HVAC_Eff_AC | WinterOnly | 0
Any | WPSDGEREHC1065-Rev04-Msr001 | DMo | 2007 | CZ07 | rDXGF | WPSDGEREHC1065-4 | ExAnte2018 | IOU workpaper |  | Cap-Tons |  |  | None | 21.2891 | 0.038016 | 0 | 17.186 | 0.030498 | 0 | 0 | 0 | 0 | 0 | 0 | 0 | SDGE:DEER:HVAC_Eff_AC | WinterOnly | 0
Any | WPSDGEREHC1065-Rev04-Msr001 | DMo | 2007 | CZ08 | rDXGF | WPSDGEREHC1065-4 | ExAnte2018 | IOU workpaper |  | Cap-Tons |  |  | None | 49.2108 | 0.075113 | 0 | 39.6115 | 0.06025 | 0 | 0 | 0 | 0 | 0 | 0 | 0 | SDGE:DEER:HVAC_Eff_AC | WinterOnly | 0
Any | WPSDGEREHC1065-Rev04-Msr001 | DMo | 2007 | CZ09 | rDXGF | WPSDGEREHC1065-4 | ExAnte2018 | IOU workpaper |  | Cap-Tons |  |  | None | 72.0751 | 0.10635 | 0 | 57.983 | 0.085574 | 0 | 0 | 0 | 0 | 0 | 0 | 0 | SDGE:DEER:HVAC_Eff_AC | WinterOnly | 0
Any | WPSDGEREHC1065-Rev04-Msr001 | DMo | 2007 | CZ10 | rDXGF | WPSDGEREHC1065-4 | ExAnte2018 | IOU workpaper |  | Cap-Tons |  |  | None | 92.8013 | 0.11157 | 0 | 74.6381 | 0.08994 | 0 | 0 | 0 | 0 | 0 | 0 | 0 | SDGE:DEER:HVAC_Eff_AC | WinterOnly | 0
Any | WPSDGEREHC1065-Rev04-Msr001 | DMo | 2007 | CZ11 | rDXGF | WPSDGEREHC1065-4 | ExAnte2018 | IOU workpaper |  | Cap-Tons |  |  | None | 158.3755 | 0.10837 | 0 | 127.4346 | 0.087078 | 0 | 0 | 0 | 0 | 0 | 0 | 0 | SDGE:DEER:HVAC_Eff_AC | WinterOnly | 0
Any | WPSDGEREHC1065-Rev04-Msr001 | DMo | 2007 | CZ12 | rDXGF | WPSDGEREHC1065-4 | ExAnte2018 | IOU workpaper |  | Cap-Tons |  |  | None | 98.0203 | 0.08944 | 0 | 98.0203 | 0.08944 | 0 | 0 | 0 | 0 | 0 | 0 | 0 | SDGE:DEER:HVAC_Eff_AC | WinterOnly | 0
Any | WPSDGEREHC1065-Rev04-Msr001 | DMo | 2007 | CZ13 | rDXGF | WPSDGEREHC1065-4 | ExAnte2018 | IOU workpaper |  | Cap-Tons |  |  | None | 159.5369 | 0.10103 | 0 | 128.338 | 0.081283 | 0 | 0 | 0 | 0 | 0 | 0 | 0 | SDGE:DEER:HVAC_Eff_AC | WinterOnly | 0
Any | WPSDGEREHC1065-Rev04-Msr001 | DMo | 2007 | CZ14 | rDXGF | WPSDGEREHC1065-4 | ExAnte2018 | IOU workpaper |  | Cap-Tons |  |  | None | 161.6673 | 0.10876 | 0 | 130.0914 | 0.087447 | 0 | 0 | 0 | 0 | 0 | 0 | 0 | SDGE:DEER:HVAC_Eff_AC | WinterOnly | 0
Any | WPSDGEREHC1065-Rev04-Msr001 | DMo | 2007 | CZ15 | rDXGF | WPSDGEREHC1065-4 | ExAnte2018 | IOU workpaper |  | Cap-Tons |  |  | None | 281.964 | 0.10386 | 0 | 226.4408 | 0.083758 | 0 | 0 | 0 | 0 | 0 | 0 | 0 | SDGE:DEER:HVAC_Eff_AC | WinterOnly | 0
Any | WPSDGEREHC1065-Rev04-Msr001 | DMo | 2007 | CZ16 | rDXGF | WPSDGEREHC1065-4 | ExAnte2018 | IOU workpaper |  | Cap-Tons |  |  | None | 125.8161 | 0.042365 | 0 | 101.6485 | 0.033953 | 0 | 0 | 0 | 0 | 0 | 0 | 0 | SDGE:DEER:HVAC_Eff_AC | WinterOnly | 0
Any | WPSDGEREHC1065-Rev04-Msr001 | MFm | 2007 | CZ01 | rDXGF | WPSDGEREHC1065-4 | ExAnte2018 | IOU workpaper |  | Cap-Tons |  |  | None | 77.144 | 0 | 0 | 62.3785 | 0 | 0 | 0 | 0 | 0 | 0 | 0 | 0 | SDGE:DEER:HVAC_Eff_AC | WinterOnly | 0
Any | WPSDGEREHC1065-Rev04-Msr001 | MFm | 2007 | CZ02 | rDXGF | WPSDGEREHC1065-4 | ExAnte2018 | IOU workpaper |  | Cap-Tons |  |  | None | 68.1206 | 0.013802 | 0 | 55.0282 | 0.013802 | 0 | 0 | 0 | 0 | 0 | 0 | 0 | SDGE:DEER:HVAC_Eff_AC | WinterOnly | 0
Any | WPSDGEREHC1065-Rev04-Msr001 | MFm | 2007 | CZ03 | rDXGF | WPSDGEREHC1065-4 | ExAnte2018 | IOU workpaper |  | Cap-Tons |  |  | None | 51.3672 | 0.004613 | 0 | 41.5306 | 0.003703 | 0 | 0 | 0 | 0 | 0 | 0 | 0 | SDGE:DEER:HVAC_Eff_AC | WinterOnly | 0
Any | WPSDGEREHC1065-Rev04-Msr001 | MFm | 2007 | CZ04 | rDXGF | WPSDGEREHC1065-4 | ExAnte2018 | IOU workpaper |  | Cap-Tons |  |  | None | 60.8468 | 0.070029 | 0 | 49.1261 | 0.056181 | 0 | 0 | 0 | 0 | 0 | 0 | 0 | SDGE:DEER:HVAC_Eff_AC | WinterOnly | 0
Any | WPSDGEREHC1065-Rev04-Msr001 | MFm | 2007 | CZ05 | rDXGF | WPSDGEREHC1065-4 | ExAnte2018 | IOU workpaper |  | Cap-Tons |  |  | None | 51.7119 | 0 | 0 | 41.8146 | 0 | 0 | 0 | 0 | 0 | 0 | 0 | 0 | SDGE:DEER:HVAC_Eff_AC | WinterOnly | 0
Any | WPSDGEREHC1065-Rev04-Msr001 | MFm | 2007 | CZ06 | rDXGF | WPSDGEREHC1065-4 | ExAnte2018 | IOU workpaper |  | Cap-Tons |  |  | None | 34.886 | 0.054588 | 0 | 28.1685 | 0.043715 | 0 | 0 | 0 | 0 | 0 | 0 | 0 | SDGE:DEER:HVAC_Eff_AC | WinterOnly | 0
Any | WPSDGEREHC1065-Rev04-Msr001 | MFm | 2007 | CZ07 | rDXGF | WPSDGEREHC1065-4 | ExAnte2018 | IOU workpaper |  | Cap-Tons |  |  | None | 21.2891 | 0.038016 | 0 | 17.186 | 0.030498 | 0 | 0 | 0 | 0 | 0 | 0 | 0 | SDGE:DEER:HVAC_Eff_AC | WinterOnly | 0
Any | WPSDGEREHC1065-Rev04-Msr001 | MFm | 2007 | CZ08 | rDXGF | WPSDGEREHC1065-4 | ExAnte2018 | IOU workpaper |  | Cap-Tons |  |  | None | 49.2108 | 0.075113 | 0 | 39.6115 | 0.06025 | 0 | 0 | 0 | 0 | 0 | 0 | 0 | SDGE:DEER:HVAC_Eff_AC | WinterOnly | 0
Any | WPSDGEREHC1065-Rev04-Msr001 | MFm | 2007 | CZ09 | rDXGF | WPSDGEREHC1065-4 | ExAnte2018 | IOU workpaper |  | Cap-Tons |  |  | None | 72.0751 | 0.10635 | 0 | 57.983 | 0.085574 | 0 | 0 | 0 | 0 | 0 | 0 | 0 | SDGE:DEER:HVAC_Eff_AC | WinterOnly | 0
Any | WPSDGEREHC1065-Rev04-Msr001 | MFm | 2007 | CZ10 | rDXGF | WPSDGEREHC1065-4 | ExAnte2018 | IOU workpaper |  | Cap-Tons |  |  | None | 92.8013 | 0.11157 | 0 | 74.6381 | 0.08994 | 0 | 0 | 0 | 0 | 0 | 0 | 0 | SDGE:DEER:HVAC_Eff_AC | WinterOnly | 0
Any | WPSDGEREHC1065-Rev04-Msr001 | MFm | 2007 | CZ11 | rDXGF | WPSDGEREHC1065-4 | ExAnte2018 | IOU workpaper |  | Cap-Tons |  |  | None | 158.3755 | 0.10837 | 0 | 127.4346 | 0.087078 | 0 | 0 | 0 | 0 | 0 | 0 | 0 | SDGE:DEER:HVAC_Eff_AC | WinterOnly | 0
Any | WPSDGEREHC1065-Rev04-Msr001 | MFm | 2007 | CZ12 | rDXGF | WPSDGEREHC1065-4 | ExAnte2018 | IOU workpaper |  | Cap-Tons |  |  | None | 98.0203 | 0.08944 | 0 | 98.0203 | 0.08944 | 0 | 0 | 0 | 0 | 0 | 0 | 0 | SDGE:DEER:HVAC_Eff_AC | WinterOnly | 0
Any | WPSDGEREHC1065-Rev04-Msr001 | MFm | 2007 | CZ13 | rDXGF | WPSDGEREHC1065-4 | ExAnte2018 | IOU workpaper |  | Cap-Tons |  |  | None | 159.5369 | 0.10103 | 0 | 128.338 | 0.081283 | 0 | 0 | 0 | 0 | 0 | 0 | 0 | SDGE:DEER:HVAC_Eff_AC | WinterOnly | 0
Any | WPSDGEREHC1065-Rev04-Msr001 | MFm | 2007 | CZ14 | rDXGF | WPSDGEREHC1065-4 | ExAnte2018 | IOU workpaper |  | Cap-Tons |  |  | None | 161.6673 | 0.10876 | 0 | 130.0914 | 0.087447 | 0 | 0 | 0 | 0 | 0 | 0 | 0 | SDGE:DEER:HVAC_Eff_AC | WinterOnly | 0
Any | WPSDGEREHC1065-Rev04-Msr001 | MFm | 2007 | CZ15 | rDXGF | WPSDGEREHC1065-4 | ExAnte2018 | IOU workpaper |  | Cap-Tons |  |  | None | 281.964 | 0.10386 | 0 | 226.4408 | 0.083758 | 0 | 0 | 0 | 0 | 0 | 0 | 0 | SDGE:DEER:HVAC_Eff_AC | WinterOnly | 0
Any | WPSDGEREHC1065-Rev04-Msr001 | MFm | 2007 | CZ16 | rDXGF | WPSDGEREHC1065-4 | ExAnte2018 | IOU workpaper |  | Cap-Tons |  |  | None | 125.8161 | 0.042365 | 0 | 101.6485 | 0.033953 | 0 | 0 | 0 | 0 | 0 | 0 | 0 | SDGE:DEER:HVAC_Eff_AC | WinterOnly | 0
Any | WPSDGEREHC1065-Rev04-Msr001 | SFm | 2007 | CZ01 | rDXGF | WPSDGEREHC1065-4 | ExAnte2018 | IOU workpaper |  | Cap-Tons |  |  | None | 77.144 | 0 | 0 | 62.3785 | 0 | 0 | 0 | 0 | 0 | 0 | 0 | 0 | SDGE:DEER:HVAC_Eff_AC | WinterOnly | 0
Any | WPSDGEREHC1065-Rev04-Msr001 | SFm | 2007 | CZ02 | rDXGF | WPSDGEREHC1065-4 | ExAnte2018 | IOU workpaper |  | Cap-Tons |  |  | None | 68.1206 | 0.013802 | 0 | 55.0282 | 0.013802 | 0 | 0 | 0 | 0 | 0 | 0 | 0 | SDGE:DEER:HVAC_Eff_AC | WinterOnly | 0
Any | WPSDGEREHC1065-Rev04-Msr001 | SFm | 2007 | CZ03 | rDXGF | WPSDGEREHC1065-4 | ExAnte2018 | IOU workpaper |  | Cap-Tons |  |  | None | 51.3672 | 0.004613 | 0 | 41.5306 | 0.003703 | 0 | 0 | 0 | 0 | 0 | 0 | 0 | SDGE:DEER:HVAC_Eff_AC | WinterOnly | 0
Any | WPSDGEREHC1065-Rev04-Msr001 | SFm | 2007 | CZ04 | rDXGF | WPSDGEREHC1065-4 | ExAnte2018 | IOU workpaper |  | Cap-Tons |  |  | None | 60.8468 | 0.070029 | 0 | 49.1261 | 0.056181 | 0 | 0 | 0 | 0 | 0 | 0 | 0 | SDGE:DEER:HVAC_Eff_AC | WinterOnly | 0
Any | WPSDGEREHC1065-Rev04-Msr001 | SFm | 2007 | CZ05 | rDXGF | WPSDGEREHC1065-4 | ExAnte2018 | IOU workpaper |  | Cap-Tons |  |  | None | 51.7119 | 0 | 0 | 41.8146 | 0 | 0 | 0 | 0 | 0 | 0 | 0 | 0 | SDGE:DEER:HVAC_Eff_AC | WinterOnly | 0
Any | WPSDGEREHC1065-Rev04-Msr001 | SFm | 2007 | CZ06 | rDXGF | WPSDGEREHC1065-4 | ExAnte2018 | IOU workpaper |  | Cap-Tons |  |  | None | 34.886 | 0.054588 | 0 | 28.1685 | 0.043715 | 0 | 0 | 0 | 0 | 0 | 0 | 0 | SDGE:DEER:HVAC_Eff_AC | WinterOnly | 0
Any | WPSDGEREHC1065-Rev04-Msr001 | SFm | 2007 | CZ07 | rDXGF | WPSDGEREHC1065-4 | ExAnte2018 | IOU workpaper |  | Cap-Tons |  |  | None | 21.2891 | 0.038016 | 0 | 17.186 | 0.030498 | 0 | 0 | 0 | 0 | 0 | 0 | 0 | SDGE:DEER:HVAC_Eff_AC | WinterOnly | 0
Any | WPSDGEREHC1065-Rev04-Msr001 | SFm | 2007 | CZ08 | rDXGF | WPSDGEREHC1065-4 | ExAnte2018 | IOU workpaper |  | Cap-Tons |  |  | None | 49.2108 | 0.075113 | 0 | 39.6115 | 0.06025 | 0 | 0 | 0 | 0 | 0 | 0 | 0 | SDGE:DEER:HVAC_Eff_AC | WinterOnly | 0
Any | WPSDGEREHC1065-Rev04-Msr001 | SFm | 2007 | CZ09 | rDXGF | WPSDGEREHC1065-4 | ExAnte2018 | IOU workpaper |  | Cap-Tons |  |  | None | 72.0751 | 0.10635 | 0 | 57.983 | 0.085574 | 0 | 0 | 0 | 0 | 0 | 0 | 0 | SDGE:DEER:HVAC_Eff_AC | WinterOnly | 0
Any | WPSDGEREHC1065-Rev04-Msr001 | SFm | 2007 | CZ10 | rDXGF | WPSDGEREHC1065-4 | ExAnte2018 | IOU workpaper |  | Cap-Tons |  |  | None | 92.8013 | 0.11157 | 0 | 74.6381 | 0.08994 | 0 | 0 | 0 | 0 | 0 | 0 | 0 | SDGE:DEER:HVAC_Eff_AC | WinterOnly | 0
Any | WPSDGEREHC1065-Rev04-Msr001 | SFm | 2007 | CZ11 | rDXGF | WPSDGEREHC1065-4 | ExAnte2018 | IOU workpaper |  | Cap-Tons |  |  | None | 158.3755 | 0.10837 | 0 | 127.4346 | 0.087078 | 0 | 0 | 0 | 0 | 0 | 0 | 0 | SDGE:DEER:HVAC_Eff_AC | WinterOnly | 0
Any | WPSDGEREHC1065-Rev04-Msr001 | SFm | 2007 | CZ12 | rDXGF | WPSDGEREHC1065-4 | ExAnte2018 | IOU workpaper |  | Cap-Tons |  |  | None | 98.0203 | 0.08944 | 0 | 98.0203 | 0.08944 | 0 | 0 | 0 | 0 | 0 | 0 | 0 | SDGE:DEER:HVAC_Eff_AC | WinterOnly | 0
Any | WPSDGEREHC1065-Rev04-Msr001 | SFm | 2007 | CZ13 | rDXGF | WPSDGEREHC1065-4 | ExAnte2018 | IOU workpaper |  | Cap-Tons |  |  | None | 159.5369 | 0.10103 | 0 | 128.338 | 0.081283 | 0 | 0 | 0 | 0 | 0 | 0 | 0 | SDGE:DEER:HVAC_Eff_AC | WinterOnly | 0
Any | WPSDGEREHC1065-Rev04-Msr001 | SFm | 2007 | CZ14 | rDXGF | WPSDGEREHC1065-4 | ExAnte2018 | IOU workpaper |  | Cap-Tons |  |  | None | 161.6673 | 0.10876 | 0 | 130.0914 | 0.087447 | 0 | 0 | 0 | 0 | 0 | 0 | 0 | SDGE:DEER:HVAC_Eff_AC | WinterOnly | 0
Any | WPSDGEREHC1065-Rev04-Msr001 | SFm | 2007 | CZ15 | rDXGF | WPSDGEREHC1065-4 | ExAnte2018 | IOU workpaper |  | Cap-Tons |  |  | None | 281.964 | 0.10386 | 0 | 226.4408 | 0.083758 | 0 | 0 | 0 | 0 | 0 | 0 | 0 | SDGE:DEER:HVAC_Eff_AC | WinterOnly | 0
Any | WPSDGEREHC1065-Rev04-Msr001 | SFm | 2007 | CZ16 | rDXGF | WPSDGEREHC1065-4 | ExAnte2018 | IOU workpaper |  | Cap-Tons |  |  | None | 125.8161 | 0.042365 | 0 | 101.6485 | 0.033953 | 0 | 0 | 0 | 0 | 0 | 0 | 0 | SDGE:DEER:HVAC_Eff_AC | WinterOnly | 0
Any | WPSDGEREHC1065-Rev04-Msr002 | DMo | 2007 | CZ01 | rDXGF | WPSDGEREHC1065-4 | ExAnte2018 | IOU workpaper |  | Cap-Tons |  |  | None | 0 | 0 | 0 | 62.3785 | 0 | 0 | 0 | 0 | 0 | 0 | 0 | 0 | SDGE:DEER:HVAC_Eff_AC | WinterOnly | 0
Any | WPSDGEREHC1065-Rev04-Msr002 | DMo | 2007 | CZ02 | rDXGF | WPSDGEREHC1065-4 | ExAnte2018 | IOU workpaper |  | Cap-Tons |  |  | None | 0 | 0 | 0 | 55.0282 | 0.013802 | 0 | 0 | 0 | 0 | 0 | 0 | 0 | SDGE:DEER:HVAC_Eff_AC | WinterOnly | 0
Any | WPSDGEREHC1065-Rev04-Msr002 | DMo | 2007 | CZ03 | rDXGF | WPSDGEREHC1065-4 | ExAnte2018 | IOU workpaper |  | Cap-Tons |  |  | None | 0 | 0 | 0 | 41.5306 | 0.003703 | 0 | 0 | 0 | 0 | 0 | 0 | 0 | SDGE:DEER:HVAC_Eff_AC | WinterOnly | 0
Any | WPSDGEREHC1065-Rev04-Msr002 | DMo | 2007 | CZ04 | rDXGF | WPSDGEREHC1065-4 | ExAnte2018 | IOU workpaper |  | Cap-Tons |  |  | None | 0 | 0 | 0 | 49.1261 | 0.056181 | 0 | 0 | 0 | 0 | 0 | 0 | 0 | SDGE:DEER:HVAC_Eff_AC | WinterOnly | 0
Any | WPSDGEREHC1065-Rev04-Msr002 | DMo | 2007 | CZ05 | rDXGF | WPSDGEREHC1065-4 | ExAnte2018 | IOU workpaper |  | Cap-Tons |  |  | None | 0 | 0 | 0 | 41.8146 | 0 | 0 | 0 | 0 | 0 | 0 | 0 | 0 | SDGE:DEER:HVAC_Eff_AC | WinterOnly | 0
Any | WPSDGEREHC1065-Rev04-Msr002 | DMo | 2007 | CZ06 | rDXGF | WPSDGEREHC1065-4 | ExAnte2018 | IOU workpaper |  | Cap-Tons |  |  | None | 0 | 0 | 0 | 28.1685 | 0.043715 | 0 | 0 | 0 | 0 | 0 | 0 | 0 | SDGE:DEER:HVAC_Eff_AC | WinterOnly | 0
Any | WPSDGEREHC1065-Rev04-Msr002 | DMo | 2007 | CZ07 | rDXGF | WPSDGEREHC1065-4 | ExAnte2018 | IOU workpaper |  | Cap-Tons |  |  | None | 0 | 0 | 0 | 17.186 | 0.030498 | 0 | 0 | 0 | 0 | 0 | 0 | 0 | SDGE:DEER:HVAC_Eff_AC | WinterOnly | 0
Any | WPSDGEREHC1065-Rev04-Msr002 | DMo | 2007 | CZ08 | rDXGF | WPSDGEREHC1065-4 | ExAnte2018 | IOU workpaper |  | Cap-Tons |  |  | None | 0 | 0 | 0 | 39.6115 | 0.06025 | 0 | 0 | 0 | 0 | 0 | 0 | 0 | SDGE:DEER:HVAC_Eff_AC | WinterOnly | 0
Any | WPSDGEREHC1065-Rev04-Msr002 | DMo | 2007 | CZ09 | rDXGF | WPSDGEREHC1065-4 | ExAnte2018 | IOU workpaper |  | Cap-Tons |  |  | None | 0 | 0 | 0 | 57.983 | 0.085574 | 0 | 0 | 0 | 0 | 0 | 0 | 0 | SDGE:DEER:HVAC_Eff_AC | WinterOnly | 0
Any | WPSDGEREHC1065-Rev04-Msr002 | DMo | 2007 | CZ10 | rDXGF | WPSDGEREHC1065-4 | ExAnte2018 | IOU workpaper |  | Cap-Tons |  |  | None | 0 | 0 | 0 | 74.6381 | 0.08994 | 0 | 0 | 0 | 0 | 0 | 0 | 0 | SDGE:DEER:HVAC_Eff_AC | WinterOnly | 0
Any | WPSDGEREHC1065-Rev04-Msr002 | DMo | 2007 | CZ11 | rDXGF | WPSDGEREHC1065-4 | ExAnte2018 | IOU workpaper |  | Cap-Tons |  |  | None | 0 | 0 | 0 | 127.4346 | 0.087078 | 0 | 0 | 0 | 0 | 0 | 0 | 0 | SDGE:DEER:HVAC_Eff_AC | WinterOnly | 0
Any | WPSDGEREHC1065-Rev04-Msr002 | DMo | 2007 | CZ12 | rDXGF | WPSDGEREHC1065-4 | ExAnte2018 | IOU workpaper |  | Cap-Tons |  |  | None | 0 | 0 | 0 | 98.0203 | 0.08944 | 0 | 0 | 0 | 0 | 0 | 0 | 0 | SDGE:DEER:HVAC_Eff_AC | WinterOnly | 0
Any | WPSDGEREHC1065-Rev04-Msr002 | DMo | 2007 | CZ13 | rDXGF | WPSDGEREHC1065-4 | ExAnte2018 | IOU workpaper |  | Cap-Tons |  |  | None | 0 | 0 | 0 | 128.338 | 0.081283 | 0 | 0 | 0 | 0 | 0 | 0 | 0 | SDGE:DEER:HVAC_Eff_AC | WinterOnly | 0
Any | WPSDGEREHC1065-Rev04-Msr002 | DMo | 2007 | CZ14 | rDXGF | WPSDGEREHC1065-4 | ExAnte2018 | IOU workpaper |  | Cap-Tons |  |  | None | 0 | 0 | 0 | 130.0914 | 0.087447 | 0 | 0 | 0 | 0 | 0 | 0 | 0 | SDGE:DEER:HVAC_Eff_AC | WinterOnly | 0
Any | WPSDGEREHC1065-Rev04-Msr002 | DMo | 2007 | CZ15 | rDXGF | WPSDGEREHC1065-4 | ExAnte2018 | IOU workpaper |  | Cap-Tons |  |  | None | 0 | 0 | 0 | 226.4408 | 0.083758 | 0 | 0 | 0 | 0 | 0 | 0 | 0 | SDGE:DEER:HVAC_Eff_AC | WinterOnly | 0
Any | WPSDGEREHC1065-Rev04-Msr002 | DMo | 2007 | CZ16 | rDXGF | WPSDGEREHC1065-4 | ExAnte2018 | IOU workpaper |  | Cap-Tons |  |  | None | 0 | 0 | 0 | 101.6485 | 0.033953 | 0 | 0 | 0 | 0 | 0 | 0 | 0 | SDGE:DEER:HVAC_Eff_AC | WinterOnly | 0
Any | WPSDGEREHC1065-Rev04-Msr002 | MFm | 2007 | CZ01 | rDXGF | WPSDGEREHC1065-4 | ExAnte2018 | IOU workpaper |  | Cap-Tons |  |  | None | 0 | 0 | 0 | 62.3785 | 0 | 0 | 0 | 0 | 0 | 0 | 0 | 0 | SDGE:DEER:HVAC_Eff_AC | WinterOnly | 0
Any | WPSDGEREHC1065-Rev04-Msr002 | MFm | 2007 | CZ02 | rDXGF | WPSDGEREHC1065-4 | ExAnte2018 | IOU workpaper |  | Cap-Tons |  |  | None | 0 | 0 | 0 | 55.0282 | 0.013802 | 0 | 0 | 0 | 0 | 0 | 0 | 0 | SDGE:DEER:HVAC_Eff_AC | WinterOnly | 0
Any | WPSDGEREHC1065-Rev04-Msr002 | MFm | 2007 | CZ03 | rDXGF | WPSDGEREHC1065-4 | ExAnte2018 | IOU workpaper |  | Cap-Tons |  |  | None | 0 | 0 | 0 | 41.5306 | 0.003703 | 0 | 0 | 0 | 0 | 0 | 0 | 0 | SDGE:DEER:HVAC_Eff_AC | WinterOnly | 0
Any | WPSDGEREHC1065-Rev04-Msr002 | MFm | 2007 | CZ04 | rDXGF | WPSDGEREHC1065-4 | ExAnte2018 | IOU workpaper |  | Cap-Tons |  |  | None | 0 | 0 | 0 | 49.1261 | 0.056181 | 0 | 0 | 0 | 0 | 0 | 0 | 0 | SDGE:DEER:HVAC_Eff_AC | WinterOnly | 0
Any | WPSDGEREHC1065-Rev04-Msr002 | MFm | 2007 | CZ05 | rDXGF | WPSDGEREHC1065-4 | ExAnte2018 | IOU workpaper |  | Cap-Tons |  |  | None | 0 | 0 | 0 | 41.8146 | 0 | 0 | 0 | 0 | 0 | 0 | 0 | 0 | SDGE:DEER:HVAC_Eff_AC | WinterOnly | 0
Any | WPSDGEREHC1065-Rev04-Msr002 | MFm | 2007 | CZ06 | rDXGF | WPSDGEREHC1065-4 | ExAnte2018 | IOU workpaper |  | Cap-Tons |  |  | None | 0 | 0 | 0 | 28.1685 | 0.043715 | 0 | 0 | 0 | 0 | 0 | 0 | 0 | SDGE:DEER:HVAC_Eff_AC | WinterOnly | 0
Any | WPSDGEREHC1065-Rev04-Msr002 | MFm | 2007 | CZ07 | rDXGF | WPSDGEREHC1065-4 | ExAnte2018 | IOU workpaper |  | Cap-Tons |  |  | None | 0 | 0 | 0 | 17.186 | 0.030498 | 0 | 0 | 0 | 0 | 0 | 0 | 0 | SDGE:DEER:HVAC_Eff_AC | WinterOnly | 0
Any | WPSDGEREHC1065-Rev04-Msr002 | MFm | 2007 | CZ08 | rDXGF | WPSDGEREHC1065-4 | ExAnte2018 | IOU workpaper |  | Cap-Tons |  |  | None | 0 | 0 | 0 | 39.6115 | 0.06025 | 0 | 0 | 0 | 0 | 0 | 0 | 0 | SDGE:DEER:HVAC_Eff_AC | WinterOnly | 0
Any | WPSDGEREHC1065-Rev04-Msr002 | MFm | 2007 | CZ09 | rDXGF | WPSDGEREHC1065-4 | ExAnte2018 | IOU workpaper |  | Cap-Tons |  |  | None | 0 | 0 | 0 | 57.983 | 0.085574 | 0 | 0 | 0 | 0 | 0 | 0 | 0 | SDGE:DEER:HVAC_Eff_AC | WinterOnly | 0
Any | WPSDGEREHC1065-Rev04-Msr002 | MFm | 2007 | CZ10 | rDXGF | WPSDGEREHC1065-4 | ExAnte2018 | IOU workpaper |  | Cap-Tons |  |  | None | 0 | 0 | 0 | 74.6381 | 0.08994 | 0 | 0 | 0 | 0 | 0 | 0 | 0 | SDGE:DEER:HVAC_Eff_AC | WinterOnly | 0
Any | WPSDGEREHC1065-Rev04-Msr002 | MFm | 2007 | CZ11 | rDXGF | WPSDGEREHC1065-4 | ExAnte2018 | IOU workpaper |  | Cap-Tons |  |  | None | 0 | 0 | 0 | 127.4346 | 0.087078 | 0 | 0 | 0 | 0 | 0 | 0 | 0 | SDGE:DEER:HVAC_Eff_AC | WinterOnly | 0
Any | WPSDGEREHC1065-Rev04-Msr002 | MFm | 2007 | CZ12 | rDXGF | WPSDGEREHC1065-4 | ExAnte2018 | IOU workpaper |  | Cap-Tons |  |  | None | 0 | 0 | 0 | 98.0203 | 0.08944 | 0 | 0 | 0 | 0 | 0 | 0 | 0 | SDGE:DEER:HVAC_Eff_AC | WinterOnly | 0
Any | WPSDGEREHC1065-Rev04-Msr002 | MFm | 2007 | CZ13 | rDXGF | WPSDGEREHC1065-4 | ExAnte2018 | IOU workpaper |  | Cap-Tons |  |  | None | 0 | 0 | 0 | 128.338 | 0.081283 | 0 | 0 | 0 | 0 | 0 | 0 | 0 | SDGE:DEER:HVAC_Eff_AC | WinterOnly | 0
Any | WPSDGEREHC1065-Rev04-Msr002 | MFm | 2007 | CZ14 | rDXGF | WPSDGEREHC1065-4 | ExAnte2018 | IOU workpaper |  | Cap-Tons |  |  | None | 0 | 0 | 0 | 130.0914 | 0.087447 | 0 | 0 | 0 | 0 | 0 | 0 | 0 | SDGE:DEER:HVAC_Eff_AC | WinterOnly | 0
Any | WPSDGEREHC1065-Rev04-Msr002 | MFm | 2007 | CZ15 | rDXGF | WPSDGEREHC1065-4 | ExAnte2018 | IOU workpaper |  | Cap-Tons |  |  | None | 0 | 0 | 0 | 226.4408 | 0.083758 | 0 | 0 | 0 | 0 | 0 | 0 | 0 | SDGE:DEER:HVAC_Eff_AC | WinterOnly | 0
Any | WPSDGEREHC1065-Rev04-Msr002 | MFm | 2007 | CZ16 | rDXGF | WPSDGEREHC1065-4 | ExAnte2018 | IOU workpaper |  | Cap-Tons |  |  | None | 0 | 0 | 0 | 101.6485 | 0.033953 | 0 | 0 | 0 | 0 | 0 | 0 | 0 | SDGE:DEER:HVAC_Eff_AC | WinterOnly | 0
Any | WPSDGEREHC1065-Rev04-Msr002 | SFm | 2007 | CZ01 | rDXGF | WPSDGEREHC1065-4 | ExAnte2018 | IOU workpaper |  | Cap-Tons |  |  | None | 0 | 0 | 0 | 62.3785 | 0 | 0 | 0 | 0 | 0 | 0 | 0 | 0 | SDGE:DEER:HVAC_Eff_AC | WinterOnly | 0
Any | WPSDGEREHC1065-Rev04-Msr002 | SFm | 2007 | CZ02 | rDXGF | WPSDGEREHC1065-4 | ExAnte2018 | IOU workpaper |  | Cap-Tons |  |  | None | 0 | 0 | 0 | 55.0282 | 0.013802 | 0 | 0 | 0 | 0 | 0 | 0 | 0 | SDGE:DEER:HVAC_Eff_AC | WinterOnly | 0
Any | WPSDGEREHC1065-Rev04-Msr002 | SFm | 2007 | CZ03 | rDXGF | WPSDGEREHC1065-4 | ExAnte2018 | IOU workpaper |  | Cap-Tons |  |  | None | 0 | 0 | 0 | 41.5306 | 0.003703 | 0 | 0 | 0 | 0 | 0 | 0 | 0 | SDGE:DEER:HVAC_Eff_AC | WinterOnly | 0
Any | WPSDGEREHC1065-Rev04-Msr002 | SFm | 2007 | CZ04 | rDXGF | WPSDGEREHC1065-4 | ExAnte2018 | IOU workpaper |  | Cap-Tons |  |  | None | 0 | 0 | 0 | 49.1261 | 0.056181 | 0 | 0 | 0 | 0 | 0 | 0 | 0 | SDGE:DEER:HVAC_Eff_AC | WinterOnly | 0
Any | WPSDGEREHC1065-Rev04-Msr002 | SFm | 2007 | CZ05 | rDXGF | WPSDGEREHC1065-4 | ExAnte2018 | IOU workpaper |  | Cap-Tons |  |  | None | 0 | 0 | 0 | 41.8146 | 0 | 0 | 0 | 0 | 0 | 0 | 0 | 0 | SDGE:DEER:HVAC_Eff_AC | WinterOnly | 0
Any | WPSDGEREHC1065-Rev04-Msr002 | SFm | 2007 | CZ06 | rDXGF | WPSDGEREHC1065-4 | ExAnte2018 | IOU workpaper |  | Cap-Tons |  |  | None | 0 | 0 | 0 | 28.1685 | 0.043715 | 0 | 0 | 0 | 0 | 0 | 0 | 0 | SDGE:DEER:HVAC_Eff_AC | WinterOnly | 0
Any | WPSDGEREHC1065-Rev04-Msr002 | SFm | 2007 | CZ07 | rDXGF | WPSDGEREHC1065-4 | ExAnte2018 | IOU workpaper |  | Cap-Tons |  |  | None | 0 | 0 | 0 | 17.186 | 0.030498 | 0 | 0 | 0 | 0 | 0 | 0 | 0 | SDGE:DEER:HVAC_Eff_AC | WinterOnly | 0
Any | WPSDGEREHC1065-Rev04-Msr002 | SFm | 2007 | CZ08 | rDXGF | WPSDGEREHC1065-4 | ExAnte2018 | IOU workpaper |  | Cap-Tons |  |  | None | 0 | 0 | 0 | 39.6115 | 0.06025 | 0 | 0 | 0 | 0 | 0 | 0 | 0 | SDGE:DEER:HVAC_Eff_AC | WinterOnly | 0
Any | WPSDGEREHC1065-Rev04-Msr002 | SFm | 2007 | CZ09 | rDXGF | WPSDGEREHC1065-4 | ExAnte2018 | IOU workpaper |  | Cap-Tons |  |  | None | 0 | 0 | 0 | 57.983 | 0.085574 | 0 | 0 | 0 | 0 | 0 | 0 | 0 | SDGE:DEER:HVAC_Eff_AC | WinterOnly | 0
Any | WPSDGEREHC1065-Rev04-Msr002 | SFm | 2007 | CZ10 | rDXGF | WPSDGEREHC1065-4 | ExAnte2018 | IOU workpaper |  | Cap-Tons |  |  | None | 0 | 0 | 0 | 74.6381 | 0.08994 | 0 | 0 | 0 | 0 | 0 | 0 | 0 | SDGE:DEER:HVAC_Eff_AC | WinterOnly | 0
Any | WPSDGEREHC1065-Rev04-Msr002 | SFm | 2007 | CZ11 | rDXGF | WPSDGEREHC1065-4 | ExAnte2018 | IOU workpaper |  | Cap-Tons |  |  | None | 0 | 0 | 0 | 127.4346 | 0.087078 | 0 | 0 | 0 | 0 | 0 | 0 | 0 | SDGE:DEER:HVAC_Eff_AC | WinterOnly | 0
Any | WPSDGEREHC1065-Rev04-Msr002 | SFm | 2007 | CZ12 | rDXGF | WPSDGEREHC1065-4 | ExAnte2018 | IOU workpaper |  | Cap-Tons |  |  | None | 0 | 0 | 0 | 98.0203 | 0.08944 | 0 | 0 | 0 | 0 | 0 | 0 | 0 | SDGE:DEER:HVAC_Eff_AC | WinterOnly | 0
Any | WPSDGEREHC1065-Rev04-Msr002 | SFm | 2007 | CZ13 | rDXGF | WPSDGEREHC1065-4 | ExAnte2018 | IOU workpaper |  | Cap-Tons |  |  | None | 0 | 0 | 0 | 128.338 | 0.081283 | 0 | 0 | 0 | 0 | 0 | 0 | 0 | SDGE:DEER:HVAC_Eff_AC | WinterOnly | 0
Any | WPSDGEREHC1065-Rev04-Msr002 | SFm | 2007 | CZ14 | rDXGF | WPSDGEREHC1065-4 | ExAnte2018 | IOU workpaper |  | Cap-Tons |  |  | None | 0 | 0 | 0 | 130.0914 | 0.087447 | 0 | 0 | 0 | 0 | 0 | 0 | 0 | SDGE:DEER:HVAC_Eff_AC | WinterOnly | 0
Any | WPSDGEREHC1065-Rev04-Msr002 | SFm | 2007 | CZ15 | rDXGF | WPSDGEREHC1065-4 | ExAnte2018 | IOU workpaper |  | Cap-Tons |  |  | None | 0 | 0 | 0 | 226.4408 | 0.083758 | 0 | 0 | 0 | 0 | 0 | 0 | 0 | SDGE:DEER:HVAC_Eff_AC | WinterOnly | 0
Any | WPSDGEREHC1065-Rev04-Msr002 | SFm | 2007 | CZ16 | rDXGF | WPSDGEREHC1065-4 | ExAnte2018 | IOU workpaper |  | Cap-Tons |  |  | None | 0 | 0 | 0 | 101.6485 | 0.033953 | 0 | 0 | 0 | 0 | 0 | 0 | 0 | SDGE:DEER:HVAC_Eff_AC | WinterOnly | 0
Any | WPSDGEREWH0022-Rev03-Msr001 | DMo | Ex | CZ01 | Any | WPSDGEREWH0022-3 | ExAnte2018 | IOU workpaper |  | Each |  |  | None | 1540 | 0.208 | 0 | 1270 | 0.185 | 0 | 0 | 0 | 0 | 0 | 0 | 0 | SDGE:DEER:Res:ClothesDishWasher | Annual | 0
Any | WPSDGEREWH0022-Rev03-Msr001 | DMo | Ex | CZ02 | Any | WPSDGEREWH0022-3 | ExAnte2018 | IOU workpaper |  | Each |  |  | None | 1530 | 0.215 | 0 | 1280 | 0.202 | 0 | 0 | 0 | 0 | 0 | 0 | 0 | SDGE:DEER:Res:ClothesDishWasher | Annual | 0
Any | WPSDGEREWH0022-Rev03-Msr001 | DMo | Ex | CZ03 | Any | WPSDGEREWH0022-3 | ExAnte2018 | IOU workpaper |  | Each |  |  | None | 1590 | 0.21 | 0 | 1340 | 0.191 | 0 | 0 | 0 | 0 | 0 | 0 | 0 | SDGE:DEER:Res:ClothesDishWasher | Annual | 0
Any | WPSDGEREWH0022-Rev03-Msr001 | DMo | Ex | CZ04 | Any | WPSDGEREWH0022-3 | ExAnte2018 | IOU workpaper |  | Each |  |  | None | 1560 | 0.201 | 0 | 1320 | 0.186 | 0 | 0 | 0 | 0 | 0 | 0 | 0 | SDGE:DEER:Res:ClothesDishWasher | Annual | 0
Any | WPSDGEREWH0022-Rev03-Msr001 | DMo | Ex | CZ05 | Any | WPSDGEREWH0022-3 | ExAnte2018 | IOU workpaper |  | Each |  |  | None | 1570 | 0.207 | 0 | 1320 | 0.187 | 0 | 0 | 0 | 0 | 0 | 0 | 0 | SDGE:DEER:Res:ClothesDishWasher | Annual | 0
Any | WPSDGEREWH0022-Rev03-Msr001 | DMo | Ex | CZ06 | Any | WPSDGEREWH0022-3 | ExAnte2018 | IOU workpaper |  | Each |  |  | None | 1580 | 0.194 | 0 | 1350 | 0.176 | 0 | 0 | 0 | 0 | 0 | 0 | 0 | SDGE:DEER:Res:ClothesDishWasher | Annual | 0
Any | WPSDGEREWH0022-Rev03-Msr001 | DMo | Ex | CZ07 | Any | WPSDGEREWH0022-3 | ExAnte2018 | IOU workpaper |  | Each |  |  | None | 1590 | 0.191 | 0 | 1360 | 0.171 | 0 | 0 | 0 | 0 | 0 | 0 | 0 | SDGE:DEER:Res:ClothesDishWasher | Annual | 0
Any | WPSDGEREWH0022-Rev03-Msr001 | DMo | Ex | CZ08 | Any | WPSDGEREWH0022-3 | ExAnte2018 | IOU workpaper |  | Each |  |  | None | 1570 | 0.191 | 0 | 1340 | 0.174 | 0 | 0 | 0 | 0 | 0 | 0 | 0 | SDGE:DEER:Res:ClothesDishWasher | Annual | 0
Any | WPSDGEREWH0022-Rev03-Msr001 | DMo | Ex | CZ09 | Any | WPSDGEREWH0022-3 | ExAnte2018 | IOU workpaper |  | Each |  |  | None | 1550 | 0.192 | 0 | 1330 | 0.179 | 0 | 0 | 0 | 0 | 0 | 0 | 0 | SDGE:DEER:Res:ClothesDishWasher | Annual | 0
Any | WPSDGEREWH0022-Rev03-Msr001 | DMo | Ex | CZ10 | Any | WPSDGEREWH0022-3 | ExAnte2018 | IOU workpaper |  | Each |  |  | None | 1540 | 0.189 | 0 | 1320 | 0.178 | 0 | 0 | 0 | 0 | 0 | 0 | 0 | SDGE:DEER:Res:ClothesDishWasher | Annual | 0
Any | WPSDGEREWH0022-Rev03-Msr001 | DMo | Ex | CZ11 | Any | WPSDGEREWH0022-3 | ExAnte2018 | IOU workpaper |  | Each |  |  | None | 1480 | 0.19 | 0 | 1250 | 0.179 | 0 | 0 | 0 | 0 | 0 | 0 | 0 | SDGE:DEER:Res:ClothesDishWasher | Annual | 0
Any | WPSDGEREWH0022-Rev03-Msr001 | DMo | Ex | CZ12 | Any | WPSDGEREWH0022-3 | ExAnte2018 | IOU workpaper |  | Each |  |  | None | 1520 | 0.202 | 0 | 1290 | 0.19 | 0 | 0 | 0 | 0 | 0 | 0 | 0 | SDGE:DEER:Res:ClothesDishWasher | Annual | 0
Any | WPSDGEREWH0022-Rev03-Msr001 | DMo | Ex | CZ13 | Any | WPSDGEREWH0022-3 | ExAnte2018 | IOU workpaper |  | Each |  |  | None | 1480 | 0.188 | 0 | 1260 | 0.176 | 0 | 0 | 0 | 0 | 0 | 0 | 0 | SDGE:DEER:Res:ClothesDishWasher | Annual | 0
Any | WPSDGEREWH0022-Rev03-Msr001 | DMo | Ex | CZ14 | Any | WPSDGEREWH0022-3 | ExAnte2018 | IOU workpaper |  | Each |  |  | None | 1430 | 0.182 | 0 | 1200 | 0.17 | 0 | 0 | 0 | 0 | 0 | 0 | 0 | SDGE:DEER:Res:ClothesDishWasher | Annual | 0
Any | WPSDGEREWH0022-Rev03-Msr001 | DMo | Ex | CZ15 | Any | WPSDGEREWH0022-3 | ExAnte2018 | IOU workpaper |  | Each |  |  | None | 1400 | 0.148 | 0 | 1210 | 0.139 | 0 | 0 | 0 | 0 | 0 | 0 | 0 | SDGE:DEER:Res:ClothesDishWasher | Annual | 0
Any | WPSDGEREWH0022-Rev03-Msr001 | DMo | Ex | CZ16 | Any | WPSDGEREWH0022-3 | ExAnte2018 | IOU workpaper |  | Each |  |  | None | 1210 | 0.216 | 0 | 943 | 0.198 | 0 | 0 | 0 | 0 | 0 | 0 | 0 | SDGE:DEER:Res:ClothesDishWasher | Annual | 0
Any | WPSDGEREWH0022-Rev03-Msr001 | MFm | Ex | CZ01 | Any | WPSDGEREWH0022-3 | ExAnte2018 | IOU workpaper |  | Each |  |  | None | 1940 | 0.214 | 0 | 1730 | 0.192 | 0 | 0 | 0 | 0 | 0 | 0 | 0 | SDGE:DEER:Res:ClothesDishWasher | Annual | 0
Any | WPSDGEREWH0022-Rev03-Msr001 | MFm | Ex | CZ02 | Any | WPSDGEREWH0022-3 | ExAnte2018 | IOU workpaper |  | Each |  |  | None | 1820 | 0.204 | 0 | 1620 | 0.183 | 0 | 0 | 0 | 0 | 0 | 0 | 0 | SDGE:DEER:Res:ClothesDishWasher | Annual | 0
Any | WPSDGEREWH0022-Rev03-Msr001 | MFm | Ex | CZ03 | Any | WPSDGEREWH0022-3 | ExAnte2018 | IOU workpaper |  | Each |  |  | None | 1830 | 0.206 | 0 | 1640 | 0.186 | 0 | 0 | 0 | 0 | 0 | 0 | 0 | SDGE:DEER:Res:ClothesDishWasher | Annual | 0
Any | WPSDGEREWH0022-Rev03-Msr001 | MFm | Ex | CZ04 | Any | WPSDGEREWH0022-3 | ExAnte2018 | IOU workpaper |  | Each |  |  | None | 1780 | 0.192 | 0 | 1580 | 0.172 | 0 | 0 | 0 | 0 | 0 | 0 | 0 | SDGE:DEER:Res:ClothesDishWasher | Annual | 0
Any | WPSDGEREWH0022-Rev03-Msr001 | MFm | Ex | CZ05 | Any | WPSDGEREWH0022-3 | ExAnte2018 | IOU workpaper |  | Each |  |  | None | 1860 | 0.206 | 0 | 1670 | 0.185 | 0 | 0 | 0 | 0 | 0 | 0 | 0 | SDGE:DEER:Res:ClothesDishWasher | Annual | 0
Any | WPSDGEREWH0022-Rev03-Msr001 | MFm | Ex | CZ06 | Any | WPSDGEREWH0022-3 | ExAnte2018 | IOU workpaper |  | Each |  |  | None | 1740 | 0.19 | 0 | 1550 | 0.17 | 0 | 0 | 0 | 0 | 0 | 0 | 0 | SDGE:DEER:Res:ClothesDishWasher | Annual | 0
Any | WPSDGEREWH0022-Rev03-Msr001 | MFm | Ex | CZ07 | Any | WPSDGEREWH0022-3 | ExAnte2018 | IOU workpaper |  | Each |  |  | None | 1720 | 0.19 | 0 | 1530 | 0.17 | 0 | 0 | 0 | 0 | 0 | 0 | 0 | SDGE:DEER:Res:ClothesDishWasher | Annual | 0
Any | WPSDGEREWH0022-Rev03-Msr001 | MFm | Ex | CZ08 | Any | WPSDGEREWH0022-3 | ExAnte2018 | IOU workpaper |  | Each |  |  | None | 1700 | 0.184 | 0 | 1510 | 0.164 | 0 | 0 | 0 | 0 | 0 | 0 | 0 | SDGE:DEER:Res:ClothesDishWasher | Annual | 0
Any | WPSDGEREWH0022-Rev03-Msr001 | MFm | Ex | CZ09 | Any | WPSDGEREWH0022-3 | ExAnte2018 | IOU workpaper |  | Each |  |  | None | 1700 | 0.182 | 0 | 1510 | 0.163 | 0 | 0 | 0 | 0 | 0 | 0 | 0 | SDGE:DEER:Res:ClothesDishWasher | Annual | 0
Any | WPSDGEREWH0022-Rev03-Msr001 | MFm | Ex | CZ10 | Any | WPSDGEREWH0022-3 | ExAnte2018 | IOU workpaper |  | Each |  |  | None | 1690 | 0.179 | 0 | 1500 | 0.16 | 0 | 0 | 0 | 0 | 0 | 0 | 0 | SDGE:DEER:Res:ClothesDishWasher | Annual | 0
Any | WPSDGEREWH0022-Rev03-Msr001 | MFm | Ex | CZ11 | Any | WPSDGEREWH0022-3 | ExAnte2018 | IOU workpaper |  | Each |  |  | None | 1700 | 0.18 | 0 | 1510 | 0.16 | 0 | 0 | 0 | 0 | 0 | 0 | 0 | SDGE:DEER:Res:ClothesDishWasher | Annual | 0
Any | WPSDGEREWH0022-Rev03-Msr001 | MFm | Ex | CZ12 | Any | WPSDGEREWH0022-3 | ExAnte2018 | IOU workpaper |  | Each |  |  | None | 1750 | 0.191 | 0 | 1550 | 0.171 | 0 | 0 | 0 | 0 | 0 | 0 | 0 | SDGE:DEER:Res:ClothesDishWasher | Annual | 0
Any | WPSDGEREWH0022-Rev03-Msr001 | MFm | Ex | CZ13 | Any | WPSDGEREWH0022-3 | ExAnte2018 | IOU workpaper |  | Each |  |  | None | 1690 | 0.178 | 0 | 1490 | 0.158 | 0 | 0 | 0 | 0 | 0 | 0 | 0 | SDGE:DEER:Res:ClothesDishWasher | Annual | 0
Any | WPSDGEREWH0022-Rev03-Msr001 | MFm | Ex | CZ14 | Any | WPSDGEREWH0022-3 | ExAnte2018 | IOU workpaper |  | Each |  |  | None | 1720 | 0.172 | 0 | 1530 | 0.152 | 0 | 0 | 0 | 0 | 0 | 0 | 0 | SDGE:DEER:Res:ClothesDishWasher | Annual | 0
Any | WPSDGEREWH0022-Rev03-Msr001 | MFm | Ex | CZ15 | Any | WPSDGEREWH0022-3 | ExAnte2018 | IOU workpaper |  | Each |  |  | None | 1460 | 0.142 | 0 | 1280 | 0.122 | 0 | 0 | 0 | 0 | 0 | 0 | 0 | SDGE:DEER:Res:ClothesDishWasher | Annual | 0
Any | WPSDGEREWH0022-Rev03-Msr001 | MFm | Ex | CZ16 | Any | WPSDGEREWH0022-3 | ExAnte2018 | IOU workpaper |  | Each |  |  | None | 1940 | 0.21 | 0 | 1730 | 0.19 | 0 | 0 | 0 | 0 | 0 | 0 | 0 | SDGE:DEER:Res:ClothesDishWasher | Annual | 0
Any | WPSDGEREWH0022-Rev03-Msr001 | SFm | Ex | CZ01 | Any | WPSDGEREWH0022-3 | ExAnte2018 | IOU workpaper |  | Each |  |  | None | 1950 | 0.248 | 0 | 1690 | 0.224 | 0 | 0 | 0 | 0 | 0 | 0 | 0 | SDGE:DEER:Res:ClothesDishWasher | Annual | 0
Any | WPSDGEREWH0022-Rev03-Msr001 | SFm | Ex | CZ02 | Any | WPSDGEREWH0022-3 | ExAnte2018 | IOU workpaper |  | Each |  |  | None | 1930 | 0.251 | 0 | 1700 | 0.236 | 0 | 0 | 0 | 0 | 0 | 0 | 0 | SDGE:DEER:Res:ClothesDishWasher | Annual | 0
Any | WPSDGEREWH0022-Rev03-Msr001 | SFm | Ex | CZ03 | Any | WPSDGEREWH0022-3 | ExAnte2018 | IOU workpaper |  | Each |  |  | None | 1950 | 0.247 | 0 | 1710 | 0.227 | 0 | 0 | 0 | 0 | 0 | 0 | 0 | SDGE:DEER:Res:ClothesDishWasher | Annual | 0
Any | WPSDGEREWH0022-Rev03-Msr001 | SFm | Ex | CZ04 | Any | WPSDGEREWH0022-3 | ExAnte2018 | IOU workpaper |  | Each |  |  | None | 1920 | 0.237 | 0 | 1690 | 0.222 | 0 | 0 | 0 | 0 | 0 | 0 | 0 | SDGE:DEER:Res:ClothesDishWasher | Annual | 0
Any | WPSDGEREWH0022-Rev03-Msr001 | SFm | Ex | CZ05 | Any | WPSDGEREWH0022-3 | ExAnte2018 | IOU workpaper |  | Each |  |  | None | 1970 | 0.246 | 0 | 1720 | 0.226 | 0 | 0 | 0 | 0 | 0 | 0 | 0 | SDGE:DEER:Res:ClothesDishWasher | Annual | 0
Any | WPSDGEREWH0022-Rev03-Msr001 | SFm | Ex | CZ06 | Any | WPSDGEREWH0022-3 | ExAnte2018 | IOU workpaper |  | Each |  |  | None | 1920 | 0.231 | 0 | 1690 | 0.214 | 0 | 0 | 0 | 0 | 0 | 0 | 0 | SDGE:DEER:Res:ClothesDishWasher | Annual | 0
Any | WPSDGEREWH0022-Rev03-Msr001 | SFm | Ex | CZ07 | Any | WPSDGEREWH0022-3 | ExAnte2018 | IOU workpaper |  | Each |  |  | None | 1920 | 0.228 | 0 | 1700 | 0.21 | 0 | 0 | 0 | 0 | 0 | 0 | 0 | SDGE:DEER:Res:ClothesDishWasher | Annual | 0
Any | WPSDGEREWH0022-Rev03-Msr001 | SFm | Ex | CZ08 | Any | WPSDGEREWH0022-3 | ExAnte2018 | IOU workpaper |  | Each |  |  | None | 1900 | 0.227 | 0 | 1680 | 0.211 | 0 | 0 | 0 | 0 | 0 | 0 | 0 | SDGE:DEER:Res:ClothesDishWasher | Annual | 0
Any | WPSDGEREWH0022-Rev03-Msr001 | SFm | Ex | CZ09 | Any | WPSDGEREWH0022-3 | ExAnte2018 | IOU workpaper |  | Each |  |  | None | 1890 | 0.226 | 0 | 1670 | 0.213 | 0 | 0 | 0 | 0 | 0 | 0 | 0 | SDGE:DEER:Res:ClothesDishWasher | Annual | 0
Any | WPSDGEREWH0022-Rev03-Msr001 | SFm | Ex | CZ10 | Any | WPSDGEREWH0022-3 | ExAnte2018 | IOU workpaper |  | Each |  |  | None | 1880 | 0.223 | 0 | 1660 | 0.211 | 0 | 0 | 0 | 0 | 0 | 0 | 0 | SDGE:DEER:Res:ClothesDishWasher | Annual | 0
Any | WPSDGEREWH0022-Rev03-Msr001 | SFm | Ex | CZ11 | Any | WPSDGEREWH0022-3 | ExAnte2018 | IOU workpaper |  | Each |  |  | None | 1850 | 0.223 | 0 | 1630 | 0.211 | 0 | 0 | 0 | 0 | 0 | 0 | 0 | SDGE:DEER:Res:ClothesDishWasher | Annual | 0
Any | WPSDGEREWH0022-Rev03-Msr001 | SFm | Ex | CZ12 | Any | WPSDGEREWH0022-3 | ExAnte2018 | IOU workpaper |  | Each |  |  | None | 1890 | 0.236 | 0 | 1660 | 0.222 | 0 | 0 | 0 | 0 | 0 | 0 | 0 | SDGE:DEER:Res:ClothesDishWasher | Annual | 0
Any | WPSDGEREWH0022-Rev03-Msr001 | SFm | Ex | CZ13 | Any | WPSDGEREWH0022-3 | ExAnte2018 | IOU workpaper |  | Each |  |  | None | 1840 | 0.22 | 0 | 1620 | 0.207 | 0 | 0 | 0 | 0 | 0 | 0 | 0 | SDGE:DEER:Res:ClothesDishWasher | Annual | 0
Any | WPSDGEREWH0022-Rev03-Msr001 | SFm | Ex | CZ14 | Any | WPSDGEREWH0022-3 | ExAnte2018 | IOU workpaper |  | Each |  |  | None | 1840 | 0.214 | 0 | 1620 | 0.201 | 0 | 0 | 0 | 0 | 0 | 0 | 0 | SDGE:DEER:Res:ClothesDishWasher | Annual | 0
Any | WPSDGEREWH0022-Rev03-Msr001 | SFm | Ex | CZ15 | Any | WPSDGEREWH0022-3 | ExAnte2018 | IOU workpaper |  | Each |  |  | None | 1680 | 0.174 | 0 | 1500 | 0.165 | 0 | 0 | 0 | 0 | 0 | 0 | 0 | SDGE:DEER:Res:ClothesDishWasher | Annual | 0
Any | WPSDGEREWH0022-Rev03-Msr001 | SFm | Ex | CZ16 | Any | WPSDGEREWH0022-3 | ExAnte2018 | IOU workpaper |  | Each |  |  | None | 1710 | 0.255 | 0 | 1450 | 0.237 | 0 | 0 | 0 | 0 | 0 | 0 | 0 | SDGE:DEER:Res:ClothesDishWasher | Annual | 0
Any | WPSDGEREWH0022-Rev03-Msr002 | DMo | Ex | CZ01 | Any | WPSDGEREWH0022-3 | ExAnte2018 | IOU workpaper |  | Each |  |  | None | 1670 | 0.219 | 0 | 1400 | 0.196 | 0 | 0 | 0 | 0 | 0 | 0 | 0 | SDGE:DEER:Res:ClothesDishWasher | Annual | 0
Any | WPSDGEREWH0022-Rev03-Msr002 | DMo | Ex | CZ02 | Any | WPSDGEREWH0022-3 | ExAnte2018 | IOU workpaper |  | Each |  |  | None | 1640 | 0.222 | 0 | 1400 | 0.209 | 0 | 0 | 0 | 0 | 0 | 0 | 0 | SDGE:DEER:Res:ClothesDishWasher | Annual | 0
Any | WPSDGEREWH0022-Rev03-Msr002 | DMo | Ex | CZ03 | Any | WPSDGEREWH0022-3 | ExAnte2018 | IOU workpaper |  | Each |  |  | None | 1700 | 0.219 | 0 | 1460 | 0.2 | 0 | 0 | 0 | 0 | 0 | 0 | 0 | SDGE:DEER:Res:ClothesDishWasher | Annual | 0
Any | WPSDGEREWH0022-Rev03-Msr002 | DMo | Ex | CZ04 | Any | WPSDGEREWH0022-3 | ExAnte2018 | IOU workpaper |  | Each |  |  | None | 1660 | 0.208 | 0 | 1420 | 0.193 | 0 | 0 | 0 | 0 | 0 | 0 | 0 | SDGE:DEER:Res:ClothesDishWasher | Annual | 0
Any | WPSDGEREWH0022-Rev03-Msr002 | DMo | Ex | CZ05 | Any | WPSDGEREWH0022-3 | ExAnte2018 | IOU workpaper |  | Each |  |  | None | 1690 | 0.216 | 0 | 1440 | 0.196 | 0 | 0 | 0 | 0 | 0 | 0 | 0 | SDGE:DEER:Res:ClothesDishWasher | Annual | 0
Any | WPSDGEREWH0022-Rev03-Msr002 | DMo | Ex | CZ06 | Any | WPSDGEREWH0022-3 | ExAnte2018 | IOU workpaper |  | Each |  |  | None | 1680 | 0.202 | 0 | 1450 | 0.184 | 0 | 0 | 0 | 0 | 0 | 0 | 0 | SDGE:DEER:Res:ClothesDishWasher | Annual | 0
Any | WPSDGEREWH0022-Rev03-Msr002 | DMo | Ex | CZ07 | Any | WPSDGEREWH0022-3 | ExAnte2018 | IOU workpaper |  | Each |  |  | None | 1690 | 0.199 | 0 | 1460 | 0.179 | 0 | 0 | 0 | 0 | 0 | 0 | 0 | SDGE:DEER:Res:ClothesDishWasher | Annual | 0
Any | WPSDGEREWH0022-Rev03-Msr002 | DMo | Ex | CZ08 | Any | WPSDGEREWH0022-3 | ExAnte2018 | IOU workpaper |  | Each |  |  | None | 1660 | 0.198 | 0 | 1440 | 0.181 | 0 | 0 | 0 | 0 | 0 | 0 | 0 | SDGE:DEER:Res:ClothesDishWasher | Annual | 0
Any | WPSDGEREWH0022-Rev03-Msr002 | DMo | Ex | CZ09 | Any | WPSDGEREWH0022-3 | ExAnte2018 | IOU workpaper |  | Each |  |  | None | 1650 | 0.198 | 0 | 1430 | 0.185 | 0 | 0 | 0 | 0 | 0 | 0 | 0 | SDGE:DEER:Res:ClothesDishWasher | Annual | 0
Any | WPSDGEREWH0022-Rev03-Msr002 | DMo | Ex | CZ10 | Any | WPSDGEREWH0022-3 | ExAnte2018 | IOU workpaper |  | Each |  |  | None | 1640 | 0.195 | 0 | 1410 | 0.184 | 0 | 0 | 0 | 0 | 0 | 0 | 0 | SDGE:DEER:Res:ClothesDishWasher | Annual | 0
Any | WPSDGEREWH0022-Rev03-Msr002 | DMo | Ex | CZ11 | Any | WPSDGEREWH0022-3 | ExAnte2018 | IOU workpaper |  | Each |  |  | None | 1580 | 0.196 | 0 | 1350 | 0.185 | 0 | 0 | 0 | 0 | 0 | 0 | 0 | SDGE:DEER:Res:ClothesDishWasher | Annual | 0
Any | WPSDGEREWH0022-Rev03-Msr002 | DMo | Ex | CZ12 | Any | WPSDGEREWH0022-3 | ExAnte2018 | IOU workpaper |  | Each |  |  | None | 1630 | 0.208 | 0 | 1390 | 0.196 | 0 | 0 | 0 | 0 | 0 | 0 | 0 | SDGE:DEER:Res:ClothesDishWasher | Annual | 0
Any | WPSDGEREWH0022-Rev03-Msr002 | DMo | Ex | CZ13 | Any | WPSDGEREWH0022-3 | ExAnte2018 | IOU workpaper |  | Each |  |  | None | 1580 | 0.194 | 0 | 1360 | 0.182 | 0 | 0 | 0 | 0 | 0 | 0 | 0 | SDGE:DEER:Res:ClothesDishWasher | Annual | 0
Any | WPSDGEREWH0022-Rev03-Msr002 | DMo | Ex | CZ14 | Any | WPSDGEREWH0022-3 | ExAnte2018 | IOU workpaper |  | Each |  |  | None | 1530 | 0.187 | 0 | 1300 | 0.175 | 0 | 0 | 0 | 0 | 0 | 0 | 0 | SDGE:DEER:Res:ClothesDishWasher | Annual | 0
Any | WPSDGEREWH0022-Rev03-Msr002 | DMo | Ex | CZ15 | Any | WPSDGEREWH0022-3 | ExAnte2018 | IOU workpaper |  | Each |  |  | None | 1480 | 0.152 | 0 | 1290 | 0.143 | 0 | 0 | 0 | 0 | 0 | 0 | 0 | SDGE:DEER:Res:ClothesDishWasher | Annual | 0
Any | WPSDGEREWH0022-Rev03-Msr002 | DMo | Ex | CZ16 | Any | WPSDGEREWH0022-3 | ExAnte2018 | IOU workpaper |  | Each |  |  | None | 1310 | 0.225 | 0 | 1050 | 0.207 | 0 | 0 | 0 | 0 | 0 | 0 | 0 | SDGE:DEER:Res:ClothesDishWasher | Annual | 0
Any | WPSDGEREWH0022-Rev03-Msr002 | MFm | Ex | CZ01 | Any | WPSDGEREWH0022-3 | ExAnte2018 | IOU workpaper |  | Each |  |  | None | 2030 | 0.224 | 0 | 1830 | 0.202 | 0 | 0 | 0 | 0 | 0 | 0 | 0 | SDGE:DEER:Res:ClothesDishWasher | Annual | 0
Any | WPSDGEREWH0022-Rev03-Msr002 | MFm | Ex | CZ02 | Any | WPSDGEREWH0022-3 | ExAnte2018 | IOU workpaper |  | Each |  |  | None | 1910 | 0.212 | 0 | 1710 | 0.192 | 0 | 0 | 0 | 0 | 0 | 0 | 0 | SDGE:DEER:Res:ClothesDishWasher | Annual | 0
Any | WPSDGEREWH0022-Rev03-Msr002 | MFm | Ex | CZ03 | Any | WPSDGEREWH0022-3 | ExAnte2018 | IOU workpaper |  | Each |  |  | None | 1920 | 0.215 | 0 | 1730 | 0.195 | 0 | 0 | 0 | 0 | 0 | 0 | 0 | SDGE:DEER:Res:ClothesDishWasher | Annual | 0
Any | WPSDGEREWH0022-Rev03-Msr002 | MFm | Ex | CZ04 | Any | WPSDGEREWH0022-3 | ExAnte2018 | IOU workpaper |  | Each |  |  | None | 1860 | 0.201 | 0 | 1670 | 0.18 | 0 | 0 | 0 | 0 | 0 | 0 | 0 | SDGE:DEER:Res:ClothesDishWasher | Annual | 0
Any | WPSDGEREWH0022-Rev03-Msr002 | MFm | Ex | CZ05 | Any | WPSDGEREWH0022-3 | ExAnte2018 | IOU workpaper |  | Each |  |  | None | 1950 | 0.215 | 0 | 1750 | 0.195 | 0 | 0 | 0 | 0 | 0 | 0 | 0 | SDGE:DEER:Res:ClothesDishWasher | Annual | 0
Any | WPSDGEREWH0022-Rev03-Msr002 | MFm | Ex | CZ06 | Any | WPSDGEREWH0022-3 | ExAnte2018 | IOU workpaper |  | Each |  |  | None | 1820 | 0.198 | 0 | 1630 | 0.178 | 0 | 0 | 0 | 0 | 0 | 0 | 0 | SDGE:DEER:Res:ClothesDishWasher | Annual | 0
Any | WPSDGEREWH0022-Rev03-Msr002 | MFm | Ex | CZ07 | Any | WPSDGEREWH0022-3 | ExAnte2018 | IOU workpaper |  | Each |  |  | None | 1800 | 0.198 | 0 | 1610 | 0.178 | 0 | 0 | 0 | 0 | 0 | 0 | 0 | SDGE:DEER:Res:ClothesDishWasher | Annual | 0
Any | WPSDGEREWH0022-Rev03-Msr002 | MFm | Ex | CZ08 | Any | WPSDGEREWH0022-3 | ExAnte2018 | IOU workpaper |  | Each |  |  | None | 1780 | 0.193 | 0 | 1590 | 0.172 | 0 | 0 | 0 | 0 | 0 | 0 | 0 | SDGE:DEER:Res:ClothesDishWasher | Annual | 0
Any | WPSDGEREWH0022-Rev03-Msr002 | MFm | Ex | CZ09 | Any | WPSDGEREWH0022-3 | ExAnte2018 | IOU workpaper |  | Each |  |  | None | 1780 | 0.19 | 0 | 1590 | 0.17 | 0 | 0 | 0 | 0 | 0 | 0 | 0 | SDGE:DEER:Res:ClothesDishWasher | Annual | 0
Any | WPSDGEREWH0022-Rev03-Msr002 | MFm | Ex | CZ10 | Any | WPSDGEREWH0022-3 | ExAnte2018 | IOU workpaper |  | Each |  |  | None | 1770 | 0.187 | 0 | 1580 | 0.167 | 0 | 0 | 0 | 0 | 0 | 0 | 0 | SDGE:DEER:Res:ClothesDishWasher | Annual | 0
Any | WPSDGEREWH0022-Rev03-Msr002 | MFm | Ex | CZ11 | Any | WPSDGEREWH0022-3 | ExAnte2018 | IOU workpaper |  | Each |  |  | None | 1790 | 0.188 | 0 | 1590 | 0.168 | 0 | 0 | 0 | 0 | 0 | 0 | 0 | SDGE:DEER:Res:ClothesDishWasher | Annual | 0
Any | WPSDGEREWH0022-Rev03-Msr002 | MFm | Ex | CZ12 | Any | WPSDGEREWH0022-3 | ExAnte2018 | IOU workpaper |  | Each |  |  | None | 1830 | 0.199 | 0 | 1640 | 0.179 | 0 | 0 | 0 | 0 | 0 | 0 | 0 | SDGE:DEER:Res:ClothesDishWasher | Annual | 0
Any | WPSDGEREWH0022-Rev03-Msr002 | MFm | Ex | CZ13 | Any | WPSDGEREWH0022-3 | ExAnte2018 | IOU workpaper |  | Each |  |  | None | 1770 | 0.186 | 0 | 1570 | 0.166 | 0 | 0 | 0 | 0 | 0 | 0 | 0 | SDGE:DEER:Res:ClothesDishWasher | Annual | 0
Any | WPSDGEREWH0022-Rev03-Msr002 | MFm | Ex | CZ14 | Any | WPSDGEREWH0022-3 | ExAnte2018 | IOU workpaper |  | Each |  |  | None | 1800 | 0.18 | 0 | 1610 | 0.16 | 0 | 0 | 0 | 0 | 0 | 0 | 0 | SDGE:DEER:Res:ClothesDishWasher | Annual | 0
Any | WPSDGEREWH0022-Rev03-Msr002 | MFm | Ex | CZ15 | Any | WPSDGEREWH0022-3 | ExAnte2018 | IOU workpaper |  | Each |  |  | None | 1530 | 0.148 | 0 | 1350 | 0.128 | 0 | 0 | 0 | 0 | 0 | 0 | 0 | SDGE:DEER:Res:ClothesDishWasher | Annual | 0
Any | WPSDGEREWH0022-Rev03-Msr002 | MFm | Ex | CZ16 | Any | WPSDGEREWH0022-3 | ExAnte2018 | IOU workpaper |  | Each |  |  | None | 2030 | 0.219 | 0 | 1830 | 0.199 | 0 | 0 | 0 | 0 | 0 | 0 | 0 | SDGE:DEER:Res:ClothesDishWasher | Annual | 0
Any | WPSDGEREWH0022-Rev03-Msr002 | SFm | Ex | CZ01 | Any | WPSDGEREWH0022-3 | ExAnte2018 | IOU workpaper |  | Each |  |  | None | 2100 | 0.26 | 0 | 1840 | 0.237 | 0 | 0 | 0 | 0 | 0 | 0 | 0 | SDGE:DEER:Res:ClothesDishWasher | Annual | 0
Any | WPSDGEREWH0022-Rev03-Msr002 | SFm | Ex | CZ02 | Any | WPSDGEREWH0022-3 | ExAnte2018 | IOU workpaper |  | Each |  |  | None | 2060 | 0.26 | 0 | 1820 | 0.245 | 0 | 0 | 0 | 0 | 0 | 0 | 0 | SDGE:DEER:Res:ClothesDishWasher | Annual | 0
Any | WPSDGEREWH0022-Rev03-Msr002 | SFm | Ex | CZ03 | Any | WPSDGEREWH0022-3 | ExAnte2018 | IOU workpaper |  | Each |  |  | None | 2070 | 0.257 | 0 | 1830 | 0.237 | 0 | 0 | 0 | 0 | 0 | 0 | 0 | SDGE:DEER:Res:ClothesDishWasher | Annual | 0
Any | WPSDGEREWH0022-Rev03-Msr002 | SFm | Ex | CZ04 | Any | WPSDGEREWH0022-3 | ExAnte2018 | IOU workpaper |  | Each |  |  | None | 2040 | 0.245 | 0 | 1810 | 0.23 | 0 | 0 | 0 | 0 | 0 | 0 | 0 | SDGE:DEER:Res:ClothesDishWasher | Annual | 0
Any | WPSDGEREWH0022-Rev03-Msr002 | SFm | Ex | CZ05 | Any | WPSDGEREWH0022-3 | ExAnte2018 | IOU workpaper |  | Each |  |  | None | 2090 | 0.256 | 0 | 1850 | 0.236 | 0 | 0 | 0 | 0 | 0 | 0 | 0 | SDGE:DEER:Res:ClothesDishWasher | Annual | 0
Any | WPSDGEREWH0022-Rev03-Msr002 | SFm | Ex | CZ06 | Any | WPSDGEREWH0022-3 | ExAnte2018 | IOU workpaper |  | Each |  |  | None | 2030 | 0.24 | 0 | 1800 | 0.223 | 0 | 0 | 0 | 0 | 0 | 0 | 0 | SDGE:DEER:Res:ClothesDishWasher | Annual | 0
Any | WPSDGEREWH0022-Rev03-Msr002 | SFm | Ex | CZ07 | Any | WPSDGEREWH0022-3 | ExAnte2018 | IOU workpaper |  | Each |  |  | None | 2020 | 0.237 | 0 | 1800 | 0.219 | 0 | 0 | 0 | 0 | 0 | 0 | 0 | SDGE:DEER:Res:ClothesDishWasher | Annual | 0
Any | WPSDGEREWH0022-Rev03-Msr002 | SFm | Ex | CZ08 | Any | WPSDGEREWH0022-3 | ExAnte2018 | IOU workpaper |  | Each |  |  | None | 2000 | 0.235 | 0 | 1780 | 0.219 | 0 | 0 | 0 | 0 | 0 | 0 | 0 | SDGE:DEER:Res:ClothesDishWasher | Annual | 0
Any | WPSDGEREWH0022-Rev03-Msr002 | SFm | Ex | CZ09 | Any | WPSDGEREWH0022-3 | ExAnte2018 | IOU workpaper |  | Each |  |  | None | 1990 | 0.233 | 0 | 1780 | 0.221 | 0 | 0 | 0 | 0 | 0 | 0 | 0 | SDGE:DEER:Res:ClothesDishWasher | Annual | 0
Any | WPSDGEREWH0022-Rev03-Msr002 | SFm | Ex | CZ10 | Any | WPSDGEREWH0022-3 | ExAnte2018 | IOU workpaper |  | Each |  |  | None | 1980 | 0.23 | 0 | 1770 | 0.218 | 0 | 0 | 0 | 0 | 0 | 0 | 0 | SDGE:DEER:Res:ClothesDishWasher | Annual | 0
Any | WPSDGEREWH0022-Rev03-Msr002 | SFm | Ex | CZ11 | Any | WPSDGEREWH0022-3 | ExAnte2018 | IOU workpaper |  | Each |  |  | None | 1960 | 0.23 | 0 | 1740 | 0.218 | 0 | 0 | 0 | 0 | 0 | 0 | 0 | SDGE:DEER:Res:ClothesDishWasher | Annual | 0
Any | WPSDGEREWH0022-Rev03-Msr002 | SFm | Ex | CZ12 | Any | WPSDGEREWH0022-3 | ExAnte2018 | IOU workpaper |  | Each |  |  | None | 2010 | 0.244 | 0 | 1780 | 0.23 | 0 | 0 | 0 | 0 | 0 | 0 | 0 | SDGE:DEER:Res:ClothesDishWasher | Annual | 0
Any | WPSDGEREWH0022-Rev03-Msr002 | SFm | Ex | CZ13 | Any | WPSDGEREWH0022-3 | ExAnte2018 | IOU workpaper |  | Each |  |  | None | 1950 | 0.228 | 0 | 1730 | 0.214 | 0 | 0 | 0 | 0 | 0 | 0 | 0 | SDGE:DEER:Res:ClothesDishWasher | Annual | 0
Any | WPSDGEREWH0022-Rev03-Msr002 | SFm | Ex | CZ14 | Any | WPSDGEREWH0022-3 | ExAnte2018 | IOU workpaper |  | Each |  |  | None | 1950 | 0.22 | 0 | 1730 | 0.208 | 0 | 0 | 0 | 0 | 0 | 0 | 0 | SDGE:DEER:Res:ClothesDishWasher | Annual | 0
Any | WPSDGEREWH0022-Rev03-Msr002 | SFm | Ex | CZ15 | Any | WPSDGEREWH0022-3 | ExAnte2018 | IOU workpaper |  | Each |  |  | None | 1760 | 0.179 | 0 | 1580 | 0.17 | 0 | 0 | 0 | 0 | 0 | 0 | 0 | SDGE:DEER:Res:ClothesDishWasher | Annual | 0
Any | WPSDGEREWH0022-Rev03-Msr002 | SFm | Ex | CZ16 | Any | WPSDGEREWH0022-3 | ExAnte2018 | IOU workpaper |  | Each |  |  | None | 1830 | 0.265 | 0 | 1580 | 0.247 | 0 | 0 | 0 | 0 | 0 | 0 | 0 | SDGE:DEER:Res:ClothesDishWasher | Annual | 0
Any | WPSDGEREWH0022-Rev03-Msr003 | DMo | Ex | CZ01 | Any | WPSDGEREWH0022-3 | ExAnte2018 | IOU workpaper |  | Each |  |  | None | 1490 | 0.204 | 0 | 1290 | 0.186 | 0 | 0 | 0 | 0 | 0 | 0 | 0 | SDGE:DEER:Res:ClothesDishWasher | Annual | 0
Any | WPSDGEREWH0022-Rev03-Msr003 | DMo | Ex | CZ02 | Any | WPSDGEREWH0022-3 | ExAnte2018 | IOU workpaper |  | Each |  |  | None | 1490 | 0.213 | 0 | 1300 | 0.203 | 0 | 0 | 0 | 0 | 0 | 0 | 0 | SDGE:DEER:Res:ClothesDishWasher | Annual | 0
Any | WPSDGEREWH0022-Rev03-Msr003 | DMo | Ex | CZ03 | Any | WPSDGEREWH0022-3 | ExAnte2018 | IOU workpaper |  | Each |  |  | None | 1540 | 0.207 | 0 | 1360 | 0.193 | 0 | 0 | 0 | 0 | 0 | 0 | 0 | SDGE:DEER:Res:ClothesDishWasher | Annual | 0
Any | WPSDGEREWH0022-Rev03-Msr003 | DMo | Ex | CZ04 | Any | WPSDGEREWH0022-3 | ExAnte2018 | IOU workpaper |  | Each |  |  | None | 1510 | 0.198 | 0 | 1330 | 0.187 | 0 | 0 | 0 | 0 | 0 | 0 | 0 | SDGE:DEER:Res:ClothesDishWasher | Annual | 0
Any | WPSDGEREWH0022-Rev03-Msr003 | DMo | Ex | CZ05 | Any | WPSDGEREWH0022-3 | ExAnte2018 | IOU workpaper |  | Each |  |  | None | 1530 | 0.204 | 0 | 1340 | 0.188 | 0 | 0 | 0 | 0 | 0 | 0 | 0 | SDGE:DEER:Res:ClothesDishWasher | Annual | 0
Any | WPSDGEREWH0022-Rev03-Msr003 | DMo | Ex | CZ06 | Any | WPSDGEREWH0022-3 | ExAnte2018 | IOU workpaper |  | Each |  |  | None | 1540 | 0.191 | 0 | 1370 | 0.178 | 0 | 0 | 0 | 0 | 0 | 0 | 0 | SDGE:DEER:Res:ClothesDishWasher | Annual | 0
Any | WPSDGEREWH0022-Rev03-Msr003 | DMo | Ex | CZ07 | Any | WPSDGEREWH0022-3 | ExAnte2018 | IOU workpaper |  | Each |  |  | None | 1550 | 0.187 | 0 | 1370 | 0.172 | 0 | 0 | 0 | 0 | 0 | 0 | 0 | SDGE:DEER:Res:ClothesDishWasher | Annual | 0
Any | WPSDGEREWH0022-Rev03-Msr003 | DMo | Ex | CZ08 | Any | WPSDGEREWH0022-3 | ExAnte2018 | IOU workpaper |  | Each |  |  | None | 1530 | 0.188 | 0 | 1360 | 0.175 | 0 | 0 | 0 | 0 | 0 | 0 | 0 | SDGE:DEER:Res:ClothesDishWasher | Annual | 0
Any | WPSDGEREWH0022-Rev03-Msr003 | DMo | Ex | CZ09 | Any | WPSDGEREWH0022-3 | ExAnte2018 | IOU workpaper |  | Each |  |  | None | 1510 | 0.189 | 0 | 1340 | 0.18 | 0 | 0 | 0 | 0 | 0 | 0 | 0 | SDGE:DEER:Res:ClothesDishWasher | Annual | 0
Any | WPSDGEREWH0022-Rev03-Msr003 | DMo | Ex | CZ10 | Any | WPSDGEREWH0022-3 | ExAnte2018 | IOU workpaper |  | Each |  |  | None | 1500 | 0.187 | 0 | 1330 | 0.179 | 0 | 0 | 0 | 0 | 0 | 0 | 0 | SDGE:DEER:Res:ClothesDishWasher | Annual | 0
Any | WPSDGEREWH0022-Rev03-Msr003 | DMo | Ex | CZ11 | Any | WPSDGEREWH0022-3 | ExAnte2018 | IOU workpaper |  | Each |  |  | None | 1440 | 0.188 | 0 | 1270 | 0.18 | 0 | 0 | 0 | 0 | 0 | 0 | 0 | SDGE:DEER:Res:ClothesDishWasher | Annual | 0
Any | WPSDGEREWH0022-Rev03-Msr003 | DMo | Ex | CZ12 | Any | WPSDGEREWH0022-3 | ExAnte2018 | IOU workpaper |  | Each |  |  | None | 1480 | 0.199 | 0 | 1300 | 0.19 | 0 | 0 | 0 | 0 | 0 | 0 | 0 | SDGE:DEER:Res:ClothesDishWasher | Annual | 0
Any | WPSDGEREWH0022-Rev03-Msr003 | DMo | Ex | CZ13 | Any | WPSDGEREWH0022-3 | ExAnte2018 | IOU workpaper |  | Each |  |  | None | 1440 | 0.186 | 0 | 1280 | 0.176 | 0 | 0 | 0 | 0 | 0 | 0 | 0 | SDGE:DEER:Res:ClothesDishWasher | Annual | 0
Any | WPSDGEREWH0022-Rev03-Msr003 | DMo | Ex | CZ14 | Any | WPSDGEREWH0022-3 | ExAnte2018 | IOU workpaper |  | Each |  |  | None | 1390 | 0.179 | 0 | 1220 | 0.171 | 0 | 0 | 0 | 0 | 0 | 0 | 0 | SDGE:DEER:Res:ClothesDishWasher | Annual | 0
Any | WPSDGEREWH0022-Rev03-Msr003 | DMo | Ex | CZ15 | Any | WPSDGEREWH0022-3 | ExAnte2018 | IOU workpaper |  | Each |  |  | None | 1370 | 0.146 | 0 | 1230 | 0.14 | 0 | 0 | 0 | 0 | 0 | 0 | 0 | SDGE:DEER:Res:ClothesDishWasher | Annual | 0
Any | WPSDGEREWH0022-Rev03-Msr003 | DMo | Ex | CZ16 | Any | WPSDGEREWH0022-3 | ExAnte2018 | IOU workpaper |  | Each |  |  | None | 1160 | 0.213 | 0 | 961 | 0.2 | 0 | 0 | 0 | 0 | 0 | 0 | 0 | SDGE:DEER:Res:ClothesDishWasher | Annual | 0
Any | WPSDGEREWH0022-Rev03-Msr003 | MFm | Ex | CZ01 | Any | WPSDGEREWH0022-3 | ExAnte2018 | IOU workpaper |  | Each |  |  | None | 1900 | 0.21 | 0 | 1750 | 0.194 | 0 | 0 | 0 | 0 | 0 | 0 | 0 | SDGE:DEER:Res:ClothesDishWasher | Annual | 0
Any | WPSDGEREWH0022-Rev03-Msr003 | MFm | Ex | CZ02 | Any | WPSDGEREWH0022-3 | ExAnte2018 | IOU workpaper |  | Each |  |  | None | 1780 | 0.2 | 0 | 1630 | 0.185 | 0 | 0 | 0 | 0 | 0 | 0 | 0 | SDGE:DEER:Res:ClothesDishWasher | Annual | 0
Any | WPSDGEREWH0022-Rev03-Msr003 | MFm | Ex | CZ03 | Any | WPSDGEREWH0022-3 | ExAnte2018 | IOU workpaper |  | Each |  |  | None | 1800 | 0.203 | 0 | 1650 | 0.187 | 0 | 0 | 0 | 0 | 0 | 0 | 0 | SDGE:DEER:Res:ClothesDishWasher | Annual | 0
Any | WPSDGEREWH0022-Rev03-Msr003 | MFm | Ex | CZ04 | Any | WPSDGEREWH0022-3 | ExAnte2018 | IOU workpaper |  | Each |  |  | None | 1740 | 0.189 | 0 | 1600 | 0.173 | 0 | 0 | 0 | 0 | 0 | 0 | 0 | SDGE:DEER:Res:ClothesDishWasher | Annual | 0
Any | WPSDGEREWH0022-Rev03-Msr003 | MFm | Ex | CZ05 | Any | WPSDGEREWH0022-3 | ExAnte2018 | IOU workpaper |  | Each |  |  | None | 1830 | 0.202 | 0 | 1680 | 0.187 | 0 | 0 | 0 | 0 | 0 | 0 | 0 | SDGE:DEER:Res:ClothesDishWasher | Annual | 0
Any | WPSDGEREWH0022-Rev03-Msr003 | MFm | Ex | CZ06 | Any | WPSDGEREWH0022-3 | ExAnte2018 | IOU workpaper |  | Each |  |  | None | 1700 | 0.187 | 0 | 1560 | 0.171 | 0 | 0 | 0 | 0 | 0 | 0 | 0 | SDGE:DEER:Res:ClothesDishWasher | Annual | 0
Any | WPSDGEREWH0022-Rev03-Msr003 | MFm | Ex | CZ07 | Any | WPSDGEREWH0022-3 | ExAnte2018 | IOU workpaper |  | Each |  |  | None | 1690 | 0.186 | 0 | 1550 | 0.171 | 0 | 0 | 0 | 0 | 0 | 0 | 0 | SDGE:DEER:Res:ClothesDishWasher | Annual | 0
Any | WPSDGEREWH0022-Rev03-Msr003 | MFm | Ex | CZ08 | Any | WPSDGEREWH0022-3 | ExAnte2018 | IOU workpaper |  | Each |  |  | None | 1660 | 0.181 | 0 | 1520 | 0.166 | 0 | 0 | 0 | 0 | 0 | 0 | 0 | SDGE:DEER:Res:ClothesDishWasher | Annual | 0
Any | WPSDGEREWH0022-Rev03-Msr003 | MFm | Ex | CZ09 | Any | WPSDGEREWH0022-3 | ExAnte2018 | IOU workpaper |  | Each |  |  | None | 1660 | 0.179 | 0 | 1520 | 0.164 | 0 | 0 | 0 | 0 | 0 | 0 | 0 | SDGE:DEER:Res:ClothesDishWasher | Annual | 0
Any | WPSDGEREWH0022-Rev03-Msr003 | MFm | Ex | CZ10 | Any | WPSDGEREWH0022-3 | ExAnte2018 | IOU workpaper |  | Each |  |  | None | 1660 | 0.176 | 0 | 1510 | 0.161 | 0 | 0 | 0 | 0 | 0 | 0 | 0 | SDGE:DEER:Res:ClothesDishWasher | Annual | 0
Any | WPSDGEREWH0022-Rev03-Msr003 | MFm | Ex | CZ11 | Any | WPSDGEREWH0022-3 | ExAnte2018 | IOU workpaper |  | Each |  |  | None | 1670 | 0.176 | 0 | 1530 | 0.161 | 0 | 0 | 0 | 0 | 0 | 0 | 0 | SDGE:DEER:Res:ClothesDishWasher | Annual | 0
Any | WPSDGEREWH0022-Rev03-Msr003 | MFm | Ex | CZ12 | Any | WPSDGEREWH0022-3 | ExAnte2018 | IOU workpaper |  | Each |  |  | None | 1710 | 0.187 | 0 | 1570 | 0.172 | 0 | 0 | 0 | 0 | 0 | 0 | 0 | SDGE:DEER:Res:ClothesDishWasher | Annual | 0
Any | WPSDGEREWH0022-Rev03-Msr003 | MFm | Ex | CZ13 | Any | WPSDGEREWH0022-3 | ExAnte2018 | IOU workpaper |  | Each |  |  | None | 1650 | 0.175 | 0 | 1510 | 0.16 | 0 | 0 | 0 | 0 | 0 | 0 | 0 | SDGE:DEER:Res:ClothesDishWasher | Annual | 0
Any | WPSDGEREWH0022-Rev03-Msr003 | MFm | Ex | CZ14 | Any | WPSDGEREWH0022-3 | ExAnte2018 | IOU workpaper |  | Each |  |  | None | 1680 | 0.168 | 0 | 1540 | 0.153 | 0 | 0 | 0 | 0 | 0 | 0 | 0 | SDGE:DEER:Res:ClothesDishWasher | Annual | 0
Any | WPSDGEREWH0022-Rev03-Msr003 | MFm | Ex | CZ15 | Any | WPSDGEREWH0022-3 | ExAnte2018 | IOU workpaper |  | Each |  |  | None | 1430 | 0.138 | 0 | 1290 | 0.123 | 0 | 0 | 0 | 0 | 0 | 0 | 0 | SDGE:DEER:Res:ClothesDishWasher | Annual | 0
Any | WPSDGEREWH0022-Rev03-Msr003 | MFm | Ex | CZ16 | Any | WPSDGEREWH0022-3 | ExAnte2018 | IOU workpaper |  | Each |  |  | None | 1900 | 0.207 | 0 | 1750 | 0.191 | 0 | 0 | 0 | 0 | 0 | 0 | 0 | SDGE:DEER:Res:ClothesDishWasher | Annual | 0
Any | WPSDGEREWH0022-Rev03-Msr003 | SFm | Ex | CZ01 | Any | WPSDGEREWH0022-3 | ExAnte2018 | IOU workpaper |  | Each |  |  | None | 1910 | 0.243 | 0 | 1710 | 0.226 | 0 | 0 | 0 | 0 | 0 | 0 | 0 | SDGE:DEER:Res:ClothesDishWasher | Annual | 0
Any | WPSDGEREWH0022-Rev03-Msr003 | SFm | Ex | CZ02 | Any | WPSDGEREWH0022-3 | ExAnte2018 | IOU workpaper |  | Each |  |  | None | 1890 | 0.249 | 0 | 1710 | 0.237 | 0 | 0 | 0 | 0 | 0 | 0 | 0 | SDGE:DEER:Res:ClothesDishWasher | Annual | 0
Any | WPSDGEREWH0022-Rev03-Msr003 | SFm | Ex | CZ03 | Any | WPSDGEREWH0022-3 | ExAnte2018 | IOU workpaper |  | Each |  |  | None | 1900 | 0.243 | 0 | 1720 | 0.229 | 0 | 0 | 0 | 0 | 0 | 0 | 0 | SDGE:DEER:Res:ClothesDishWasher | Annual | 0
Any | WPSDGEREWH0022-Rev03-Msr003 | SFm | Ex | CZ04 | Any | WPSDGEREWH0022-3 | ExAnte2018 | IOU workpaper |  | Each |  |  | None | 1880 | 0.234 | 0 | 1710 | 0.223 | 0 | 0 | 0 | 0 | 0 | 0 | 0 | SDGE:DEER:Res:ClothesDishWasher | Annual | 0
Any | WPSDGEREWH0022-Rev03-Msr003 | SFm | Ex | CZ05 | Any | WPSDGEREWH0022-3 | ExAnte2018 | IOU workpaper |  | Each |  |  | None | 1920 | 0.242 | 0 | 1740 | 0.227 | 0 | 0 | 0 | 0 | 0 | 0 | 0 | SDGE:DEER:Res:ClothesDishWasher | Annual | 0
Any | WPSDGEREWH0022-Rev03-Msr003 | SFm | Ex | CZ06 | Any | WPSDGEREWH0022-3 | ExAnte2018 | IOU workpaper |  | Each |  |  | None | 1880 | 0.228 | 0 | 1710 | 0.215 | 0 | 0 | 0 | 0 | 0 | 0 | 0 | SDGE:DEER:Res:ClothesDishWasher | Annual | 0
Any | WPSDGEREWH0022-Rev03-Msr003 | SFm | Ex | CZ07 | Any | WPSDGEREWH0022-3 | ExAnte2018 | IOU workpaper |  | Each |  |  | None | 1880 | 0.225 | 0 | 1710 | 0.211 | 0 | 0 | 0 | 0 | 0 | 0 | 0 | SDGE:DEER:Res:ClothesDishWasher | Annual | 0
Any | WPSDGEREWH0022-Rev03-Msr003 | SFm | Ex | CZ08 | Any | WPSDGEREWH0022-3 | ExAnte2018 | IOU workpaper |  | Each |  |  | None | 1860 | 0.224 | 0 | 1690 | 0.212 | 0 | 0 | 0 | 0 | 0 | 0 | 0 | SDGE:DEER:Res:ClothesDishWasher | Annual | 0
Any | WPSDGEREWH0022-Rev03-Msr003 | SFm | Ex | CZ09 | Any | WPSDGEREWH0022-3 | ExAnte2018 | IOU workpaper |  | Each |  |  | None | 1850 | 0.224 | 0 | 1690 | 0.214 | 0 | 0 | 0 | 0 | 0 | 0 | 0 | SDGE:DEER:Res:ClothesDishWasher | Annual | 0
Any | WPSDGEREWH0022-Rev03-Msr003 | SFm | Ex | CZ10 | Any | WPSDGEREWH0022-3 | ExAnte2018 | IOU workpaper |  | Each |  |  | None | 1840 | 0.221 | 0 | 1680 | 0.212 | 0 | 0 | 0 | 0 | 0 | 0 | 0 | SDGE:DEER:Res:ClothesDishWasher | Annual | 0
Any | WPSDGEREWH0022-Rev03-Msr003 | SFm | Ex | CZ11 | Any | WPSDGEREWH0022-3 | ExAnte2018 | IOU workpaper |  | Each |  |  | None | 1810 | 0.221 | 0 | 1640 | 0.212 | 0 | 0 | 0 | 0 | 0 | 0 | 0 | SDGE:DEER:Res:ClothesDishWasher | Annual | 0
Any | WPSDGEREWH0022-Rev03-Msr003 | SFm | Ex | CZ12 | Any | WPSDGEREWH0022-3 | ExAnte2018 | IOU workpaper |  | Each |  |  | None | 1850 | 0.233 | 0 | 1680 | 0.223 | 0 | 0 | 0 | 0 | 0 | 0 | 0 | SDGE:DEER:Res:ClothesDishWasher | Annual | 0
Any | WPSDGEREWH0022-Rev03-Msr003 | SFm | Ex | CZ13 | Any | WPSDGEREWH0022-3 | ExAnte2018 | IOU workpaper |  | Each |  |  | None | 1800 | 0.218 | 0 | 1640 | 0.208 | 0 | 0 | 0 | 0 | 0 | 0 | 0 | SDGE:DEER:Res:ClothesDishWasher | Annual | 0
Any | WPSDGEREWH0022-Rev03-Msr003 | SFm | Ex | CZ14 | Any | WPSDGEREWH0022-3 | ExAnte2018 | IOU workpaper |  | Each |  |  | None | 1800 | 0.211 | 0 | 1640 | 0.202 | 0 | 0 | 0 | 0 | 0 | 0 | 0 | SDGE:DEER:Res:ClothesDishWasher | Annual | 0
Any | WPSDGEREWH0022-Rev03-Msr003 | SFm | Ex | CZ15 | Any | WPSDGEREWH0022-3 | ExAnte2018 | IOU workpaper |  | Each |  |  | None | 1650 | 0.173 | 0 | 1520 | 0.166 | 0 | 0 | 0 | 0 | 0 | 0 | 0 | SDGE:DEER:Res:ClothesDishWasher | Annual | 0
Any | WPSDGEREWH0022-Rev03-Msr003 | SFm | Ex | CZ16 | Any | WPSDGEREWH0022-3 | ExAnte2018 | IOU workpaper |  | Each |  |  | None | 1660 | 0.252 | 0 | 1470 | 0.238 | 0 | 0 | 0 | 0 | 0 | 0 | 0 | SDGE:DEER:Res:ClothesDishWasher | Annual | 0
Any | WPSDGEREWH0022-Rev03-Msr004 | DMo | Ex | CZ01 | Any | WPSDGEREWH0022-3 | ExAnte2018 | IOU workpaper |  | Each |  |  | None | 1620 | 0.215 | 0 | 1420 | 0.197 | 0 | 0 | 0 | 0 | 0 | 0 | 0 | SDGE:DEER:Res:ClothesDishWasher | Annual | 0
Any | WPSDGEREWH0022-Rev03-Msr004 | DMo | Ex | CZ02 | Any | WPSDGEREWH0022-3 | ExAnte2018 | IOU workpaper |  | Each |  |  | None | 1600 | 0.22 | 0 | 1410 | 0.21 | 0 | 0 | 0 | 0 | 0 | 0 | 0 | SDGE:DEER:Res:ClothesDishWasher | Annual | 0
Any | WPSDGEREWH0022-Rev03-Msr004 | DMo | Ex | CZ03 | Any | WPSDGEREWH0022-3 | ExAnte2018 | IOU workpaper |  | Each |  |  | None | 1660 | 0.216 | 0 | 1470 | 0.201 | 0 | 0 | 0 | 0 | 0 | 0 | 0 | SDGE:DEER:Res:ClothesDishWasher | Annual | 0
Any | WPSDGEREWH0022-Rev03-Msr004 | DMo | Ex | CZ04 | Any | WPSDGEREWH0022-3 | ExAnte2018 | IOU workpaper |  | Each |  |  | None | 1620 | 0.206 | 0 | 1440 | 0.194 | 0 | 0 | 0 | 0 | 0 | 0 | 0 | SDGE:DEER:Res:ClothesDishWasher | Annual | 0
Any | WPSDGEREWH0022-Rev03-Msr004 | DMo | Ex | CZ05 | Any | WPSDGEREWH0022-3 | ExAnte2018 | IOU workpaper |  | Each |  |  | None | 1640 | 0.213 | 0 | 1450 | 0.197 | 0 | 0 | 0 | 0 | 0 | 0 | 0 | SDGE:DEER:Res:ClothesDishWasher | Annual | 0
Any | WPSDGEREWH0022-Rev03-Msr004 | DMo | Ex | CZ06 | Any | WPSDGEREWH0022-3 | ExAnte2018 | IOU workpaper |  | Each |  |  | None | 1640 | 0.199 | 0 | 1470 | 0.186 | 0 | 0 | 0 | 0 | 0 | 0 | 0 | SDGE:DEER:Res:ClothesDishWasher | Annual | 0
Any | WPSDGEREWH0022-Rev03-Msr004 | DMo | Ex | CZ07 | Any | WPSDGEREWH0022-3 | ExAnte2018 | IOU workpaper |  | Each |  |  | None | 1640 | 0.195 | 0 | 1470 | 0.18 | 0 | 0 | 0 | 0 | 0 | 0 | 0 | SDGE:DEER:Res:ClothesDishWasher | Annual | 0
Any | WPSDGEREWH0022-Rev03-Msr004 | DMo | Ex | CZ08 | Any | WPSDGEREWH0022-3 | ExAnte2018 | IOU workpaper |  | Each |  |  | None | 1620 | 0.195 | 0 | 1450 | 0.182 | 0 | 0 | 0 | 0 | 0 | 0 | 0 | SDGE:DEER:Res:ClothesDishWasher | Annual | 0
Any | WPSDGEREWH0022-Rev03-Msr004 | DMo | Ex | CZ09 | Any | WPSDGEREWH0022-3 | ExAnte2018 | IOU workpaper |  | Each |  |  | None | 1610 | 0.196 | 0 | 1440 | 0.186 | 0 | 0 | 0 | 0 | 0 | 0 | 0 | SDGE:DEER:Res:ClothesDishWasher | Annual | 0
Any | WPSDGEREWH0022-Rev03-Msr004 | DMo | Ex | CZ10 | Any | WPSDGEREWH0022-3 | ExAnte2018 | IOU workpaper |  | Each |  |  | None | 1600 | 0.193 | 0 | 1430 | 0.185 | 0 | 0 | 0 | 0 | 0 | 0 | 0 | SDGE:DEER:Res:ClothesDishWasher | Annual | 0
Any | WPSDGEREWH0022-Rev03-Msr004 | DMo | Ex | CZ11 | Any | WPSDGEREWH0022-3 | ExAnte2018 | IOU workpaper |  | Each |  |  | None | 1540 | 0.194 | 0 | 1370 | 0.186 | 0 | 0 | 0 | 0 | 0 | 0 | 0 | SDGE:DEER:Res:ClothesDishWasher | Annual | 0
Any | WPSDGEREWH0022-Rev03-Msr004 | DMo | Ex | CZ12 | Any | WPSDGEREWH0022-3 | ExAnte2018 | IOU workpaper |  | Each |  |  | None | 1580 | 0.206 | 0 | 1410 | 0.197 | 0 | 0 | 0 | 0 | 0 | 0 | 0 | SDGE:DEER:Res:ClothesDishWasher | Annual | 0
Any | WPSDGEREWH0022-Rev03-Msr004 | DMo | Ex | CZ13 | Any | WPSDGEREWH0022-3 | ExAnte2018 | IOU workpaper |  | Each |  |  | None | 1540 | 0.192 | 0 | 1370 | 0.182 | 0 | 0 | 0 | 0 | 0 | 0 | 0 | SDGE:DEER:Res:ClothesDishWasher | Annual | 0
Any | WPSDGEREWH0022-Rev03-Msr004 | DMo | Ex | CZ14 | Any | WPSDGEREWH0022-3 | ExAnte2018 | IOU workpaper |  | Each |  |  | None | 1490 | 0.185 | 0 | 1310 | 0.176 | 0 | 0 | 0 | 0 | 0 | 0 | 0 | SDGE:DEER:Res:ClothesDishWasher | Annual | 0
Any | WPSDGEREWH0022-Rev03-Msr004 | DMo | Ex | CZ15 | Any | WPSDGEREWH0022-3 | ExAnte2018 | IOU workpaper |  | Each |  |  | None | 1440 | 0.151 | 0 | 1300 | 0.144 | 0 | 0 | 0 | 0 | 0 | 0 | 0 | SDGE:DEER:Res:ClothesDishWasher | Annual | 0
Any | WPSDGEREWH0022-Rev03-Msr004 | DMo | Ex | CZ16 | Any | WPSDGEREWH0022-3 | ExAnte2018 | IOU workpaper |  | Each |  |  | None | 1260 | 0.222 | 0 | 1060 | 0.208 | 0 | 0 | 0 | 0 | 0 | 0 | 0 | SDGE:DEER:Res:ClothesDishWasher | Annual | 0
Any | WPSDGEREWH0022-Rev03-Msr004 | MFm | Ex | CZ01 | Any | WPSDGEREWH0022-3 | ExAnte2018 | IOU workpaper |  | Each |  |  | None | 1990 | 0.22 | 0 | 1840 | 0.204 | 0 | 0 | 0 | 0 | 0 | 0 | 0 | SDGE:DEER:Res:ClothesDishWasher | Annual | 0
Any | WPSDGEREWH0022-Rev03-Msr004 | MFm | Ex | CZ02 | Any | WPSDGEREWH0022-3 | ExAnte2018 | IOU workpaper |  | Each |  |  | None | 1870 | 0.209 | 0 | 1720 | 0.194 | 0 | 0 | 0 | 0 | 0 | 0 | 0 | SDGE:DEER:Res:ClothesDishWasher | Annual | 0
Any | WPSDGEREWH0022-Rev03-Msr004 | MFm | Ex | CZ03 | Any | WPSDGEREWH0022-3 | ExAnte2018 | IOU workpaper |  | Each |  |  | None | 1890 | 0.212 | 0 | 1740 | 0.196 | 0 | 0 | 0 | 0 | 0 | 0 | 0 | SDGE:DEER:Res:ClothesDishWasher | Annual | 0
Any | WPSDGEREWH0022-Rev03-Msr004 | MFm | Ex | CZ04 | Any | WPSDGEREWH0022-3 | ExAnte2018 | IOU workpaper |  | Each |  |  | None | 1830 | 0.197 | 0 | 1680 | 0.182 | 0 | 0 | 0 | 0 | 0 | 0 | 0 | SDGE:DEER:Res:ClothesDishWasher | Annual | 0
Any | WPSDGEREWH0022-Rev03-Msr004 | MFm | Ex | CZ05 | Any | WPSDGEREWH0022-3 | ExAnte2018 | IOU workpaper |  | Each |  |  | None | 1910 | 0.211 | 0 | 1770 | 0.196 | 0 | 0 | 0 | 0 | 0 | 0 | 0 | SDGE:DEER:Res:ClothesDishWasher | Annual | 0
Any | WPSDGEREWH0022-Rev03-Msr004 | MFm | Ex | CZ06 | Any | WPSDGEREWH0022-3 | ExAnte2018 | IOU workpaper |  | Each |  |  | None | 1780 | 0.195 | 0 | 1640 | 0.18 | 0 | 0 | 0 | 0 | 0 | 0 | 0 | SDGE:DEER:Res:ClothesDishWasher | Annual | 0
Any | WPSDGEREWH0022-Rev03-Msr004 | MFm | Ex | CZ07 | Any | WPSDGEREWH0022-3 | ExAnte2018 | IOU workpaper |  | Each |  |  | None | 1770 | 0.194 | 0 | 1630 | 0.179 | 0 | 0 | 0 | 0 | 0 | 0 | 0 | SDGE:DEER:Res:ClothesDishWasher | Annual | 0
Any | WPSDGEREWH0022-Rev03-Msr004 | MFm | Ex | CZ08 | Any | WPSDGEREWH0022-3 | ExAnte2018 | IOU workpaper |  | Each |  |  | None | 1740 | 0.189 | 0 | 1600 | 0.174 | 0 | 0 | 0 | 0 | 0 | 0 | 0 | SDGE:DEER:Res:ClothesDishWasher | Annual | 0
Any | WPSDGEREWH0022-Rev03-Msr004 | MFm | Ex | CZ09 | Any | WPSDGEREWH0022-3 | ExAnte2018 | IOU workpaper |  | Each |  |  | None | 1740 | 0.187 | 0 | 1600 | 0.172 | 0 | 0 | 0 | 0 | 0 | 0 | 0 | SDGE:DEER:Res:ClothesDishWasher | Annual | 0
Any | WPSDGEREWH0022-Rev03-Msr004 | MFm | Ex | CZ10 | Any | WPSDGEREWH0022-3 | ExAnte2018 | IOU workpaper |  | Each |  |  | None | 1730 | 0.184 | 0 | 1590 | 0.169 | 0 | 0 | 0 | 0 | 0 | 0 | 0 | SDGE:DEER:Res:ClothesDishWasher | Annual | 0
Any | WPSDGEREWH0022-Rev03-Msr004 | MFm | Ex | CZ11 | Any | WPSDGEREWH0022-3 | ExAnte2018 | IOU workpaper |  | Each |  |  | None | 1750 | 0.184 | 0 | 1610 | 0.169 | 0 | 0 | 0 | 0 | 0 | 0 | 0 | SDGE:DEER:Res:ClothesDishWasher | Annual | 0
Any | WPSDGEREWH0022-Rev03-Msr004 | MFm | Ex | CZ12 | Any | WPSDGEREWH0022-3 | ExAnte2018 | IOU workpaper |  | Each |  |  | None | 1800 | 0.195 | 0 | 1650 | 0.18 | 0 | 0 | 0 | 0 | 0 | 0 | 0 | SDGE:DEER:Res:ClothesDishWasher | Annual | 0
Any | WPSDGEREWH0022-Rev03-Msr004 | MFm | Ex | CZ13 | Any | WPSDGEREWH0022-3 | ExAnte2018 | IOU workpaper |  | Each |  |  | None | 1730 | 0.182 | 0 | 1590 | 0.168 | 0 | 0 | 0 | 0 | 0 | 0 | 0 | SDGE:DEER:Res:ClothesDishWasher | Annual | 0
Any | WPSDGEREWH0022-Rev03-Msr004 | MFm | Ex | CZ14 | Any | WPSDGEREWH0022-3 | ExAnte2018 | IOU workpaper |  | Each |  |  | None | 1760 | 0.176 | 0 | 1620 | 0.161 | 0 | 0 | 0 | 0 | 0 | 0 | 0 | SDGE:DEER:Res:ClothesDishWasher | Annual | 0
Any | WPSDGEREWH0022-Rev03-Msr004 | MFm | Ex | CZ15 | Any | WPSDGEREWH0022-3 | ExAnte2018 | IOU workpaper |  | Each |  |  | None | 1490 | 0.144 | 0 | 1360 | 0.13 | 0 | 0 | 0 | 0 | 0 | 0 | 0 | SDGE:DEER:Res:ClothesDishWasher | Annual | 0
Any | WPSDGEREWH0022-Rev03-Msr004 | MFm | Ex | CZ16 | Any | WPSDGEREWH0022-3 | ExAnte2018 | IOU workpaper |  | Each |  |  | None | 1990 | 0.216 | 0 | 1840 | 0.2 | 0 | 0 | 0 | 0 | 0 | 0 | 0 | SDGE:DEER:Res:ClothesDishWasher | Annual | 0
Any | WPSDGEREWH0022-Rev03-Msr004 | SFm | Ex | CZ01 | Any | WPSDGEREWH0022-3 | ExAnte2018 | IOU workpaper |  | Each |  |  | None | 2050 | 0.256 | 0 | 1860 | 0.238 | 0 | 0 | 0 | 0 | 0 | 0 | 0 | SDGE:DEER:Res:ClothesDishWasher | Annual | 0
Any | WPSDGEREWH0022-Rev03-Msr004 | SFm | Ex | CZ02 | Any | WPSDGEREWH0022-3 | ExAnte2018 | IOU workpaper |  | Each |  |  | None | 2020 | 0.257 | 0 | 1840 | 0.246 | 0 | 0 | 0 | 0 | 0 | 0 | 0 | SDGE:DEER:Res:ClothesDishWasher | Annual | 0
Any | WPSDGEREWH0022-Rev03-Msr004 | SFm | Ex | CZ03 | Any | WPSDGEREWH0022-3 | ExAnte2018 | IOU workpaper |  | Each |  |  | None | 2030 | 0.253 | 0 | 1850 | 0.239 | 0 | 0 | 0 | 0 | 0 | 0 | 0 | SDGE:DEER:Res:ClothesDishWasher | Annual | 0
Any | WPSDGEREWH0022-Rev03-Msr004 | SFm | Ex | CZ04 | Any | WPSDGEREWH0022-3 | ExAnte2018 | IOU workpaper |  | Each |  |  | None | 2000 | 0.242 | 0 | 1830 | 0.231 | 0 | 0 | 0 | 0 | 0 | 0 | 0 | SDGE:DEER:Res:ClothesDishWasher | Annual | 0
Any | WPSDGEREWH0022-Rev03-Msr004 | SFm | Ex | CZ05 | Any | WPSDGEREWH0022-3 | ExAnte2018 | IOU workpaper |  | Each |  |  | None | 2050 | 0.252 | 0 | 1870 | 0.238 | 0 | 0 | 0 | 0 | 0 | 0 | 0 | SDGE:DEER:Res:ClothesDishWasher | Annual | 0
Any | WPSDGEREWH0022-Rev03-Msr004 | SFm | Ex | CZ06 | Any | WPSDGEREWH0022-3 | ExAnte2018 | IOU workpaper |  | Each |  |  | None | 1990 | 0.237 | 0 | 1820 | 0.224 | 0 | 0 | 0 | 0 | 0 | 0 | 0 | SDGE:DEER:Res:ClothesDishWasher | Annual | 0
Any | WPSDGEREWH0022-Rev03-Msr004 | SFm | Ex | CZ07 | Any | WPSDGEREWH0022-3 | ExAnte2018 | IOU workpaper |  | Each |  |  | None | 1980 | 0.234 | 0 | 1820 | 0.22 | 0 | 0 | 0 | 0 | 0 | 0 | 0 | SDGE:DEER:Res:ClothesDishWasher | Annual | 0
Any | WPSDGEREWH0022-Rev03-Msr004 | SFm | Ex | CZ08 | Any | WPSDGEREWH0022-3 | ExAnte2018 | IOU workpaper |  | Each |  |  | None | 1960 | 0.232 | 0 | 1800 | 0.22 | 0 | 0 | 0 | 0 | 0 | 0 | 0 | SDGE:DEER:Res:ClothesDishWasher | Annual | 0
Any | WPSDGEREWH0022-Rev03-Msr004 | SFm | Ex | CZ09 | Any | WPSDGEREWH0022-3 | ExAnte2018 | IOU workpaper |  | Each |  |  | None | 1950 | 0.231 | 0 | 1790 | 0.222 | 0 | 0 | 0 | 0 | 0 | 0 | 0 | SDGE:DEER:Res:ClothesDishWasher | Annual | 0
Any | WPSDGEREWH0022-Rev03-Msr004 | SFm | Ex | CZ10 | Any | WPSDGEREWH0022-3 | ExAnte2018 | IOU workpaper |  | Each |  |  | None | 1940 | 0.228 | 0 | 1780 | 0.219 | 0 | 0 | 0 | 0 | 0 | 0 | 0 | SDGE:DEER:Res:ClothesDishWasher | Annual | 0
Any | WPSDGEREWH0022-Rev03-Msr004 | SFm | Ex | CZ11 | Any | WPSDGEREWH0022-3 | ExAnte2018 | IOU workpaper |  | Each |  |  | None | 1920 | 0.228 | 0 | 1750 | 0.219 | 0 | 0 | 0 | 0 | 0 | 0 | 0 | SDGE:DEER:Res:ClothesDishWasher | Annual | 0
Any | WPSDGEREWH0022-Rev03-Msr004 | SFm | Ex | CZ12 | Any | WPSDGEREWH0022-3 | ExAnte2018 | IOU workpaper |  | Each |  |  | None | 1960 | 0.241 | 0 | 1800 | 0.231 | 0 | 0 | 0 | 0 | 0 | 0 | 0 | SDGE:DEER:Res:ClothesDishWasher | Annual | 0
Any | WPSDGEREWH0022-Rev03-Msr004 | SFm | Ex | CZ13 | Any | WPSDGEREWH0022-3 | ExAnte2018 | IOU workpaper |  | Each |  |  | None | 1910 | 0.225 | 0 | 1750 | 0.215 | 0 | 0 | 0 | 0 | 0 | 0 | 0 | SDGE:DEER:Res:ClothesDishWasher | Annual | 0
Any | WPSDGEREWH0022-Rev03-Msr004 | SFm | Ex | CZ14 | Any | WPSDGEREWH0022-3 | ExAnte2018 | IOU workpaper |  | Each |  |  | None | 1910 | 0.218 | 0 | 1750 | 0.209 | 0 | 0 | 0 | 0 | 0 | 0 | 0 | SDGE:DEER:Res:ClothesDishWasher | Annual | 0
Any | WPSDGEREWH0022-Rev03-Msr004 | SFm | Ex | CZ15 | Any | WPSDGEREWH0022-3 | ExAnte2018 | IOU workpaper |  | Each |  |  | None | 1730 | 0.178 | 0 | 1600 | 0.171 | 0 | 0 | 0 | 0 | 0 | 0 | 0 | SDGE:DEER:Res:ClothesDishWasher | Annual | 0
Any | WPSDGEREWH0022-Rev03-Msr004 | SFm | Ex | CZ16 | Any | WPSDGEREWH0022-3 | ExAnte2018 | IOU workpaper |  | Each |  |  | None | 1790 | 0.261 | 0 | 1600 | 0.248 | 0 | 0 | 0 | 0 | 0 | 0 | 0 | SDGE:DEER:Res:ClothesDishWasher | Annual | 0
Any | WPSDGEREWH0022-Rev03-Msr005 | DMo | Ex | CZ01 | Any | WPSDGEREWH0022-3 | ExAnte2018 | IOU workpaper |  | Each |  |  | None | 1450 | 0.202 | 0 | 1310 | 0.188 | 0 | 0 | 0 | 0 | 0 | 0 | 0 | SDGE:DEER:Res:ClothesDishWasher | Annual | 0
Any | WPSDGEREWH0022-Rev03-Msr005 | DMo | Ex | CZ02 | Any | WPSDGEREWH0022-3 | ExAnte2018 | IOU workpaper |  | Each |  |  | None | 1460 | 0.212 | 0 | 1320 | 0.204 | 0 | 0 | 0 | 0 | 0 | 0 | 0 | SDGE:DEER:Res:ClothesDishWasher | Annual | 0
Any | WPSDGEREWH0022-Rev03-Msr005 | DMo | Ex | CZ03 | Any | WPSDGEREWH0022-3 | ExAnte2018 | IOU workpaper |  | Each |  |  | None | 1510 | 0.206 | 0 | 1380 | 0.194 | 0 | 0 | 0 | 0 | 0 | 0 | 0 | SDGE:DEER:Res:ClothesDishWasher | Annual | 0
Any | WPSDGEREWH0022-Rev03-Msr005 | DMo | Ex | CZ04 | Any | WPSDGEREWH0022-3 | ExAnte2018 | IOU workpaper |  | Each |  |  | None | 1480 | 0.197 | 0 | 1350 | 0.188 | 0 | 0 | 0 | 0 | 0 | 0 | 0 | SDGE:DEER:Res:ClothesDishWasher | Annual | 0
Any | WPSDGEREWH0022-Rev03-Msr005 | DMo | Ex | CZ05 | Any | WPSDGEREWH0022-3 | ExAnte2018 | IOU workpaper |  | Each |  |  | None | 1490 | 0.202 | 0 | 1360 | 0.19 | 0 | 0 | 0 | 0 | 0 | 0 | 0 | SDGE:DEER:Res:ClothesDishWasher | Annual | 0
Any | WPSDGEREWH0022-Rev03-Msr005 | DMo | Ex | CZ06 | Any | WPSDGEREWH0022-3 | ExAnte2018 | IOU workpaper |  | Each |  |  | None | 1510 | 0.19 | 0 | 1380 | 0.179 | 0 | 0 | 0 | 0 | 0 | 0 | 0 | SDGE:DEER:Res:ClothesDishWasher | Annual | 0
Any | WPSDGEREWH0022-Rev03-Msr005 | DMo | Ex | CZ07 | Any | WPSDGEREWH0022-3 | ExAnte2018 | IOU workpaper |  | Each |  |  | None | 1520 | 0.186 | 0 | 1390 | 0.173 | 0 | 0 | 0 | 0 | 0 | 0 | 0 | SDGE:DEER:Res:ClothesDishWasher | Annual | 0
Any | WPSDGEREWH0022-Rev03-Msr005 | DMo | Ex | CZ08 | Any | WPSDGEREWH0022-3 | ExAnte2018 | IOU workpaper |  | Each |  |  | None | 1500 | 0.186 | 0 | 1370 | 0.176 | 0 | 0 | 0 | 0 | 0 | 0 | 0 | SDGE:DEER:Res:ClothesDishWasher | Annual | 0
Any | WPSDGEREWH0022-Rev03-Msr005 | DMo | Ex | CZ09 | Any | WPSDGEREWH0022-3 | ExAnte2018 | IOU workpaper |  | Each |  |  | None | 1490 | 0.189 | 0 | 1360 | 0.181 | 0 | 0 | 0 | 0 | 0 | 0 | 0 | SDGE:DEER:Res:ClothesDishWasher | Annual | 0
Any | WPSDGEREWH0022-Rev03-Msr005 | DMo | Ex | CZ10 | Any | WPSDGEREWH0022-3 | ExAnte2018 | IOU workpaper |  | Each |  |  | None | 1470 | 0.187 | 0 | 1350 | 0.18 | 0 | 0 | 0 | 0 | 0 | 0 | 0 | SDGE:DEER:Res:ClothesDishWasher | Annual | 0
Any | WPSDGEREWH0022-Rev03-Msr005 | DMo | Ex | CZ11 | Any | WPSDGEREWH0022-3 | ExAnte2018 | IOU workpaper |  | Each |  |  | None | 1410 | 0.187 | 0 | 1280 | 0.181 | 0 | 0 | 0 | 0 | 0 | 0 | 0 | SDGE:DEER:Res:ClothesDishWasher | Annual | 0
Any | WPSDGEREWH0022-Rev03-Msr005 | DMo | Ex | CZ12 | Any | WPSDGEREWH0022-3 | ExAnte2018 | IOU workpaper |  | Each |  |  | None | 1450 | 0.199 | 0 | 1320 | 0.191 | 0 | 0 | 0 | 0 | 0 | 0 | 0 | SDGE:DEER:Res:ClothesDishWasher | Annual | 0
Any | WPSDGEREWH0022-Rev03-Msr005 | DMo | Ex | CZ13 | Any | WPSDGEREWH0022-3 | ExAnte2018 | IOU workpaper |  | Each |  |  | None | 1420 | 0.185 | 0 | 1290 | 0.177 | 0 | 0 | 0 | 0 | 0 | 0 | 0 | SDGE:DEER:Res:ClothesDishWasher | Annual | 0
Any | WPSDGEREWH0022-Rev03-Msr005 | DMo | Ex | CZ14 | Any | WPSDGEREWH0022-3 | ExAnte2018 | IOU workpaper |  | Each |  |  | None | 1360 | 0.179 | 0 | 1230 | 0.171 | 0 | 0 | 0 | 0 | 0 | 0 | 0 | SDGE:DEER:Res:ClothesDishWasher | Annual | 0
Any | WPSDGEREWH0022-Rev03-Msr005 | DMo | Ex | CZ15 | Any | WPSDGEREWH0022-3 | ExAnte2018 | IOU workpaper |  | Each |  |  | None | 1350 | 0.146 | 0 | 1240 | 0.14 | 0 | 0 | 0 | 0 | 0 | 0 | 0 | SDGE:DEER:Res:ClothesDishWasher | Annual | 0
Any | WPSDGEREWH0022-Rev03-Msr005 | DMo | Ex | CZ16 | Any | WPSDGEREWH0022-3 | ExAnte2018 | IOU workpaper |  | Each |  |  | None | 1120 | 0.212 | 0 | 980 | 0.201 | 0 | 0 | 0 | 0 | 0 | 0 | 0 | SDGE:DEER:Res:ClothesDishWasher | Annual | 0
Any | WPSDGEREWH0022-Rev03-Msr005 | MFm | Ex | CZ01 | Any | WPSDGEREWH0022-3 | ExAnte2018 | IOU workpaper |  | Each |  |  | None | 1870 | 0.209 | 0 | 1760 | 0.195 | 0 | 0 | 0 | 0 | 0 | 0 | 0 | SDGE:DEER:Res:ClothesDishWasher | Annual | 0
Any | WPSDGEREWH0022-Rev03-Msr005 | MFm | Ex | CZ02 | Any | WPSDGEREWH0022-3 | ExAnte2018 | IOU workpaper |  | Each |  |  | None | 1750 | 0.198 | 0 | 1650 | 0.186 | 0 | 0 | 0 | 0 | 0 | 0 | 0 | SDGE:DEER:Res:ClothesDishWasher | Annual | 0
Any | WPSDGEREWH0022-Rev03-Msr005 | MFm | Ex | CZ03 | Any | WPSDGEREWH0022-3 | ExAnte2018 | IOU workpaper |  | Each |  |  | None | 1770 | 0.201 | 0 | 1670 | 0.189 | 0 | 0 | 0 | 0 | 0 | 0 | 0 | SDGE:DEER:Res:ClothesDishWasher | Annual | 0
Any | WPSDGEREWH0022-Rev03-Msr005 | MFm | Ex | CZ04 | Any | WPSDGEREWH0022-3 | ExAnte2018 | IOU workpaper |  | Each |  |  | None | 1720 | 0.187 | 0 | 1610 | 0.175 | 0 | 0 | 0 | 0 | 0 | 0 | 0 | SDGE:DEER:Res:ClothesDishWasher | Annual | 0
Any | WPSDGEREWH0022-Rev03-Msr005 | MFm | Ex | CZ05 | Any | WPSDGEREWH0022-3 | ExAnte2018 | IOU workpaper |  | Each |  |  | None | 1800 | 0.201 | 0 | 1690 | 0.188 | 0 | 0 | 0 | 0 | 0 | 0 | 0 | SDGE:DEER:Res:ClothesDishWasher | Annual | 0
Any | WPSDGEREWH0022-Rev03-Msr005 | MFm | Ex | CZ06 | Any | WPSDGEREWH0022-3 | ExAnte2018 | IOU workpaper |  | Each |  |  | None | 1680 | 0.185 | 0 | 1570 | 0.173 | 0 | 0 | 0 | 0 | 0 | 0 | 0 | SDGE:DEER:Res:ClothesDishWasher | Annual | 0
Any | WPSDGEREWH0022-Rev03-Msr005 | MFm | Ex | CZ07 | Any | WPSDGEREWH0022-3 | ExAnte2018 | IOU workpaper |  | Each |  |  | None | 1670 | 0.185 | 0 | 1560 | 0.172 | 0 | 0 | 0 | 0 | 0 | 0 | 0 | SDGE:DEER:Res:ClothesDishWasher | Annual | 0
Any | WPSDGEREWH0022-Rev03-Msr005 | MFm | Ex | CZ08 | Any | WPSDGEREWH0022-3 | ExAnte2018 | IOU workpaper |  | Each |  |  | None | 1640 | 0.179 | 0 | 1540 | 0.167 | 0 | 0 | 0 | 0 | 0 | 0 | 0 | SDGE:DEER:Res:ClothesDishWasher | Annual | 0
Any | WPSDGEREWH0022-Rev03-Msr005 | MFm | Ex | CZ09 | Any | WPSDGEREWH0022-3 | ExAnte2018 | IOU workpaper |  | Each |  |  | None | 1640 | 0.177 | 0 | 1530 | 0.165 | 0 | 0 | 0 | 0 | 0 | 0 | 0 | SDGE:DEER:Res:ClothesDishWasher | Annual | 0
Any | WPSDGEREWH0022-Rev03-Msr005 | MFm | Ex | CZ10 | Any | WPSDGEREWH0022-3 | ExAnte2018 | IOU workpaper |  | Each |  |  | None | 1630 | 0.174 | 0 | 1530 | 0.162 | 0 | 0 | 0 | 0 | 0 | 0 | 0 | SDGE:DEER:Res:ClothesDishWasher | Annual | 0
Any | WPSDGEREWH0022-Rev03-Msr005 | MFm | Ex | CZ11 | Any | WPSDGEREWH0022-3 | ExAnte2018 | IOU workpaper |  | Each |  |  | None | 1650 | 0.175 | 0 | 1540 | 0.163 | 0 | 0 | 0 | 0 | 0 | 0 | 0 | SDGE:DEER:Res:ClothesDishWasher | Annual | 0
Any | WPSDGEREWH0022-Rev03-Msr005 | MFm | Ex | CZ12 | Any | WPSDGEREWH0022-3 | ExAnte2018 | IOU workpaper |  | Each |  |  | None | 1690 | 0.186 | 0 | 1580 | 0.173 | 0 | 0 | 0 | 0 | 0 | 0 | 0 | SDGE:DEER:Res:ClothesDishWasher | Annual | 0
Any | WPSDGEREWH0022-Rev03-Msr005 | MFm | Ex | CZ13 | Any | WPSDGEREWH0022-3 | ExAnte2018 | IOU workpaper |  | Each |  |  | None | 1630 | 0.173 | 0 | 1520 | 0.161 | 0 | 0 | 0 | 0 | 0 | 0 | 0 | SDGE:DEER:Res:ClothesDishWasher | Annual | 0
Any | WPSDGEREWH0022-Rev03-Msr005 | MFm | Ex | CZ14 | Any | WPSDGEREWH0022-3 | ExAnte2018 | IOU workpaper |  | Each |  |  | None | 1660 | 0.167 | 0 | 1550 | 0.155 | 0 | 0 | 0 | 0 | 0 | 0 | 0 | SDGE:DEER:Res:ClothesDishWasher | Annual | 0
Any | WPSDGEREWH0022-Rev03-Msr005 | MFm | Ex | CZ15 | Any | WPSDGEREWH0022-3 | ExAnte2018 | IOU workpaper |  | Each |  |  | None | 1410 | 0.137 | 0 | 1310 | 0.125 | 0 | 0 | 0 | 0 | 0 | 0 | 0 | SDGE:DEER:Res:ClothesDishWasher | Annual | 0
Any | WPSDGEREWH0022-Rev03-Msr005 | MFm | Ex | CZ16 | Any | WPSDGEREWH0022-3 | ExAnte2018 | IOU workpaper |  | Each |  |  | None | 1870 | 0.205 | 0 | 1760 | 0.193 | 0 | 0 | 0 | 0 | 0 | 0 | 0 | SDGE:DEER:Res:ClothesDishWasher | Annual | 0
Any | WPSDGEREWH0022-Rev03-Msr005 | SFm | Ex | CZ01 | Any | WPSDGEREWH0022-3 | ExAnte2018 | IOU workpaper |  | Each |  |  | None | 1850 | 0.242 | 0 | 1730 | 0.228 | 0 | 0 | 0 | 0 | 0 | 0 | 0 | SDGE:DEER:Res:ClothesDishWasher | Annual | 0
Any | WPSDGEREWH0022-Rev03-Msr005 | SFm | Ex | CZ02 | Any | WPSDGEREWH0022-3 | ExAnte2018 | IOU workpaper |  | Each |  |  | None | 1840 | 0.248 | 0 | 1730 | 0.238 | 0 | 0 | 0 | 0 | 0 | 0 | 0 | SDGE:DEER:Res:ClothesDishWasher | Annual | 0
Any | WPSDGEREWH0022-Rev03-Msr005 | SFm | Ex | CZ03 | Any | WPSDGEREWH0022-3 | ExAnte2018 | IOU workpaper |  | Each |  |  | None | 1860 | 0.242 | 0 | 1740 | 0.23 | 0 | 0 | 0 | 0 | 0 | 0 | 0 | SDGE:DEER:Res:ClothesDishWasher | Annual | 0
Any | WPSDGEREWH0022-Rev03-Msr005 | SFm | Ex | CZ04 | Any | WPSDGEREWH0022-3 | ExAnte2018 | IOU workpaper |  | Each |  |  | None | 1840 | 0.233 | 0 | 1720 | 0.224 | 0 | 0 | 0 | 0 | 0 | 0 | 0 | SDGE:DEER:Res:ClothesDishWasher | Annual | 0
Any | WPSDGEREWH0022-Rev03-Msr005 | SFm | Ex | CZ05 | Any | WPSDGEREWH0022-3 | ExAnte2018 | IOU workpaper |  | Each |  |  | None | 1870 | 0.241 | 0 | 1760 | 0.229 | 0 | 0 | 0 | 0 | 0 | 0 | 0 | SDGE:DEER:Res:ClothesDishWasher | Annual | 0
Any | WPSDGEREWH0022-Rev03-Msr005 | SFm | Ex | CZ06 | Any | WPSDGEREWH0022-3 | ExAnte2018 | IOU workpaper |  | Each |  |  | None | 1840 | 0.227 | 0 | 1730 | 0.217 | 0 | 0 | 0 | 0 | 0 | 0 | 0 | SDGE:DEER:Res:ClothesDishWasher | Annual | 0
Any | WPSDGEREWH0022-Rev03-Msr005 | SFm | Ex | CZ07 | Any | WPSDGEREWH0022-3 | ExAnte2018 | IOU workpaper |  | Each |  |  | None | 1840 | 0.223 | 0 | 1730 | 0.212 | 0 | 0 | 0 | 0 | 0 | 0 | 0 | SDGE:DEER:Res:ClothesDishWasher | Annual | 0
Any | WPSDGEREWH0022-Rev03-Msr005 | SFm | Ex | CZ08 | Any | WPSDGEREWH0022-3 | ExAnte2018 | IOU workpaper |  | Each |  |  | None | 1820 | 0.223 | 0 | 1710 | 0.214 | 0 | 0 | 0 | 0 | 0 | 0 | 0 | SDGE:DEER:Res:ClothesDishWasher | Annual | 0
Any | WPSDGEREWH0022-Rev03-Msr005 | SFm | Ex | CZ09 | Any | WPSDGEREWH0022-3 | ExAnte2018 | IOU workpaper |  | Each |  |  | None | 1810 | 0.223 | 0 | 1700 | 0.215 | 0 | 0 | 0 | 0 | 0 | 0 | 0 | SDGE:DEER:Res:ClothesDishWasher | Annual | 0
Any | WPSDGEREWH0022-Rev03-Msr005 | SFm | Ex | CZ10 | Any | WPSDGEREWH0022-3 | ExAnte2018 | IOU workpaper |  | Each |  |  | None | 1800 | 0.22 | 0 | 1690 | 0.213 | 0 | 0 | 0 | 0 | 0 | 0 | 0 | SDGE:DEER:Res:ClothesDishWasher | Annual | 0
Any | WPSDGEREWH0022-Rev03-Msr005 | SFm | Ex | CZ11 | Any | WPSDGEREWH0022-3 | ExAnte2018 | IOU workpaper |  | Each |  |  | None | 1770 | 0.22 | 0 | 1660 | 0.213 | 0 | 0 | 0 | 0 | 0 | 0 | 0 | SDGE:DEER:Res:ClothesDishWasher | Annual | 0
Any | WPSDGEREWH0022-Rev03-Msr005 | SFm | Ex | CZ12 | Any | WPSDGEREWH0022-3 | ExAnte2018 | IOU workpaper |  | Each |  |  | None | 1810 | 0.233 | 0 | 1700 | 0.224 | 0 | 0 | 0 | 0 | 0 | 0 | 0 | SDGE:DEER:Res:ClothesDishWasher | Annual | 0
Any | WPSDGEREWH0022-Rev03-Msr005 | SFm | Ex | CZ13 | Any | WPSDGEREWH0022-3 | ExAnte2018 | IOU workpaper |  | Each |  |  | None | 1760 | 0.217 | 0 | 1660 | 0.209 | 0 | 0 | 0 | 0 | 0 | 0 | 0 | SDGE:DEER:Res:ClothesDishWasher | Annual | 0
Any | WPSDGEREWH0022-Rev03-Msr005 | SFm | Ex | CZ14 | Any | WPSDGEREWH0022-3 | ExAnte2018 | IOU workpaper |  | Each |  |  | None | 1760 | 0.21 | 0 | 1650 | 0.203 | 0 | 0 | 0 | 0 | 0 | 0 | 0 | SDGE:DEER:Res:ClothesDishWasher | Annual | 0
Any | WPSDGEREWH0022-Rev03-Msr005 | SFm | Ex | CZ15 | Any | WPSDGEREWH0022-3 | ExAnte2018 | IOU workpaper |  | Each |  |  | None | 1630 | 0.172 | 0 | 1530 | 0.166 | 0 | 0 | 0 | 0 | 0 | 0 | 0 | SDGE:DEER:Res:ClothesDishWasher | Annual | 0
Any | WPSDGEREWH0022-Rev03-Msr005 | SFm | Ex | CZ16 | Any | WPSDGEREWH0022-3 | ExAnte2018 | IOU workpaper |  | Each |  |  | None | 1600 | 0.25 | 0 | 1490 | 0.24 | 0 | 0 | 0 | 0 | 0 | 0 | 0 | SDGE:DEER:Res:ClothesDishWasher | Annual | 0
Any | WPSDGEREWH0022-Rev03-Msr006 | DMo | Ex | CZ01 | Any | WPSDGEREWH0022-3 | ExAnte2018 | IOU workpaper |  | Each |  |  | None | 1580 | 0.213 | 0 | 1440 | 0.199 | 0 | 0 | 0 | 0 | 0 | 0 | 0 | SDGE:DEER:Res:ClothesDishWasher | Annual | 0
Any | WPSDGEREWH0022-Rev03-Msr006 | DMo | Ex | CZ02 | Any | WPSDGEREWH0022-3 | ExAnte2018 | IOU workpaper |  | Each |  |  | None | 1570 | 0.219 | 0 | 1430 | 0.211 | 0 | 0 | 0 | 0 | 0 | 0 | 0 | SDGE:DEER:Res:ClothesDishWasher | Annual | 0
Any | WPSDGEREWH0022-Rev03-Msr006 | DMo | Ex | CZ03 | Any | WPSDGEREWH0022-3 | ExAnte2018 | IOU workpaper |  | Each |  |  | None | 1630 | 0.214 | 0 | 1490 | 0.203 | 0 | 0 | 0 | 0 | 0 | 0 | 0 | SDGE:DEER:Res:ClothesDishWasher | Annual | 0
Any | WPSDGEREWH0022-Rev03-Msr006 | DMo | Ex | CZ04 | Any | WPSDGEREWH0022-3 | ExAnte2018 | IOU workpaper |  | Each |  |  | None | 1590 | 0.204 | 0 | 1460 | 0.195 | 0 | 0 | 0 | 0 | 0 | 0 | 0 | SDGE:DEER:Res:ClothesDishWasher | Annual | 0
Any | WPSDGEREWH0022-Rev03-Msr006 | DMo | Ex | CZ05 | Any | WPSDGEREWH0022-3 | ExAnte2018 | IOU workpaper |  | Each |  |  | None | 1610 | 0.211 | 0 | 1470 | 0.199 | 0 | 0 | 0 | 0 | 0 | 0 | 0 | SDGE:DEER:Res:ClothesDishWasher | Annual | 0
Any | WPSDGEREWH0022-Rev03-Msr006 | DMo | Ex | CZ06 | Any | WPSDGEREWH0022-3 | ExAnte2018 | IOU workpaper |  | Each |  |  | None | 1610 | 0.198 | 0 | 1480 | 0.187 | 0 | 0 | 0 | 0 | 0 | 0 | 0 | SDGE:DEER:Res:ClothesDishWasher | Annual | 0
Any | WPSDGEREWH0022-Rev03-Msr006 | DMo | Ex | CZ07 | Any | WPSDGEREWH0022-3 | ExAnte2018 | IOU workpaper |  | Each |  |  | None | 1620 | 0.194 | 0 | 1490 | 0.182 | 0 | 0 | 0 | 0 | 0 | 0 | 0 | SDGE:DEER:Res:ClothesDishWasher | Annual | 0
Any | WPSDGEREWH0022-Rev03-Msr006 | DMo | Ex | CZ08 | Any | WPSDGEREWH0022-3 | ExAnte2018 | IOU workpaper |  | Each |  |  | None | 1600 | 0.194 | 0 | 1470 | 0.184 | 0 | 0 | 0 | 0 | 0 | 0 | 0 | SDGE:DEER:Res:ClothesDishWasher | Annual | 0
Any | WPSDGEREWH0022-Rev03-Msr006 | DMo | Ex | CZ09 | Any | WPSDGEREWH0022-3 | ExAnte2018 | IOU workpaper |  | Each |  |  | None | 1580 | 0.195 | 0 | 1460 | 0.187 | 0 | 0 | 0 | 0 | 0 | 0 | 0 | SDGE:DEER:Res:ClothesDishWasher | Annual | 0
Any | WPSDGEREWH0022-Rev03-Msr006 | DMo | Ex | CZ10 | Any | WPSDGEREWH0022-3 | ExAnte2018 | IOU workpaper |  | Each |  |  | None | 1570 | 0.193 | 0 | 1440 | 0.186 | 0 | 0 | 0 | 0 | 0 | 0 | 0 | SDGE:DEER:Res:ClothesDishWasher | Annual | 0
Any | WPSDGEREWH0022-Rev03-Msr006 | DMo | Ex | CZ11 | Any | WPSDGEREWH0022-3 | ExAnte2018 | IOU workpaper |  | Each |  |  | None | 1510 | 0.193 | 0 | 1380 | 0.187 | 0 | 0 | 0 | 0 | 0 | 0 | 0 | SDGE:DEER:Res:ClothesDishWasher | Annual | 0
Any | WPSDGEREWH0022-Rev03-Msr006 | DMo | Ex | CZ12 | Any | WPSDGEREWH0022-3 | ExAnte2018 | IOU workpaper |  | Each |  |  | None | 1560 | 0.205 | 0 | 1430 | 0.198 | 0 | 0 | 0 | 0 | 0 | 0 | 0 | SDGE:DEER:Res:ClothesDishWasher | Annual | 0
Any | WPSDGEREWH0022-Rev03-Msr006 | DMo | Ex | CZ13 | Any | WPSDGEREWH0022-3 | ExAnte2018 | IOU workpaper |  | Each |  |  | None | 1520 | 0.191 | 0 | 1390 | 0.183 | 0 | 0 | 0 | 0 | 0 | 0 | 0 | SDGE:DEER:Res:ClothesDishWasher | Annual | 0
Any | WPSDGEREWH0022-Rev03-Msr006 | DMo | Ex | CZ14 | Any | WPSDGEREWH0022-3 | ExAnte2018 | IOU workpaper |  | Each |  |  | None | 1460 | 0.184 | 0 | 1330 | 0.177 | 0 | 0 | 0 | 0 | 0 | 0 | 0 | SDGE:DEER:Res:ClothesDishWasher | Annual | 0
Any | WPSDGEREWH0022-Rev03-Msr006 | DMo | Ex | CZ15 | Any | WPSDGEREWH0022-3 | ExAnte2018 | IOU workpaper |  | Each |  |  | None | 1430 | 0.15 | 0 | 1310 | 0.145 | 0 | 0 | 0 | 0 | 0 | 0 | 0 | SDGE:DEER:Res:ClothesDishWasher | Annual | 0
Any | WPSDGEREWH0022-Rev03-Msr006 | DMo | Ex | CZ16 | Any | WPSDGEREWH0022-3 | ExAnte2018 | IOU workpaper |  | Each |  |  | None | 1220 | 0.22 | 0 | 1080 | 0.209 | 0 | 0 | 0 | 0 | 0 | 0 | 0 | SDGE:DEER:Res:ClothesDishWasher | Annual | 0
Any | WPSDGEREWH0022-Rev03-Msr006 | MFm | Ex | CZ01 | Any | WPSDGEREWH0022-3 | ExAnte2018 | IOU workpaper |  | Each |  |  | None | 1960 | 0.219 | 0 | 1860 | 0.205 | 0 | 0 | 0 | 0 | 0 | 0 | 0 | SDGE:DEER:Res:ClothesDishWasher | Annual | 0
Any | WPSDGEREWH0022-Rev03-Msr006 | MFm | Ex | CZ02 | Any | WPSDGEREWH0022-3 | ExAnte2018 | IOU workpaper |  | Each |  |  | None | 1840 | 0.207 | 0 | 1740 | 0.195 | 0 | 0 | 0 | 0 | 0 | 0 | 0 | SDGE:DEER:Res:ClothesDishWasher | Annual | 0
Any | WPSDGEREWH0022-Rev03-Msr006 | MFm | Ex | CZ03 | Any | WPSDGEREWH0022-3 | ExAnte2018 | IOU workpaper |  | Each |  |  | None | 1860 | 0.21 | 0 | 1750 | 0.198 | 0 | 0 | 0 | 0 | 0 | 0 | 0 | SDGE:DEER:Res:ClothesDishWasher | Annual | 0
Any | WPSDGEREWH0022-Rev03-Msr006 | MFm | Ex | CZ04 | Any | WPSDGEREWH0022-3 | ExAnte2018 | IOU workpaper |  | Each |  |  | None | 1800 | 0.195 | 0 | 1700 | 0.183 | 0 | 0 | 0 | 0 | 0 | 0 | 0 | SDGE:DEER:Res:ClothesDishWasher | Annual | 0
Any | WPSDGEREWH0022-Rev03-Msr006 | MFm | Ex | CZ05 | Any | WPSDGEREWH0022-3 | ExAnte2018 | IOU workpaper |  | Each |  |  | None | 1890 | 0.21 | 0 | 1780 | 0.197 | 0 | 0 | 0 | 0 | 0 | 0 | 0 | SDGE:DEER:Res:ClothesDishWasher | Annual | 0
Any | WPSDGEREWH0022-Rev03-Msr006 | MFm | Ex | CZ06 | Any | WPSDGEREWH0022-3 | ExAnte2018 | IOU workpaper |  | Each |  |  | None | 1760 | 0.193 | 0 | 1650 | 0.181 | 0 | 0 | 0 | 0 | 0 | 0 | 0 | SDGE:DEER:Res:ClothesDishWasher | Annual | 0
Any | WPSDGEREWH0022-Rev03-Msr006 | MFm | Ex | CZ07 | Any | WPSDGEREWH0022-3 | ExAnte2018 | IOU workpaper |  | Each |  |  | None | 1750 | 0.193 | 0 | 1640 | 0.181 | 0 | 0 | 0 | 0 | 0 | 0 | 0 | SDGE:DEER:Res:ClothesDishWasher | Annual | 0
Any | WPSDGEREWH0022-Rev03-Msr006 | MFm | Ex | CZ08 | Any | WPSDGEREWH0022-3 | ExAnte2018 | IOU workpaper |  | Each |  |  | None | 1720 | 0.187 | 0 | 1620 | 0.175 | 0 | 0 | 0 | 0 | 0 | 0 | 0 | SDGE:DEER:Res:ClothesDishWasher | Annual | 0
Any | WPSDGEREWH0022-Rev03-Msr006 | MFm | Ex | CZ09 | Any | WPSDGEREWH0022-3 | ExAnte2018 | IOU workpaper |  | Each |  |  | None | 1720 | 0.185 | 0 | 1610 | 0.173 | 0 | 0 | 0 | 0 | 0 | 0 | 0 | SDGE:DEER:Res:ClothesDishWasher | Annual | 0
Any | WPSDGEREWH0022-Rev03-Msr006 | MFm | Ex | CZ10 | Any | WPSDGEREWH0022-3 | ExAnte2018 | IOU workpaper |  | Each |  |  | None | 1710 | 0.182 | 0 | 1610 | 0.17 | 0 | 0 | 0 | 0 | 0 | 0 | 0 | SDGE:DEER:Res:ClothesDishWasher | Annual | 0
Any | WPSDGEREWH0022-Rev03-Msr006 | MFm | Ex | CZ11 | Any | WPSDGEREWH0022-3 | ExAnte2018 | IOU workpaper |  | Each |  |  | None | 1730 | 0.183 | 0 | 1620 | 0.171 | 0 | 0 | 0 | 0 | 0 | 0 | 0 | SDGE:DEER:Res:ClothesDishWasher | Annual | 0
Any | WPSDGEREWH0022-Rev03-Msr006 | MFm | Ex | CZ12 | Any | WPSDGEREWH0022-3 | ExAnte2018 | IOU workpaper |  | Each |  |  | None | 1770 | 0.194 | 0 | 1660 | 0.182 | 0 | 0 | 0 | 0 | 0 | 0 | 0 | SDGE:DEER:Res:ClothesDishWasher | Annual | 0
Any | WPSDGEREWH0022-Rev03-Msr006 | MFm | Ex | CZ13 | Any | WPSDGEREWH0022-3 | ExAnte2018 | IOU workpaper |  | Each |  |  | None | 1710 | 0.181 | 0 | 1600 | 0.169 | 0 | 0 | 0 | 0 | 0 | 0 | 0 | SDGE:DEER:Res:ClothesDishWasher | Annual | 0
Any | WPSDGEREWH0022-Rev03-Msr006 | MFm | Ex | CZ14 | Any | WPSDGEREWH0022-3 | ExAnte2018 | IOU workpaper |  | Each |  |  | None | 1740 | 0.175 | 0 | 1630 | 0.162 | 0 | 0 | 0 | 0 | 0 | 0 | 0 | SDGE:DEER:Res:ClothesDishWasher | Annual | 0
Any | WPSDGEREWH0022-Rev03-Msr006 | MFm | Ex | CZ15 | Any | WPSDGEREWH0022-3 | ExAnte2018 | IOU workpaper |  | Each |  |  | None | 1480 | 0.143 | 0 | 1370 | 0.131 | 0 | 0 | 0 | 0 | 0 | 0 | 0 | SDGE:DEER:Res:ClothesDishWasher | Annual | 0
Any | WPSDGEREWH0022-Rev03-Msr006 | MFm | Ex | CZ16 | Any | WPSDGEREWH0022-3 | ExAnte2018 | IOU workpaper |  | Each |  |  | None | 1960 | 0.214 | 0 | 1860 | 0.202 | 0 | 0 | 0 | 0 | 0 | 0 | 0 | SDGE:DEER:Res:ClothesDishWasher | Annual | 0
Any | WPSDGEREWH0022-Rev03-Msr006 | SFm | Ex | CZ01 | Any | WPSDGEREWH0022-3 | ExAnte2018 | IOU workpaper |  | Each |  |  | None | 1990 | 0.254 | 0 | 1880 | 0.24 | 0 | 0 | 0 | 0 | 0 | 0 | 0 | SDGE:DEER:Res:ClothesDishWasher | Annual | 0
Any | WPSDGEREWH0022-Rev03-Msr006 | SFm | Ex | CZ02 | Any | WPSDGEREWH0022-3 | ExAnte2018 | IOU workpaper |  | Each |  |  | None | 1970 | 0.256 | 0 | 1860 | 0.247 | 0 | 0 | 0 | 0 | 0 | 0 | 0 | SDGE:DEER:Res:ClothesDishWasher | Annual | 0
Any | WPSDGEREWH0022-Rev03-Msr006 | SFm | Ex | CZ03 | Any | WPSDGEREWH0022-3 | ExAnte2018 | IOU workpaper |  | Each |  |  | None | 1980 | 0.252 | 0 | 1870 | 0.24 | 0 | 0 | 0 | 0 | 0 | 0 | 0 | SDGE:DEER:Res:ClothesDishWasher | Annual | 0
Any | WPSDGEREWH0022-Rev03-Msr006 | SFm | Ex | CZ04 | Any | WPSDGEREWH0022-3 | ExAnte2018 | IOU workpaper |  | Each |  |  | None | 1950 | 0.241 | 0 | 1840 | 0.232 | 0 | 0 | 0 | 0 | 0 | 0 | 0 | SDGE:DEER:Res:ClothesDishWasher | Annual | 0
Any | WPSDGEREWH0022-Rev03-Msr006 | SFm | Ex | CZ05 | Any | WPSDGEREWH0022-3 | ExAnte2018 | IOU workpaper |  | Each |  |  | None | 2000 | 0.251 | 0 | 1890 | 0.239 | 0 | 0 | 0 | 0 | 0 | 0 | 0 | SDGE:DEER:Res:ClothesDishWasher | Annual | 0
Any | WPSDGEREWH0022-Rev03-Msr006 | SFm | Ex | CZ06 | Any | WPSDGEREWH0022-3 | ExAnte2018 | IOU workpaper |  | Each |  |  | None | 1950 | 0.236 | 0 | 1840 | 0.225 | 0 | 0 | 0 | 0 | 0 | 0 | 0 | SDGE:DEER:Res:ClothesDishWasher | Annual | 0
Any | WPSDGEREWH0022-Rev03-Msr006 | SFm | Ex | CZ07 | Any | WPSDGEREWH0022-3 | ExAnte2018 | IOU workpaper |  | Each |  |  | None | 1950 | 0.232 | 0 | 1830 | 0.221 | 0 | 0 | 0 | 0 | 0 | 0 | 0 | SDGE:DEER:Res:ClothesDishWasher | Annual | 0
Any | WPSDGEREWH0022-Rev03-Msr006 | SFm | Ex | CZ08 | Any | WPSDGEREWH0022-3 | ExAnte2018 | IOU workpaper |  | Each |  |  | None | 1930 | 0.231 | 0 | 1810 | 0.221 | 0 | 0 | 0 | 0 | 0 | 0 | 0 | SDGE:DEER:Res:ClothesDishWasher | Annual | 0
Any | WPSDGEREWH0022-Rev03-Msr006 | SFm | Ex | CZ09 | Any | WPSDGEREWH0022-3 | ExAnte2018 | IOU workpaper |  | Each |  |  | None | 1920 | 0.23 | 0 | 1810 | 0.222 | 0 | 0 | 0 | 0 | 0 | 0 | 0 | SDGE:DEER:Res:ClothesDishWasher | Annual | 0
Any | WPSDGEREWH0022-Rev03-Msr006 | SFm | Ex | CZ10 | Any | WPSDGEREWH0022-3 | ExAnte2018 | IOU workpaper |  | Each |  |  | None | 1910 | 0.227 | 0 | 1800 | 0.22 | 0 | 0 | 0 | 0 | 0 | 0 | 0 | SDGE:DEER:Res:ClothesDishWasher | Annual | 0
Any | WPSDGEREWH0022-Rev03-Msr006 | SFm | Ex | CZ11 | Any | WPSDGEREWH0022-3 | ExAnte2018 | IOU workpaper |  | Each |  |  | None | 1880 | 0.227 | 0 | 1770 | 0.22 | 0 | 0 | 0 | 0 | 0 | 0 | 0 | SDGE:DEER:Res:ClothesDishWasher | Annual | 0
Any | WPSDGEREWH0022-Rev03-Msr006 | SFm | Ex | CZ12 | Any | WPSDGEREWH0022-3 | ExAnte2018 | IOU workpaper |  | Each |  |  | None | 1920 | 0.24 | 0 | 1810 | 0.232 | 0 | 0 | 0 | 0 | 0 | 0 | 0 | SDGE:DEER:Res:ClothesDishWasher | Annual | 0
Any | WPSDGEREWH0022-Rev03-Msr006 | SFm | Ex | CZ13 | Any | WPSDGEREWH0022-3 | ExAnte2018 | IOU workpaper |  | Each |  |  | None | 1870 | 0.224 | 0 | 1760 | 0.216 | 0 | 0 | 0 | 0 | 0 | 0 | 0 | SDGE:DEER:Res:ClothesDishWasher | Annual | 0
Any | WPSDGEREWH0022-Rev03-Msr006 | SFm | Ex | CZ14 | Any | WPSDGEREWH0022-3 | ExAnte2018 | IOU workpaper |  | Each |  |  | None | 1870 | 0.217 | 0 | 1770 | 0.21 | 0 | 0 | 0 | 0 | 0 | 0 | 0 | SDGE:DEER:Res:ClothesDishWasher | Annual | 0
Any | WPSDGEREWH0022-Rev03-Msr006 | SFm | Ex | CZ15 | Any | WPSDGEREWH0022-3 | ExAnte2018 | IOU workpaper |  | Each |  |  | None | 1710 | 0.177 | 0 | 1610 | 0.171 | 0 | 0 | 0 | 0 | 0 | 0 | 0 | SDGE:DEER:Res:ClothesDishWasher | Annual | 0
Any | WPSDGEREWH0022-Rev03-Msr006 | SFm | Ex | CZ16 | Any | WPSDGEREWH0022-3 | ExAnte2018 | IOU workpaper |  | Each |  |  | None | 1730 | 0.26 | 0 | 1620 | 0.249 | 0 | 0 | 0 | 0 | 0 | 0 | 0 | SDGE:DEER:Res:ClothesDishWasher | Annual | 0
Any | WPSDGEREWH0022-Rev03-Msr007 | DMo | Ex | CZ01 | Any | WPSDGEREWH0022-3 | ExAnte2018 | IOU workpaper |  | Each |  |  | None | 1780 | 0.231 | 0 | 269 | 0.0227 | 0 | 0 | 0 | 0 | 0 | 0 | 0 | SDGE:DEER:Res:ClothesDishWasher | Annual | 0
Any | WPSDGEREWH0022-Rev03-Msr007 | DMo | Ex | CZ02 | Any | WPSDGEREWH0022-3 | ExAnte2018 | IOU workpaper |  | Each |  |  | None | 1760 | 0.229 | 0 | 234 | 0.0145 | 0 | 0 | 0 | 0 | 0 | 0 | 0 | SDGE:DEER:Res:ClothesDishWasher | Annual | 0
Any | WPSDGEREWH0022-Rev03-Msr007 | DMo | Ex | CZ03 | Any | WPSDGEREWH0022-3 | ExAnte2018 | IOU workpaper |  | Each |  |  | None | 1820 | 0.228 | 0 | 238 | 0.0179 | 0 | 0 | 0 | 0 | 0 | 0 | 0 | SDGE:DEER:Res:ClothesDishWasher | Annual | 0
Any | WPSDGEREWH0022-Rev03-Msr007 | DMo | Ex | CZ04 | Any | WPSDGEREWH0022-3 | ExAnte2018 | IOU workpaper |  | Each |  |  | None | 1780 | 0.216 | 0 | 221 | 0.0146 | 0 | 0 | 0 | 0 | 0 | 0 | 0 | SDGE:DEER:Res:ClothesDishWasher | Annual | 0
Any | WPSDGEREWH0022-Rev03-Msr007 | DMo | Ex | CZ05 | Any | WPSDGEREWH0022-3 | ExAnte2018 | IOU workpaper |  | Each |  |  | None | 1800 | 0.227 | 0 | 242 | 0.019 | 0 | 0 | 0 | 0 | 0 | 0 | 0 | SDGE:DEER:Res:ClothesDishWasher | Annual | 0
Any | WPSDGEREWH0022-Rev03-Msr007 | DMo | Ex | CZ06 | Any | WPSDGEREWH0022-3 | ExAnte2018 | IOU workpaper |  | Each |  |  | None | 1800 | 0.211 | 0 | 210 | 0.0162 | 0 | 0 | 0 | 0 | 0 | 0 | 0 | SDGE:DEER:Res:ClothesDishWasher | Annual | 0
Any | WPSDGEREWH0022-Rev03-Msr007 | DMo | Ex | CZ07 | Any | WPSDGEREWH0022-3 | ExAnte2018 | IOU workpaper |  | Each |  |  | None | 1800 | 0.209 | 0 | 206 | 0.0174 | 0 | 0 | 0 | 0 | 0 | 0 | 0 | SDGE:DEER:Res:ClothesDishWasher | Annual | 0
Any | WPSDGEREWH0022-Rev03-Msr007 | DMo | Ex | CZ08 | Any | WPSDGEREWH0022-3 | ExAnte2018 | IOU workpaper |  | Each |  |  | None | 1780 | 0.206 | 0 | 201 | 0.015 | 0 | 0 | 0 | 0 | 0 | 0 | 0 | SDGE:DEER:Res:ClothesDishWasher | Annual | 0
Any | WPSDGEREWH0022-Rev03-Msr007 | DMo | Ex | CZ09 | Any | WPSDGEREWH0022-3 | ExAnte2018 | IOU workpaper |  | Each |  |  | None | 1760 | 0.205 | 0 | 203 | 0.0131 | 0 | 0 | 0 | 0 | 0 | 0 | 0 | SDGE:DEER:Res:ClothesDishWasher | Annual | 0
Any | WPSDGEREWH0022-Rev03-Msr007 | DMo | Ex | CZ10 | Any | WPSDGEREWH0022-3 | ExAnte2018 | IOU workpaper |  | Each |  |  | None | 1750 | 0.201 | 0 | 202 | 0.0122 | 0 | 0 | 0 | 0 | 0 | 0 | 0 | SDGE:DEER:Res:ClothesDishWasher | Annual | 0
Any | WPSDGEREWH0022-Rev03-Msr007 | DMo | Ex | CZ11 | Any | WPSDGEREWH0022-3 | ExAnte2018 | IOU workpaper |  | Each |  |  | None | 1690 | 0.201 | 0 | 208 | 0.012 | 0 | 0 | 0 | 0 | 0 | 0 | 0 | SDGE:DEER:Res:ClothesDishWasher | Annual | 0
Any | WPSDGEREWH0022-Rev03-Msr007 | DMo | Ex | CZ12 | Any | WPSDGEREWH0022-3 | ExAnte2018 | IOU workpaper |  | Each |  |  | None | 1740 | 0.214 | 0 | 218 | 0.0132 | 0 | 0 | 0 | 0 | 0 | 0 | 0 | SDGE:DEER:Res:ClothesDishWasher | Annual | 0
Any | WPSDGEREWH0022-Rev03-Msr007 | DMo | Ex | CZ13 | Any | WPSDGEREWH0022-3 | ExAnte2018 | IOU workpaper |  | Each |  |  | None | 1690 | 0.2 | 0 | 204 | 0.0125 | 0 | 0 | 0 | 0 | 0 | 0 | 0 | SDGE:DEER:Res:ClothesDishWasher | Annual | 0
Any | WPSDGEREWH0022-Rev03-Msr007 | DMo | Ex | CZ14 | Any | WPSDGEREWH0022-3 | ExAnte2018 | IOU workpaper |  | Each |  |  | None | 1640 | 0.193 | 0 | 202 | 0.0119 | 0 | 0 | 0 | 0 | 0 | 0 | 0 | SDGE:DEER:Res:ClothesDishWasher | Annual | 0
Any | WPSDGEREWH0022-Rev03-Msr007 | DMo | Ex | CZ15 | Any | WPSDGEREWH0022-3 | ExAnte2018 | IOU workpaper |  | Each |  |  | None | 1580 | 0.157 | 0 | 153 | 0.00898 | 0 | 0 | 0 | 0 | 0 | 0 | 0 | SDGE:DEER:Res:ClothesDishWasher | Annual | 0
Any | WPSDGEREWH0022-Rev03-Msr007 | DMo | Ex | CZ16 | Any | WPSDGEREWH0022-3 | ExAnte2018 | IOU workpaper |  | Each |  |  | None | 1420 | 0.234 | 0 | 215 | 0.0175 | 0 | 0 | 0 | 0 | 0 | 0 | 0 | SDGE:DEER:Res:ClothesDishWasher | Annual | 0
Any | WPSDGEREWH0022-Rev03-Msr007 | MFm | Ex | CZ01 | Any | WPSDGEREWH0022-3 | ExAnte2018 | IOU workpaper |  | Each |  |  | None | 2120 | 0.235 | 0 | 200 | 0.0209 | 0 | 0 | 0 | 0 | 0 | 0 | 0 | SDGE:DEER:Res:ClothesDishWasher | Annual | 0
Any | WPSDGEREWH0022-Rev03-Msr007 | MFm | Ex | CZ02 | Any | WPSDGEREWH0022-3 | ExAnte2018 | IOU workpaper |  | Each |  |  | None | 2000 | 0.222 | 0 | 185 | 0.0183 | 0 | 0 | 0 | 0 | 0 | 0 | 0 | SDGE:DEER:Res:ClothesDishWasher | Annual | 0
Any | WPSDGEREWH0022-Rev03-Msr007 | MFm | Ex | CZ03 | Any | WPSDGEREWH0022-3 | ExAnte2018 | IOU workpaper |  | Each |  |  | None | 2020 | 0.225 | 0 | 182 | 0.0186 | 0 | 0 | 0 | 0 | 0 | 0 | 0 | SDGE:DEER:Res:ClothesDishWasher | Annual | 0
Any | WPSDGEREWH0022-Rev03-Msr007 | MFm | Ex | CZ04 | Any | WPSDGEREWH0022-3 | ExAnte2018 | IOU workpaper |  | Each |  |  | None | 1960 | 0.211 | 0 | 177 | 0.0174 | 0 | 0 | 0 | 0 | 0 | 0 | 0 | SDGE:DEER:Res:ClothesDishWasher | Annual | 0
Any | WPSDGEREWH0022-Rev03-Msr007 | MFm | Ex | CZ05 | Any | WPSDGEREWH0022-3 | ExAnte2018 | IOU workpaper |  | Each |  |  | None | 2040 | 0.225 | 0 | 184 | 0.0189 | 0 | 0 | 0 | 0 | 0 | 0 | 0 | SDGE:DEER:Res:ClothesDishWasher | Annual | 0
Any | WPSDGEREWH0022-Rev03-Msr007 | MFm | Ex | CZ06 | Any | WPSDGEREWH0022-3 | ExAnte2018 | IOU workpaper |  | Each |  |  | None | 1920 | 0.209 | 0 | 170 | 0.0172 | 0 | 0 | 0 | 0 | 0 | 0 | 0 | SDGE:DEER:Res:ClothesDishWasher | Annual | 0
Any | WPSDGEREWH0022-Rev03-Msr007 | MFm | Ex | CZ07 | Any | WPSDGEREWH0022-3 | ExAnte2018 | IOU workpaper |  | Each |  |  | None | 1900 | 0.208 | 0 | 167 | 0.0172 | 0 | 0 | 0 | 0 | 0 | 0 | 0 | SDGE:DEER:Res:ClothesDishWasher | Annual | 0
Any | WPSDGEREWH0022-Rev03-Msr007 | MFm | Ex | CZ08 | Any | WPSDGEREWH0022-3 | ExAnte2018 | IOU workpaper |  | Each |  |  | None | 1880 | 0.203 | 0 | 165 | 0.0168 | 0 | 0 | 0 | 0 | 0 | 0 | 0 | SDGE:DEER:Res:ClothesDishWasher | Annual | 0
Any | WPSDGEREWH0022-Rev03-Msr007 | MFm | Ex | CZ09 | Any | WPSDGEREWH0022-3 | ExAnte2018 | IOU workpaper |  | Each |  |  | None | 1870 | 0.2 | 0 | 165 | 0.0164 | 0 | 0 | 0 | 0 | 0 | 0 | 0 | SDGE:DEER:Res:ClothesDishWasher | Annual | 0
Any | WPSDGEREWH0022-Rev03-Msr007 | MFm | Ex | CZ10 | Any | WPSDGEREWH0022-3 | ExAnte2018 | IOU workpaper |  | Each |  |  | None | 1870 | 0.197 | 0 | 165 | 0.0162 | 0 | 0 | 0 | 0 | 0 | 0 | 0 | SDGE:DEER:Res:ClothesDishWasher | Annual | 0
Any | WPSDGEREWH0022-Rev03-Msr007 | MFm | Ex | CZ11 | Any | WPSDGEREWH0022-3 | ExAnte2018 | IOU workpaper |  | Each |  |  | None | 1880 | 0.198 | 0 | 170 | 0.0162 | 0 | 0 | 0 | 0 | 0 | 0 | 0 | SDGE:DEER:Res:ClothesDishWasher | Annual | 0
Any | WPSDGEREWH0022-Rev03-Msr007 | MFm | Ex | CZ12 | Any | WPSDGEREWH0022-3 | ExAnte2018 | IOU workpaper |  | Each |  |  | None | 1930 | 0.209 | 0 | 175 | 0.0171 | 0 | 0 | 0 | 0 | 0 | 0 | 0 | SDGE:DEER:Res:ClothesDishWasher | Annual | 0
Any | WPSDGEREWH0022-Rev03-Msr007 | MFm | Ex | CZ13 | Any | WPSDGEREWH0022-3 | ExAnte2018 | IOU workpaper |  | Each |  |  | None | 1860 | 0.196 | 0 | 167 | 0.0161 | 0 | 0 | 0 | 0 | 0 | 0 | 0 | SDGE:DEER:Res:ClothesDishWasher | Annual | 0
Any | WPSDGEREWH0022-Rev03-Msr007 | MFm | Ex | CZ14 | Any | WPSDGEREWH0022-3 | ExAnte2018 | IOU workpaper |  | Each |  |  | None | 1900 | 0.19 | 0 | 171 | 0.0157 | 0 | 0 | 0 | 0 | 0 | 0 | 0 | SDGE:DEER:Res:ClothesDishWasher | Annual | 0
Any | WPSDGEREWH0022-Rev03-Msr007 | MFm | Ex | CZ15 | Any | WPSDGEREWH0022-3 | ExAnte2018 | IOU workpaper |  | Each |  |  | None | 1630 | 0.158 | 0 | 139 | 0.0132 | 0 | 0 | 0 | 0 | 0 | 0 | 0 | SDGE:DEER:Res:ClothesDishWasher | Annual | 0
Any | WPSDGEREWH0022-Rev03-Msr007 | MFm | Ex | CZ16 | Any | WPSDGEREWH0022-3 | ExAnte2018 | IOU workpaper |  | Each |  |  | None | 2120 | 0.229 | 0 | 199 | 0.0189 | 0 | 0 | 0 | 0 | 0 | 0 | 0 | SDGE:DEER:Res:ClothesDishWasher | Annual | 0
Any | WPSDGEREWH0022-Rev03-Msr007 | SFm | Ex | CZ01 | Any | WPSDGEREWH0022-3 | ExAnte2018 | IOU workpaper |  | Each |  |  | None | 2180 | 0.272 | 0 | 306 | 0.0256 | 0 | 0 | 0 | 0 | 0 | 0 | 0 | SDGE:DEER:Res:ClothesDishWasher | Annual | 0
Any | WPSDGEREWH0022-Rev03-Msr007 | SFm | Ex | CZ02 | Any | WPSDGEREWH0022-3 | ExAnte2018 | IOU workpaper |  | Each |  |  | None | 2150 | 0.268 | 0 | 263 | 0.0179 | 0 | 0 | 0 | 0 | 0 | 0 | 0 | SDGE:DEER:Res:ClothesDishWasher | Annual | 0
Any | WPSDGEREWH0022-Rev03-Msr007 | SFm | Ex | CZ03 | Any | WPSDGEREWH0022-3 | ExAnte2018 | IOU workpaper |  | Each |  |  | None | 2160 | 0.266 | 0 | 264 | 0.0209 | 0 | 0 | 0 | 0 | 0 | 0 | 0 | SDGE:DEER:Res:ClothesDishWasher | Annual | 0
Any | WPSDGEREWH0022-Rev03-Msr007 | SFm | Ex | CZ04 | Any | WPSDGEREWH0022-3 | ExAnte2018 | IOU workpaper |  | Each |  |  | None | 2130 | 0.253 | 0 | 246 | 0.017 | 0 | 0 | 0 | 0 | 0 | 0 | 0 | SDGE:DEER:Res:ClothesDishWasher | Annual | 0
Any | WPSDGEREWH0022-Rev03-Msr007 | SFm | Ex | CZ05 | Any | WPSDGEREWH0022-3 | ExAnte2018 | IOU workpaper |  | Each |  |  | None | 2180 | 0.266 | 0 | 270 | 0.0213 | 0 | 0 | 0 | 0 | 0 | 0 | 0 | SDGE:DEER:Res:ClothesDishWasher | Annual | 0
Any | WPSDGEREWH0022-Rev03-Msr007 | SFm | Ex | CZ06 | Any | WPSDGEREWH0022-3 | ExAnte2018 | IOU workpaper |  | Each |  |  | None | 2120 | 0.248 | 0 | 231 | 0.0179 | 0 | 0 | 0 | 0 | 0 | 0 | 0 | SDGE:DEER:Res:ClothesDishWasher | Annual | 0
Any | WPSDGEREWH0022-Rev03-Msr007 | SFm | Ex | CZ07 | Any | WPSDGEREWH0022-3 | ExAnte2018 | IOU workpaper |  | Each |  |  | None | 2120 | 0.246 | 0 | 224 | 0.0188 | 0 | 0 | 0 | 0 | 0 | 0 | 0 | SDGE:DEER:Res:ClothesDishWasher | Annual | 0
Any | WPSDGEREWH0022-Rev03-Msr007 | SFm | Ex | CZ08 | Any | WPSDGEREWH0022-3 | ExAnte2018 | IOU workpaper |  | Each |  |  | None | 2100 | 0.242 | 0 | 219 | 0.0165 | 0 | 0 | 0 | 0 | 0 | 0 | 0 | SDGE:DEER:Res:ClothesDishWasher | Annual | 0
Any | WPSDGEREWH0022-Rev03-Msr007 | SFm | Ex | CZ09 | Any | WPSDGEREWH0022-3 | ExAnte2018 | IOU workpaper |  | Each |  |  | None | 2090 | 0.24 | 0 | 220 | 0.0151 | 0 | 0 | 0 | 0 | 0 | 0 | 0 | SDGE:DEER:Res:ClothesDishWasher | Annual | 0
Any | WPSDGEREWH0022-Rev03-Msr007 | SFm | Ex | CZ10 | Any | WPSDGEREWH0022-3 | ExAnte2018 | IOU workpaper |  | Each |  |  | None | 2080 | 0.236 | 0 | 219 | 0.0144 | 0 | 0 | 0 | 0 | 0 | 0 | 0 | SDGE:DEER:Res:ClothesDishWasher | Annual | 0
Any | WPSDGEREWH0022-Rev03-Msr007 | SFm | Ex | CZ11 | Any | WPSDGEREWH0022-3 | ExAnte2018 | IOU workpaper |  | Each |  |  | None | 2050 | 0.236 | 0 | 233 | 0.0146 | 0 | 0 | 0 | 0 | 0 | 0 | 0 | SDGE:DEER:Res:ClothesDishWasher | Annual | 0
Any | WPSDGEREWH0022-Rev03-Msr007 | SFm | Ex | CZ12 | Any | WPSDGEREWH0022-3 | ExAnte2018 | IOU workpaper |  | Each |  |  | None | 2100 | 0.251 | 0 | 243 | 0.0162 | 0 | 0 | 0 | 0 | 0 | 0 | 0 | SDGE:DEER:Res:ClothesDishWasher | Annual | 0
Any | WPSDGEREWH0022-Rev03-Msr007 | SFm | Ex | CZ13 | Any | WPSDGEREWH0022-3 | ExAnte2018 | IOU workpaper |  | Each |  |  | None | 2040 | 0.234 | 0 | 227 | 0.015 | 0 | 0 | 0 | 0 | 0 | 0 | 0 | SDGE:DEER:Res:ClothesDishWasher | Annual | 0
Any | WPSDGEREWH0022-Rev03-Msr007 | SFm | Ex | CZ14 | Any | WPSDGEREWH0022-3 | ExAnte2018 | IOU workpaper |  | Each |  |  | None | 2040 | 0.226 | 0 | 232 | 0.014 | 0 | 0 | 0 | 0 | 0 | 0 | 0 | SDGE:DEER:Res:ClothesDishWasher | Annual | 0
Any | WPSDGEREWH0022-Rev03-Msr007 | SFm | Ex | CZ15 | Any | WPSDGEREWH0022-3 | ExAnte2018 | IOU workpaper |  | Each |  |  | None | 1850 | 0.184 | 0 | 165 | 0.0106 | 0 | 0 | 0 | 0 | 0 | 0 | 0 | SDGE:DEER:Res:ClothesDishWasher | Annual | 0
Any | WPSDGEREWH0022-Rev03-Msr007 | SFm | Ex | CZ16 | Any | WPSDGEREWH0022-3 | ExAnte2018 | IOU workpaper |  | Each |  |  | None | 1910 | 0.273 | 0 | 267 | 0.0202 | 0 | 0 | 0 | 0 | 0 | 0 | 0 | SDGE:DEER:Res:ClothesDishWasher | Annual | 0
Any | WPSDGEREWH0022-Rev03-Msr008 | DMo | Ex | CZ01 | Any | WPSDGEREWH0022-3 | ExAnte2018 | IOU workpaper |  | Each |  |  | None | 1940 | 0.244 | 0 | 270 | 0.0227 | 0 | 0 | 0 | 0 | 0 | 0 | 0 | SDGE:DEER:Res:ClothesDishWasher | Annual | 0
Any | WPSDGEREWH0022-Rev03-Msr008 | DMo | Ex | CZ02 | Any | WPSDGEREWH0022-3 | ExAnte2018 | IOU workpaper |  | Each |  |  | None | 1900 | 0.236 | 0 | 235 | 0.0145 | 0 | 0 | 0 | 0 | 0 | 0 | 0 | SDGE:DEER:Res:ClothesDishWasher | Annual | 0
Any | WPSDGEREWH0022-Rev03-Msr008 | DMo | Ex | CZ03 | Any | WPSDGEREWH0022-3 | ExAnte2018 | IOU workpaper |  | Each |  |  | None | 1960 | 0.239 | 0 | 239 | 0.0179 | 0 | 0 | 0 | 0 | 0 | 0 | 0 | SDGE:DEER:Res:ClothesDishWasher | Annual | 0
Any | WPSDGEREWH0022-Rev03-Msr008 | DMo | Ex | CZ04 | Any | WPSDGEREWH0022-3 | ExAnte2018 | IOU workpaper |  | Each |  |  | None | 1920 | 0.224 | 0 | 222 | 0.0146 | 0 | 0 | 0 | 0 | 0 | 0 | 0 | SDGE:DEER:Res:ClothesDishWasher | Annual | 0
Any | WPSDGEREWH0022-Rev03-Msr008 | DMo | Ex | CZ05 | Any | WPSDGEREWH0022-3 | ExAnte2018 | IOU workpaper |  | Each |  |  | None | 1950 | 0.238 | 0 | 243 | 0.019 | 0 | 0 | 0 | 0 | 0 | 0 | 0 | SDGE:DEER:Res:ClothesDishWasher | Annual | 0
Any | WPSDGEREWH0022-Rev03-Msr008 | DMo | Ex | CZ06 | Any | WPSDGEREWH0022-3 | ExAnte2018 | IOU workpaper |  | Each |  |  | None | 1930 | 0.221 | 0 | 211 | 0.0162 | 0 | 0 | 0 | 0 | 0 | 0 | 0 | SDGE:DEER:Res:ClothesDishWasher | Annual | 0
Any | WPSDGEREWH0022-Rev03-Msr008 | DMo | Ex | CZ07 | Any | WPSDGEREWH0022-3 | ExAnte2018 | IOU workpaper |  | Each |  |  | None | 1930 | 0.22 | 0 | 207 | 0.0174 | 0 | 0 | 0 | 0 | 0 | 0 | 0 | SDGE:DEER:Res:ClothesDishWasher | Annual | 0
Any | WPSDGEREWH0022-Rev03-Msr008 | DMo | Ex | CZ08 | Any | WPSDGEREWH0022-3 | ExAnte2018 | IOU workpaper |  | Each |  |  | None | 1910 | 0.215 | 0 | 202 | 0.015 | 0 | 0 | 0 | 0 | 0 | 0 | 0 | SDGE:DEER:Res:ClothesDishWasher | Annual | 0
Any | WPSDGEREWH0022-Rev03-Msr008 | DMo | Ex | CZ09 | Any | WPSDGEREWH0022-3 | ExAnte2018 | IOU workpaper |  | Each |  |  | None | 1900 | 0.212 | 0 | 204 | 0.0131 | 0 | 0 | 0 | 0 | 0 | 0 | 0 | SDGE:DEER:Res:ClothesDishWasher | Annual | 0
Any | WPSDGEREWH0022-Rev03-Msr008 | DMo | Ex | CZ10 | Any | WPSDGEREWH0022-3 | ExAnte2018 | IOU workpaper |  | Each |  |  | None | 1880 | 0.207 | 0 | 203 | 0.0122 | 0 | 0 | 0 | 0 | 0 | 0 | 0 | SDGE:DEER:Res:ClothesDishWasher | Annual | 0
Any | WPSDGEREWH0022-Rev03-Msr008 | DMo | Ex | CZ11 | Any | WPSDGEREWH0022-3 | ExAnte2018 | IOU workpaper |  | Each |  |  | None | 1820 | 0.207 | 0 | 209 | 0.012 | 0 | 0 | 0 | 0 | 0 | 0 | 0 | SDGE:DEER:Res:ClothesDishWasher | Annual | 0
Any | WPSDGEREWH0022-Rev03-Msr008 | DMo | Ex | CZ12 | Any | WPSDGEREWH0022-3 | ExAnte2018 | IOU workpaper |  | Each |  |  | None | 1880 | 0.221 | 0 | 219 | 0.0132 | 0 | 0 | 0 | 0 | 0 | 0 | 0 | SDGE:DEER:Res:ClothesDishWasher | Annual | 0
Any | WPSDGEREWH0022-Rev03-Msr008 | DMo | Ex | CZ13 | Any | WPSDGEREWH0022-3 | ExAnte2018 | IOU workpaper |  | Each |  |  | None | 1820 | 0.207 | 0 | 205 | 0.0125 | 0 | 0 | 0 | 0 | 0 | 0 | 0 | SDGE:DEER:Res:ClothesDishWasher | Annual | 0
Any | WPSDGEREWH0022-Rev03-Msr008 | DMo | Ex | CZ14 | Any | WPSDGEREWH0022-3 | ExAnte2018 | IOU workpaper |  | Each |  |  | None | 1770 | 0.2 | 0 | 203 | 0.0119 | 0 | 0 | 0 | 0 | 0 | 0 | 0 | SDGE:DEER:Res:ClothesDishWasher | Annual | 0
Any | WPSDGEREWH0022-Rev03-Msr008 | DMo | Ex | CZ15 | Any | WPSDGEREWH0022-3 | ExAnte2018 | IOU workpaper |  | Each |  |  | None | 1690 | 0.162 | 0 | 154 | 0.00898 | 0 | 0 | 0 | 0 | 0 | 0 | 0 | SDGE:DEER:Res:ClothesDishWasher | Annual | 0
Any | WPSDGEREWH0022-Rev03-Msr008 | DMo | Ex | CZ16 | Any | WPSDGEREWH0022-3 | ExAnte2018 | IOU workpaper |  | Each |  |  | None | 1570 | 0.243 | 0 | 216 | 0.0175 | 0 | 0 | 0 | 0 | 0 | 0 | 0 | SDGE:DEER:Res:ClothesDishWasher | Annual | 0
Any | WPSDGEREWH0022-Rev03-Msr008 | MFm | Ex | CZ01 | Any | WPSDGEREWH0022-3 | ExAnte2018 | IOU workpaper |  | Each |  |  | None | 2240 | 0.247 | 0 | 201 | 0.0209 | 0 | 0 | 0 | 0 | 0 | 0 | 0 | SDGE:DEER:Res:ClothesDishWasher | Annual | 0
Any | WPSDGEREWH0022-Rev03-Msr008 | MFm | Ex | CZ02 | Any | WPSDGEREWH0022-3 | ExAnte2018 | IOU workpaper |  | Each |  |  | None | 2120 | 0.233 | 0 | 185 | 0.0183 | 0 | 0 | 0 | 0 | 0 | 0 | 0 | SDGE:DEER:Res:ClothesDishWasher | Annual | 0
Any | WPSDGEREWH0022-Rev03-Msr008 | MFm | Ex | CZ03 | Any | WPSDGEREWH0022-3 | ExAnte2018 | IOU workpaper |  | Each |  |  | None | 2130 | 0.236 | 0 | 183 | 0.0186 | 0 | 0 | 0 | 0 | 0 | 0 | 0 | SDGE:DEER:Res:ClothesDishWasher | Annual | 0
Any | WPSDGEREWH0022-Rev03-Msr008 | MFm | Ex | CZ04 | Any | WPSDGEREWH0022-3 | ExAnte2018 | IOU workpaper |  | Each |  |  | None | 2080 | 0.221 | 0 | 178 | 0.0174 | 0 | 0 | 0 | 0 | 0 | 0 | 0 | SDGE:DEER:Res:ClothesDishWasher | Annual | 0
Any | WPSDGEREWH0022-Rev03-Msr008 | MFm | Ex | CZ05 | Any | WPSDGEREWH0022-3 | ExAnte2018 | IOU workpaper |  | Each |  |  | None | 2160 | 0.237 | 0 | 185 | 0.0189 | 0 | 0 | 0 | 0 | 0 | 0 | 0 | SDGE:DEER:Res:ClothesDishWasher | Annual | 0
Any | WPSDGEREWH0022-Rev03-Msr008 | MFm | Ex | CZ06 | Any | WPSDGEREWH0022-3 | ExAnte2018 | IOU workpaper |  | Each |  |  | None | 2030 | 0.219 | 0 | 171 | 0.0172 | 0 | 0 | 0 | 0 | 0 | 0 | 0 | SDGE:DEER:Res:ClothesDishWasher | Annual | 0
Any | WPSDGEREWH0022-Rev03-Msr008 | MFm | Ex | CZ07 | Any | WPSDGEREWH0022-3 | ExAnte2018 | IOU workpaper |  | Each |  |  | None | 2010 | 0.219 | 0 | 168 | 0.0172 | 0 | 0 | 0 | 0 | 0 | 0 | 0 | SDGE:DEER:Res:ClothesDishWasher | Annual | 0
Any | WPSDGEREWH0022-Rev03-Msr008 | MFm | Ex | CZ08 | Any | WPSDGEREWH0022-3 | ExAnte2018 | IOU workpaper |  | Each |  |  | None | 1990 | 0.213 | 0 | 166 | 0.0168 | 0 | 0 | 0 | 0 | 0 | 0 | 0 | SDGE:DEER:Res:ClothesDishWasher | Annual | 0
Any | WPSDGEREWH0022-Rev03-Msr008 | MFm | Ex | CZ09 | Any | WPSDGEREWH0022-3 | ExAnte2018 | IOU workpaper |  | Each |  |  | None | 1990 | 0.211 | 0 | 166 | 0.0164 | 0 | 0 | 0 | 0 | 0 | 0 | 0 | SDGE:DEER:Res:ClothesDishWasher | Annual | 0
Any | WPSDGEREWH0022-Rev03-Msr008 | MFm | Ex | CZ10 | Any | WPSDGEREWH0022-3 | ExAnte2018 | IOU workpaper |  | Each |  |  | None | 1980 | 0.208 | 0 | 166 | 0.0162 | 0 | 0 | 0 | 0 | 0 | 0 | 0 | SDGE:DEER:Res:ClothesDishWasher | Annual | 0
Any | WPSDGEREWH0022-Rev03-Msr008 | MFm | Ex | CZ11 | Any | WPSDGEREWH0022-3 | ExAnte2018 | IOU workpaper |  | Each |  |  | None | 2000 | 0.208 | 0 | 171 | 0.0162 | 0 | 0 | 0 | 0 | 0 | 0 | 0 | SDGE:DEER:Res:ClothesDishWasher | Annual | 0
Any | WPSDGEREWH0022-Rev03-Msr008 | MFm | Ex | CZ12 | Any | WPSDGEREWH0022-3 | ExAnte2018 | IOU workpaper |  | Each |  |  | None | 2040 | 0.22 | 0 | 176 | 0.0171 | 0 | 0 | 0 | 0 | 0 | 0 | 0 | SDGE:DEER:Res:ClothesDishWasher | Annual | 0
Any | WPSDGEREWH0022-Rev03-Msr008 | MFm | Ex | CZ13 | Any | WPSDGEREWH0022-3 | ExAnte2018 | IOU workpaper |  | Each |  |  | None | 1980 | 0.207 | 0 | 168 | 0.0161 | 0 | 0 | 0 | 0 | 0 | 0 | 0 | SDGE:DEER:Res:ClothesDishWasher | Annual | 0
Any | WPSDGEREWH0022-Rev03-Msr008 | MFm | Ex | CZ14 | Any | WPSDGEREWH0022-3 | ExAnte2018 | IOU workpaper |  | Each |  |  | None | 2010 | 0.2 | 0 | 171 | 0.0157 | 0 | 0 | 0 | 0 | 0 | 0 | 0 | SDGE:DEER:Res:ClothesDishWasher | Annual | 0
Any | WPSDGEREWH0022-Rev03-Msr008 | MFm | Ex | CZ15 | Any | WPSDGEREWH0022-3 | ExAnte2018 | IOU workpaper |  | Each |  |  | None | 1730 | 0.169 | 0 | 139 | 0.0132 | 0 | 0 | 0 | 0 | 0 | 0 | 0 | SDGE:DEER:Res:ClothesDishWasher | Annual | 0
Any | WPSDGEREWH0022-Rev03-Msr008 | MFm | Ex | CZ16 | Any | WPSDGEREWH0022-3 | ExAnte2018 | IOU workpaper |  | Each |  |  | None | 2240 | 0.24 | 0 | 200 | 0.0189 | 0 | 0 | 0 | 0 | 0 | 0 | 0 | SDGE:DEER:Res:ClothesDishWasher | Annual | 0
Any | WPSDGEREWH0022-Rev03-Msr008 | SFm | Ex | CZ01 | Any | WPSDGEREWH0022-3 | ExAnte2018 | IOU workpaper |  | Each |  |  | None | 2340 | 0.284 | 0 | 308 | 0.0256 | 0 | 0 | 0 | 0 | 0 | 0 | 0 | SDGE:DEER:Res:ClothesDishWasher | Annual | 0
Any | WPSDGEREWH0022-Rev03-Msr008 | SFm | Ex | CZ02 | Any | WPSDGEREWH0022-3 | ExAnte2018 | IOU workpaper |  | Each |  |  | None | 2290 | 0.276 | 0 | 265 | 0.0179 | 0 | 0 | 0 | 0 | 0 | 0 | 0 | SDGE:DEER:Res:ClothesDishWasher | Annual | 0
Any | WPSDGEREWH0022-Rev03-Msr008 | SFm | Ex | CZ03 | Any | WPSDGEREWH0022-3 | ExAnte2018 | IOU workpaper |  | Each |  |  | None | 2310 | 0.277 | 0 | 266 | 0.0209 | 0 | 0 | 0 | 0 | 0 | 0 | 0 | SDGE:DEER:Res:ClothesDishWasher | Annual | 0
Any | WPSDGEREWH0022-Rev03-Msr008 | SFm | Ex | CZ04 | Any | WPSDGEREWH0022-3 | ExAnte2018 | IOU workpaper |  | Each |  |  | None | 2270 | 0.261 | 0 | 248 | 0.017 | 0 | 0 | 0 | 0 | 0 | 0 | 0 | SDGE:DEER:Res:ClothesDishWasher | Annual | 0
Any | WPSDGEREWH0022-Rev03-Msr008 | SFm | Ex | CZ05 | Any | WPSDGEREWH0022-3 | ExAnte2018 | IOU workpaper |  | Each |  |  | None | 2330 | 0.276 | 0 | 272 | 0.0213 | 0 | 0 | 0 | 0 | 0 | 0 | 0 | SDGE:DEER:Res:ClothesDishWasher | Annual | 0
Any | WPSDGEREWH0022-Rev03-Msr008 | SFm | Ex | CZ06 | Any | WPSDGEREWH0022-3 | ExAnte2018 | IOU workpaper |  | Each |  |  | None | 2260 | 0.258 | 0 | 233 | 0.0179 | 0 | 0 | 0 | 0 | 0 | 0 | 0 | SDGE:DEER:Res:ClothesDishWasher | Annual | 0
Any | WPSDGEREWH0022-Rev03-Msr008 | SFm | Ex | CZ07 | Any | WPSDGEREWH0022-3 | ExAnte2018 | IOU workpaper |  | Each |  |  | None | 2250 | 0.256 | 0 | 226 | 0.0188 | 0 | 0 | 0 | 0 | 0 | 0 | 0 | SDGE:DEER:Res:ClothesDishWasher | Annual | 0
Any | WPSDGEREWH0022-Rev03-Msr008 | SFm | Ex | CZ08 | Any | WPSDGEREWH0022-3 | ExAnte2018 | IOU workpaper |  | Each |  |  | None | 2230 | 0.25 | 0 | 221 | 0.0165 | 0 | 0 | 0 | 0 | 0 | 0 | 0 | SDGE:DEER:Res:ClothesDishWasher | Annual | 0
Any | WPSDGEREWH0022-Rev03-Msr008 | SFm | Ex | CZ09 | Any | WPSDGEREWH0022-3 | ExAnte2018 | IOU workpaper |  | Each |  |  | None | 2220 | 0.247 | 0 | 221 | 0.0151 | 0 | 0 | 0 | 0 | 0 | 0 | 0 | SDGE:DEER:Res:ClothesDishWasher | Annual | 0
Any | WPSDGEREWH0022-Rev03-Msr008 | SFm | Ex | CZ10 | Any | WPSDGEREWH0022-3 | ExAnte2018 | IOU workpaper |  | Each |  |  | None | 2210 | 0.242 | 0 | 221 | 0.0144 | 0 | 0 | 0 | 0 | 0 | 0 | 0 | SDGE:DEER:Res:ClothesDishWasher | Annual | 0
Any | WPSDGEREWH0022-Rev03-Msr008 | SFm | Ex | CZ11 | Any | WPSDGEREWH0022-3 | ExAnte2018 | IOU workpaper |  | Each |  |  | None | 2180 | 0.243 | 0 | 234 | 0.0146 | 0 | 0 | 0 | 0 | 0 | 0 | 0 | SDGE:DEER:Res:ClothesDishWasher | Annual | 0
Any | WPSDGEREWH0022-Rev03-Msr008 | SFm | Ex | CZ12 | Any | WPSDGEREWH0022-3 | ExAnte2018 | IOU workpaper |  | Each |  |  | None | 2240 | 0.258 | 0 | 245 | 0.0162 | 0 | 0 | 0 | 0 | 0 | 0 | 0 | SDGE:DEER:Res:ClothesDishWasher | Annual | 0
Any | WPSDGEREWH0022-Rev03-Msr008 | SFm | Ex | CZ13 | Any | WPSDGEREWH0022-3 | ExAnte2018 | IOU workpaper |  | Each |  |  | None | 2170 | 0.242 | 0 | 229 | 0.015 | 0 | 0 | 0 | 0 | 0 | 0 | 0 | SDGE:DEER:Res:ClothesDishWasher | Annual | 0
Any | WPSDGEREWH0022-Rev03-Msr008 | SFm | Ex | CZ14 | Any | WPSDGEREWH0022-3 | ExAnte2018 | IOU workpaper |  | Each |  |  | None | 2180 | 0.233 | 0 | 234 | 0.014 | 0 | 0 | 0 | 0 | 0 | 0 | 0 | SDGE:DEER:Res:ClothesDishWasher | Annual | 0
Any | WPSDGEREWH0022-Rev03-Msr008 | SFm | Ex | CZ15 | Any | WPSDGEREWH0022-3 | ExAnte2018 | IOU workpaper |  | Each |  |  | None | 1960 | 0.189 | 0 | 166 | 0.0106 | 0 | 0 | 0 | 0 | 0 | 0 | 0 | SDGE:DEER:Res:ClothesDishWasher | Annual | 0
Any | WPSDGEREWH0022-Rev03-Msr008 | SFm | Ex | CZ16 | Any | WPSDGEREWH0022-3 | ExAnte2018 | IOU workpaper |  | Each |  |  | None | 2060 | 0.283 | 0 | 269 | 0.0202 | 0 | 0 | 0 | 0 | 0 | 0 | 0 | SDGE:DEER:Res:ClothesDishWasher | Annual | 0
SDG | WPSDGEREWH0023-Rev00-Msr001 | MFm | Any | CZ06 | Any | WPSDGEREWH0023-0 | ExAnte2017 | IOU workpaper | 2017-11-20 | Cap-kBTUh |  |  | None | 0 | 0 | 1.02 | 0 | 0 | 1.02 | 0 | 0 | 0 | 0 | 0 | 0 | SDGE:13-MFM-ResidentialMulti-family-WAT_HEAT | Annual | 0
SDG | WPSDGEREWH0023-Rev00-Msr001 | MFm | Any | CZ07 | Any | WPSDGEREWH0023-0 | ExAnte2017 | IOU workpaper | 2017-11-20 | Cap-kBTUh |  |  | None | 0 | 0 | 1.01 | 0 | 0 | 1.01 | 0 | 0 | 0 | 0 | 0 | 0 | SDGE:13-MFM-ResidentialMulti-family-WAT_HEAT | Annual | 0
SDG | WPSDGEREWH0023-Rev00-Msr001 | MFm | Any | CZ08 | Any | WPSDGEREWH0023-0 | ExAnte2017 | IOU workpaper | 2017-11-20 | Cap-kBTUh |  |  | None | 0 | 0 | 1.01 | 0 | 0 | 1.01 | 0 | 0 | 0 | 0 | 0 | 0 | SDGE:13-MFM-ResidentialMulti-family-WAT_HEAT | Annual | 0
SDG | WPSDGEREWH0023-Rev00-Msr001 | MFm | Any | CZ10 | Any | WPSDGEREWH0023-0 | ExAnte2017 | IOU workpaper | 2017-11-20 | Cap-kBTUh |  |  | None | 0 | 0 | 1 | 0 | 0 | 1 | 0 | 0 | 0 | 0 | 0 | 0 | SDGE:13-MFM-ResidentialMulti-family-WAT_HEAT | Annual | 0
SDG | WPSDGEREWH0023-Rev00-Msr001 | MFm | Any | CZ14 | Any | WPSDGEREWH0023-0 | ExAnte2017 | IOU workpaper | 2017-11-20 | Cap-kBTUh |  |  | None | 0 | 0 | 1.02 | 0 | 0 | 1.02 | 0 | 0 | 0 | 0 | 0 | 0 | SDGE:13-MFM-ResidentialMulti-family-WAT_HEAT | Annual | 0
SDG | WPSDGEREWH0023-Rev00-Msr001 | MFm | Any | CZ15 | Any | WPSDGEREWH0023-0 | ExAnte2017 | IOU workpaper | 2017-11-20 | Cap-kBTUh |  |  | None | 0 | 0 | 0.93 | 0 | 0 | 0.93 | 0 | 0 | 0 | 0 | 0 | 0 | SDGE:13-MFM-ResidentialMulti-family-WAT_HEAT | Annual | 0
SDG | WPSDGEREWH0023-Rev00-Msr002 | MFm | Any | CZ06 | Any | WPSDGEREWH0023-0 | ExAnte2017 | IOU workpaper | 2017-11-20 | Cap-kBTUh |  |  | None | 0 | 0 | 3.13 | 0 | 0 | 3.13 | 0 | 0 | 0 | 0 | 0 | 0 | SDGE:13-MFM-ResidentialMulti-family-WAT_HEAT | Annual | 0
SDG | WPSDGEREWH0023-Rev00-Msr002 | MFm | Any | CZ07 | Any | WPSDGEREWH0023-0 | ExAnte2017 | IOU workpaper | 2017-11-20 | Cap-kBTUh |  |  | None | 0 | 0 | 3.12 | 0 | 0 | 3.12 | 0 | 0 | 0 | 0 | 0 | 0 | SDGE:13-MFM-ResidentialMulti-family-WAT_HEAT | Annual | 0
SDG | WPSDGEREWH0023-Rev00-Msr002 | MFm | Any | CZ08 | Any | WPSDGEREWH0023-0 | ExAnte2017 | IOU workpaper | 2017-11-20 | Cap-kBTUh |  |  | None | 0 | 0 | 3.09 | 0 | 0 | 3.09 | 0 | 0 | 0 | 0 | 0 | 0 | SDGE:13-MFM-ResidentialMulti-family-WAT_HEAT | Annual | 0
SDG | WPSDGEREWH0023-Rev00-Msr002 | MFm | Any | CZ10 | Any | WPSDGEREWH0023-0 | ExAnte2017 | IOU workpaper | 2017-11-20 | Cap-kBTUh |  |  | None | 0 | 0 | 3.09 | 0 | 0 | 3.09 | 0 | 0 | 0 | 0 | 0 | 0 | SDGE:13-MFM-ResidentialMulti-family-WAT_HEAT | Annual | 0
SDG | WPSDGEREWH0023-Rev00-Msr002 | MFm | Any | CZ14 | Any | WPSDGEREWH0023-0 | ExAnte2017 | IOU workpaper | 2017-11-20 | Cap-kBTUh |  |  | None | 0 | 0 | 3.12 | 0 | 0 | 3.12 | 0 | 0 | 0 | 0 | 0 | 0 | SDGE:13-MFM-ResidentialMulti-family-WAT_HEAT | Annual | 0
SDG | WPSDGEREWH0023-Rev00-Msr002 | MFm | Any | CZ15 | Any | WPSDGEREWH0023-0 | ExAnte2017 | IOU workpaper | 2017-11-20 | Cap-kBTUh |  |  | None | 0 | 0 | 2.87 | 0 | 0 | 2.87 | 0 | 0 | 0 | 0 | 0 | 0 | SDGE:13-MFM-ResidentialMulti-family-WAT_HEAT | Annual | 0
SDG | WPSDGEREWH1012-Rev02-Msr001 | DMo | Ex | CZ06 | Any | WPSDGEREWH1012-2 | ExAnte2018 | IOU workpaper |  | Each |  |  | None | 0.77674 | 7.8e-05 | 0.83115 | 0 | 0 | 0 | 0 | 0 | 0 | 0 | 0 | 0 | SDGE:19-RES-AllResidential-WAT_HEAT | Annual | 0
SDG | WPSDGEREWH1012-Rev02-Msr001 | DMo | Ex | CZ07 | Any | WPSDGEREWH1012-2 | ExAnte2018 | IOU workpaper |  | Each |  |  | None | 0.75849 | 7.62e-05 | 0.81162 | 0 | 0 | 0 | 0 | 0 | 0 | 0 | 0 | 0 | SDGE:19-RES-AllResidential-WAT_HEAT | Annual | 0
SDG | WPSDGEREWH1012-Rev02-Msr001 | DMo | Ex | CZ08 | Any | WPSDGEREWH1012-2 | ExAnte2018 | IOU workpaper |  | Each |  |  | None | 0.73618 | 7.4e-05 | 0.78774 | 0 | 0 | 0 | 0 | 0 | 0 | 0 | 0 | 0 | SDGE:19-RES-AllResidential-WAT_HEAT | Annual | 0
SDG | WPSDGEREWH1012-Rev02-Msr001 | DMo | Ex | CZ10 | Any | WPSDGEREWH1012-2 | ExAnte2018 | IOU workpaper |  | Each |  |  | None | 0.74226 | 7.46e-05 | 0.79425 | 0 | 0 | 0 | 0 | 0 | 0 | 0 | 0 | 0 | SDGE:19-RES-AllResidential-WAT_HEAT | Annual | 0
SDG | WPSDGEREWH1012-Rev02-Msr001 | DMo | Ex | CZ14 | Any | WPSDGEREWH1012-2 | ExAnte2018 | IOU workpaper |  | Each |  |  | None | 0.78688 | 7.9e-05 | 0.842 | 0 | 0 | 0 | 0 | 0 | 0 | 0 | 0 | 0 | SDGE:19-RES-AllResidential-WAT_HEAT | Annual | 0
SDG | WPSDGEREWH1012-Rev02-Msr001 | DMo | Ex | CZ15 | Any | WPSDGEREWH1012-2 | ExAnte2018 | IOU workpaper |  | Each |  |  | None | 0.62463 | 6.27e-05 | 0.66839 | 0 | 0 | 0 | 0 | 0 | 0 | 0 | 0 | 0 | SDGE:19-RES-AllResidential-WAT_HEAT | Annual | 0
SDG | WPSDGEREWH1012-Rev02-Msr001 | MFm | Ex | CZ06 | Any | WPSDGEREWH1012-2 | ExAnte2018 | IOU workpaper |  | Each |  |  | None | 4.2023 | 0.00042215 | 0.68239 | 0 | 0 | 0 | 0 | 0 | 0 | 0 | 0 | 0 | SDGE:19-RES-AllResidential-WAT_HEAT | Annual | 0
SDG | WPSDGEREWH1012-Rev02-Msr001 | MFm | Ex | CZ07 | Any | WPSDGEREWH1012-2 | ExAnte2018 | IOU workpaper |  | Each |  |  | None | 4.1036 | 0.00041223 | 0.66635 | 0 | 0 | 0 | 0 | 0 | 0 | 0 | 0 | 0 | SDGE:19-RES-AllResidential-WAT_HEAT | Annual | 0
SDG | WPSDGEREWH1012-Rev02-Msr001 | MFm | Ex | CZ08 | Any | WPSDGEREWH1012-2 | ExAnte2018 | IOU workpaper |  | Each |  |  | None | 3.9829 | 0.00040011 | 0.64675 | 0 | 0 | 0 | 0 | 0 | 0 | 0 | 0 | 0 | SDGE:19-RES-AllResidential-WAT_HEAT | Annual | 0
SDG | WPSDGEREWH1012-Rev02-Msr001 | MFm | Ex | CZ10 | Any | WPSDGEREWH1012-2 | ExAnte2018 | IOU workpaper |  | Each |  |  | None | 4.0158 | 0.00040342 | 0.6521 | 0 | 0 | 0 | 0 | 0 | 0 | 0 | 0 | 0 | SDGE:19-RES-AllResidential-WAT_HEAT | Annual | 0
SDG | WPSDGEREWH1012-Rev02-Msr001 | MFm | Ex | CZ14 | Any | WPSDGEREWH1012-2 | ExAnte2018 | IOU workpaper |  | Each |  |  | None | 4.2572 | 0.00042766 | 0.6913 | 0 | 0 | 0 | 0 | 0 | 0 | 0 | 0 | 0 | SDGE:19-RES-AllResidential-WAT_HEAT | Annual | 0
SDG | WPSDGEREWH1012-Rev02-Msr001 | MFm | Ex | CZ15 | Any | WPSDGEREWH1012-2 | ExAnte2018 | IOU workpaper |  | Each |  |  | None | 3.3794 | 0.00033949 | 0.54876 | 0 | 0 | 0 | 0 | 0 | 0 | 0 | 0 | 0 | SDGE:19-RES-AllResidential-WAT_HEAT | Annual | 0
SDG | WPSDGEREWH1012-Rev02-Msr001 | SFm | Ex | CZ06 | Any | WPSDGEREWH1012-2 | ExAnte2018 | IOU workpaper |  | Each |  |  | None | 1.3992 | 0.00014056 | 1.4212 | 0 | 0 | 0 | 0 | 0 | 0 | 0 | 0 | 0 | SDGE:19-RES-AllResidential-WAT_HEAT | Annual | 0
SDG | WPSDGEREWH1012-Rev02-Msr001 | SFm | Ex | CZ07 | Any | WPSDGEREWH1012-2 | ExAnte2018 | IOU workpaper |  | Each |  |  | None | 1.3663 | 0.00013725 | 1.3878 | 0 | 0 | 0 | 0 | 0 | 0 | 0 | 0 | 0 | SDGE:19-RES-AllResidential-WAT_HEAT | Annual | 0
SDG | WPSDGEREWH1012-Rev02-Msr001 | SFm | Ex | CZ08 | Any | WPSDGEREWH1012-2 | ExAnte2018 | IOU workpaper |  | Each |  |  | None | 1.3261 | 0.00013322 | 1.347 | 0 | 0 | 0 | 0 | 0 | 0 | 0 | 0 | 0 | SDGE:19-RES-AllResidential-WAT_HEAT | Annual | 0
SDG | WPSDGEREWH1012-Rev02-Msr001 | SFm | Ex | CZ10 | Any | WPSDGEREWH1012-2 | ExAnte2018 | IOU workpaper |  | Each |  |  | None | 1.3371 | 0.00013432 | 1.3581 | 0 | 0 | 0 | 0 | 0 | 0 | 0 | 0 | 0 | SDGE:19-RES-AllResidential-WAT_HEAT | Annual | 0
SDG | WPSDGEREWH1012-Rev02-Msr001 | SFm | Ex | CZ14 | Any | WPSDGEREWH1012-2 | ExAnte2018 | IOU workpaper |  | Each |  |  | None | 1.4175 | 0.00014239 | 1.4398 | 0 | 0 | 0 | 0 | 0 | 0 | 0 | 0 | 0 | SDGE:19-RES-AllResidential-WAT_HEAT | Annual | 0
SDG | WPSDGEREWH1012-Rev02-Msr001 | SFm | Ex | CZ15 | Any | WPSDGEREWH1012-2 | ExAnte2018 | IOU workpaper |  | Each |  |  | None | 1.1252 | 0.00011303 | 1.1429 | 0 | 0 | 0 | 0 | 0 | 0 | 0 | 0 | 0 | SDGE:19-RES-AllResidential-WAT_HEAT | Annual | 0
SDG | WPSDGEREWH1012-Rev02-Msr002 | Dmo | Ex | CZ06 | Any | WPSDGEREWH1012-2 | ExAnte2018 | IOU workpaper |  | Each |  |  | None | 4.3878 | 0.00044078 | 4.6952 | 0 | 0 | 0 | 0 | 0 | 0 | 0 | 0 | 0 | SDGE:19-RES-AllResidential-WAT_HEAT | Annual | 0
SDG | WPSDGEREWH1012-Rev02-Msr002 | Dmo | Ex | CZ07 | Any | WPSDGEREWH1012-2 | ExAnte2018 | IOU workpaper |  | Each |  |  | None | 4.2847 | 0.00043043 | 4.5848 | 0 | 0 | 0 | 0 | 0 | 0 | 0 | 0 | 0 | SDGE:19-RES-AllResidential-WAT_HEAT | Annual | 0
SDG | WPSDGEREWH1012-Rev02-Msr002 | Dmo | Ex | CZ08 | Any | WPSDGEREWH1012-2 | ExAnte2018 | IOU workpaper |  | Each |  |  | None | 4.1587 | 0.00041777 | 4.45 | 0 | 0 | 0 | 0 | 0 | 0 | 0 | 0 | 0 | SDGE:19-RES-AllResidential-WAT_HEAT | Annual | 0
SDG | WPSDGEREWH1012-Rev02-Msr002 | Dmo | Ex | CZ10 | Any | WPSDGEREWH1012-2 | ExAnte2018 | IOU workpaper |  | Each |  |  | None | 4.193 | 0.00042122 | 4.4868 | 0 | 0 | 0 | 0 | 0 | 0 | 0 | 0 | 0 | SDGE:19-RES-AllResidential-WAT_HEAT | Annual | 0
SDG | WPSDGEREWH1012-Rev02-Msr002 | Dmo | Ex | CZ14 | Any | WPSDGEREWH1012-2 | ExAnte2018 | IOU workpaper |  | Each |  |  | None | 4.4451 | 0.00044654 | 4.7565 | 0 | 0 | 0 | 0 | 0 | 0 | 0 | 0 | 0 | SDGE:19-RES-AllResidential-WAT_HEAT | Annual | 0
SDG | WPSDGEREWH1012-Rev02-Msr002 | Dmo | Ex | CZ15 | Any | WPSDGEREWH1012-2 | ExAnte2018 | IOU workpaper |  | Each |  |  | None | 3.5286 | 0.00035447 | 3.7757 | 0 | 0 | 0 | 0 | 0 | 0 | 0 | 0 | 0 | SDGE:19-RES-AllResidential-WAT_HEAT | Annual | 0
SDG | WPSDGEREWH1012-Rev02-Msr002 | MFm | Ex | CZ06 | Any | WPSDGEREWH1012-2 | ExAnte2018 | IOU workpaper |  | Each |  |  | None | 23.7391 | 0.0023848 | 3.8548 | 0 | 0 | 0 | 0 | 0 | 0 | 0 | 0 | 0 | SDGE:19-RES-AllResidential-WAT_HEAT | Annual | 0
SDG | WPSDGEREWH1012-Rev02-Msr002 | MFm | Ex | CZ07 | Any | WPSDGEREWH1012-2 | ExAnte2018 | IOU workpaper |  | Each |  |  | None | 23.1813 | 0.0023287 | 3.7642 | 0 | 0 | 0 | 0 | 0 | 0 | 0 | 0 | 0 | SDGE:19-RES-AllResidential-WAT_HEAT | Annual | 0
SDG | WPSDGEREWH1012-Rev02-Msr002 | MFm | Ex | CZ08 | Any | WPSDGEREWH1012-2 | ExAnte2018 | IOU workpaper |  | Each |  |  | None | 22.4995 | 0.0022602 | 3.6535 | 0 | 0 | 0 | 0 | 0 | 0 | 0 | 0 | 0 | SDGE:19-RES-AllResidential-WAT_HEAT | Annual | 0
SDG | WPSDGEREWH1012-Rev02-Msr002 | MFm | Ex | CZ10 | Any | WPSDGEREWH1012-2 | ExAnte2018 | IOU workpaper |  | Each |  |  | None | 22.6854 | 0.0022789 | 3.6837 | 0 | 0 | 0 | 0 | 0 | 0 | 0 | 0 | 0 | SDGE:19-RES-AllResidential-WAT_HEAT | Annual | 0
SDG | WPSDGEREWH1012-Rev02-Msr002 | MFm | Ex | CZ14 | Any | WPSDGEREWH1012-2 | ExAnte2018 | IOU workpaper |  | Each |  |  | None | 24.0491 | 0.0024159 | 3.9051 | 0 | 0 | 0 | 0 | 0 | 0 | 0 | 0 | 0 | SDGE:19-RES-AllResidential-WAT_HEAT | Annual | 0
SDG | WPSDGEREWH1012-Rev02-Msr002 | MFm | Ex | CZ15 | Any | WPSDGEREWH1012-2 | ExAnte2018 | IOU workpaper |  | Each |  |  | None | 19.0905 | 0.0019178 | 3.1 | 0 | 0 | 0 | 0 | 0 | 0 | 0 | 0 | 0 | SDGE:19-RES-AllResidential-WAT_HEAT | Annual | 0
SDG | WPSDGEREWH1012-Rev02-Msr002 | SFm | Ex | CZ06 | Any | WPSDGEREWH1012-2 | ExAnte2018 | IOU workpaper |  | Each |  |  | None | 5.5345 | 0.00055598 | 5.6216 | 0 | 0 | 0 | 0 | 0 | 0 | 0 | 0 | 0 | SDGE:19-RES-AllResidential-WAT_HEAT | Annual | 0
SDG | WPSDGEREWH1012-Rev02-Msr002 | SFm | Ex | CZ07 | Any | WPSDGEREWH1012-2 | ExAnte2018 | IOU workpaper |  | Each |  |  | None | 5.4044 | 0.00054291 | 5.4895 | 0 | 0 | 0 | 0 | 0 | 0 | 0 | 0 | 0 | SDGE:19-RES-AllResidential-WAT_HEAT | Annual | 0
SDG | WPSDGEREWH1012-Rev02-Msr002 | SFm | Ex | CZ08 | Any | WPSDGEREWH1012-2 | ExAnte2018 | IOU workpaper |  | Each |  |  | None | 5.2455 | 0.00052694 | 5.328 | 0 | 0 | 0 | 0 | 0 | 0 | 0 | 0 | 0 | SDGE:19-RES-AllResidential-WAT_HEAT | Annual | 0
SDG | WPSDGEREWH1012-Rev02-Msr002 | SFm | Ex | CZ10 | Any | WPSDGEREWH1012-2 | ExAnte2018 | IOU workpaper |  | Each |  |  | None | 5.2888 | 0.0005313 | 5.372 | 0 | 0 | 0 | 0 | 0 | 0 | 0 | 0 | 0 | SDGE:19-RES-AllResidential-WAT_HEAT | Annual | 0
SDG | WPSDGEREWH1012-Rev02-Msr002 | SFm | Ex | CZ14 | Any | WPSDGEREWH1012-2 | ExAnte2018 | IOU workpaper |  | Each |  |  | None | 5.6067 | 0.00056324 | 5.695 | 0 | 0 | 0 | 0 | 0 | 0 | 0 | 0 | 0 | SDGE:19-RES-AllResidential-WAT_HEAT | Annual | 0
SDG | WPSDGEREWH1012-Rev02-Msr002 | SFm | Ex | CZ15 | Any | WPSDGEREWH1012-2 | ExAnte2018 | IOU workpaper |  | Each |  |  | None | 4.4507 | 0.0004471 | 4.5207 | 0 | 0 | 0 | 0 | 0 | 0 | 0 | 0 | 0 | SDGE:19-RES-AllResidential-WAT_HEAT | Annual | 0
SDG | WPSDGEREWH1061A-Rev05-Msr001 | DMo | Ex | CZ06 | Any | WPSDGEREWH1061A-5 | ExAnte2017 | IOU workpaper | 2017-12-18 | Each |  |  | None | 5.2813 | 0.00053054 | 5.8842 | 0 | 0 | 0 | 0 | 0 | 0 | 0 | 0 | 0 | SDGE:19-RES-AllResidential-WAT_HEAT | Annual | 0
SDG | WPSDGEREWH1061A-Rev05-Msr001 | DMo | Ex | CZ07 | Any | WPSDGEREWH1061A-5 | ExAnte2017 | IOU workpaper | 2017-12-18 | Each |  |  | None | 5.1572 | 0.00051807 | 5.746 | 0 | 0 | 0 | 0 | 0 | 0 | 0 | 0 | 0 | SDGE:19-RES-AllResidential-WAT_HEAT | Annual | 0
SDG | WPSDGEREWH1061A-Rev05-Msr001 | DMo | Ex | CZ08 | Any | WPSDGEREWH1061A-5 | ExAnte2017 | IOU workpaper | 2017-12-18 | Each |  |  | None | 5.0055 | 0.00050283 | 5.577 | 0 | 0 | 0 | 0 | 0 | 0 | 0 | 0 | 0 | SDGE:19-RES-AllResidential-WAT_HEAT | Annual | 0
SDG | WPSDGEREWH1061A-Rev05-Msr001 | DMo | Ex | CZ10 | Any | WPSDGEREWH1061A-5 | ExAnte2017 | IOU workpaper | 2017-12-18 | Each |  |  | None | 5.0469 | 0.00050699 | 5.623 | 0 | 0 | 0 | 0 | 0 | 0 | 0 | 0 | 0 | SDGE:19-RES-AllResidential-WAT_HEAT | Annual | 0
SDG | WPSDGEREWH1061A-Rev05-Msr001 | DMo | Ex | CZ14 | Any | WPSDGEREWH1061A-5 | ExAnte2017 | IOU workpaper | 2017-12-18 | Each |  |  | None | 5.3502 | 0.00053746 | 5.961 | 0 | 0 | 0 | 0 | 0 | 0 | 0 | 0 | 0 | SDGE:19-RES-AllResidential-WAT_HEAT | Annual | 0
SDG | WPSDGEREWH1061A-Rev05-Msr001 | DMo | Ex | CZ15 | Any | WPSDGEREWH1061A-5 | ExAnte2017 | IOU workpaper | 2017-12-18 | Each |  |  | None | 4.2471 | 0.00042665 | 4.732 | 0 | 0 | 0 | 0 | 0 | 0 | 0 | 0 | 0 | SDGE:19-RES-AllResidential-WAT_HEAT | Annual | 0
SDG | WPSDGEREWH1061A-Rev05-Msr001 | MFm | Ex | CZ06 | Any | WPSDGEREWH1061A-5 | ExAnte2017 | IOU workpaper | 2017-12-18 | Each |  |  | None | 28.573 | 0.0028704 | 4.8311 | 0 | 0 | 0 | 0 | 0 | 0 | 0 | 0 | 0 | SDGE:19-RES-AllResidential-WAT_HEAT | Annual | 0
SDG | WPSDGEREWH1061A-Rev05-Msr001 | MFm | Ex | CZ07 | Any | WPSDGEREWH1061A-5 | ExAnte2017 | IOU workpaper | 2017-12-18 | Each |  |  | None | 27.9016 | 0.0028029 | 4.7175 | 0 | 0 | 0 | 0 | 0 | 0 | 0 | 0 | 0 | SDGE:19-RES-AllResidential-WAT_HEAT | Annual | 0
SDG | WPSDGEREWH1061A-Rev05-Msr001 | MFm | Ex | CZ08 | Any | WPSDGEREWH1061A-5 | ExAnte2017 | IOU workpaper | 2017-12-18 | Each |  |  | None | 27.081 | 0.0027205 | 4.5788 | 0 | 0 | 0 | 0 | 0 | 0 | 0 | 0 | 0 | SDGE:19-RES-AllResidential-WAT_HEAT | Annual | 0
SDG | WPSDGEREWH1061A-Rev05-Msr001 | MFm | Ex | CZ10 | Any | WPSDGEREWH1061A-5 | ExAnte2017 | IOU workpaper | 2017-12-18 | Each |  |  | None | 27.3048 | 0.0027429 | 4.6166 | 0 | 0 | 0 | 0 | 0 | 0 | 0 | 0 | 0 | SDGE:19-RES-AllResidential-WAT_HEAT | Annual | 0
SDG | WPSDGEREWH1061A-Rev05-Msr001 | MFm | Ex | CZ14 | Any | WPSDGEREWH1061A-5 | ExAnte2017 | IOU workpaper | 2017-12-18 | Each |  |  | None | 28.9461 | 0.0029078 | 4.8941 | 0 | 0 | 0 | 0 | 0 | 0 | 0 | 0 | 0 | SDGE:19-RES-AllResidential-WAT_HEAT | Annual | 0
SDG | WPSDGEREWH1061A-Rev05-Msr001 | MFm | Ex | CZ15 | Any | WPSDGEREWH1061A-5 | ExAnte2017 | IOU workpaper | 2017-12-18 | Each |  |  | None | 22.9778 | 0.0023083 | 3.885 | 0 | 0 | 0 | 0 | 0 | 0 | 0 | 0 | 0 | SDGE:19-RES-AllResidential-WAT_HEAT | Annual | 0
SDG | WPSDGEREWH1061A-Rev05-Msr001 | SFm | Ex | CZ06 | Any | WPSDGEREWH1061A-5 | ExAnte2017 | IOU workpaper | 2017-12-18 | Each |  |  | None | 4.9724 | 0.00049951 | 5.2589 | 0 | 0 | 0 | 0 | 0 | 0 | 0 | 0 | 0 | SDGE:19-RES-AllResidential-WAT_HEAT | Annual | 0
SDG | WPSDGEREWH1061A-Rev05-Msr001 | SFm | Ex | CZ07 | Any | WPSDGEREWH1061A-5 | ExAnte2017 | IOU workpaper | 2017-12-18 | Each |  |  | None | 4.8555 | 0.00048777 | 5.1353 | 0 | 0 | 0 | 0 | 0 | 0 | 0 | 0 | 0 | SDGE:19-RES-AllResidential-WAT_HEAT | Annual | 0
SDG | WPSDGEREWH1061A-Rev05-Msr001 | SFm | Ex | CZ08 | Any | WPSDGEREWH1061A-5 | ExAnte2017 | IOU workpaper | 2017-12-18 | Each |  |  | None | 4.7127 | 0.00047343 | 4.9843 | 0 | 0 | 0 | 0 | 0 | 0 | 0 | 0 | 0 | SDGE:19-RES-AllResidential-WAT_HEAT | Annual | 0
SDG | WPSDGEREWH1061A-Rev05-Msr001 | SFm | Ex | CZ10 | Any | WPSDGEREWH1061A-5 | ExAnte2017 | IOU workpaper | 2017-12-18 | Each |  |  | None | 4.7517 | 0.00047734 | 5.0254 | 0 | 0 | 0 | 0 | 0 | 0 | 0 | 0 | 0 | SDGE:19-RES-AllResidential-WAT_HEAT | Annual | 0
SDG | WPSDGEREWH1061A-Rev05-Msr001 | SFm | Ex | CZ14 | Any | WPSDGEREWH1061A-5 | ExAnte2017 | IOU workpaper | 2017-12-18 | Each |  |  | None | 5.0373 | 0.00050603 | 5.3275 | 0 | 0 | 0 | 0 | 0 | 0 | 0 | 0 | 0 | SDGE:19-RES-AllResidential-WAT_HEAT | Annual | 0
SDG | WPSDGEREWH1061A-Rev05-Msr001 | SFm | Ex | CZ15 | Any | WPSDGEREWH1061A-5 | ExAnte2017 | IOU workpaper | 2017-12-18 | Each |  |  | None | 3.9987 | 0.00040169 | 4.2291 | 0 | 0 | 0 | 0 | 0 | 0 | 0 | 0 | 0 | SDGE:19-RES-AllResidential-WAT_HEAT | Annual | 0
SDG | WPSDGEREWH1061A-Rev05-Msr001 | SFm | Ex | IOU | Any | WPSDGEREWH1061A-5 | ExAnte2017 | IOU workpaper | 2017-12-18 | Each |  |  | None | 0 | 0 | 0 | 0 | 0 | 0 | 0 | 0 | 0 | 0 | 0 | 0 | SDGE:19-RES-AllResidential-WAT_HEAT | Annual | 0
SDG | WPSDGEREWP0002-Rev08-Msr001 | SFm | Ex | Any | Any | WPSDGEREWP0002-8 | ExAnte2018 | IOU workpaper |  | Each |  |  | None | 0 | 0 | 0 | 1092.93 | 0 | 0 | 0 | 0 | 0 | 1092.93 | 0 | 0 | SDGE:19-RES-AllResidential-POOL_PMP | Annual | 0
SDG | WPSDGEREWP0002-Rev08-Msr002 | SFm | Ex | Any | Any | WPSDGEREWP0002-8 | ExAnte2018 | IOU workpaper |  | Each |  |  | None | 0 | 0 | 0 | 506.03 | 0.034 | 0 | 0 | 0 | 0 | 506.03 | 0.034 | 0 | SDGE:19-RES-AllResidential-POOL_PMP | Annual | 0
SDG | WPSDGEREWP0002-Rev08-Msr003 | MFm | Ex | Any | Any | WPSDGEREWP0002-8 | ExAnte2018 | IOU workpaper |  | Each |  |  | None | 8099.13 | 0.759 | 0 | 2417.9 | 0.292 | 0 | 8099.13 | 0.759 | 0 | 2417.9 | 0.292 | 0 | SDGE:13-MFM-ResidentialMulti-family-POOL_PMP | Annual | 0
SDG | WPSDGEREWP0002-Rev08-Msr004 | MFm | Ex | Any | Any | WPSDGEREWP0002-8 | ExAnte2018 | IOU workpaper |  | Each |  |  | None | 4812.17 | 0.237 | 0 | 2911.8 | 0.306 | 0 | 4812.17 | 0.237 | 0 | 2911.8 | 0.306 | 0 | SDGE:13-MFM-ResidentialMulti-family-POOL_PMP | Annual | 0
SDG | WPSDGEREWP0002-Rev08-Msr005 | MFm | Ex | Any | Any | WPSDGEREWP0002-8 | ExAnte2018 | IOU workpaper |  | Each |  |  | None | 1846.18 | 0.652 | 0 | 73.36 | 0.154 | 0 | 1846.18 | 0.652 | 0 | 73.36 | 0.154 | 0 | SDGE:13-MFM-ResidentialMulti-family-POOL_PMP | Annual | 0
SDG | WPSDGEREWP0002-Rev08-Msr006 | SFm | Ex | Any | Any | WPSDGEREWP0002-8 | ExAnte2018 | IOU workpaper |  | Each |  |  | None | 1252.2 | 0.247 | 0 | 1092.93 | 0 | 0 | 1252.2 | 0.247 | 0 | 1092.93 | 0 | 0 | SDGE:19-RES-AllResidential-POOL_PMP | Annual | 0
SDG | WPSDGEREWP0002-Rev08-Msr007 | MFm | Ex | Any | Any | WPSDGEREWP0002-8 | ExAnte2018 | IOU workpaper |  | Each |  |  | None | 0 | 0 | 0 | 2417.9 | 0.292 | 0 | 0 | 0 | 0 | 2417.9 | 0.292 | 0 | SDGE:13-MFM-ResidentialMulti-family-POOL_PMP | Annual | 0
SDG | WPSDGEREWP0002-Rev08-Msr008 | MFm | Ex | Any | Any | WPSDGEREWP0002-8 | ExAnte2018 | IOU workpaper |  | Each |  |  | None | 0 | 0 | 0 | 2911.8 | 0.306 | 0 | 0 | 0 | 0 | 2911.8 | 0.306 | 0 | SDGE:13-MFM-ResidentialMulti-family-POOL_PMP | Annual | 0
SDG | WPSDGEREWP0002-Rev08-Msr009 | MFm | Ex | Any | Any | WPSDGEREWP0002-8 | ExAnte2018 | IOU workpaper |  | Each |  |  | None | 0 | 0 | 0 | 73.36 | 0.154 | 0 | 0 | 0 | 0 | 73.36 | 0.154 | 0 | SDGE:13-MFM-ResidentialMulti-family-POOL_PMP | Annual | 0

## Implementation
PA | ImplementationID | StartDate | ExpiryDate | SourceDesc | MeasAppType | DeliveryType | MeasureID | MeasQualifier | Sector | GSIA_ID | NTG_ID | CostQualifier | MeasCostID | StdCostID | Version | VersionSource | LastMod | Description | ImplementerID | MeasImpactType | Status | Comment
SDG | 401063 | 2019-01-01 |  | WPSDGENRAG0001-2 | NR | DnDeemed | WPSDGENRAG0001-Rev02-Msr001 | None | NonRes | Def-GSIA | Agric-Default>2yrs | None | SDG_Agr-DripIrr | SDG_Agr-Sprinkler_BASE | ExAnte2019 | IOU workpaper |  | Agriculture - Sprinkler to Drip Irrigation (per acre) | 4456531 | Deemed | Proposed
SDG | 402001 | 2019-01-01 |  | WPSDGENRCC0018-1 | NR | DnDeemed | WPSDGENRCC0018-Rev01-Msr001 | None | NonRes | Def-GSIA | Com-Default>2yrs | None | SDG_FoodServ-Cook-HoldCab-FullSz-Msr | SDG_FoodServ-Cook-HoldCab-FullSz-Base | ExAnte2018 | IOU workpaper |  | Food Service - Hot Food Holding Cabinet-Full-Size | 4456531 | Deemed | Proposed
SDG | 402003 | 2019-01-01 |  | WPSDGENRCC0018-1 | NR | DnDeemed | WPSDGENRCC0018-Rev01-Msr002 | None | NonRes | Def-GSIA | Com-Default>2yrs | None | SDG_FoodServ-Cook-HoldCab-HalfSz-Msr | SDG_FoodServ-Cook-HoldCab-HalfSz-Base | ExAnte2018 | IOU workpaper |  | Food Service - Hot Food Holding Cabinet-Half-Size | 4456531 | Deemed | Proposed
SDG | 402004 | 2019-01-01 |  | WPSDGENRCC0014-4 | NR | DnDeemed | WPSDGENRCC0014-Rev04-Msr003 | None | NonRes | Def-GSIA | Com-Default>2yrs | None | WPSDGENRCC0014-Rev04-Msr003-FULL | WPSDGENRCC0014-Rev04-Msr003-BASE | ExAnte2016 | IOU workpaper |  | Food Service - Commercial Electric Fryer | 4456531 | Deemed | Proposed
SDG | 402005 | 2019-01-01 |  | WPSDGENRCC0014-4 | NR | DnDeemed | WPSDGENRCC0014-Rev04-Msr004 | None | NonRes | Def-GSIA | Com-Default>2yrs | None | WPSDGENRCC0014-Rev04-Msr004-FULL | WPSDGENRCC0014-Rev04-Msr004-BASE | ExAnte2016 | IOU workpaper |  | Food Service - Commercial Gas Fryer | 4456531 | Deemed | Proposed
SDG | 402006 | 2019-01-01 |  | WPSDGENRCC0014-4 | NR | DnDeemed | WPSDGENRCC0014-Rev04-Msr001 | None | NonRes | Def-GSIA | Com-Default>2yrs | None | WPSDGENRCC0014-Rev04-Msr001-FULL | WPSDGENRCC0014-Rev04-Msr001-BASE | ExAnte2016 | IOU workpaper |  | Food Service-Commercial Electric Large Vat Fryer, Cooking Efficiency >= 80% | 4456531 | Deemed | Proposed
SDG | 402007 | 2019-01-01 |  | WPSDGENRCC0014-4 | NR | DnDeemed | WPSDGENRCC0014-Rev04-Msr002 | None | NonRes | Def-GSIA | Com-Default>2yrs | None | WPSDGENRCC0014-Rev04-Msr002-FULL | WPSDGENRCC0014-Rev04-Msr002-BASE | ExAnte2016 | IOU workpaper |  | Food Service-Commercial Gas Large Vat Fryer, Cooking Efficiency >= 50% | 4456531 | Deemed | Proposed
SDG | 402026 | 2019-01-01 |  | WPSDGENRCC0006-4 | NR | DnDeemed | WPSDGENRCC0006-Rev04-Msr002 | None | NonRes | Def-GSIA | Com-Default>2yrs | None | WPSDGENRCC0006-Rev04-Msr002-FULL | WPSDGENRCC0006-Rev04-Msr002-BASE | ExAnte2016 | IOU workpaper |  | Food Service - Convection Oven-Electric | 4456531 | Deemed | Proposed
SDG | 402027 | 2019-01-01 |  | WPSDGENRCC0006-4 | NR | DnDeemed | WPSDGENRCC0006-Rev04-Msr005 | None | NonRes | Def-GSIA | Com-Default>2yrs | None | WPSDGENRCC0006-Rev04-Msr005-FULL | WPSDGENRCC0006-Rev04-Msr005-BASE | ExAnte2016 | IOU workpaper |  | Food Service - Convection Oven-Gas | 4456531 | Deemed | Proposed
SDG | 402029 | 2019-01-01 |  | WPSDGENRCC0011-3 | NR | DnDeemed | WPSDGENRCC0011-Rev03-Msr002 | None | NonRes | Def-GSIA | Com-Default>2yrs | None | WPSDGENRCC0011-Rev03-Msr002-FULL | WPSDGENRCC0011-Rev03-Msr002-BASE | ExAnte2016 | IOU workpaper |  | Food Service-Commercial Gas Rack Oven- Double, Cooking Efficiency >= 50% | 4456531 | Deemed | Proposed
SDG | 402031 | 2019-01-01 |  | WPSDGENRCC0015-1 | NR | DnDeemed | WPSDGENRCC0015-Rev01-Msr002 | None | NonRes | Def-GSIA | Com-Default>2yrs | None | FoodServ-Gas-ConvOvn-gt25in-42p0 | FoodServ-Gas-ConvOvn-gt25in-20p0 | ExAnte2018 | IOU workpaper |  | Conveyor Oven lg >25" total conveyor width | 4456531 | Deemed | Proposed
SDG | 402032 | 2019-01-01 |  | WPSDGENRCC0019-2 | AOE | DnDeemed | WPSDGENRCC0019-Rev02-Msr001 | None | NonRes | Def-GSIA | Com-Default>2yrs | None | WPSDGENRCC0019-Rev02-Msr001-FULL | WPSDGENRCC0019-Rev02-Msr001-BASE | ExAnte2016 | IOU workpaper |  | Ventilation Control - Retrofit | 4456531 | Deemed | Proposed
SDG | 402033 | 2019-01-01 |  | WPSDGENRCC0019-2 | NC | DnDeemed | WPSDGENRCC0019-Rev02-Msr002 | None | NonRes | Def-GSIA | Com-Default>2yrs | None | WPSDGENRCC0019-Rev02-Msr002-FULL | WPSDGENRCC0019-Rev02-Msr002-BASE | ExAnte2016 | IOU workpaper |  | Ventilation Control- New | 4456531 | Deemed | Proposed
SDG | 402040 | 2019-01-01 | 2019-12-31 | WPSDGENRWH1206-2 | NR | DnDeemed | NG-WtrHt-LrgInst-Gas-gt200kBtuh-0p85Et | DEER_for_2014 | NonRes | Def-GSIA | Com-Default>2yrs | None | SDG-NG-WtrHt-LrgInst-Gas-gt200kBtuh-0p85Et-FULL | SDG-Stor_TE-Gas-gte75kBtuh-0.80TE | DEER2014 | D13 v1.0 |  | Water Heating -Instantaneous -Gas >200MBtuh | 4456531 | DEER | Proposed
SDG | 402041 | 2019-01-01 |  | WPSDGENRPH0001-1 | NR | DnDeemed | WPSDGENRPH0001-Rev01-Msr003 | None | NonRes | Def-GSIA | Com-Default>2yrs | None | WPSDGENRPH0001-Rev01-Msr003-IMC |  | ExAnte2014 | IOU workpaper | 2014-06-30 | Water Heating -Process Boiler, Steam (83% CE or above) | 4456531 | Deemed | Proposed
SDG | 402042 | 2019-01-01 |  | WPSDGENRPH0001-1 | NR | DnDeemed | WPSDGENRPH0001-Rev01-Msr001 | None | NonRes | Def-GSIA | Com-Default>2yrs | None | WPSDGENRPH0001-Rev01-Msr001-IMC |  | ExAnte2014 | IOU workpaper | 2014-06-30 | Water Heating -Process Boiler, Water (85%-90%CE) | 4456531 | Deemed | Proposed
SDG | 402044 | 2019-01-01 |  | WPSDGENRWH1206-1 | NR | DnDeemed | NG-WtrHt-LrgInst-Gas-gt200kBtuh-0p90Et | DEER_for_2014 | NonRes | Def-GSIA | Com-Default>2yrs | None | SDG-NG-WtrHt-LrgInst-Gas-gt200kBtuh-0p90Et-FULL | SDG-Stor_TE-Gas-gte75kBtuh-0.80TE | DEER2014 | D13 v1.0 |  | Water Heating -Direct Contact Water Heater >300 Mbtuh | 4456531 | DEER | Proposed
SDG | 402049 | 2019-01-01 |  | WPSDGEREWH0011-4 | NR | DnDeemed | RB-Appl-EffCW-med-Tier2-Top | None | NonRes | Def-GSIA | Com-Default>2yrs | None | WPSDGEREWH0011-Rev03-Msr001-FULL | WPSDGEREWH0011-Rev03-Msr001-BASE | DEER2018 | D17 v3 |  | High Efficiency Clothes Washer, CEE Tier 2 Models | 4456531 | DEER | Proposed
SDG | 402050 | 2019-01-01 |  | WPSDGEREWH0011-4 | NR | DnDeemed | RB-Appl-EffCW-med-Tier2-Front | None | NonRes | Def-GSIA | Com-Default>2yrs | None | WPSDGEREWH0011-Rev04-Msr002-FULL | WPSDGEREWH0011-Rev04-Msr002-BASE | DEER2017 | D17 v3 |  | High Efficiency Clothes Washer, CEE Tier 3 Models | 4456531 | DEER | Proposed
SDG | 402051 | 2019-01-01 |  | WPSDGENRWH0010-2 | NR | DnDeemed | WPSDGENRWH0010-Rev02-Msr001 | None | NonRes | Def-GSIA | Com-Default>2yrs | None | WPSDGENRWH0010-Rev02-Msr001-FULL | WPSDGENRWH0010-Rev02-Msr001-BASE | ExAnte2016 | IOU workpaper |  | Steam Trap Replacement, Commercial operating system <12 hrs/day, Dry Cleaners excluded | 4456531 | Deemed | Proposed
SDG | 402057 | 2019-01-01 |  | WPSDGENRBS0001-2 | AOE | DnDeemed | WPSDGENRBS0001-Rev02-Msr001 | None | NonRes | Def-GSIA | Com-Default>2yrs | None | WPSDGENRBS0001-Rev02-Msr001-FULL | WPSDGENRBS0001-Rev02-Msr001-BASE | ExAnte2017 | IOU workpaper |  | A/C - Reflective Window Film Coastal | 4456531 | Deemed | Proposed
SDG | 402058 | 2019-01-01 |  | WPSDGENRBS0001-2 | AOE | DnDeemed | WPSDGENRBS0001-Rev02-Msr001 | None | NonRes | Def-GSIA | Com-Default>2yrs | None | WPSDGENRBS0001-Rev02-Msr001-FULL | WPSDGENRBS0001-Rev02-Msr001-BASE | ExAnte2017 | IOU workpaper |  | A/C - Reflective Window Film Inland | 4456531 | Deemed | Proposed
SDG | 402060 | 2019-01-01 |  | WPSDGENRMI0004-2 | AOE | DnDeemed | D03-051 | None | NonRes | Def-GSIA | Com-Default>2yrs | None | D08-NE-HVAC-VSDSupFan-ge10HP-FULL |  | DEER2005 | D05 v2.01 | 2014-06-19 | Motors - VFD - HVAC Fans (per Hp) | 4456531 | DEER | Proposed
SDG | 402062 | 2019-01-01 |  | WPSDGENRRN0011-2 | AOE | DnDeemed | WPSDGENRRN0011-Rev02-Msr002 | None | NonRes | Def-GSIA | Com-Default>2yrs | None | WPSDGENRRN0011-Rev02-Msr002-FULL |  | ExAnte2014 | IOU workpaper |  | Refrigeration - Food Service -Evaporator Fan Controller for Walk-In Freezers | 4456531 | Deemed | Proposed
SDG | 402064 | 2019-01-01 |  | WPSDGEREWH1061A-5 | AOE | DnDeemed | WPSDGEREWH1061A-Rev05-Msr001 | None | NonRes | Res-LowF-SH-All | Com-Default>2yrs | None | WPSDGEREWH1061A-Rev05-Msr001-FULL | WPSDGEREWH1061A-Rev05-Msr001-BASE | ExAnte2017 | IOU workpaper |  | Low Flow Showerhead | 4456531 | Deemed | Proposed
SDG | 402135 | 2019-01-01 |  | WPSDGENRCC0001-4 | NR | DnDeemed | WPSDGENRCC0001-Rev04-Msr001 | None | NonRes | Def-GSIA | Com-Default>2yrs | None | WPSDGENRCC0001-Rev04-Msr001-FULL | WPSDGENRCC0001-Rev04-Msr001-BASE | ExAnte2016 | IOU workpaper |  | Food Service - Steamer-Electric | 4456531 | Deemed | Proposed
SDG | 402136 | 2019-01-01 |  | WPSDGENRCC0001-4 | NR | DnDeemed | WPSDGENRCC0001-Rev04-Msr002 | None | NonRes | Def-GSIA | Com-Default>2yrs | None | WPSDGENRCC0001-Rev04-Msr002-FULL | WPSDGENRCC0001-Rev04-Msr002-BASE | ExAnte2016 | IOU workpaper |  | Food Service - Steamer-Gas | 4456531 | Deemed | Proposed
SDG | 402146 | 2019-01-01 |  | WPSDGENRMI0004-2 | AOE | DnDeemed | D03-010 | None | NonRes | Def-GSIA | Com-Default>2yrs | None | D08-NE-ILtg-TmClck-FULL |  | DEER2005 | D05 v2.01 | 2014-06-19 | Lighting - Time Clocks | 4456531 | DEER | Proposed
SDG | 402152 | 2019-01-01 |  | WPSDGENRRN0015-2 | NR | DnDeemed | WPSDGENRRN0015-Rev02-Msr001 | None | NonRes | Def-GSIA | Com-Default>2yrs | None | WPSDGENRRN0015-Rev02-Msr001-FULL | WPSDGENRRN0015-Rev02-Msr001-BASE | ExAnte2014 | IOU workpaper | 2015-04-02 | Refrigeration - New Refrigeration Case w/Doors-Low Temperature Case | 4456531 | Deemed | Proposed
SDG | 402153 | 2019-01-01 |  | WPSDGENRRN0015-2 | NR | DnDeemed | WPSDGENRRN0015-Rev02-Msr002 | None | NonRes | Def-GSIA | Com-Default>2yrs | None | WPSDGENRRN0015-Rev02-Msr002-FULL | WPSDGENRRN0015-Rev02-Msr002-BASE | ExAnte2014 | IOU workpaper | 2015-04-02 | Refrigeration - New Refrigeration Case w/Doors-Medium Temperature Case | 4456531 | Deemed | Proposed
SDG | 402154 | 2019-01-01 |  | WPSDGENRRN0015-2 | NR | DnDeemed | WPSDGENRRN0015-Rev02-Msr001 | None | NonRes | Def-GSIA | Com-Default>2yrs | None | WPSDGENRRN0015-Rev02-Msr001-FULL | WPSDGENRRN0015-Rev02-Msr001-BASE | ExAnte2014 | IOU workpaper |  | Refrigeration - New Refrigeration Case w/Doors-Special doors Low Temp | 4456531 | Deemed | Proposed
SDG | 402156 | 2019-01-01 |  | WPSDGENRMI0004-2 | AOE | DnDeemed | D03-205 | None | NonRes | Def-GSIA | Com-Default>2yrs | None | D03-205-FULL |  | DEER2005 | D05 v2.01 | 2014-06-19 | Refrigeration - Night Covers for Display Cases Med Temp | 4456531 | DEER | Proposed
SDG | 402157 | 2019-01-01 |  | WPSDGENRRN0009-2 | AOE | DnDeemed | WPSDGENRRN0009-Rev02-Msr001 | None | NonRes | Def-GSIA | Com-Default>2yrs | None | WPSDGENRRN0009-Rev02-Msr001-FULL | WPSDGENRRN0009-Rev02-Msr001-BASE | ExAnte2016 | IOU workpaper |  | Refrigeration - Special Doors with Low/No ASH on Low Temp Display Case | 4456531 | Deemed | Proposed
SDG | 402158 | 2019-01-01 |  | WPSDGENRRN0010-3 | NR | DnDeemed | WPSDGENRRN0010-Rev03-Msr013 | None | NonRes | Def-GSIA | Com-Default>2yrs | None | WPSDGENRRN0010-Rev03-Msr013-FULL | WPSDGENRRN0010-Rev03-Msr013-BASE | ExAnte2016 | IOU workpaper |  | Food Service - Glass-Door Reach In Freezer <15' | 4456531 | Deemed | Proposed
SDG | 402159 | 2019-01-01 |  | WPSDGENRRN0010-3 | NR | DnDeemed | WPSDGENRRN0010-Rev03-Msr016 | None | NonRes | Def-GSIA | Com-Default>2yrs | None | WPSDGENRRN0010-Rev03-Msr016-FULL | WPSDGENRRN0010-Rev03-Msr016-BASE | ExAnte2016 | IOU workpaper |  | Food Service - Glass-Door Reach In Freezer >50' | 4456531 | Deemed | Proposed
SDG | 402160 | 2019-01-01 |  | WPSDGENRRN0010-3 | NR | DnDeemed | WPSDGENRRN0010-Rev03-Msr014 | None | NonRes | Def-GSIA | Com-Default>2yrs | None | WPSDGENRRN0010-Rev03-Msr014-FULL | WPSDGENRRN0010-Rev03-Msr014-BASE | ExAnte2016 | IOU workpaper |  | Food Service - Glass-Door Reach In Freezer 15-29' | 4456531 | Deemed | Proposed
SDG | 402161 | 2019-01-01 |  | WPSDGENRRN0010-3 | NR | DnDeemed | WPSDGENRRN0010-Rev03-Msr015 | None | NonRes | Def-GSIA | Com-Default>2yrs | None | WPSDGENRRN0010-Rev03-Msr015-FULL | WPSDGENRRN0010-Rev03-Msr015-BASE | ExAnte2016 | IOU workpaper |  | Food Service - Glass-Door Reach In Freezer 30-49' | 4456531 | Deemed | Proposed
SDG | 402162 | 2019-01-01 |  | WPSDGENRRN0010-3 | NR | DnDeemed | WPSDGENRRN0010-Rev03-Msr009 | None | NonRes | Def-GSIA | Com-Default>2yrs | None | WPSDGENRRN0010-Rev03-Msr009-FULL | WPSDGENRRN0010-Rev03-Msr009-BASE | ExAnte2016 | IOU workpaper |  | Food Service - Glass-Door Reach In Refrigerator <15' | 4456531 | Deemed | Proposed
SDG | 402163 | 2019-01-01 |  | WPSDGENRRN0010-3 | NR | DnDeemed | WPSDGENRRN0010-Rev03-Msr012 | None | NonRes | Def-GSIA | Com-Default>2yrs | None | WPSDGENRRN0010-Rev03-Msr012-FULL | WPSDGENRRN0010-Rev03-Msr012-BASE | ExAnte2016 | IOU workpaper |  | Food Service - Glass-Door Reach In Refrigerator >50' | 4456531 | Deemed | Proposed
SDG | 402164 | 2019-01-01 |  | WPSDGENRRN0010-3 | NR | DnDeemed | WPSDGENRRN0010-Rev03-Msr010 | None | NonRes | Def-GSIA | Com-Default>2yrs | None | WPSDGENRRN0010-Rev03-Msr010-FULL | WPSDGENRRN0010-Rev03-Msr010-BASE | ExAnte2016 | IOU workpaper |  | Food Service - Glass-Door Reach In Refrigerator 15-29' | 4456531 | Deemed | Proposed
SDG | 402165 | 2019-01-01 |  | WPSDGENRRN0010-3 | NR | DnDeemed | WPSDGENRRN0010-Rev03-Msr011 | None | NonRes | Def-GSIA | Com-Default>2yrs | None | WPSDGENRRN0010-Rev03-Msr011-FULL | WPSDGENRRN0010-Rev03-Msr011-BASE | ExAnte2016 | IOU workpaper |  | Food Service - Glass-Door Reach In Refrigerator 30-49' | 4456531 | Deemed | Proposed
SDG | 402166 | 2019-01-01 |  | WPSDGENRRN0010-3 | NR | DnDeemed | WPSDGENRRN0010-Rev03-Msr005 | None | NonRes | Def-GSIA | Com-Default>2yrs | None | WPSDGENRRN0010-Rev03-Msr005-FULL | WPSDGENRRN0010-Rev03-Msr005-BASE | ExAnte2016 | IOU workpaper |  | Food Service - Solid-Door Reach In Freezer <15' | 4456531 | Deemed | Proposed
SDG | 402167 | 2019-01-01 |  | WPSDGENRRN0010-3 | NR | DnDeemed | WPSDGENRRN0010-Rev03-Msr008 | None | NonRes | Def-GSIA | Com-Default>2yrs | None | WPSDGENRRN0010-Rev03-Msr008-FULL | WPSDGENRRN0010-Rev03-Msr008-BASE | ExAnte2016 | IOU workpaper |  | Food Service - Solid-Door Reach In Freezer >50' | 4456531 | Deemed | Proposed
SDG | 402168 | 2019-01-01 |  | WPSDGENRRN0010-3 | NR | DnDeemed | WPSDGENRRN0010-Rev03-Msr006 | None | NonRes | Def-GSIA | Com-Default>2yrs | None | WPSDGENRRN0010-Rev03-Msr006-FULL | WPSDGENRRN0010-Rev03-Msr006-BASE | ExAnte2016 | IOU workpaper |  | Food Service - Solid-Door Reach In Freezer 15-29' | 4456531 | Deemed | Proposed
SDG | 402169 | 2019-01-01 |  | WPSDGENRRN0010-3 | NR | DnDeemed | WPSDGENRRN0010-Rev03-Msr007 | None | NonRes | Def-GSIA | Com-Default>2yrs | None | WPSDGENRRN0010-Rev03-Msr007-FULL | WPSDGENRRN0010-Rev03-Msr007-BASE | ExAnte2016 | IOU workpaper |  | Food Service - Solid-Door Reach In Freezer 30-49' | 4456531 | Deemed | Proposed
SDG | 402170 | 2019-01-01 |  | WPSDGENRRN0010-3 | NR | DnDeemed | WPSDGENRRN0010-Rev03-Msr001 | None | NonRes | Def-GSIA | Com-Default>2yrs | None | WPSDGENRRN0010-Rev03-Msr001-FULL | WPSDGENRRN0010-Rev03-Msr001-BASE | ExAnte2016 | IOU workpaper |  | Food Service - Solid-Door Reach In Refrigerator <15' | 4456531 | Deemed | Proposed
SDG | 402171 | 2019-01-01 |  | WPSDGENRRN0010-3 | NR | DnDeemed | WPSDGENRRN0010-Rev03-Msr004 | None | NonRes | Def-GSIA | Com-Default>2yrs | None | WPSDGENRRN0010-Rev03-Msr004-FULL | WPSDGENRRN0010-Rev03-Msr004-BASE | ExAnte2016 | IOU workpaper |  | Food Service - Solid-Door Reach In Refrigerator >50' | 4456531 | Deemed | Proposed
SDG | 402172 | 2019-01-01 |  | WPSDGENRRN0010-3 | NR | DnDeemed | WPSDGENRRN0010-Rev03-Msr002 | None | NonRes | Def-GSIA | Com-Default>2yrs | None | WPSDGENRRN0010-Rev03-Msr002-FULL | WPSDGENRRN0010-Rev03-Msr002-BASE | ExAnte2016 | IOU workpaper |  | Food Service - Solid-Door Reach In Refrigerator 15-29' | 4456531 | Deemed | Proposed
SDG | 402173 | 2019-01-01 |  | WPSDGENRRN0010-3 | NR | DnDeemed | WPSDGENRRN0010-Rev03-Msr003 | None | NonRes | Def-GSIA | Com-Default>2yrs | None | WPSDGENRRN0010-Rev03-Msr003-FULL | WPSDGENRRN0010-Rev03-Msr003-BASE | ExAnte2016 | IOU workpaper |  | Food Service - Solid-Door Reach In Refrigerator 30-49' | 4456531 | Deemed | Proposed
SDG | 402250 | 2019-01-01 |  | WPSDGENRCS0001-1 | AOE | DnDeemed | WPSDGENRCS0001-Rev01-Msr001 | None | NonRes | Def-GSIA | Com-Default>2yrs | None | WPSDGENRCS0001-Rev01-Msr001-FULL | WPSDGENRCS0001-Rev01-Msr001-BASE | ExAnte2016 | IOU workpaper |  | Refrigeration - Vending Machine Controller | 4456531 | Deemed | Proposed
SDG | 402255 | 2019-01-01 |  | WPSDGENRRN0009-2 | AOE | DnDeemed | WPSDGENRRN0009-Rev02-Msr002 | None | NonRes | Def-GSIA | Com-Default>2yrs | None | WPSDGENRRN0009-Rev02-Msr002-FULL | WPSDGENRRN0009-Rev02-Msr002-BASE | ExAnte2016 | IOU workpaper |  | Refrigeration - Anti-Sweat Heater Controls | 4456531 | Deemed | Proposed
SDG | 402256 | 2019-01-01 |  | WPSDGENRRN0011-2 | AOE | DnDeemed | WPSDGENRRN0011-Rev02-Msr001 | None | NonRes | Def-GSIA | Com-Default>2yrs | None | WPSDGENRRN0011-Rev02-Msr001-FULL |  | ExAnte2014 | IOU workpaper |  | Refrigeration - Food Service -Evaporator Fan Controller for Walk-In Coolers | 4456531 | Deemed | Proposed
SDG | 402421 | 2019-01-01 |  | WPSDGENRWH0021-4 | AOE | DnDeemed | WPSDGENRWH0021-Rev04-Msr001 | None | NonRes | Def-GSIA | Com-Default>2yrs | None | ClothesWash_equip_OzoneGen-Full | BaseCostZero | ExAnte2018 | IOU workpaper |  | Ozone Laundry System | 4456531 | Deemed | Proposed
SDG | 404011 | 2019-01-01 |  | WPSDGEREWP0002-8 | NR | DnDeemed | WPSDGEREWP0002-Rev08-Msr002 | None | Res | Def-GSIA | Res-Default>2 | None | SDG-VFDPoolPumpSF2 | SDG-2SpdPoolPumpSF | ExAnte2018 | IOU workpaper |  | Motor - Pool Pump/Motor variable speed | 4456531 | Deemed | Proposed
SDG | 405034 | 2019-01-01 |  | WPSDGEREWH1012-2 | AOE | DnDeemed | WPSDGEREWH1012-Rev02-Msr001 | None | Res | Res-LowF-DHWSavingsKit-All | Res-Default>2 | None | SDG-DHW-FaucetAerator | SDG-DHW-FaucetAerator-Std | ExAnte2018 | IOU workpaper |  | Water Heating-Faucet Aerators | 4456531 | Deemed | Proposed
SDG | 416277 | 2019-01-01 |  | WPSDGENRHC1052-0 | AR | DnDeemed | D03-084 | None | NonRes | Def-GSIA | Com-Default>2yrs | None |  |  | DEER2005 | D05 v2.01 |  | Packaged Terminal AC <7k ER-Rebate | 4456531 | DEER | Proposed
SDG | 416278 | 2019-01-01 |  | WPSDGENRHC1052-0 | NR | DnDeemed | D03-084 | None | NonRes | Def-GSIA | Com-Default>2yrs | None | SDG-PTAC-lt7kBtuh-13p21eer | SDG-PTAC-lt7kBtuh-11p01eer | DEER2005 | D05 v2.01 |  | Packaged Terminal AC <7k-Rebate | 4456531 | DEER | Proposed
SDG | 416279 | 2019-01-01 |  | WPSDGENRHC1052-0 | AR | DnDeemed | D03-100 | None | NonRes | Def-GSIA | Com-Default>2yrs | None |  |  | DEER2005 | D05 v2.01 |  | Packaged Terminal AC >15k ER-Rebate | 4456531 | DEER | Proposed
SDG | 416280 | 2019-01-01 |  | WPSDGENRHC1052-0 | NR | DnDeemed | D03-100 | None | NonRes | Def-GSIA | Com-Default>2yrs | None | SDG-PTAC-gt15kBtuh-10p28eer | SDG-PTAC-gt15kBtuh-09p31eer | DEER2005 | D05 v2.01 |  | Packaged Terminal AC >15k-Rebate | 4456531 | DEER | Proposed
SDG | 416281 | 2019-01-01 |  | WPSDGENRHC1052-0 | AR | UpDeemed | D03-099 | None | NonRes | Def-GSIA | NonRes-sAll-mHVAC-DX-up | None | PTAC-gt15kBtuh-10p28eer-ER-FULL | PTAC-gt15kBtuh-10p28eer-ER-BASE | DEER2005 | D05 v2.01 | 2014-06-19 | Packaged Terminal AC 7-15k ER-Rebate | 4456531 | DEER | Proposed
SDG | 416282 | 2019-01-01 |  | WPSDGENRHC1052-0 | NR | DnDeemed | D03-099 | None | NonRes | Def-GSIA | Com-Default>2yrs | None | SDG-PTAC-7to15kBtuh-12p19eer | SDG-PTAC-7to15kBtuh-10p16eer | DEER2005 | D05 v2.01 |  | Packaged Terminal AC 7-15k-Rebate | 4456531 | DEER | Proposed
SDG | 416283 | 2019-01-01 |  | WPSDGENRHC1052-0 | AR | DnDeemed | D03-085 | None | NonRes | Def-GSIA | Com-Default>2yrs | None | PTAC-lt7kBtuh-13p21eer-FULL | PTAC-lt7kBtuh-13p21eer-BASE | DEER2005 | D05 v2.01 |  | Packaged Terminal HP <7k ER-Rebate | 4456531 | DEER | Proposed
SDG | 416284 | 2019-01-01 |  | WPSDGENRHC1052-0 | NR | DnDeemed | D03-085 | None | NonRes | Def-GSIA | Com-Default>2yrs | None | SDG-PTHP-lt7kBtuh-12p97eer-3p62cop | SDG-PTHP-lt7kBtuh-10p81eer-3p02cop | DEER2005 | D05 v2.01 |  | Packaged Terminal HP <7k-Rebate | 4456531 | DEER | Proposed
SDG | 416285 | 2019-01-01 |  | WPSDGENRHC1052-0 | AR | DnDeemed | D03-102 | None | NonRes | Def-GSIA | Com-Default>2yrs | None |  |  | DEER2005 | D05 v2.01 |  | Packaged Terminal HP >15k ER-Rebate | 4456531 | DEER | Proposed
SDG | 416286 | 2019-01-01 |  | WPSDGENRHC1052-0 | NR | DnDeemed | D03-102 | None | NonRes | Def-GSIA | Com-Default>2yrs | None | SDG-PTHP-gt15kBtuh-10p93eer-3p37cop | SDG-PTHP-gt15kBtuh-9p11eer-2p80cop | DEER2005 | D05 v2.01 |  | Packaged Terminal HP >15k-Rebate | 4456531 | DEER | Proposed
SDG | 416287 | 2019-01-01 |  | WPSDGENRHC1052-0 | AR | UpDeemed | D03-101 | None | NonRes | Def-GSIA | NonRes-sAll-mHVAC-DX-up | None | PTHP-gt15kBtuh-10p93eer-3p37cop-ER-FULL | PTHP-gt15kBtuh-10p93eer-3p37cop-ER-BASE | DEER2005 | D05 v2.01 | 2014-06-19 | Packaged Terminal HP 7-15k ER-Rebate | 4456531 | DEER | Proposed
SDG | 416288 | 2019-01-01 |  | WPSDGENRHC1052-0 | NR | DnDeemed | D03-101 | None | NonRes | Def-GSIA | Com-Default>2yrs | None | SDG-PTHP-7to15kBtuh-11p95eer-3p49cop | SDG-PTHP-7to15kBtuh-9p96eer-2p91cop | DEER2005 | D05 v2.01 |  | Packaged Terminal HP 7-15k-Rebate | 4456531 | DEER | Proposed
SDG | 416305 | 2019-01-01 |  | WPSDGENRMI0004-2 | NR | UpDeemed | D03-058 | None | NonRes | Def-GSIA | Com-Default>2yrs | None | D08-NE-HVAC-Econo-CentFULL |  | DEER2005 | D05 v2.01 | 2014-06-19 | Commercial Packaged Economizer Retrofit-UP Stream | 4456531 | DEER | Proposed
SDG | 416306 | 2019-01-01 |  | WPSDGENRMI0004-2 | AOE | DnDeemed | D03-058 | None | NonRes | Def-GSIA | Com-Default>2yrs | None | D08-NE-HVAC-Econo-CentFULL |  | DEER2005 | D05 v2.01 |  | Commercial Packaged Economizer Retrofit | 4456531 | DEER | Proposed
SDG | 416355 | 2019-01-01 |  | WPSDGENRMI0004-2 | BW | DnDeemed | D03-075 | None | NonRes | Def-GSIA | Com-Default>2yrs | None | D03-075-FULL |  | DEER2005 | D05 v2.01 |  | Increased duct insulation in older vintages (1978-1992) | 4456531 | DEER | Proposed
SDG | 416356 | 2019-01-01 |  | WPSDGENRMI0004-2 | BW | DnDeemed | D03-075 | None | NonRes | Def-GSIA | Com-Default>2yrs | None | D03-075-FULL |  | DEER2005 | D05 v2.01 |  | Increased duct insulation in older vintages (pre-1978) | 4456531 | DEER | Proposed
SDG | 416361 | 2019-01-01 |  | WPSDGENRHC1051-1 | AOE | DnDeemDI | WPSDGENRHC1051-Rev01-Msr001 | None | NonRes | Def-GSIA | Com-Default>2yrs | None | WPSDGENRHC1051-Rev01-Msr001-FULL | WPSDGENRHC1051-Rev01-Msr001-BASE | ExAnte2016 | IOU workpaper |  | PTAC/PTHP Controllers ACC-DI | 4456531 | Deemed | Proposed
SDG | 416362 | 2019-01-01 |  | WPSDGENRHC1051-1 | AOE | DnDeemed | WPSDGENRHC1051-Rev01-Msr001 | None | NonRes | Def-GSIA | Com-Default>2yrs | None | WPSDGENRHC1051-Rev01-Msr001-FULL | WPSDGENRHC1051-Rev01-Msr001-BASE | ExAnte2016 | IOU workpaper |  | PTAC/PTHP Controllers ACC-Rebate | 4456531 | Deemed | Proposed
SDG | 416399 | 2019-01-01 |  | WPSDGENRMI0004-2 | NR | UpDeemed | D03-060 | None | NonRes | Com-RCA-SDG | Com-Default>2yrs | None | WPSDGENRMI0004-Rev03-Msr002-IMC |  | DEER2005 | D05 v2.01 |  | Economizer Repair - (Typical Unit) Savings Only | 4456531 | DEER | Proposed
SDG | 416409 | 2019-01-01 |  | WPSDGENRMI0004-2 | BRO-RCx | DnDeemDI | Com-RefrigCharge-wtd | DEER_for_2014 | NonRes | Com-RCA-SDG | NonRes-sAll-mHVAC-RCA | None | IT14-Com-RefrigCharge-wtd-FULL |  | DEER2014 | D11 v4.00 | 2014-01-21 | RCA Inc Refr Chg - Savings Only | 4456531 | DEER | Proposed
SDG | 416449 | 2019-01-01 |  | WPSDGENRMI0004-2 | NR | DnDeemed | Com-RefrigCharge-wtd | DEER_for_2014 | NonRes | Def-GSIA | All-Default<=2yrs | None | IT14-Com-RefrigCharge-wtd-FULL |  | DEER2014 | D11 v4.00 |  | Quality Installation - Equipment Installation - Incentive | 4456531 | DEER | Proposed
SDG | 420138 | 2019-01-01 |  | WPSDGEREHC0032-2 | BRO-RCx | DnDeemDI | WPSDGEREHC0032-Rev02-Msr005 | None | Res | Def-GSIA | Res-sAll-mHVAC-RCA | None | SDG-CondCoilCleanRes | BaseCostZero | ExAnte2019 | IOU workpaper |  | Residential SF Condenser Coil Cleaning | 4390995 | Deemed | Proposed
SDG | 420144 | 2019-01-01 |  | WPSDGEREHC1064-1 | NR | DnDeemed | WPSDGEREHC1064-Rev01-Msr001 | None | Res | Def-GSIA | All-Default<=2yrs | None | WPSDGEREHC1064-Rev01-Msr001-FULL | WPSDGEREHC1064-Rev01-Msr001-BASE | ExAnte2017 | IOU workpaper |  | Quality Installation - SEER 15 | 4456531 | Deemed | Proposed
SDG | 420147 | 2019-01-01 |  | WPSDGEREHC0032-2 | BRO-RCx | DnDeemDI | WPSDGEREHC0032-Rev02-Msr007 | None | Res | Res-RAC-All | Res-Default>2 | None | SDG-AirFlowAdjRes | BaseCostZero | ExAnte2019 | IOU workpaper |  | Airflow Correction | 4390995 | Deemed | Proposed
SDG | 420149 | 2019-01-01 |  | WPSDGEREHC1065-4 | NR | DnDeemDI | WPSDGEREHC1065-Rev04-Msr002 | None | Res | Def-GSIA | Res-Default>2 | None | SDG-Res_SupFanMtr_Brushless | SDG-Res_SupFanMtr_PSC | ExAnte2018 | IOU workpaper |  | New Blower Motor | 4390995 | Deemed | Proposed
SDG | 420156 | 2019-01-01 |  | WPSDGEREHC0024-3 | AOE | DnDeemed | WPSDGEREHC0024-Rev03-Msr004 | None | Res | Def-GSIA | Res-Default>2 | None | SDG-FanDelayController_per_install | BaseCostZero | ExAnte2018 | IOU workpaper |  | Efficient Fan Controller | 4390995 | Deemed | Proposed
SDG | 421014 | 2019-01-01 |  | WPSDGEREWH1012-2 | AOE | DnDeemDI | WPSDGEREWH1012-Rev02-Msr002 | None | Res | Res-LowF-FA-SDG | Res-mDHWaerator | None | SDG-DHW-FaucetAerator | WPSDGEREWH1012-Rev02-Msr001-BASE | ExAnte2018 | IOU workpaper |  | Kitchen Faucet Aerator (SFm and DMo Use Only) | 4456531 | Deemed | Proposed
SDG | 421015 | 2019-01-01 |  | WPSDGEREWH1061A-5 | AOE | DnDeemDI | WPSDGEREWH1061A-Rev05-Msr001 | None | Res | Res-LowF-SH-All | Res-sAll-mDHWshwr | None | WPSDGEREWH1061A-Rev05-Msr001-FULL | WPSDGEREWH1061A-Rev05-Msr001-BASE | ExAnte2017 | IOU workpaper |  | Low Flow Showerheads | 4456531 | Deemed | Proposed
SDG | 421023 | 2019-01-01 |  | WPSDGEREHC0032-2 | BRO-RCx | DnDeemDI | WPSDGEREHC0032-Rev02-Msr009 | None | Res | Res-DuctSeal-All | Res-sAll-mDuctSeal | None | SDG-DuctSeatRes | BaseCostZero | ExAnte2019 | IOU workpaper |  | Duct Test and Seal 1976-1994 | 4390995 | Deemed | Proposed
SDG | 421024 | 2019-01-01 |  | WPSDGEREHC0032-2 | BRO-RCx | DnDeemDI | WPSDGEREHC0032-Rev02-Msr008 | None | Res | Res-DuctSeal-All | Res-sAll-mDuctSeal | None | SDG-DuctSeatRes | BaseCostZero | ExAnte2019 | IOU workpaper |  | Duct Test and Seal 1995-2005 | 4390995 | Deemed | Proposed
SDG | 421038 | 2019-01-01 |  | WPSDGENRCS0001-1 | AOE | DnDeemDI | WPSDGENRCS0001-Rev01-Msr002 | None | NonRes | Def-GSIA | Res-Default>2 | None | WPSDGENRCS0001-Rev01-Msr002-FULL | WPSDGENRCS0001-Rev01-Msr002-BASE | ExAnte2016 | IOU workpaper |  | Vending Machine Controller (Cold Drink) | 4456531 | Deemed | Proposed
SDG | 428002 | 2019-01-01 |  | WPSDGENRMI0004-2 | BRO-RCx | DnDeemDI | Com-RefrigCharge-wtd | DEER_for_2014 | NonRes | Com-RCA-SDG | NonRes-sAll-mHVAC-RCA | None | IT14-Com-RefrigCharge-wtd-FULL |  | DEER2014 | D11 v4.00 |  | Small Pkg AC, increase refrigerant charge from typical under-charge to factory specified level | 4456531 | DEER | Proposed
SDG | 428003 | 2019-01-01 |  | WPSDGENRMI0004-2 | BRO-RCx | DnDeemDI | Com-RefrigCharge-wtd | DEER_for_2014 | NonRes | Com-RCA-SDG | NonRes-sAll-mHVAC-RCA | None | IT14-Com-RefrigCharge-wtd-FULL |  | DEER2014 | D11 v4.00 |  | Small Pkg AC, increase refrigerant charge from high under-charge to factory specified level | 4456531 | DEER | Proposed
SDG | 428004 | 2019-01-01 |  | WPSDGENRMI0004-2 | BRO-RCx | DnDeemDI | Com-RefrigCharge-wtd | DEER_for_2014 | NonRes | Com-RCA-SDG | NonRes-sAll-mHVAC-RCA | None | IT14-Com-RefrigCharge-wtd-FULL |  | DEER2014 | D11 v4.00 |  | Small Pkg AC, decrease refrigerant charge from typical over-charge to factory specified level | 4456531 | DEER | Proposed
SDG | 428005 | 2019-01-01 |  | WPSDGENRMI0004-2 | BRO-RCx | DnDeemDI | Com-RefrigCharge-wtd | DEER_for_2014 | NonRes | Com-RCA-SDG | NonRes-sAll-mHVAC-RCA | None | IT14-Com-RefrigCharge-wtd-FULL |  | DEER2014 | D11 v4.00 |  | Small Pkg AC, decrease refrigerant charge from high over-charge to factory specified level | 4456531 | DEER | Proposed
SDG | 428010 | 2019-01-01 |  | WPSDGENRMI0004-2 | BRO-RCx | DnDeemDI | D03-060 | None | NonRes | Com-RCA-SDG | Com-Default>2yrs | None | WPSDGENRMI0004-Rev03-Msr002-FULL |  | DEER2005 | D05 v2.01 | 2014-06-19 | Checked and re-positioned outside air dampers | 4456531 | DEER | Proposed
SDG | 428029 | 2019-01-01 |  | WPSDGENRMI0004-2 | AOE | DnDeemDI | D03-205 | None | NonRes | Def-GSIA | Com-Default>2yrs | None | D03-205-FULL |  | DEER2005 | D05 v2.01 | 2014-06-19 | Refrigeration - Night Covers for Display Cases Med Temp | 4456531 | DEER | Proposed
SDG | 428030 | 2019-01-01 |  | WPSDGENRRN0009-2 | AOE | DnDeemDI | WPSDGENRRN0009-Rev02-Msr002 | None | NonRes | Def-GSIA | Com-Default>2yrs | None | WPSDGENRRN0009-Rev02-Msr002-FULL | WPSDGENRRN0009-Rev02-Msr002-BASE | ExAnte2016 | IOU workpaper |  | Refrigeration - Anti-Sweat Heater Controls | 4456531 | Deemed | Proposed
SDG | 429002 | 2019-01-01 |  | WPSDGENRMI0004-2 | BRO-RCx | DnDeemDI | Com-RefrigCharge-wtd | DEER_for_2014 | NonRes | Com-RCA-SDG | NonRes-sAll-mHVAC-RCA | None | IT14-Com-RefrigCharge-wtd-FULL |  | DEER2014 | D11 v4.00 | 2014-01-21 | Small Pkg AC, increase refrigerant charge from typical under-charge to factory specified level | 4456531 | DEER | Proposed
SDG | 429003 | 2019-01-01 |  | WPSDGENRMI0004-2 | BRO-RCx | DnDeemDI | Com-RefrigCharge-wtd | DEER_for_2014 | NonRes | Com-RCA-SDG | NonRes-sAll-mHVAC-RCA | None | IT14-Com-RefrigCharge-wtd-FULL |  | DEER2014 | D11 v4.00 | 2014-01-21 | Small Pkg AC, increase refrigerant charge from high under-charge to factory specified level | 4456531 | DEER | Proposed
SDG | 429004 | 2019-01-01 |  | WPSDGENRMI0004-2 | BRO-RCx | DnDeemDI | Com-RefrigCharge-wtd | DEER_for_2014 | NonRes | Com-RCA-SDG | NonRes-sAll-mHVAC-RCA | None | IT14-Com-RefrigCharge-wtd-FULL |  | DEER2014 | D11 v4.00 | 2014-01-21 | Small Pkg AC, decrease refrigerant charge from typical over-charge to factory specified level | 4456531 | DEER | Proposed
SDG | 429005 | 2019-01-01 |  | WPSDGENRMI0004-2 | BRO-RCx | DnDeemDI | Com-RefrigCharge-wtd | DEER_for_2014 | NonRes | Com-RCA-SDG | NonRes-sAll-mHVAC-RCA | None | IT14-Com-RefrigCharge-wtd-FULL |  | DEER2014 | D11 v4.00 | 2014-01-21 | Small Pkg AC, decrease refrigerant charge from high over-charge to factory specified level | 4456531 | DEER | Proposed
SDG | 429010 | 2019-01-01 |  | WPSDGENRMI0004-2 | BRO-RCx | DnDeemDI | D03-060 | None | NonRes | Def-GSIA | Com-Default>2yrs | None | WPSDGENRMI0004-Rev03-Msr002-FULL |  | DEER2005 | D05 v2.01 | 2014-06-19 | Checked and re-positioned outside air dampers | 4456531 | DEER | Proposed
SDG | 429029 | 2019-01-01 |  | WPSDGENRMI0004-2 | AOE | DnDeemDI | D03-205 | None | NonRes | Def-GSIA | Com-Default>2yrs | None | D03-205-FULL |  | DEER2005 | D05 v2.01 | 2014-06-19 | Refrigeration - Night Covers for Display Cases Med Temp | 4456531 | DEER | Proposed
SDG | 429066 | 2019-01-01 |  | WPSDGENRMI0004-2 | NR | DnDeemDI | Com-Lighting-InExit_Exit-Incand-40w-Double_Exit-CFL-21w-Double | DEER_for_2014 | NonRes | Def-GSIA | Com-Default>2yrs | None |  |  | DEER2014 | D13 v1.0 | 2014-01-21 | LED OPEN Sign Replacing Neon OPEN Sign | 4456531 | DEER | Proposed
SDG | 434009 | 2019-01-01 |  | WPSDGEREHC1066-0 | BW | DnDeemDI | RB-BS-CeilIns-VintR-AddR19 | DEER_for_2017 | Res | Def-GSIA | Res-sSF-mShellIns | None | SDG-ClgInsModIncome |  | DEER2017 | D17 v1.0 |  | M09: R19-R38 Attic Insulation | 4456531 | DEER | Proposed
SDG | 434010 | 2019-01-01 |  | WPSDGEREHC1066-0 | BW | DnDeemDI | RB-BS-CeilIns-VintR-AddR11 | DEER_for_2017 | Res | Def-GSIA | Res-sSF-mShellIns | None | SDG-ClgInsModIncome |  | DEER2017 | D17 v1.0 |  | M10: R11-R38 Attic Insulation | 4456531 | DEER | Proposed
SDG | 434011 | 2019-01-01 |  | WPSDGEREHC1066-0 | BW | DnDeemDI | RB-BS-CeilIns-R0-R38 | DEER_for_2017 | Res | Def-GSIA | Res-sSF-mShellIns | None | SDG-ClgInsModIncome |  | DEER2017 | D17 v1.0 |  | M11: R0-R38 Attic Insulation | 4456531 | DEER | Proposed
SDG | 434012 | 2019-01-01 |  | WPSDGEREHC1066-0 | BW | DnDeemDI | RB-BS-CeilIns-VintR-AddR19 | DEER_for_2017 | Res | Def-GSIA | Res-Default-HTR-di | None | SDG-ClgInsModIncome |  | DEER2017 | D17 v1.0 |  | M12: Knee Wall Insulation R19 | 4456531 | DEER | Proposed
SDG | 462164 | 2019-01-01 |  | WPSDGENRMI0004-2 | NR | DnDeemDI | D03-010 | None | NonRes | Def-GSIA | Com-Default>2yrs | None | D08-NE-ILtg-TmClck-FULL |  | DEER2005 | D05 v2.01 | 2014-06-19 | Programmable Timeclock To Control Lighting | 4456531 | DEER | Proposed
SDG | 462166 | 2019-01-01 |  | WPSDGENRMI0004-2 | AOE | DnDeemDI | D03-058 | None | NonRes | Def-GSIA | Com-Default>2yrs | None | D08-NE-HVAC-Econo-CentFULL |  | DEER2005 | D05 v2.01 | 2014-06-19 | Packaged System Economizer Retrofit | 4456531 | DEER | Proposed
SDG | 462167 | 2019-01-01 |  | WPSDGENRMI0004-2 | BRO-RCx | DnDeemDI | D03-060 | None | NonRes | Def-GSIA | Com-Default>2yrs | None | WPSDGENRMI0004-Rev03-Msr002-FULL |  | DEER2005 | D05 v2.01 | 2014-06-19 | Adjust Economizers | 4456531 | DEER | Proposed
SDG | 462172 | 2019-01-01 |  | WPSDGENRMI0004-2 | NR | DnDeemDI | D03-010 | None | NonRes | Def-GSIA | Com-Default>2yrs | None | D08-NE-ILtg-TmClck-FULL |  | DEER2005 | D05 v2.01 | 2014-06-19 | Programmable Timeclock To Control Lighting | 4456531 | DEER | Proposed
SDG | 462174 | 2019-01-01 |  | WPSDGENRMI0004-2 | AOE | DnDeemDI | D03-058 | None | NonRes | Def-GSIA | Com-Default>2yrs | None | D08-NE-HVAC-Econo-CentFULL |  | DEER2005 | D05 v2.01 | 2014-06-19 | Packaged System Economizer Retrofit | 4456531 | DEER | Proposed
SDG | 462175 | 2019-01-01 |  | WPSDGENRMI0004-2 | BRO-RCx | DnDeemDI | D03-060 | None | NonRes | Def-GSIA | Com-Default>2yrs | None | WPSDGENRMI0004-Rev03-Msr002-FULL |  | DEER2005 | D05 v2.01 | 2014-06-19 | Adjust Economizers | 4456531 | DEER | Proposed
SDG | 462178 | 2019-01-01 |  | WPSDGEREWH1012-2 | AOE | DnDeemed | WPSDGEREWH1012-Rev02-Msr002 | None | Res | Res-LowF-FA-SDG | Res-mDHWaerator | None | SDG-DHW-FaucetAerator | WPSDGEREWH1012-Rev02-Msr001-BASE | ExAnte2018 | IOU workpaper |  | Kitchen Faucet Aerator | 4456531 | Deemed | Proposed
SDG | 462282 | 2019-01-01 |  | WPSDGEREHC0024-3 | AOE | DnDeemDI | WPSDGEREHC0024-Rev03-Msr004 | None | Res | Def-GSIA | Res-Default>2 | None | SDG-FanDelayController_per_install | BaseCostZero | ExAnte2018 | IOU workpaper |  | Efficient Fan Control (EFC) w/AC | 4390995 | Deemed | Proposed
SDG | 462343 | 2019-01-01 |  | WPSDGENRMI0004-2 | NR | DnDeemed | D03-073 | None | NonRes | Def-GSIA | Com-Default>2yrs | None | D03-073-FULL |  | DEER2005 | D05 v2.01 | 2014-06-19 | Setback Programmable Thermostats | 4456531 | DEER | Proposed
SDG | 462345 | 2019-01-01 |  | WPSDGENRMI0004-2 | AOE | DnDeemed | D03-044 | None | NonRes | Def-GSIA | Com-Default>2yrs | None | D03-044-FULL |  | DEER2005 | D05 v2.01 | 2014-06-19 | Chilled Water Reset | 4456531 | DEER | Proposed
SDG | 462351 | 2019-01-01 |  | WPSDGENRMI0004-2 | AOE | DnDeemed | D03-050 | None | NonRes | Def-GSIA | Com-Default>2yrs | None | WPSDGENRMI0004-Rev03-Msr001-FULL |  | DEER2005 | D05 v2.01 |  | Variable Air Volume Box | 4456531 | DEER | Proposed
SDG | 462352 | 2019-01-01 |  | WPSDGENRMI0004-2 | NR | DnDeemed | D03-069 | None | NonRes | Def-GSIA | Com-Default>2yrs | None | D03-069-FULL | D03-069-BASE | DEER2005 | D05 v2.01 | 2014-06-19 | Efficient Water Source Heat Pump | 4456531 | DEER | Proposed
SDG | 462353 | 2019-01-01 |  | WPSDGENRRN0017-0 | AOE | DnDeemed | D03-220 | None | NonRes | Def-GSIA | Com-Default>2yrs | None | SDG-GrocSys_FltSucPres | BaseCostZero | DEER2005 | D05 v2.01 |  | Grocery, Floating Suction Pressure | 4456531 | DEER | Proposed
SDG | 462354 | 2019-01-01 |  | WPSDGENRRN0017-0 | AOE | DnDeemed | D03-221 | None | NonRes | Def-GSIA | Com-Default>2yrs | None | SDG-GrocSys_FltHdPres_AirCooled | BaseCostZero | DEER2005 | D05 v2.01 |  | Grocery, Floating Head Pressure, Fixed Setpoint (air-cooled) | 4456531 | DEER | Proposed
SDG | 462355 | 2019-01-01 |  | WPSDGENRRN0017-0 | AOE | DnDeemed | D03-222 | None | NonRes | Def-GSIA | Com-Default>2yrs | None | SDG-GrocSys_FltHdPres_EvapCooled | BaseCostZero | DEER2005 | D05 v2.01 |  | Grocery, Floating Head Pressure, Fixed Setpoint (evap-cooled) | 4456531 | DEER | Proposed
SDG | 462356 | 2019-01-01 |  | WPSDGENRMI0004-2 | NR | DnDeemed | D03-063 | None | NonRes | Def-GSIA | Com-Default>2yrs | None | D03-063-FULL |  | DEER2005 | D05 v2.01 | 2014-06-19 | Two-Speed Cooling Tower Fans | 4456531 | DEER | Proposed
SDG | 462358 | 2019-01-01 |  | WPSDGENRMI0004-2 | AR | DnDeemDI | D03-073 | None | NonRes | Def-GSIA | All-Default<=2yrs | None | D03-073-FULL |  | DEER2005 | D05 v2.01 |  | PCT equipment | 4456531 | DEER | Proposed
SDG | 462510 | 2019-01-01 |  | WPSDGEREHC1063-0 | NR | DnDeemed | Res-GasFurnace-AFUE92 | None | Res | Def-GSIA | Res-Default>2 | None | SDG-ESCtrlGs-AFUE-92 | SDG-CtrlGs-AFUE-80 | DEER2017 | D17 v2 |  | Furnace - Energy Star Central Gas (AFUE=92%) | 4456531 | DEER | Proposed
SDG | 462513 | 2019-01-01 |  | WPSDGEREHC1063-0 | NR | DnDeemed | Res-GasFurnace-AFUE95 | None | Res | Def-GSIA | Res-Default>2 | None | SDG-ESCtrlGs-AFUE-95 | SDG-CtrlGs-AFUE-80 | DEER2017 | D17 v2 |  | Furnace - Energy Star Central Gas (AFUE=95%) SFm | 4456531 | DEER | Proposed
SDG | 462514 | 2019-01-01 |  | WPSDGEREHC1063-0 | NR | DnDeemed | Res-GasFurnace-AFUE96 | None | Res | Def-GSIA | Res-Default>2 | None | SDG-ESCtrlGs-AFUE-96 | SDG-CtrlGs-AFUE-80 | DEER2017 | D17 v2 |  | Furnace - Energy Star Central Gas (AFUE=96%) | 4456531 | DEER | Proposed
SDG | 462515 | 2019-01-01 |  | WPSDGEREHC1063-0 | NR | DnDeemed | Res-GasFurnace-AFUE97 | None | Res | Def-GSIA | Res-Default>2 | None | SDG-ESCtrlGs-AFUE-97 | SDG-CtrlGs-AFUE-80 | DEER2017 | D17 v2 |  | Furnace - Energy Star Central Gas (AFUE=97%) SFm | 4456531 | DEER | Proposed
SDG | 462665 | 2019-01-01 |  | WPSDGENRRN0017-0 | AOE | DnDeemed | D03-223 | None | NonRes | Def-GSIA | Com-Default>2yrs | None | SDG-GrocSys_FltHdPres_AirCooled | BaseCostZero | DEER2005 | D05 v2.01 |  | Grocery, Floating Head Pressure, Variable Setpoint (air-cooled) | 4456531 | DEER | Proposed
SDG | 462666 | 2019-01-01 |  | WPSDGENRRN0017-0 | AOE | DnDeemed | D03-224 | None | NonRes | Def-GSIA | Com-Default>2yrs | None | SDG-GrocSys_FltHdPres_EvapCooled | BaseCostZero | DEER2005 | D05 v2.01 |  | Grocery, Floating Head Pressure, Variable Setpoint (evap-cooled) | 4456531 | DEER | Proposed
SDG | 462696 | 2019-01-01 |  | WPSDGENRMI0004-2 | AOE | DnDeemed | D03-059 | None | NonRes | Def-GSIA | Com-Default>2yrs | None | D03-058-FULL |  | DEER2005 | D05 v2.01 | 2014-06-19 | Economizer - Central system | 4456531 | DEER | Proposed
SDG | 462697 | 2019-01-01 |  | WPSDGENRMI0004-2 | AOE | DnDeemed | D03-064 | None | NonRes | Def-GSIA | Com-Default>2yrs | None | D03-064-FULL |  | DEER2005 | D05 v2.01 | 2014-06-30 | VSD Cooling Tower Fans (Two Speed tower fan to VFD fan control) | 4456531 | DEER | Proposed
SDG | 462765 | 2019-01-01 |  | WPSDGEREHC1063-0 | NR | UpDeemed | Res-GasFurnace-AFUE97 | None | Res | Def-GSIA | Res-Default>2 | None | SDG-ESCtrlGs-AFUE-97 | SDG-CtrlGs-AFUE-80 | DEER2017 | D17 v2 |  | Furnance 97% AFUE Furnace | 4456531 | DEER | Proposed
SDG | 462809 | 2019-01-01 |  | WPSDGENRMI0004-2 | AOE | DnDeemDI | D03-051 | None | NonRes |  | Com-Default>2yrs | None | D08-NE-HVAC-VSDSupFan-ge10HP-FULL |  | DEER2005 | D05 v2.01 |  | VSD Supply Fan | 4456531 | DEER | Proposed
SDG | 462817 | 2019-01-01 |  | WPSDGENRRN0017-0 | AOE | DnDeemed | D03-306 | None | NonRes | Def-GSIA | Com-Default>2yrs | None | SDG-RefgWrhs_FltSucPres | BaseCostZero | DEER2005 | D05 v2.01 |  | Ref Warehse, Floating Suction Pressure | 4456531 | DEER | Proposed
SDG | 462818 | 2019-01-01 |  | WPSDGENRRN0017-0 | AOE | DnDeemed | D03-307 | None | NonRes | Def-GSIA | Com-Default>2yrs | None | SDG-RefgWrhs_FltHdPres_EvapCooled | BaseCostZero | DEER2005 | D05 v2.01 |  | Ref Warehse, Floating Head Pressure, Fixed Setpoint (evap-cooled) | 4456531 | DEER | Proposed
SDG | 462819 | 2019-01-01 |  | WPSDGEREHC1063-0 | NR | UpDeemed | Res-GasFurnace-AFUE96 | None | Res | Def-GSIA | Res-Default>2 | None | SDG-ESCtrlGs-AFUE-96 | SDG-CtrlGs-AFUE-80 | DEER2017 | D17 v2 |  | Furnance 96% AFUE Furnace | 4456531 | DEER | Proposed
SDG | 462844 | 2019-01-01 |  | WPSDGENRMI0004-2 | AOE | DnDeemed | D03-070 | None | NonRes | Def-GSIA | Com-Default>2yrs | None | D03-070-FULL |  | DEER2005 | D05 v2.01 |  | Hydronic Heat Pump Var Flow Valve | 4456531 | DEER | Proposed
SDG | 462846 | 2019-01-01 |  | WPSDGENRRN0017-0 | AOE | DnDeemed | D03-225 | None | NonRes | Def-GSIA | Com-Default>2yrs | None | SDG-GrocSys_FltHdPres_AirCooled | BaseCostZero | DEER2005 | D05 v2.01 |  | Grocery, Floating Head Pressure, Variable Setpt & Speed (air-cooled) -Ambient following SCT setpoint, 70°F minimum, variable-spd condenser fan | 4456531 | DEER | Proposed
SDG | 462971 | 2019-01-01 |  | WPSDGENRCC0016-2 | NR | DnDeemed | WPSDGENRCC0016-Rev02-Msr001 | None | NonRes | Def-GSIA | Com-Default>2yrs | None | WPSDGENRCC0016-Rev02-Msr001-FULL | WPSDGENRCC0016-Rev02-Msr001-BASE | ExAnte2016 | IOU workpaper |  | Food Service - Griddle-Electric | 4456531 | Deemed | Proposed
SDG | 462972 | 2019-01-01 |  | WPSDGENRCC0016-2 | NR | DnDeemed | WPSDGENRCC0016-Rev02-Msr002 | None | NonRes | Def-GSIA | Com-Default>2yrs | None | WPSDGENRCC0016-Rev02-Msr002-FULL | WPSDGENRCC0016-Rev02-Msr002-BASE | ExAnte2016 | IOU workpaper |  | Food Service - Griddle-Gas | 4456531 | Deemed | Proposed
SDG | 462993 | 2019-01-01 |  | WPSDGENRRN0017-0 | AOE | DnDeemed | D03-226 | None | NonRes | Def-GSIA | Com-Default>2yrs | None | SDG-GrocSys_FltHdPres_EvapCooled | BaseCostZero | DEER2005 | D05 v2.01 |  | Grocery, Floating Head Pressure, Variable Setpt & Speed (evap-cooled) | 4456531 | DEER | Proposed
SDG | 462994 | 2019-01-01 |  | WPSDGENRPR0001-0 | AOE | DnDeemed | WPSDGENRPR0001-Rev00-Msr001 | None | NonRes | Def-GSIA | Com-Default>2yrs | None | WPSDGENRPR0001-Rev00-Msr001-FULL |  | ExAnte2014 | IOU workpaper | 2015-04-02 | Air Compressor VSD (5 up to 15 HP Variable Speed Drive on Air Compressor Control) | 4456531 | Deemed | Proposed
SDG | 462995 | 2019-01-01 |  | WPSDGENRPR0001-0 | AOE | DnDeemed | WPSDGENRPR0001-Rev00-Msr002 | None | NonRes | Def-GSIA | Com-Default>2yrs | None | WPSDGENRPR0001-Rev00-Msr002-FULL |  | ExAnte2014 | IOU workpaper | 2015-04-02 | Air Compressor VSD (15 up to 25 HP Variable Speed Drive on Air Compressor Control) | 4456531 | Deemed | Proposed
SDG | 463003 | 2019-01-01 |  | WPSDGEREWP0002-8 | NR | DnDeemed | WPSDGEREWP0002-Rev08-Msr001 | None | Res | Def-GSIA | Res-Default>2 | None | SDG-VFDPoolPumpSF1 | SDG-2SpdPoolPumpSF | ExAnte2018 | IOU workpaper |  | Commissioned Residential VFD Swimming Pool Pump | 4456531 | Deemed | Proposed
SDG | 463021 | 2019-01-01 |  | WPSDGENRMI0004-2 | BRO-RCx | DnDeemed | D03-060 | None | NonRes | Def-GSIA | Com-Default>2yrs | None | WPSDGENRMI0004-Rev03-Msr002-FULL |  | DEER2005 | D05 v2.01 |  | Economoizer Maintenance - Rebate | 4456531 | DEER | Proposed
SDG | 463022 | 2019-01-01 | 2019-12-31 | WPSDGENRMI0004-2 | AOE | DnDeemed | D03-206 | None | NonRes | Def-GSIA | Com-Default>2yrs | None | WPSDGENRMI0004-Rev03-Msr003-FULL |  | DEER2005 | D05 v2.01 |  | Grocery, Medium Temp Glass Doors (open display cases) - Rebate | 4456531 | DEER | Proposed
SDG | 463248 | 2019-01-01 |  | WPSDGENRHC0023-2 | NR | UpDeemed | NE-HVAC-airAC-Pkg-lt55kBtuh-15p0seer | None | NonRes | Def-GSIA | NonRes-sAll-mHVAC-DX-up | Any | dxAC-Com-Pkg-lt55kBTUh-SEER-15.0 | dxAC-Com-Pkg-lt55kBTUh-SEER-14.0 | DEER2017 | D17 v2 |  | Pkg AC <55k Single Phase SEER = 15.0-UP Stream | 4456531 | DEER | Proposed
SDG | 463251 | 2019-01-01 |  | WPSDGENRHC0023-2 | NR | DnDeemed | NE-HVAC-airAC-Pkg-lt55kBtuh-16p0seer | None | NonRes | Def-GSIA | NonRes-sAll-mHVAC-DX-up | Any | dxAC-Com-Pkg-lt55kBTUh-SEER-16.0 | dxAC-Com-Pkg-lt55kBTUh-SEER-14.0 | DEER2017 | D17 v2 |  | Pkg AC <55k Single Phase SEER = 16.0-Rebate | 4456531 | DEER | Proposed
SDG | 463252 | 2019-01-01 |  | WPSDGENRHC0023-2 | NR | UpDeemed | NE-HVAC-airAC-Pkg-lt55kBtuh-16p0seer | None | NonRes | Def-GSIA | NonRes-sAll-mHVAC-DX-up | Any | dxAC-Com-Pkg-lt55kBTUh-SEER-16.0 | dxAC-Com-Pkg-lt55kBTUh-SEER-14.0 | DEER2017 | D17 v2 |  | Pkg AC <55k Single Phase SEER = 16.0-UP Stream | 4456531 | DEER | Proposed
SDG | 463325 | 2019-01-01 |  | WPSDGENRRN0017-0 | AOE | DnDeemed | D03-308 | None | NonRes | Def-GSIA | Com-Default>2yrs | None | SDG-RefgWrhs_FltHdPres_EvapCooled | BaseCostZero | DEER2005 | D05 v2.01 |  | Ref Warehse, Floating Head Pressure, Variable Setpoint (evap-cooled) | 4456531 | DEER | Proposed
SDG | 463326 | 2019-01-01 |  | WPSDGENRRN0017-0 | AOE | DnDeemed | D03-309 | None | NonRes | Def-GSIA | Com-Default>2yrs | None | SDG-RefgWrhs_FltHdPres_EvapCooled | BaseCostZero | DEER2005 | D05 v2.01 |  | Ref Warehse, Floating Head Pressure, Variable Setpt & Speed (evap-cooled) | 4456531 | DEER | Proposed
SDG | 463331 | 2019-01-01 |  | WPSDGENRHC0025-0 | NR | DnDeemed | NE-HVAC-airAC-SpltPkg-gte760kBtuh-10p2eer | None | NonRes | Def-GSIA | NonRes-sAll-mHVAC-Pkg | Any | dxAC-Com-Pkg-gte760kBTUh-EER10.2-2Spd | dxAC-Com-Pkg-gte760kBTUh-EER9.5-2Spd | DEER2017 | D17 v2 |  | Pkg AC EER = 10.2 (>= 760 kBtuh) | 4456531 | DEER | Proposed
SDG | 463335 | 2019-01-01 |  | WPSDGENRMI0004-2 | NR | DnDeemed | RE-RefgFrz-Wtd-Tier1 | DEER_for_2017 | Res | Def-GSIA | Res-Default>2 | Any | RefgFrz-Wtd-Tier1 | RefgFrz-Wtd-Code | DEER2017 | D17 v2 |  | Refrigerator 2014 CEE Tier I | 4456531 | DEER | Proposed
SDG | 463498 | 2019-01-01 |  | WPSDGENRCC0005-4 | NR | DnDeemed | WPSDGENRCC0005-Rev04-Msr003 | None | NonRes | Def-GSIA | Com-Default>2yrs | None | WPSDGENRCC0005-Rev04-Msr003-FULL | WPSDGENRCC0005-Rev04-Msr003-BASE | ExAnte2016 | IOU workpaper |  | Food Service - Electric Combination Oven <15 Pans Oven (Eff >= 60) | 4456531 | Deemed | Proposed
SDG | 463499 | 2019-01-01 |  | WPSDGENRCC0005-4 | AOE | DnDeemed | WPSDGENRCC0005-Rev04-Msr004 | None | NonRes | Def-GSIA | Com-Default>2yrs | None | WPSDGENRCC0005-Rev04-Msr004-FULL | WPSDGENRCC0005-Rev04-Msr004-BASE | ExAnte2016 | IOU workpaper |  | Food Service - Electric Combination Oven 15 to 28 Pans (Eff>=60) | 4456531 | Deemed | Proposed
SDG | 463500 | 2019-01-01 |  | WPSDGENRCC0005-4 | AOE | DnDeemed | WPSDGENRCC0005-Rev04-Msr006 | None | NonRes | Def-GSIA | Com-Default>2yrs | None | WPSDGENRCC0005-Rev04-Msr006-FULL | WPSDGENRCC0005-Rev04-Msr006-BASE | ExAnte2016 | IOU workpaper |  | Food Service - Electric Combination Oven >28 Pans Oven (Eff >=60) | 4456531 | Deemed | Proposed
SDG | 463501 | 2019-01-01 |  | WPSDGENRCC0005-4 | AOE | DnDeemed | WPSDGENRCC0005-Rev04-Msr007 | None | NonRes | Def-GSIA | Com-Default>2yrs | None | WPSDGENRCC0005-Rev04-Msr007-FULL | WPSDGENRCC0005-Rev04-Msr007-BASE | ExAnte2016 | IOU workpaper |  | Food Service - Gas Combination Oven < 15 Pans Oven (Eff>=30) | 4456531 | Deemed | Proposed
SDG | 463502 | 2019-01-01 |  | WPSDGENRCC0005-4 | NR | DnDeemed | WPSDGENRCC0005-Rev04-Msr008 | None | NonRes | Def-GSIA | Com-Default>2yrs | None | WPSDGENRCC0005-Rev04-Msr008-FULL | WPSDGENRCC0005-Rev04-Msr008-BASE | ExAnte2016 | IOU workpaper |  | Food Service - Gas Combination Oven 15 to 28 Pans Oven (Eff>=30) | 4456531 | Deemed | Proposed
SDG | 463503 | 2019-01-01 |  | WPSDGENRCC0005-4 | NR | DnDeemed | WPSDGENRCC0005-Rev04-Msr009 | None | NonRes | Def-GSIA | Com-Default>2yrs | None | WPSDGENRCC0005-Rev04-Msr009-FULL | WPSDGENRCC0005-Rev04-Msr009-BASE | ExAnte2016 | IOU workpaper |  | Food Service - Gas Combination Oven >28 Pans Oven (Eff>=30) | 4456531 | Deemed | Proposed
SDG | 463579 | 2019-01-01 |  | WPSDGEREWP0002-8 | NR | DnDeemDI | WPSDGEREWP0002-Rev08-Msr007 | None | Res | Def-GSIA | Res-Default>2 | None | SDG-VFDPoolPumpMF1 | SDG-2SpdPoolPumpMF | ExAnte2018 | IOU workpaper |  | Motor - Pool Pump/Motor variable speed - MF | 4456531 | Deemed | Proposed
SDG | 463596 | 2019-01-01 |  | No SourceDesc | NR | DnDeemed | RE-HV-ResAC-45to65kBtuh-16S | DEER_for_2015 | Res | Res-AC-SDG | Res-Default>2 | Any | dxAC-Res-Split-SEER-16.0 | dxAC-Res-Split-45to65kBTUh-SEER-14.0 | DEER2017 | D17 v2 |  | High Efficiency Split System A/C 16 Seer | 4456531 | DEER | Proposed
SDG | 463617 | 2019-01-01 |  | WPSDGENRHC0023-2 | NR | UpDeemed | RE-HV-ResAC-lt45kBtuh-18S | None | Res | Res-AC-SDG | Res-sAll-mHVAC-DX-up | Any | dxAC-Res-Split-SEER-18.0 | dxAC-Res-Split-lt45kBTUh-SEER-14.0 | DEER2017 | D17 v2 |  | A/C Split System 18 SEER (14 EER) LT 45kBTU | 4456531 | DEER | Proposed
SDG | 463618 | 2019-01-01 |  | WPSDGENRHC0023-2 | NR | UpDeemed | RE-HV-ResAC-45to65kBtuh-18S | None | Res | Res-AC-SDG | Res-sAll-mHVAC-DX-up | Any | dxAC-Res-Split-SEER-18.0 | dxAC-Res-Split-45to65kBTUh-SEER-14.0 | DEER2017 | D17 v2 |  | A/C Split System 18 SEER (14 EER) 45-65kBTU | 4456531 | DEER | Proposed
SDG | 463619 | 2019-01-01 |  | WPSDGENRHC0023-2 | NR | UpDeemed | RE-HV-ResAC-lt45kBtuh-17S | None | Res | Res-AC-SDG | Res-sAll-mHVAC-DX-up | Any | dxAC-Res-Split-SEER-17.0 | dxAC-Res-Split-lt45kBTUh-SEER-14.0 | DEER2017 | D17 v2 |  | A/C Split System 17 SEER (13.3 EER) LT 45kBTU | 4456531 | DEER | Proposed
SDG | 463620 | 2019-01-01 |  | WPSDGENRHC0023-2 | NR | UpDeemed | RE-HV-ResAC-45to65kBtuh-17S | None | Res | Res-AC-SDG | Res-sAll-mHVAC-DX-up | Any | dxAC-Res-Split-SEER-17.0 | dxAC-Res-Split-45to65kBTUh-SEER-14.0 | DEER2017 | D17 v2 |  | A/C Split System 17 SEER (13.3 EER)45-65kBTU | 4456531 | DEER | Proposed
SDG | 463622 | 2019-01-01 |  | WPSDGENRHC1051-1 | AOE | DnDeemDI | WPSDGENRHC1051-Rev01-Msr002 | None | NonRes | Def-GSIA | Com-Default>2yrs | None | WPSDGENRHC1051-Rev01-Msr002-FULL | WPSDGENRHC1051-Rev01-Msr002-BASE | ExAnte2016 | IOU workpaper |  | PTHP Controllers ACC-DI | 4456531 | Deemed | Proposed
SDG | 463623 | 2019-01-01 |  | WPSDGENRHC1051-1 | AOE | DnDeemed | WPSDGENRHC1051-Rev01-Msr002 | None | NonRes | Def-GSIA | Com-Default>2yrs | None | WPSDGENRHC1051-Rev01-Msr002-FULL | WPSDGENRHC1051-Rev01-Msr002-BASE | ExAnte2016 | IOU workpaper |  | PTHP Controllers ACC-Rebate | 4456531 | Deemed | Proposed
SDG | 463624 | 2019-01-01 |  | WPSDGENRHC0023-2 | NR | UpDeemed | NE-HVAC-airAC-Pkg-55to65kBtuh-15p0seer | None | NonRes | Com-AC-SDG | NonRes-sAll-mHVAC-DX-up | Any | dxAC-Com-Pkg-55to65kBTUh-SEER-15.0 | dxAC-Com-Pkg-55to65kBTUh-SEER-14.0 | DEER2017 | D17 v2 |  | Pkg AC 55k to 65k SEER = 15.0-UP Stream | 4456531 | DEER | Proposed
SDG | 463625 | 2019-01-01 |  | WPSDGENRHC0023-2 | NR | UpDeemed | NE-HVAC-airAC-Pkg-55to65kBtuh-15p0seer-wPreEcono | None | NonRes | Com-AC-SDG | NonRes-sAll-mHVAC-DX-up | Any | dxAC-Com-Pkg-55to65kBTUh-SEER-15.0 | dxAC-Com-Pkg-55to65kBTUh-SEER-14.0 | DEER2017 | D17 v2 |  | Pkg AC 55k to 65k SEER = 15.0, wPreEcono - Upstream | 4456531 | DEER | Proposed
SDG | 463626 | 2019-01-01 |  | WPSDGENRHC0023-2 | NR | UpDeemed | NE-HVAC-airAC-Pkg-55to65kBtuh-16p0seer | None | NonRes | Com-AC-SDG | NonRes-sAll-mHVAC-DX-up | Any | dxAC-Com-Pkg-55to65kBTUh-SEER-16.0 | dxAC-Com-Pkg-55to65kBTUh-SEER-14.0 | DEER2017 | D17 v2 |  | Pkg AC 55k to 65k SEER = 16.0-UP Stream | 4456531 | DEER | Proposed
SDG | 463627 | 2019-01-01 |  | WPSDGENRHC0023-2 | NR | UpDeemed | NE-HVAC-airAC-Pkg-55to65kBtuh-16p0seer-wPreEcono | None | NonRes | Com-AC-SDG | NonRes-sAll-mHVAC-DX-up | Any | dxAC-Com-Pkg-55to65kBTUh-SEER-16.0 | dxAC-Com-Pkg-55to65kBTUh-SEER-14.0 | DEER2017 | D17 v2 |  | Pkg AC 55k to 65k SEER = 16.0, wPreEcono - Upstream | 4456531 | DEER | Proposed
SDG | 463628 | 2019-01-01 |  | WPSDGENRHC0023-2 | NR | UpDeemed | NE-HVAC-airAC-Pkg-55to65kBtuh-17p0seer | None | NonRes | Com-AC-SDG | NonRes-sAll-mHVAC-DX-up | Any | dxAC-Com-Pkg-55to65kBTUh-SEER-17.0 | dxAC-Com-Pkg-55to65kBTUh-SEER-14.0 | DEER2017 | D17 v2 |  | Pkg AC 55k to 65k SEER = 17.0 - Upstream | 4456531 | DEER | Proposed
SDG | 463629 | 2019-01-01 |  | WPSDGENRHC0023-2 | NR | UpDeemed | NE-HVAC-airAC-Pkg-55to65kBtuh-17p0seer-wPreEcono | None | NonRes | Com-AC-SDG | NonRes-sAll-mHVAC-DX-up | Any | dxAC-Com-Pkg-55to65kBTUh-SEER-17.0 | dxAC-Com-Pkg-55to65kBTUh-SEER-14.0 | DEER2017 | D17 v2 |  | Pkg AC 55k to 65k SEER = 17.0, wPreEcono - Upstream | 4456531 | DEER | Proposed
SDG | 463630 | 2019-01-01 |  | WPSDGENRHC0023-2 | NR | UpDeemed | NE-HVAC-airAC-Pkg-55to65kBtuh-18p0seer | None | NonRes | Com-AC-SDG | NonRes-sAll-mHVAC-DX-up | Any | dxAC-Com-Pkg-55to65kBTUh-SEER-18.0 | dxAC-Com-Pkg-55to65kBTUh-SEER-14.0 | DEER2017 | D17 v2 |  | Pkg AC 55k to 65k SEER = 18.0 - Upstream | 4456531 | DEER | Proposed
SDG | 463631 | 2019-01-01 |  | WPSDGENRHC0023-2 | NR | UpDeemed | NE-HVAC-airAC-Pkg-55to65kBtuh-18p0seer-wPreEcono | None | NonRes | Com-AC-SDG | NonRes-sAll-mHVAC-DX-up | Any | dxAC-Com-Pkg-55to65kBTUh-SEER-18.0 | dxAC-Com-Pkg-55to65kBTUh-SEER-14.0 | DEER2017 | D17 v2 |  | Pkg AC 55k to 65k SEER = 18.0, wPreEcono - Upstream | 4456531 | DEER | Proposed
SDG | 463632 | 2019-01-01 |  | WPSDGENRHC0023-2 | NR | UpDeemed | NE-HVAC-airAC-Pkg-lt55kBtuh-15p0seer | None | NonRes | Com-AC-SDG | NonRes-sAll-mHVAC-DX-up | Any | dxAC-Com-Pkg-lt55kBTUh-SEER-15.0 | dxAC-Com-Pkg-lt55kBTUh-SEER-14.0 | DEER2017 | D17 v2 |  | Pkg AC <55k SEER = 15.0-UP Stream | 4456531 | DEER | Proposed
SDG | 463633 | 2019-01-01 |  | WPSDGENRHC0023-2 | NR | UpDeemed | NE-HVAC-airAC-Pkg-lt55kBtuh-16p0seer | None | NonRes | Com-AC-SDG | NonRes-sAll-mHVAC-DX-up | Any | dxAC-Com-Pkg-lt55kBTUh-SEER-16.0 | dxAC-Com-Pkg-lt55kBTUh-SEER-14.0 | DEER2017 | D17 v2 |  | Pkg AC <55k SEER = 16.0-UP Stream | 4456531 | DEER | Proposed
SDG | 463634 | 2019-01-01 |  | WPSDGENRHC0023-2 | NR | UpDeemed | NE-HVAC-airAC-Pkg-lt55kBtuh-17p0seer | None | NonRes | Com-AC-SDG | NonRes-sAll-mHVAC-DX-up | Any | dxAC-Com-Pkg-lt55kBTUh-SEER-17.0 | dxAC-Com-Pkg-lt55kBTUh-SEER-14.0 | DEER2017 | D17 v2 |  | Pkg AC < 55k SEER = 17.0 - Upstream | 4456531 | DEER | Proposed
SDG | 463635 | 2019-01-01 |  | WPSDGENRHC0023-2 | NR | UpDeemed | NE-HVAC-airAC-Pkg-lt55kBtuh-18p0seer | None | NonRes | Com-AC-SDG | NonRes-sAll-mHVAC-DX-up | Any | dxAC-Com-Pkg-lt55kBTUh-SEER-18.0 | dxAC-Com-Pkg-lt55kBTUh-SEER-14.0 | DEER2017 | D17 v2 |  | Pkg AC < 55k SEER = 18.0 - Upstream | 4456531 | DEER | Proposed
SDG | 463636 | 2019-01-01 |  | WPSDGENRHC0023-2 | NR | UpDeemed | NE-HVAC-airAC-Split-45to55kBtuh-15p0seer | None | NonRes | Com-AC-SDG | NonRes-sAll-mHVAC-DX-up | Any | dxAC-Com-Split-45to55kBTUh-SEER-15.0 | dxAC-Com-Split-45to55kBTUh-SEER-14.0 | DEER2017 | D17 v2 |  | Split AC 45k to 55k SEER = 15.0 - Upstream | 4456531 | DEER | Proposed
SDG | 463637 | 2019-01-01 |  | WPSDGENRHC0023-2 | NR | UpDeemed | NE-HVAC-airAC-Split-45to55kBtuh-16p0seer | None | NonRes | Com-AC-SDG | NonRes-sAll-mHVAC-DX-up | Any | dxAC-Com-Split-45to55kBTUh-SEER-16.0 | dxAC-Com-Split-45to55kBTUh-SEER-14.0 | DEER2017 | D17 v2 |  | Split AC 45k to 55k SEER = 16.0 - Upstream | 4456531 | DEER | Proposed
SDG | 463638 | 2019-01-01 |  | WPSDGENRHC0023-2 | NR | UpDeemed | NE-HVAC-airAC-Split-45to55kBtuh-17p0seer | None | NonRes | Com-AC-SDG | NonRes-sAll-mHVAC-DX-up | Any | dxAC-Com-Split-45to55kBTUh-SEER-17.0 | dxAC-Com-Split-45to55kBTUh-SEER-14.0 | DEER2017 | D17 v2 |  | Split AC 45k to 55k SEER = 17.0 - Upstream | 4456531 | DEER | Proposed
SDG | 463639 | 2019-01-01 |  | WPSDGENRHC0023-2 | NR | UpDeemed | NE-HVAC-airAC-Split-45to55kBtuh-18p0seer | None | NonRes | Com-AC-SDG | NonRes-sAll-mHVAC-DX-up | Any | dxAC-Com-Split-45to55kBTUh-SEER-18.0 | dxAC-Com-Split-45to55kBTUh-SEER-14.0 | DEER2017 | D17 v2 |  | Split AC 45k to 55k SEER = 18.0 - Upstream | 4456531 | DEER | Proposed
SDG | 463640 | 2019-01-01 |  | WPSDGENRHC0023-2 | NR | UpDeemed | NE-HVAC-airAC-Split-55to65kBtuh-15p0seer | None | NonRes | Com-AC-SDG | NonRes-sAll-mHVAC-DX-up | Any | dxAC-Com-Split-55to65kBTUh-SEER-15.0 | dxAC-Com-Split-55to65kBTUh-SEER-14.0 | DEER2017 | D17 v2 |  | Split AC 55k to 65k SEER = 15.0-UP Stream | 4456531 | DEER | Proposed
SDG | 463641 | 2019-01-01 |  | WPSDGENRHC0023-2 | NR | UpDeemed | NE-HVAC-airAC-Split-55to65kBtuh-15p0seer-wPreEcono | None | NonRes | Com-AC-SDG | NonRes-sAll-mHVAC-DX-up | Any | dxAC-Com-Split-55to65kBTUh-SEER-15.0 | dxAC-Com-Split-55to65kBTUh-SEER-14.0 | DEER2017 | D17 v2 |  | Split AC 55k to 65k SEER = 15.0, wPreEcono - Upstream | 4456531 | DEER | Proposed
SDG | 463642 | 2019-01-01 |  | WPSDGENRHC0023-2 | NR | UpDeemed | NE-HVAC-airAC-Split-55to65kBtuh-16p0seer | None | NonRes | Com-AC-SDG | NonRes-sAll-mHVAC-DX-up | Any | dxAC-Com-Split-55to65kBTUh-SEER-16.0 | dxAC-Com-Split-55to65kBTUh-SEER-14.0 | DEER2017 | D17 v2 |  | Split AC 55k to 65k SEER = 16.0-UP Stream | 4456531 | DEER | Proposed
SDG | 463643 | 2019-01-01 |  | WPSDGENRHC0023-2 | NR | UpDeemed | NE-HVAC-airAC-Split-55to65kBtuh-16p0seer-wPreEcono | None | NonRes | Com-AC-SDG | NonRes-sAll-mHVAC-DX-up | Any | dxAC-Com-Split-55to65kBTUh-SEER-16.0 | dxAC-Com-Split-55to65kBTUh-SEER-14.0 | DEER2017 | D17 v2 |  | Split AC 55k to 65k SEER = 16.0, wPreEcono - Upstream | 4456531 | DEER | Proposed
SDG | 463644 | 2019-01-01 |  | WPSDGENRHC0023-2 | NR | UpDeemed | NE-HVAC-airAC-Split-55to65kBtuh-17p0seer | None | NonRes | Com-AC-SDG | NonRes-sAll-mHVAC-DX-up | Any | dxAC-Com-Split-55to65kBTUh-SEER-17.0 | dxAC-Com-Split-55to65kBTUh-SEER-14.0 | DEER2017 | D17 v2 |  | Split AC 55k to 65k SEER = 17.0 - Upstream | 4456531 | DEER | Proposed
SDG | 463645 | 2019-01-01 |  | WPSDGENRHC0023-2 | NR | UpDeemed | NE-HVAC-airAC-Split-55to65kBtuh-17p0seer-wPreEcono | None | NonRes | Com-AC-SDG | NonRes-sAll-mHVAC-DX-up | Any | dxAC-Com-Split-55to65kBTUh-SEER-17.0 | dxAC-Com-Split-55to65kBTUh-SEER-14.0 | DEER2017 | D17 v2 |  | Split AC 55k to 65k SEER = 17.0, wPreEcono - Upstream | 4456531 | DEER | Proposed
SDG | 463646 | 2019-01-01 |  | WPSDGENRHC0023-2 | NR | UpDeemed | NE-HVAC-airAC-Split-55to65kBtuh-18p0seer | None | NonRes | Com-AC-SDG | NonRes-sAll-mHVAC-DX-up | Any | dxAC-Com-Split-55to65kBTUh-SEER-18.0 | dxAC-Com-Split-55to65kBTUh-SEER-14.0 | DEER2017 | D17 v2 |  | Split AC 55k to 65k SEER = 18.0 - Upstream | 4456531 | DEER | Proposed
SDG | 463647 | 2019-01-01 |  | WPSDGENRHC0023-2 | NR | UpDeemed | NE-HVAC-airAC-Split-55to65kBtuh-18p0seer-wPreEcono | None | NonRes | Com-AC-SDG | NonRes-sAll-mHVAC-DX-up | Any | dxAC-Com-Split-55to65kBTUh-SEER-18.0 | dxAC-Com-Split-55to65kBTUh-SEER-14.0 | DEER2017 | D17 v2 |  | Split AC 55k to 65k SEER = 18.0, wPreEcono - Upstream | 4456531 | DEER | Proposed
SDG | 463648 | 2019-01-01 |  | WPSDGENRHC0023-2 | NR | UpDeemed | NE-HVAC-airAC-Split-lt45kBtuh-15p0seer | None | NonRes | Com-AC-SDG | NonRes-sAll-mHVAC-DX-up | Any | dxAC-Com-Split-lt45kBTUh-SEER-15.0 | dxAC-Com-Split-lt45kBTUh-SEER-14.0 | DEER2017 | D17 v2 |  | Split AC < 45k SEER = 15.0 - Upstream | 4456531 | DEER | Proposed
SDG | 463649 | 2019-01-01 |  | WPSDGENRHC0023-2 | NR | UpDeemed | NE-HVAC-airAC-Split-lt45kBtuh-16p0seer | None | NonRes | Com-AC-SDG | NonRes-sAll-mHVAC-DX-up | Any | dxAC-Com-Split-lt45kBTUh-SEER-16.0 | dxAC-Com-Split-lt45kBTUh-SEER-14.0 | DEER2017 | D17 v2 |  | Split AC < 45k SEER = 16.0 - Upstream | 4456531 | DEER | Proposed
SDG | 463650 | 2019-01-01 |  | WPSDGENRHC0023-2 | NR | UpDeemed | NE-HVAC-airAC-Split-lt45kBtuh-17p0seer | None | NonRes | Com-AC-SDG | NonRes-sAll-mHVAC-DX-up | Any | dxAC-Com-Split-lt45kBTUh-SEER-17.0 | dxAC-Com-Split-lt45kBTUh-SEER-14.0 | DEER2017 | D17 v2 |  | Split AC < 45k SEER = 17.0 - Upstream | 4456531 | DEER | Proposed
SDG | 463651 | 2019-01-01 |  | WPSDGENRHC0023-2 | NR | UpDeemed | NE-HVAC-airAC-Split-lt45kBtuh-18p0seer | None | NonRes | Com-AC-SDG | NonRes-sAll-mHVAC-DX-up | Any | dxAC-Com-Split-lt45kBTUh-SEER-18.0 | dxAC-Com-Split-lt45kBTUh-SEER-14.0 | DEER2017 | D17 v2 |  | Split AC < 45k SEER = 18.0 - Upstream | 4456531 | DEER | Proposed
SDG | 463653 | 2019-01-01 |  | WPSDGENRHC0025-0 | NR | UpDeemed | NE-HVAC-airAC-SpltPkg-135to239kBtuh-12p5eer | None | NonRes | Com-AC-SDG | NonRes-sAll-mHVAC-DX-up | Any | dxAC-Com-Pkg-135to240kBTUh-EER12.5-2Spd | dxAC-Com-Pkg-135to240kBTUh-EER10.8-2Spd | DEER2017 | D17 v2 |  | All AC 135k to 239k EER = 12.5 - Upstream | 4456531 | DEER | Proposed
SDG | 463654 | 2019-01-01 |  | WPSDGENRHC0025-0 | NR | UpDeemed | NE-HVAC-airAC-SpltPkg-240to759kBtuh-10p8eer | None | NonRes | Com-AC-SDG | NonRes-sAll-mHVAC-DX-up | Any | dxAC-Com-Pkg-240to760kBTUh-EER10.8-2Spd | dxAC-Com-Pkg-240to760kBTUh-EER9.8-2Spd | DEER2017 | D17 v2 |  | All AC 240k to 759k EER = 10.8, PVVG - Upstream | 4456531 | DEER | Proposed
SDG | 463655 | 2019-01-01 |  | WPSDGENRHC0025-0 | NR | UpDeemed | NE-HVAC-airAC-SpltPkg-240to759kBtuh-11p5eer | None | NonRes | Com-AC-SDG | NonRes-sAll-mHVAC-DX-up | Any | dxAC-Com-Pkg-240to760kBTUh-EER11.5-2Spd | dxAC-Com-Pkg-240to760kBTUh-EER9.8-2Spd | DEER2017 | D17 v2 |  | All AC 240k to 759k EER = 11.5, DXGF - Upstream | 4456531 | DEER | Proposed
SDG | 463656 | 2019-01-01 |  | WPSDGENRHC0025-0 | NR | UpDeemed | NE-HVAC-airAC-SpltPkg-240to759kBtuh-11p5eer | None | NonRes | Com-AC-SDG | NonRes-sAll-mHVAC-DX-up | Any | dxAC-Com-Pkg-240to760kBTUh-EER11.5-2Spd | dxAC-Com-Pkg-240to760kBTUh-EER9.8-2Spd | DEER2017 | D17 v2 |  | All AC 240k to 759k EER = 11.5, PVVG - Upstream | 4456531 | DEER | Proposed
SDG | 463657 | 2019-01-01 |  | WPSDGENRHC0025-0 | NR | UpDeemed | NE-HVAC-airAC-SpltPkg-240to759kBtuh-12p5eer | None | NonRes | Com-AC-SDG | NonRes-sAll-mHVAC-DX-up | Any | dxAC-Com-Pkg-240to760kBTUh-EER12.5-2Spd | dxAC-Com-Pkg-240to760kBTUh-EER9.8-2Spd | DEER2017 | D17 v2 |  | All AC 240k to 759k EER = 12.5 PVVG - Upstream | 4456531 | DEER | Proposed
SDG | 463658 | 2019-01-01 |  | WPSDGENRHC0025-0 | NR | UpDeemed | NE-HVAC-airAC-SpltPkg-240to759kBtuh-12p5eer | None | NonRes | Com-AC-SDG | NonRes-sAll-mHVAC-DX-up | Any | dxAC-Com-Pkg-240to760kBTUh-EER12.5-2Spd | dxAC-Com-Pkg-240to760kBTUh-EER9.8-2Spd | DEER2017 | D17 v2 |  | All AC 240k to 759k EER = 12.5, DXGF - Upstream | 4456531 | DEER | Proposed
SDG | 463663 | 2019-01-01 |  | WPSDGENRHC0023-2 | NR | UpDeemed | NE-HVAC-airHP-Pkg-55to65kBtuh-15p0seer-8p2hspf | None | NonRes | Com-AC-SDG | NonRes-sAll-mHVAC-DX-up | Any | dxHP-Com-Pkg-55to65kBTUh-SEER-15.0 | dxHP-Com-Pkg-55to65kBTUh-SEER-14.0 | DEER2017 | D17 v2 |  | Pkg HP 55k to 65k SEER = 15.0-UP Stream | 4456531 | DEER | Proposed
SDG | 463664 | 2019-01-01 |  | WPSDGENRHC0023-2 | NR | UpDeemed | NE-HVAC-airHP-Pkg-55to65kBtuh-15p0seer-8p2hspf-wPreEcono | None | NonRes | Com-AC-SDG | NonRes-sAll-mHVAC-DX-up | Any | dxHP-Com-Pkg-55to65kBTUh-SEER-15.0 | dxHP-Com-Pkg-55to65kBTUh-SEER-14.0 | DEER2017 | D17 v2 |  | Pkg HP 55k to 65k SEER = 15.0, wPreEcono - Upstream | 4456531 | DEER | Proposed
SDG | 463665 | 2019-01-01 |  | WPSDGENRHC0023-2 | NR | UpDeemed | NE-HVAC-airHP-Pkg-55to65kBtuh-16p0seer-8p5hspf | None | NonRes | Com-AC-SDG | NonRes-sAll-mHVAC-DX-up | Any | dxHP-Com-Pkg-55to65kBTUh-SEER-16.0 | dxHP-Com-Pkg-55to65kBTUh-SEER-14.0 | DEER2017 | D17 v2 |  | Pkg HP 55k to 65k SEER = 16.0-UP Stream | 4456531 | DEER | Proposed
SDG | 463666 | 2019-01-01 |  | WPSDGENRHC0023-2 | NR | UpDeemed | NE-HVAC-airHP-Pkg-55to65kBtuh-16p0seer-8p5hspf-wPreEcono | None | NonRes | Com-AC-SDG | NonRes-sAll-mHVAC-DX-up | Any | dxHP-Com-Pkg-55to65kBTUh-SEER-16.0 | dxHP-Com-Pkg-55to65kBTUh-SEER-14.0 | DEER2017 | D17 v2 |  | Pkg HP 55k to 65k SEER = 16.0, wPreEcono - Upstream | 4456531 | DEER | Proposed
SDG | 463667 | 2019-01-01 |  | WPSDGENRHC0023-2 | NR | UpDeemed | NE-HVAC-airHP-Pkg-55to65kBtuh-17p0seer-9p0hspf | None | NonRes | Com-AC-SDG | NonRes-sAll-mHVAC-DX-up | Any | dxHP-Com-Pkg-55to65kBTUh-SEER-17.0 | dxHP-Com-Pkg-55to65kBTUh-SEER-14.0 | DEER2017 | D17 v2 |  | Pkg HP 55k to 65k SEER = 17.0 - Upstream | 4456531 | DEER | Proposed
SDG | 463668 | 2019-01-01 |  | WPSDGENRHC0023-2 | NR | UpDeemed | NE-HVAC-airHP-Pkg-55to65kBtuh-17p0seer-9p0hspf-wPreEcono | None | NonRes | Com-AC-SDG | NonRes-sAll-mHVAC-DX-up | Any | dxHP-Com-Pkg-55to65kBTUh-SEER-17.0 | dxHP-Com-Pkg-55to65kBTUh-SEER-14.0 | DEER2017 | D17 v2 |  | Pkg HP 55k to 65k SEER = 17.0, wPreEcono - Upstream | 4456531 | DEER | Proposed
SDG | 463669 | 2019-01-01 |  | WPSDGENRHC0023-2 | NR | UpDeemed | NE-HVAC-airHP-Pkg-lt55kBtuh-15p0seer-8p2hspf | None | NonRes | Com-AC-SDG | NonRes-sAll-mHVAC-DX-up | Any | dxHP-Com-Pkg-lt55kBTUh-SEER-15.0 | dxHP-Com-Pkg-lt55kBTUh-SEER-14.0 | DEER2017 | D17 v2 |  | Pkg HP <55k SEER = 15.0-UP Stream | 4456531 | DEER | Proposed
SDG | 463670 | 2019-01-01 |  | WPSDGENRHC0023-2 | NR | UpDeemed | NE-HVAC-airHP-Pkg-lt55kBtuh-16p0seer-8p5hspf | None | NonRes | Com-AC-SDG | NonRes-sAll-mHVAC-DX-up | Any | dxHP-Com-Pkg-lt55kBTUh-SEER-16.0 | dxHP-Com-Pkg-lt55kBTUh-SEER-14.0 | DEER2017 | D17 v2 |  | Pkg HP <55k SEER = 16.0-UP Stream | 4456531 | DEER | Proposed
SDG | 463671 | 2019-01-01 |  | WPSDGENRHC0023-2 | NR | UpDeemed | NE-HVAC-airHP-Pkg-lt55kBtuh-17p0seer-9p0hspf | None | NonRes | Com-AC-SDG | NonRes-sAll-mHVAC-DX-up | Any | dxHP-Com-Pkg-lt55kBTUh-SEER-17.0 | dxHP-Com-Pkg-lt55kBTUh-SEER-14.0 | DEER2017 | D17 v2 |  | Pkg HP < 55k SEER = 17.0 - Upstream | 4456531 | DEER | Proposed
SDG | 463672 | 2019-01-01 |  | WPSDGENRHC0023-2 | NR | UpDeemed | NE-HVAC-airHP-Split-55to65kBtuh-15p0seer-8p7hspf | None | NonRes | Com-AC-SDG | NonRes-sAll-mHVAC-DX-up | Any | dxHP-Com-Split-55to65kBTUh-SEER-15.0 | dxHP-Com-Split-55to65kBTUh-SEER-14.0 | DEER2017 | D17 v2 |  | Split HP 55k to 65k SEER = 15.0-UP Stream | 4456531 | DEER | Proposed
SDG | 463673 | 2019-01-01 |  | WPSDGENRHC0023-2 | NR | UpDeemed | NE-HVAC-airHP-Split-55to65kBtuh-15p0seer-8p7hspf-wPreEcono | None | NonRes | Com-AC-SDG | NonRes-sAll-mHVAC-DX-up | Any | dxHP-Com-Split-55to65kBTUh-SEER-15.0 | dxHP-Com-Split-55to65kBTUh-SEER-14.0 | DEER2017 | D17 v2 |  | Split HP 55k to 65k SEER = 15.0, wPreEcono - Upstream | 4456531 | DEER | Proposed
SDG | 463674 | 2019-01-01 |  | WPSDGENRHC0023-2 | NR | UpDeemed | NE-HVAC-airHP-Split-55to65kBtuh-16p0seer-9p0hspf | None | NonRes | Com-AC-SDG | NonRes-sAll-mHVAC-DX-up | Any | dxHP-Com-Split-55to65kBTUh-SEER-16.0 | dxHP-Com-Split-55to65kBTUh-SEER-14.0 | DEER2017 | D17 v2 |  | Split HP 55k to 65k SEER = 16.0-UP Stream | 4456531 | DEER | Proposed
SDG | 463675 | 2019-01-01 |  | WPSDGENRHC0023-2 | NR | UpDeemed | NE-HVAC-airHP-Split-55to65kBtuh-16p0seer-9p0hspf-wPreEcono | None | NonRes | Com-AC-SDG | NonRes-sAll-mHVAC-DX-up | Any | dxHP-Com-Split-55to65kBTUh-SEER-16.0 | dxHP-Com-Split-55to65kBTUh-SEER-14.0 | DEER2017 | D17 v2 |  | Split HP 55k to 65k SEER = 16.0, wPreEcono - Upstream | 4456531 | DEER | Proposed
SDG | 463676 | 2019-01-01 |  | WPSDGENRHC0023-2 | NR | UpDeemed | NE-HVAC-airHP-Split-55to65kBtuh-17p0seer-9p4hspf | None | NonRes | Com-AC-SDG | NonRes-sAll-mHVAC-DX-up | Any | dxHP-Com-Split-55to65kBTUh-SEER-17.0 | dxHP-Com-Split-55to65kBTUh-SEER-14.0 | DEER2017 | D17 v2 |  | Split HP 55k to 65k SEER = 17.0 - Upstream | 4456531 | DEER | Proposed
SDG | 463677 | 2019-01-01 |  | WPSDGENRHC0023-2 | NR | UpDeemed | NE-HVAC-airHP-Split-55to65kBtuh-17p0seer-9p4hspf-wPreEcono | None | NonRes | Com-AC-SDG | NonRes-sAll-mHVAC-DX-up | Any | dxHP-Com-Split-55to65kBTUh-SEER-17.0 | dxHP-Com-Split-55to65kBTUh-SEER-14.0 | DEER2017 | D17 v2 |  | Split HP 55k to 65k SEER = 17.0, wPreEcono - Upstream | 4456531 | DEER | Proposed
SDG | 463678 | 2019-01-01 |  | WPSDGENRHC0023-2 | NR | UpDeemed | NE-HVAC-airHP-Split-55to65kBtuh-18p0seer-9p7hspf | None | NonRes | Com-AC-SDG | NonRes-sAll-mHVAC-DX-up | Any | dxHP-Com-Split-55to65kBTUh-SEER-18.0 | dxHP-Com-Split-55to65kBTUh-SEER-14.0 | DEER2017 | D17 v2 |  | Split HP 55k to 65k SEER = 18.0 - Upstream | 4456531 | DEER | Proposed
SDG | 463679 | 2019-01-01 |  | WPSDGENRHC0023-2 | NR | UpDeemed | NE-HVAC-airHP-Split-55to65kBtuh-18p0seer-9p7hspf-wPreEcono | None | NonRes | Com-AC-SDG | NonRes-sAll-mHVAC-DX-up | Any | dxHP-Com-Split-55to65kBTUh-SEER-18.0 | dxHP-Com-Split-55to65kBTUh-SEER-14.0 | DEER2017 | D17 v2 |  | Split HP 55k to 65k SEER = 18.0, wPreEcono - Upstream | 4456531 | DEER | Proposed
SDG | 463680 | 2019-01-01 |  | WPSDGENRHC0023-2 | NR | UpDeemed | NE-HVAC-airHP-Split-lt55kBtuh-15p0seer-8p7hspf | None | NonRes | Com-AC-SDG | NonRes-sAll-mHVAC-DX-up | Any | dxHP-Com-Split-lt55kBTUh-SEER-15.0 | dxHP-Com-Split-lt55kBTUh-SEER-14.0 | DEER2017 | D17 v2 |  | Split HP < 55k SEER = 15.0 - Upstream | 4456531 | DEER | Proposed
SDG | 463681 | 2019-01-01 |  | WPSDGENRHC0023-2 | NR | UpDeemed | NE-HVAC-airHP-Split-lt55kBtuh-16p0seer-9p0hspf | None | NonRes | Com-AC-SDG | NonRes-sAll-mHVAC-DX-up | Any | dxHP-Com-Split-lt55kBTUh-SEER-16.0 | dxHP-Com-Split-lt55kBTUh-SEER-14.0 | DEER2017 | D17 v2 |  | Split HP < 55k SEER = 16.0 - Upstream | 4456531 | DEER | Proposed
SDG | 463682 | 2019-01-01 |  | WPSDGENRHC0023-2 | NR | UpDeemed | NE-HVAC-airHP-Split-lt55kBtuh-17p0seer-9p4hspf | None | NonRes | Com-AC-SDG | NonRes-sAll-mHVAC-DX-up | Any | dxHP-Com-Split-lt55kBTUh-SEER-17.0 | dxHP-Com-Split-lt55kBTUh-SEER-14.0 | DEER2017 | D17 v2 |  | Split HP < 55k SEER = 17.0 - Upstream | 4456531 | DEER | Proposed
SDG | 463683 | 2019-01-01 |  | WPSDGENRHC0023-2 | NR | UpDeemed | NE-HVAC-airHP-Split-lt55kBtuh-18p0seer-9p7hspf | None | NonRes | Com-AC-SDG | NonRes-sAll-mHVAC-DX-up | Any | dxHP-Com-Split-lt55kBTUh-SEER-18.0 | dxHP-Com-Split-lt55kBTUh-SEER-14.0 | DEER2017 | D17 v2 |  | Split HP < 55k SEER = 18.0 - Upstream | 4456531 | DEER | Proposed
SDG | 463688 | 2019-01-01 |  | WPSDGENRHC0023-2 | NR | DnDeemed | NE-HVAC-airAC-Pkg-55to65kBtuh-15p0seer | None | NonRes | Com-AC-SDG | NonRes-sAll-mHVAC-Pkg | Any | dxAC-Com-Pkg-55to65kBTUh-SEER-15.0 | dxAC-Com-Pkg-55to65kBTUh-SEER-14.0 | DEER2017 | D17 v2 |  | Pkg AC 55k to 65k SEER = 15.0-Rebate | 4456531 | DEER | Proposed
SDG | 463689 | 2019-01-01 |  | WPSDGENRHC0023-2 | NR | DnDeemed | NE-HVAC-airAC-Pkg-55to65kBtuh-15p0seer-wPreEcono | None | NonRes | Com-AC-SDG | NonRes-sAll-mHVAC-Pkg | Any | dxAC-Com-Pkg-55to65kBTUh-SEER-15.0 | dxAC-Com-Pkg-55to65kBTUh-SEER-14.0 | DEER2017 | D17 v2 |  | Pkg AC 55k to 65k SEER = 15.0, wPreEcono | 4456531 | DEER | Proposed
SDG | 463690 | 2019-01-01 |  | WPSDGENRHC0023-2 | NR | DnDeemed | NE-HVAC-airAC-Pkg-55to65kBtuh-16p0seer | None | NonRes | Com-AC-SDG | NonRes-sAll-mHVAC-Pkg | Any | dxAC-Com-Pkg-55to65kBTUh-SEER-16.0 | dxAC-Com-Pkg-55to65kBTUh-SEER-14.0 | DEER2017 | D17 v2 |  | Pkg AC 55k to 65k SEER = 16.0-Rebate | 4456531 | DEER | Proposed
SDG | 463691 | 2019-01-01 |  | WPSDGENRHC0023-2 | NR | DnDeemed | NE-HVAC-airAC-Pkg-55to65kBtuh-16p0seer-wPreEcono | None | NonRes | Com-AC-SDG | NonRes-sAll-mHVAC-Pkg | Any | dxAC-Com-Pkg-55to65kBTUh-SEER-16.0 | dxAC-Com-Pkg-55to65kBTUh-SEER-14.0 | DEER2017 | D17 v2 |  | Pkg AC 55k to 65k SEER = 16.0, wPreEcono | 4456531 | DEER | Proposed
SDG | 463692 | 2019-01-01 |  | WPSDGENRHC0023-2 | NR | DnDeemed | NE-HVAC-airAC-Pkg-55to65kBtuh-17p0seer | None | NonRes | Com-AC-SDG | NonRes-sAll-mHVAC-Pkg | Any | dxAC-Com-Pkg-55to65kBTUh-SEER-17.0 | dxAC-Com-Pkg-55to65kBTUh-SEER-14.0 | DEER2017 | D17 v2 |  | Pkg AC 55k to 65k SEER = 17.0 | 4456531 | DEER | Proposed
SDG | 463693 | 2019-01-01 |  | WPSDGENRHC0023-2 | NR | DnDeemed | NE-HVAC-airAC-Pkg-55to65kBtuh-17p0seer-wPreEcono | None | NonRes | Com-AC-SDG | NonRes-sAll-mHVAC-Pkg | Any | dxAC-Com-Pkg-55to65kBTUh-SEER-17.0 | dxAC-Com-Pkg-55to65kBTUh-SEER-14.0 | DEER2017 | D17 v2 |  | Pkg AC 55k to 65k SEER = 17.0, wPreEcono | 4456531 | DEER | Proposed
SDG | 463694 | 2019-01-01 |  | WPSDGENRHC0023-2 | NR | DnDeemed | NE-HVAC-airAC-Pkg-55to65kBtuh-18p0seer | None | NonRes | Com-AC-SDG | NonRes-sAll-mHVAC-Pkg | Any | dxAC-Com-Pkg-55to65kBTUh-SEER-18.0 | dxAC-Com-Pkg-55to65kBTUh-SEER-14.0 | DEER2017 | D17 v2 |  | Pkg AC 55k to 65k SEER = 18.0 | 4456531 | DEER | Proposed
SDG | 463695 | 2019-01-01 |  | WPSDGENRHC0023-2 | NR | DnDeemed | NE-HVAC-airAC-Pkg-55to65kBtuh-18p0seer-wPreEcono | None | NonRes | Com-AC-SDG | NonRes-sAll-mHVAC-Pkg | Any | dxAC-Com-Pkg-55to65kBTUh-SEER-18.0 | dxAC-Com-Pkg-55to65kBTUh-SEER-14.0 | DEER2017 | D17 v2 |  | Pkg AC 55k to 65k SEER = 18.0, wPreEcono | 4456531 | DEER | Proposed
SDG | 463696 | 2019-01-01 |  | WPSDGENRHC0023-2 | NR | DnDeemed | NE-HVAC-airAC-Pkg-lt55kBtuh-15p0seer | None | NonRes | Com-AC-SDG | NonRes-sAll-mHVAC-Pkg | Any | dxAC-Com-Pkg-lt55kBTUh-SEER-15.0 | dxAC-Com-Pkg-lt55kBTUh-SEER-14.0 | DEER2017 | D17 v2 |  | Pkg AC <55k SEER = 15.0-Rebate | 4456531 | DEER | Proposed
SDG | 463697 | 2019-01-01 |  | WPSDGENRHC0023-2 | NR | DnDeemed | NE-HVAC-airAC-Pkg-lt55kBtuh-16p0seer | None | NonRes | Com-AC-SDG | NonRes-sAll-mHVAC-Pkg | Any | dxAC-Com-Pkg-lt55kBTUh-SEER-16.0 | dxAC-Com-Pkg-lt55kBTUh-SEER-14.0 | DEER2017 | D17 v2 |  | Pkg AC <55k SEER = 16.0-Rebate | 4456531 | DEER | Proposed
SDG | 463698 | 2019-01-01 |  | WPSDGENRHC0023-2 | NR | DnDeemed | NE-HVAC-airAC-Pkg-lt55kBtuh-17p0seer | None | NonRes | Com-AC-SDG | NonRes-sAll-mHVAC-Pkg | Any | dxAC-Com-Pkg-lt55kBTUh-SEER-17.0 | dxAC-Com-Pkg-lt55kBTUh-SEER-14.0 | DEER2017 | D17 v2 |  | Pkg AC < 55k SEER = 17.0 | 4456531 | DEER | Proposed
SDG | 463699 | 2019-01-01 |  | WPSDGENRHC0023-2 | NR | DnDeemed | NE-HVAC-airAC-Pkg-lt55kBtuh-18p0seer | None | NonRes | Com-AC-SDG | NonRes-sAll-mHVAC-Pkg | Any | dxAC-Com-Pkg-lt55kBTUh-SEER-18.0 | dxAC-Com-Pkg-lt55kBTUh-SEER-14.0 | DEER2017 | D17 v2 |  | Pkg AC < 55k SEER = 18.0 | 4456531 | DEER | Proposed
SDG | 463700 | 2019-01-01 |  | WPSDGENRHC0023-2 | NR | DnDeemed | NE-HVAC-airAC-Split-45to55kBtuh-15p0seer | None | NonRes | Com-AC-SDG | NonRes-sAll-mHVAC-Pkg | Any | dxAC-Com-Split-45to55kBTUh-SEER-15.0 | dxAC-Com-Split-45to55kBTUh-SEER-14.0 | DEER2017 | D17 v2 |  | Split AC 45k to 55k SEER = 15.0 | 4456531 | DEER | Proposed
SDG | 463701 | 2019-01-01 |  | WPSDGENRHC0023-2 | NR | DnDeemed | NE-HVAC-airAC-Split-45to55kBtuh-16p0seer | None | NonRes | Com-AC-SDG | NonRes-sAll-mHVAC-Pkg | None | dxAC-Com-Split-45to55kBTUh-SEER-16.0 | dxAC-Com-Split-45to55kBTUh-SEER-14.0 | DEER2017 | D17 v2 |  | Split AC 45k to 55k SEER = 16.0 | 4456531 | DEER | Proposed
SDG | 463702 | 2019-01-01 |  | WPSDGENRHC0023-2 | NR | DnDeemed | NE-HVAC-airAC-Split-45to55kBtuh-17p0seer | None | NonRes | Com-AC-SDG | NonRes-sAll-mHVAC-Pkg | Any | dxAC-Com-Split-45to55kBTUh-SEER-17.0 | dxAC-Com-Split-45to55kBTUh-SEER-14.0 | DEER2017 | D17 v2 |  | Split AC 45k to 55k SEER = 17.0 | 4456531 | DEER | Proposed
SDG | 463703 | 2019-01-01 |  | WPSDGENRHC0023-2 | NR | DnDeemed | NE-HVAC-airAC-Split-45to55kBtuh-18p0seer | None | NonRes | Com-AC-SDG | NonRes-sAll-mHVAC-Pkg | Any | dxAC-Com-Split-45to55kBTUh-SEER-18.0 | dxAC-Com-Split-45to55kBTUh-SEER-14.0 | DEER2017 | D17 v2 |  | Split AC 45k to 55k SEER = 18.0 | 4456531 | DEER | Proposed
SDG | 463704 | 2019-01-01 |  | WPSDGENRHC0023-2 | NR | DnDeemed | NE-HVAC-airAC-Split-55to65kBtuh-15p0seer | None | NonRes | Com-AC-SDG | NonRes-sAll-mHVAC-Pkg | Any | dxAC-Com-Split-55to65kBTUh-SEER-15.0 | dxAC-Com-Split-55to65kBTUh-SEER-14.0 | DEER2017 | D17 v2 |  | Split AC 55k to 65k SEER = 15.0-Rebate | 4456531 | DEER | Proposed
SDG | 463705 | 2019-01-01 |  | WPSDGENRHC0023-2 | NR | DnDeemed | NE-HVAC-airAC-Split-55to65kBtuh-15p0seer-wPreEcono | None | NonRes | Com-AC-SDG | NonRes-sAll-mHVAC-Pkg | Any | dxAC-Com-Split-55to65kBTUh-SEER-15.0 | dxAC-Com-Split-55to65kBTUh-SEER-14.0 | DEER2017 | D17 v2 |  | Split AC 55k to 65k SEER = 15.0, wPreEcono | 4456531 | DEER | Proposed
SDG | 463706 | 2019-01-01 |  | WPSDGENRHC0023-2 | NR | DnDeemed | NE-HVAC-airAC-Split-55to65kBtuh-16p0seer | None | NonRes | Com-AC-SDG | NonRes-sAll-mHVAC-Pkg | Any | dxAC-Com-Split-55to65kBTUh-SEER-16.0 | dxAC-Com-Split-55to65kBTUh-SEER-14.0 | DEER2017 | D17 v2 |  | Split AC 55k to 65k SEER = 16.0-Rebate | 4456531 | DEER | Proposed
SDG | 463707 | 2019-01-01 |  | WPSDGENRHC0023-2 | NR | DnDeemed | NE-HVAC-airAC-Split-55to65kBtuh-16p0seer-wPreEcono | None | NonRes | Com-AC-SDG | NonRes-sAll-mHVAC-Pkg | Any | dxAC-Com-Split-55to65kBTUh-SEER-16.0 | dxAC-Com-Split-55to65kBTUh-SEER-14.0 | DEER2017 | D17 v2 |  | Split AC 55k to 65k SEER = 16.0, wPreEcono | 4456531 | DEER | Proposed
SDG | 463708 | 2019-01-01 |  | WPSDGENRHC0023-2 | NR | DnDeemed | NE-HVAC-airAC-Split-55to65kBtuh-17p0seer | None | NonRes | Com-AC-SDG | NonRes-sAll-mHVAC-Pkg | Any | dxAC-Com-Split-55to65kBTUh-SEER-17.0 | dxAC-Com-Split-55to65kBTUh-SEER-14.0 | DEER2017 | D17 v2 |  | Split AC 55k to 65k SEER = 17.0 | 4456531 | DEER | Proposed
SDG | 463709 | 2019-01-01 |  | WPSDGENRHC0023-2 | NR | DnDeemed | NE-HVAC-airAC-Split-55to65kBtuh-17p0seer-wPreEcono | None | NonRes | Com-AC-SDG | NonRes-sAll-mHVAC-Pkg | Any | dxAC-Com-Split-55to65kBTUh-SEER-17.0 | dxAC-Com-Split-55to65kBTUh-SEER-14.0 | DEER2017 | D17 v2 |  | Split AC 55k to 65k SEER = 17.0, wPreEcono | 4456531 | DEER | Proposed
SDG | 463710 | 2019-01-01 |  | WPSDGENRHC0023-2 | NR | DnDeemed | NE-HVAC-airAC-Split-55to65kBtuh-18p0seer | None | NonRes | Com-AC-SDG | NonRes-sAll-mHVAC-Pkg | Any | dxAC-Com-Split-55to65kBTUh-SEER-18.0 | dxAC-Com-Split-55to65kBTUh-SEER-14.0 | DEER2017 | D17 v2 |  | Split AC 55k to 65k SEER = 18.0 | 4456531 | DEER | Proposed
SDG | 463711 | 2019-01-01 |  | WPSDGENRHC0023-2 | NR | DnDeemed | NE-HVAC-airAC-Split-55to65kBtuh-18p0seer-wPreEcono | None | NonRes | Com-AC-SDG | NonRes-sAll-mHVAC-Pkg | Any | dxAC-Com-Split-55to65kBTUh-SEER-18.0 | dxAC-Com-Split-55to65kBTUh-SEER-14.0 | DEER2017 | D17 v2 |  | Split AC 55k to 65k SEER = 18.0, wPreEcono | 4456531 | DEER | Proposed
SDG | 463712 | 2019-01-01 |  | WPSDGENRHC0023-2 | NR | DnDeemed | NE-HVAC-airAC-Split-lt45kBtuh-15p0seer | None | NonRes | Com-AC-SDG | NonRes-sAll-mHVAC-Pkg | Any | dxAC-Com-Split-lt45kBTUh-SEER-15.0 | dxAC-Com-Split-lt45kBTUh-SEER-14.0 | DEER2017 | D17 v2 |  | Split AC < 45k SEER = 15.0 | 4456531 | DEER | Proposed
SDG | 463713 | 2019-01-01 |  | WPSDGENRHC0023-2 | NR | DnDeemed | NE-HVAC-airAC-Split-lt45kBtuh-16p0seer | None | NonRes | Com-AC-SDG | NonRes-sAll-mHVAC-Pkg | Any | dxAC-Com-Split-lt45kBTUh-SEER-16.0 | dxAC-Com-Split-lt45kBTUh-SEER-14.0 | DEER2017 | D17 v2 |  | Split AC < 45k SEER = 16.0 | 4456531 | DEER | Proposed
SDG | 463714 | 2019-01-01 |  | WPSDGENRHC0023-2 | NR | DnDeemed | NE-HVAC-airAC-Split-lt45kBtuh-17p0seer | None | NonRes | Com-AC-SDG | NonRes-sAll-mHVAC-Pkg | Any | dxAC-Com-Split-lt45kBTUh-SEER-17.0 | dxAC-Com-Split-lt45kBTUh-SEER-14.0 | DEER2017 | D17 v2 |  | Split AC < 45k SEER = 17.0 | 4456531 | DEER | Proposed
SDG | 463715 | 2019-01-01 |  | WPSDGENRHC0023-2 | NR | DnDeemed | NE-HVAC-airAC-Split-lt45kBtuh-18p0seer | None | NonRes | Com-AC-SDG | NonRes-sAll-mHVAC-Pkg | Any | dxAC-Com-Split-lt45kBTUh-SEER-18.0 | dxAC-Com-Split-lt45kBTUh-SEER-14.0 | DEER2017 | D17 v2 |  | Split AC < 45k SEER = 18.0 | 4456531 | DEER | Proposed
SDG | 463717 | 2019-01-01 |  | WPSDGENRHC0025-0 | NR | DnDeemed | NE-HVAC-airAC-SpltPkg-135to239kBtuh-12p5eer | None | NonRes | Com-AC-SDG | NonRes-sAll-mHVAC-Pkg | Any | dxAC-Com-Pkg-135to240kBTUh-EER12.5-2Spd | dxAC-Com-Pkg-135to240kBTUh-EER10.8-2Spd | DEER2017 | D17 v2 |  | All AC 135k to 239k EER = 12.5 | 4456531 | DEER | Proposed
SDG | 463718 | 2019-01-01 |  | WPSDGENRHC0025-0 | NR | DnDeemed | NE-HVAC-airAC-SpltPkg-240to759kBtuh-10p8eer | None | NonRes | Com-AC-SDG | NonRes-sAll-mHVAC-Pkg | Any | dxAC-Com-Pkg-240to760kBTUh-EER10.8-2Spd | dxAC-Com-Pkg-240to760kBTUh-EER9.8-2Spd | DEER2017 | D17 v2 |  | All AC 240k to 759k EER = 10.8, PVVG | 4456531 | DEER | Proposed
SDG | 463719 | 2019-01-01 |  | WPSDGENRHC0025-0 | NR | DnDeemed | NE-HVAC-airAC-SpltPkg-240to759kBtuh-11p5eer | None | NonRes | Com-AC-SDG | NonRes-sAll-mHVAC-Pkg | Any | dxAC-Com-Pkg-240to760kBTUh-EER11.5-2Spd | dxAC-Com-Pkg-240to760kBTUh-EER9.8-2Spd | DEER2017 | D17 v2 |  | All AC 240k to 759k EER = 11.5, DXGF | 4456531 | DEER | Proposed
SDG | 463720 | 2019-01-01 |  | WPSDGENRHC0025-0 | NR | DnDeemed | NE-HVAC-airAC-SpltPkg-240to759kBtuh-11p5eer | None | NonRes | Com-AC-SDG | NonRes-sAll-mHVAC-Pkg | Any | dxAC-Com-Pkg-240to760kBTUh-EER11.5-2Spd | dxAC-Com-Pkg-240to760kBTUh-EER9.8-2Spd | DEER2017 | D17 v2 |  | All AC 240k to 759k EER = 11.5, PVVG | 4456531 | DEER | Proposed
SDG | 463721 | 2019-01-01 |  | WPSDGENRHC0025-0 | NR | DnDeemed | NE-HVAC-airAC-SpltPkg-240to759kBtuh-12p5eer | None | NonRes | Com-AC-SDG | NonRes-sAll-mHVAC-Pkg | Any | dxAC-Com-Pkg-240to760kBTUh-EER12.5-2Spd | dxAC-Com-Pkg-240to760kBTUh-EER9.8-2Spd | DEER2017 | D17 v2 |  | All AC 240k to 759k EER = 12.5, DXGF | 4456531 | DEER | Proposed
SDG | 463722 | 2019-01-01 |  | WPSDGENRHC0025-0 | NR | DnDeemed | NE-HVAC-airAC-SpltPkg-240to759kBtuh-12p5eer | None | NonRes | Com-AC-SDG | NonRes-sAll-mHVAC-Pkg | Any | dxAC-Com-Pkg-240to760kBTUh-EER12.5-2Spd | dxAC-Com-Pkg-240to760kBTUh-EER9.8-2Spd | DEER2017 | D17 v2 |  | All AC 240k to 759k EER = 12.5, PVVG | 4456531 | DEER | Proposed
SDG | 463727 | 2019-01-01 |  | WPSDGENRHC0023-2 | NR | DnDeemed | NE-HVAC-airHP-Pkg-55to65kBtuh-15p0seer-8p2hspf | None | NonRes | Com-AC-SDG | NonRes-sAll-mHVAC-Pkg | Any | dxHP-Com-Pkg-55to65kBTUh-SEER-15.0 | dxHP-Com-Pkg-55to65kBTUh-SEER-14.0 | DEER2017 | D17 v2 |  | Pkg HP 55k to 65k SEER = 15.0-Rebate | 4456531 | DEER | Proposed
SDG | 463728 | 2019-01-01 |  | WPSDGENRHC0023-2 | NR | DnDeemed | NE-HVAC-airHP-Pkg-55to65kBtuh-15p0seer-8p2hspf-wPreEcono | None | NonRes | Com-AC-SDG | NonRes-sAll-mHVAC-Pkg | Any | dxHP-Com-Pkg-55to65kBTUh-SEER-15.0 | dxHP-Com-Pkg-55to65kBTUh-SEER-14.0 | DEER2017 | D17 v2 |  | Pkg HP 55k to 65k SEER = 15.0, wPreEcono | 4456531 | DEER | Proposed
SDG | 463729 | 2019-01-01 |  | WPSDGENRHC0023-2 | NR | DnDeemed | NE-HVAC-airHP-Pkg-55to65kBtuh-16p0seer-8p5hspf | None | NonRes | Com-AC-SDG | NonRes-sAll-mHVAC-Pkg | Any | dxHP-Com-Pkg-55to65kBTUh-SEER-16.0 | dxHP-Com-Pkg-55to65kBTUh-SEER-14.0 | DEER2017 | D17 v2 |  | Pkg HP 55k to 65k SEER = 16.0-Rebate | 4456531 | DEER | Proposed
SDG | 463730 | 2019-01-01 |  | WPSDGENRHC0023-2 | NR | DnDeemed | NE-HVAC-airHP-Pkg-55to65kBtuh-16p0seer-8p5hspf-wPreEcono | None | NonRes | Com-AC-SDG | NonRes-sAll-mHVAC-Pkg | Any | dxHP-Com-Pkg-55to65kBTUh-SEER-16.0 | dxHP-Com-Pkg-55to65kBTUh-SEER-14.0 | DEER2017 | D17 v2 |  | Pkg HP 55k to 65k SEER = 16.0, wPreEcono | 4456531 | DEER | Proposed
SDG | 463731 | 2019-01-01 |  | WPSDGENRHC0023-2 | NR | DnDeemed | NE-HVAC-airHP-Pkg-55to65kBtuh-17p0seer-9p0hspf | None | NonRes | Com-AC-SDG | NonRes-sAll-mHVAC-Pkg | Any | dxHP-Com-Pkg-55to65kBTUh-SEER-17.0 | dxHP-Com-Pkg-55to65kBTUh-SEER-14.0 | DEER2017 | D17 v2 |  | Pkg HP 55k to 65k SEER = 17.0 | 4456531 | DEER | Proposed
SDG | 463732 | 2019-01-01 |  | WPSDGENRHC0023-2 | NR | DnDeemed | NE-HVAC-airHP-Pkg-55to65kBtuh-17p0seer-9p0hspf-wPreEcono | None | NonRes | Com-AC-SDG | NonRes-sAll-mHVAC-Pkg | Any | dxHP-Com-Pkg-55to65kBTUh-SEER-17.0 | dxHP-Com-Pkg-55to65kBTUh-SEER-14.0 | DEER2017 | D17 v2 |  | Pkg HP 55k to 65k SEER = 17.0, wPreEcono | 4456531 | DEER | Proposed
SDG | 463733 | 2019-01-01 |  | WPSDGENRHC0023-2 | NR | DnDeemed | NE-HVAC-airHP-Pkg-lt55kBtuh-15p0seer-8p2hspf | None | NonRes | Com-AC-SDG | NonRes-sAll-mHVAC-Pkg | Any | dxHP-Com-Pkg-lt55kBTUh-SEER-15.0 | dxHP-Com-Pkg-lt55kBTUh-SEER-14.0 | DEER2017 | D17 v2 |  | Pkg HP <55k SEER = 15.0-Rebate | 4456531 | DEER | Proposed
SDG | 463734 | 2019-01-01 |  | WPSDGENRHC0023-2 | NR | DnDeemed | NE-HVAC-airHP-Pkg-lt55kBtuh-16p0seer-8p5hspf | None | NonRes | Com-AC-SDG | NonRes-sAll-mHVAC-Pkg | Any | dxHP-Com-Pkg-lt55kBTUh-SEER-16.0 | dxHP-Com-Pkg-lt55kBTUh-SEER-14.0 | DEER2017 | D17 v2 |  | Pkg HP <55k SEER = 16.0-Rebate | 4456531 | DEER | Proposed
SDG | 463735 | 2019-01-01 |  | WPSDGENRHC0023-2 | NR | DnDeemed | NE-HVAC-airHP-Pkg-lt55kBtuh-17p0seer-9p0hspf | None | NonRes | Com-AC-SDG | NonRes-sAll-mHVAC-Pkg | Any | dxHP-Com-Pkg-lt55kBTUh-SEER-17.0 | dxHP-Com-Pkg-lt55kBTUh-SEER-14.0 | DEER2017 | D17 v2 |  | Pkg HP < 55k SEER = 17.0 | 4456531 | DEER | Proposed
SDG | 463736 | 2019-01-01 |  | WPSDGENRHC0023-2 | NR | DnDeemed | NE-HVAC-airHP-Split-55to65kBtuh-15p0seer-8p7hspf | None | NonRes | Com-AC-SDG | NonRes-sAll-mHVAC-Pkg | Any | dxHP-Com-Split-55to65kBTUh-SEER-15.0 | dxHP-Com-Split-55to65kBTUh-SEER-14.0 | DEER2017 | D17 v2 |  | Split HP 55k to 65k SEER = 15.0-Rebate | 4456531 | DEER | Proposed
SDG | 463737 | 2019-01-01 |  | WPSDGENRHC0023-2 | NR | DnDeemed | NE-HVAC-airHP-Split-55to65kBtuh-15p0seer-8p7hspf-wPreEcono | None | NonRes | Com-AC-SDG | NonRes-sAll-mHVAC-Pkg | Any | dxHP-Com-Split-55to65kBTUh-SEER-15.0 | dxHP-Com-Split-55to65kBTUh-SEER-14.0 | DEER2017 | D17 v2 |  | Split HP 55k to 65k SEER = 15.0, wPreEcono | 4456531 | DEER | Proposed
SDG | 463738 | 2019-01-01 |  | WPSDGENRHC0023-2 | NR | DnDeemed | NE-HVAC-airHP-Split-55to65kBtuh-16p0seer-9p0hspf | None | NonRes | Com-AC-SDG | NonRes-sAll-mHVAC-Pkg | Any | dxHP-Com-Split-55to65kBTUh-SEER-16.0 | dxHP-Com-Split-55to65kBTUh-SEER-14.0 | DEER2017 | D17 v2 |  | Split HP 55k to 65k SEER = 16.0-Rebate | 4456531 | DEER | Proposed
SDG | 463739 | 2019-01-01 |  | WPSDGENRHC0023-2 | NR | DnDeemed | NE-HVAC-airHP-Split-55to65kBtuh-16p0seer-9p0hspf-wPreEcono | None | NonRes | Com-AC-SDG | NonRes-sAll-mHVAC-Pkg | Any | dxHP-Com-Split-55to65kBTUh-SEER-16.0 | dxHP-Com-Split-55to65kBTUh-SEER-14.0 | DEER2017 | D17 v2 |  | Split HP 55k to 65k SEER = 16.0, wPreEcono | 4456531 | DEER | Proposed
SDG | 463740 | 2019-01-01 |  | WPSDGENRHC0023-2 | NR | DnDeemed | NE-HVAC-airHP-Split-55to65kBtuh-17p0seer-9p4hspf | None | NonRes | Com-AC-SDG | NonRes-sAll-mHVAC-Pkg | Any | dxHP-Com-Split-55to65kBTUh-SEER-17.0 | dxHP-Com-Split-55to65kBTUh-SEER-14.0 | DEER2017 | D17 v2 |  | Split HP 55k to 65k SEER = 17.0 | 4456531 | DEER | Proposed
SDG | 463741 | 2019-01-01 |  | WPSDGENRHC0023-2 | NR | DnDeemed | NE-HVAC-airHP-Split-55to65kBtuh-17p0seer-9p4hspf-wPreEcono | None | NonRes | Com-AC-SDG | NonRes-sAll-mHVAC-Pkg | Any | dxHP-Com-Split-55to65kBTUh-SEER-17.0 | dxHP-Com-Split-55to65kBTUh-SEER-14.0 | DEER2017 | D17 v2 |  | Split HP 55k to 65k SEER = 17.0, wPreEcono | 4456531 | DEER | Proposed
SDG | 463742 | 2019-01-01 |  | WPSDGENRHC0023-2 | NR | DnDeemed | NE-HVAC-airHP-Split-55to65kBtuh-18p0seer-9p7hspf | None | NonRes | Com-AC-SDG | NonRes-sAll-mHVAC-Pkg | Any | dxHP-Com-Split-55to65kBTUh-SEER-18.0 | dxHP-Com-Split-55to65kBTUh-SEER-14.0 | DEER2017 | D17 v2 |  | Split HP 55k to 65k SEER = 18.0 | 4456531 | DEER | Proposed
SDG | 463743 | 2019-01-01 |  | WPSDGENRHC0023-2 | NR | DnDeemed | NE-HVAC-airHP-Split-55to65kBtuh-18p0seer-9p7hspf-wPreEcono | None | NonRes | Com-AC-SDG | NonRes-sAll-mHVAC-Pkg | Any | dxHP-Com-Split-55to65kBTUh-SEER-18.0 | dxHP-Com-Split-55to65kBTUh-SEER-14.0 | DEER2017 | D17 v2 |  | Split HP 55k to 65k SEER = 18.0, wPreEcono | 4456531 | DEER | Proposed
SDG | 463744 | 2019-01-01 |  | WPSDGENRHC0023-2 | NR | DnDeemed | NE-HVAC-airHP-Split-lt55kBtuh-15p0seer-8p7hspf | None | NonRes | Com-AC-SDG | NonRes-sAll-mHVAC-Pkg | Any | dxHP-Com-Split-lt55kBTUh-SEER-15.0 | dxHP-Com-Split-lt55kBTUh-SEER-14.0 | DEER2017 | D17 v2 |  | Split HP < 55k SEER = 15.0 | 4456531 | DEER | Proposed
SDG | 463745 | 2019-01-01 |  | WPSDGENRHC0023-2 | NR | DnDeemed | NE-HVAC-airHP-Split-lt55kBtuh-16p0seer-9p0hspf | None | NonRes | Com-AC-SDG | NonRes-sAll-mHVAC-Pkg | Any | dxHP-Com-Split-lt55kBTUh-SEER-16.0 | dxHP-Com-Split-lt55kBTUh-SEER-14.0 | DEER2017 | D17 v2 |  | Split HP < 55k SEER = 16.0 | 4456531 | DEER | Proposed
SDG | 463746 | 2019-01-01 |  | WPSDGENRHC0023-2 | NR | DnDeemed | NE-HVAC-airHP-Split-lt55kBtuh-17p0seer-9p4hspf | None | NonRes | Com-AC-SDG | NonRes-sAll-mHVAC-Pkg | Any | dxHP-Com-Split-lt55kBTUh-SEER-17.0 | dxHP-Com-Split-lt55kBTUh-SEER-14.0 | DEER2017 | D17 v2 |  | Split HP < 55k SEER = 17.0 | 4456531 | DEER | Proposed
SDG | 463747 | 2019-01-01 |  | WPSDGENRHC0023-2 | NR | DnDeemed | NE-HVAC-airHP-Split-lt55kBtuh-18p0seer-9p7hspf | None | NonRes | Com-AC-SDG | NonRes-sAll-mHVAC-Pkg | Any | dxHP-Com-Split-lt55kBTUh-SEER-18.0 | dxHP-Com-Split-lt55kBTUh-SEER-14.0 | DEER2017 | D17 v2 |  | Split HP < 55k SEER = 18.0 | 4456531 | DEER | Proposed
SDG | 463755 | 2019-01-01 |  | WPSDGEREWH0011-4 | NR | DnDeemed | RB-Appl-EffCW-med-Tier2-Top | None | Res | Res-CW-SDG | Res-sAll-mCW | None | WPSDGEREWH0011-Rev03-Msr001-FULL | WPSDGEREWH0011-Rev03-Msr001-BASE | DEER2018 | D17 v3 |  | Clothes Washer - Top Loading - Energy Star Most Efficient | 4456531 | DEER | Proposed
SDG | 463756 | 2019-01-01 |  | WPSDGEREWH0011-4 | NR | DnDeemed | RB-Appl-EffCW-med-Tier2-Front | None | Res | Def-GSIA | Res-sAll-mCW | None | WPSDGEREWH0011-Rev04-Msr002-FULL | WPSDGEREWH0011-Rev04-Msr002-BASE | DEER2017 | D17 v3 |  | Clothes Washer - Front Loading - Energy Star Most Efficient | 4456531 | DEER | Proposed
SDG | 463757 | 2019-01-01 |  | WPSDGENRHC0023-2 | NR | UpDeemed | RE-HV-ResAC-lt45kBtuh-16S | None | Res | Res-AC-SDG | Res-sAll-mHVAC-DX-up | Any | dxAC-Res-Split-SEER-16.0 | dxAC-Res-Split-lt45kBTUh-SEER-14.0 | DEER2017 | D17 v2 |  | A/C Split System 16 SEER (12.5 EER) LT 45kBTU | 4456531 | DEER | Proposed
SDG | 463758 | 2019-01-01 |  | WPSDGENRHC0023-2 | NR | UpDeemed | RE-HV-ResAC-45to65kBtuh-16S | None | Res | Res-AC-SDG | Res-sAll-mHVAC-DX-up | Any | dxAC-Res-Split-SEER-16.0 | dxAC-Res-Split-45to65kBTUh-SEER-14.0 | DEER2017 | D17 v2 |  | A/C Split System 16 SEER (12.5 EER)45-65kBTU | 4456531 | DEER | Proposed
SDG | 463759 | 2019-01-01 |  | WPSDGENRHC0023-2 | NR | UpDeemed | RE-HV-ResAC-lt45kBtuh-15S | None | Res | Res-AC-SDG | Res-sAll-mHVAC-DX-up | Any | dxAC-Res-Split-SEER-15.0 | dxAC-Res-Split-lt45kBTUh-SEER-14.0 | DEER2017 | D17 v2 |  | A/C Split System 15 SEER (12.8 EER) LT 45kBTU | 4456531 | DEER | Proposed
SDG | 463760 | 2019-01-01 |  | WPSDGENRHC0023-2 | NR | UpDeemed | RE-HV-ResAC-45to65kBtuh-15S | None | Res | Res-AC-SDG | Res-sAll-mHVAC-DX-up | Any | dxAC-Res-Split-SEER-15.0 | dxAC-Res-Split-45to65kBTUh-SEER-14.0 | DEER2017 | D17 v2 |  | A/C Split System 15 SEER (12.8 EER)45-65kBTU | 4456531 | DEER | Proposed
SDG | 463761 | 2019-01-01 |  | WPSDGENRHC0023-2 | NR | UpDeemed | RE-HV-ResHP-15p0S-8p7H | DEER_for_2017 | Res | Res-AC-SDG | Res-sAll-mHVAC-DX-up | Any | dxHP-Res-Split-SEER-15.0 | dxHP-Res-Split-SEER-14.0 | DEER2017 | D17 v1.0 |  | Heat Pump Split System, SEER = 15 (EER = 12.8), HSPF = 8.7 (COP = 3.68) | 4456531 | DEER | Proposed
SDG | 463762 | 2019-01-01 |  | WPSDGENRHC0023-2 | NR | UpDeemed | RE-HV-ResHP-16p0S-9p0H | DEER_for_2017 | Res | Res-AC-SDG | Res-sAll-mHVAC-DX-up | Any | dxHP-Res-Split-SEER-16.0 | dxHP-Res-Split-SEER-14.0 | DEER2017 | D17 v1.0 |  | Heat Pumps Split System, SEER = 16 (EER = 12.5), HSPF = 9 (COP = 3.57) | 4456531 | DEER | Proposed
SDG | 463763 | 2019-01-01 |  | WPSDGENRHC0023-2 | NR | UpDeemed | RE-HV-ResHP-17p0S-9p4H | DEER_for_2017 | Res | Res-AC-SDG | Res-sAll-mHVAC-DX-up | Any | dxHP-Res-Split-SEER-17.0 | dxHP-Res-Split-SEER-14.0 | DEER2017 | D17 v1.0 |  | Heat Pumps Split System, SEER = 17 (EER = 13.3), HSPF = 9.4 (COP = 3.74) | 4456531 | DEER | Proposed
SDG | 463764 | 2019-01-01 |  | WPSDGENRHC0023-2 | NR | UpDeemed | RE-HV-ResHP-18p0S-9p7H | DEER_for_2017 | Res | Res-AC-SDG | Res-sAll-mHVAC-DX-up | Any | dxHP-Res-Split-SEER-18.0 | dxHP-Res-Split-SEER-14.0 | DEER2017 | D17 v1.0 |  | Heat Pump Split System, SEER = 18 (EER = 14), HSPF = 9.7 (COP = 3.86) | 4456531 | DEER | Proposed
SDG | 463774 | 2019-01-01 |  | WPSDGENRCS0001-1 | AOE | DnDeemDI | WPSDGENRCS0001-Rev01-Msr001 | None | NonRes | Def-GSIA | Com-Default>2yrs | None | WPSDGENRCS0001-Rev01-Msr001-FULL | WPSDGENRCS0001-Rev01-Msr001-BASE | ExAnte2016 | IOU workpaper |  | Refrigeration - Vending Machine Controller | 4456531 | Deemed | Proposed
SDG | 463776 | 2019-01-01 |  | WPSDGNRPR0005-0 | AOE | DnDeemed | WPSDGENRPR0005-Rev00-Msr001 | None | NonRes | Def-GSIA | All-Default<=2yrs | None | WPSDGENRPR0005-Rev00-Msr001-FULL | WPSDGENRPR0005-Rev00-Msr001-BASE | ExAnte2017 | IOU workpaper |  | VFD on Agricultural Well Pumps for 300 HP and below | 4456531 | Deemed | Proposed
SDG | 463777 | 2019-01-01 |  | WPSDGNRPR0005-0 | AOE | DnDeemed | WPSDGENRPR0005-Rev00-Msr002 | None | NonRes | Def-GSIA | All-Default<=2yrs | None | WPSDGENRPR0005-Rev00-Msr002-FULL | WPSDGENRPR0005-Rev00-Msr002-BASE | ExAnte2017 | IOU workpaper |  | VFD on Agricultural Booster Pumps for 150 HP and below | 4456531 | Deemed | Proposed
SDG | 463778 | 2019-01-01 |  | WPSDGNRPR0005-0 | NC | DnDeemed | WPSDGENRPR0005-Rev00-Msr003 | None | NonRes | Def-GSIA | All-Default<=2yrs | None | WPSDGENRPR0005-Rev00-Msr003-FULL | WPSDGENRPR0005-Rev00-Msr003-BASE | ExAnte2017 | IOU workpaper |  | VFD on New Agricultural Booster Pumps for 150 HP and below | 4456531 | Deemed | Proposed
SDG | 463779 | 2019-01-01 |  | WPSDGNRPR0005-0 | NC | DnDeemed | WPSDGENRPR0005-Rev00-Msr004 | None | NonRes | Def-GSIA | All-Default<=2yrs | None | WPSDGENRPR0005-Rev00-Msr004-FULL | WPSDGENRPR0005-Rev00-Msr004-BASE | ExAnte2017 | IOU workpaper |  | VFD on New Agricultural Well Pumps for 300 HP and below | 4456531 | Deemed | Proposed
SDG | 463805 | 2019-01-01 |  | WPSDGENRLG0028-1 | NR | DnDeemDI | WPSDGENRLG0028-Rev01-Msr011 | None | Res | Def-GSIA | Res-Default-HTR-di | None | SDGLEDPoolSpaLamp45.8W | SDGIncandescentPoolSpaLamp300W | ExAnte2017 | IOU workpaper |  | 45.8 Watt Pool Lamp (Res) LED replacing 300 Watt Incandescent | 4456531 | Deemed | Proposed
SDG | 463806 | 2019-01-01 |  | WPSDGENRLG0028-1 | NR | DnDeemDI | WPSDGENRLG0028-Rev01-Msr012 | None | Res | Def-GSIA | Res-Default-HTR-di | None | SDGLEDPoolSpaLamp45.8W | SDGIncandescentPoolSpaLamp300W | ExAnte2017 | IOU workpaper |  | 45.8 Watt Spa Lamp (Res) LED replacing 300 Watt Incandescent | 4456531 | Deemed | Proposed
SDG | 463807 | 2019-01-01 |  | WPSDGENRLG0028-1 | NR | DnDeemDI | WPSDGENRLG0028-Rev01-Msr013 | None | Res | Def-GSIA | Res-Default-HTR-di | None | SDGLEDPoolSpaLamp52.4W | SDGIncandescentPoolSpaLamp400W | ExAnte2017 | IOU workpaper |  | 52.4 Watt Pool Lamp (Res) LED replacing 400 Watt Incandescent | 4456531 | Deemed | Proposed
SDG | 463808 | 2019-01-01 |  | WPSDGENRLG0028-1 | NR | DnDeemDI | WPSDGENRLG0028-Rev01-Msr014 | None | Res | Def-GSIA | Res-Default-HTR-di | None | SDGLEDPoolSpaLamp52.4W | SDGIncandescentPoolSpaLamp400W | ExAnte2017 | IOU workpaper |  | 52.4 Watt Spa Lamp (Res) LED replacing 400 Watt Incandescent | 4456531 | Deemed | Proposed
SDG | 463809 | 2019-01-01 |  | WPSDGENRLG0028-1 | NR | DnDeemDI | WPSDGENRLG0028-Rev01-Msr015 | None | Res | Def-GSIA | Res-Default-HTR-di | None | SDGLEDPoolSpaLamp67.4W | SDGIncandescentPoolSpaLamp500W | ExAnte2017 | IOU workpaper |  | 67.4 Watt Pool Lamp (Res) LED replacing 500 Watt Incandescent | 4456531 | Deemed | Proposed
SDG | 463810 | 2019-01-01 |  | WPSDGENRLG0028-1 | NR | DnDeemDI | WPSDGENRLG0028-Rev01-Msr016 | None | Res | Def-GSIA | Res-Default-HTR-di | None | SDGLEDPoolSpaLamp67.4W | SDGIncandescentPoolSpaLamp500W | ExAnte2017 | IOU workpaper |  | 67.4 Watt Spa Lamp (Res) LED replacing 500 Watt Incandescent | 4456531 | Deemed | Proposed
SDG | 463813 | 2019-01-01 |  | WPSDGENRHC0023-2 | NR | DnDeemed | RE-HV-ResAC-lt45kBtuh-16S | None | Res | Def-GSIA | Res-Default>2 | Any | dxAC-Res-Split-SEER-16.0 | dxAC-Res-Split-lt45kBTUh-SEER-14.0 | DEER2017 | D17 v2 |  | Residential SEER-rated split Air Conditioners, Size Range: 18 - 45 kBTU/h, SEER = 16 (EER = 12.5), EIR = 0.238, Fan W/CFM = 0.27, two-speed fan | 4456531 | DEER | Proposed
SDG | 463814 | 2019-01-01 |  | WPSDGENRHC0023-2 | NR | DnDeemed | RE-HV-ResAC-45to65kBtuh-16S | None | Res | Def-GSIA | Res-Default>2 | Any | dxAC-Res-Split-SEER-16.0 | dxAC-Res-Split-45to65kBTUh-SEER-14.0 | DEER2017 | D17 v2 |  | Residential SEER-rated split Air Conditioners, Size Range: 45 - 65 kBTU/h, SEER = 16 (EER = 12.5), EIR = 0.238, Fan W/CFM = 0.27, two-speed fan | 4456531 | DEER | Proposed
SDG | 463815 | 2019-01-01 |  | WPSDGENRHC0023-2 | NR | DnDeemed | RE-HV-ResHP-16p0S-9p0H | DEER_for_2017 | Res | Def-GSIA | Res-Default>2 | Any | dxHP-Res-Split-SEER-16.0 | dxHP-Res-Split-SEER-14.0 | DEER2017 | D17 v1.0 |  | Residential SEER-rated split Heat Pumps, SEER = 16 (EER = 12.5), HSPF = 9 (COP = 3.57), EIR = 0.238, Fan W/CFM = 0.27, two-speed fan | 4456531 | DEER | Proposed
SDG | 463938 | 2019-01-01 | 2019-05-13 | WPSDGEREHC0030-0.2 | AR | DnDeemed | WPSDGEREHC0030-Rev00-Msr001 | None | Res | Def-GSIA | Res-Default>2 | None | WPSDGEREHC0030-Rev00-Msr001-FULL | WPSDGEREHC0030-Rev00-Msr001-BASE | ExAnte2017 | IOU workpaper |  | Residential Smart Communicating Thermostat - AR | 4456531 | Deemed | Proposed
SDG | 463962 | 2019-01-01 | 2019-05-13 | WPSDGEREHC0030-0.2 | AR | DnDeemed | WPSDGEREHC0030-Rev00-Msr001 | None | Res | Def-GSIA | Res-Default>2 | None | WPSDGEREHC0030-Rev00-Msr001-FULL | WPSDGEREHC0030-Rev00-Msr001-BASE | ExAnte2017 | IOU workpaper |  | (DI-Copay) Residential Smart Communicating Thermostat | 4456531 | Deemed | Proposed
SDG | 463991 | 2019-01-01 |  | WPSDGENRLG0084-0 | AR | DnDeemDI | WPSDGENRLG0084-Rev00-Msr001 | None | NonRes | Def-GSIA | All-Default<=2yrs | None | WPSDGENRLG084-Rev00-Msr001-FULL | WPSDGENRLG084-Rev0-Msr001-BASE | ExAnte2017 | IOU workpaper |  | LED T8 Lamp_Direct Install | 4456531 | Deemed | Proposed
SDG | 463992 | 2019-01-01 |  | WPSDGENRLG0084-0 | AR | DnDeemed | WPSDGENRLG0084-Rev00-Msr001 | None | NonRes | Def-GSIA | All-Default<=2yrs | None | WPSDGENRLG084-Rev00-Msr001-FULL | WPSDGENRLG084-Rev0-Msr001-BASE | ExAnte2017 | IOU workpaper |  | LED T8 Lamp_PreRebDown | 4456531 | Deemed | Proposed
SDG | 463993 | 2019-01-01 |  | WPSDGENRLG0084-0 | AR | UpDeemed | WPSDGENRLG0084-Rev00-Msr001 | None | NonRes | Def-GSIA | All-Default<=2yrs | None | WPSDGENRLG084-Rev00-Msr001-FULL | WPSDGENRLG084-Rev0-Msr001-BASE | ExAnte2017 | IOU workpaper |  | LED T8 Lamp_PreRebUp_Mid-Stream | 4456531 | Deemed | Proposed
SDG | 463994 | 2019-01-01 |  | WPSDGENRLG0084-0 | AR | DnDeemDI | WPSDGENRLG0084-Rev00-Msr002 | None | Res | Def-GSIA | All-Default<=2yrs | None | WPSDGENRLG084-Rev00-Msr002-FULL | WPSDGENRLG084-Rev0-Msr002-BASE | ExAnte2017 | IOU workpaper |  | LED T8 Lamp (Res-Common Area)-Direct Install | 4456531 | Deemed | Proposed
SDG | 463995 | 2019-01-01 |  | WPSDGENRLG0084-0 | AR | DnDeemDI | WPSDGENRLG0084-Rev00-Msr003 | None | Res | Def-GSIA | All-Default<=2yrs | None | WPSDGENRLG084-Rev00-Msr003-FULL | WPSDGENRLG084-Rev0-Msr003-BASE | ExAnte2017 | IOU workpaper |  | LED T8 Lamp (Res-Dwelling)- Direct Install | 4456531 | Deemed | Proposed
SDG | 463999 | 2019-01-01 |  | WPSDGENRLG0028-1 | NR | DnDeemDI | WPSDGENRLG0028-Rev01-Msr009 | None | Res | Def-GSIA | Res-Default-HTR-di | None | SDGLEDPoolSpaLamp15.5W | SDGIncandescentPoolSpaLamp100W | ExAnte2017 | IOU workpaper |  | 15.5 Watt Pool Lamp (Res) LED replacing 100 Watt Incandescent | 4456531 | Deemed | Proposed
SDG | 464000 | 2019-01-01 |  | WPSDGENRLG0028-1 | NR | DnDeemDI | WPSDGENRLG0028-Rev01-Msr010 | None | Res | Def-GSIA | Res-Default-HTR-di | None | SDGLEDPoolSpaLamp15.5W | SDGIncandescentPoolSpaLamp100W | ExAnte2017 | IOU workpaper |  | 15.5 Watt Spa Lamp (Res) LED replacing 100 Watt Incandescent | 4456531 | Deemed | Proposed
SDG | 464001 | 2019-01-01 |  | WPSDGENRLG0028-1 | NR | DnDeemDI | WPSDGENRLG0028-Rev01-Msr001 | None | Res | Def-GSIA | Res-Default-HTR-di | None | SDGLEDPoolSpaFixture15.5W | SDGIncandescentPoolSpaFixture100W | ExAnte2017 | IOU workpaper |  | 15.5 Watt Pool Fixture (Res) LED replacing 100 Watt Incandescent | 4456531 | Deemed | Proposed
SDG | 464002 | 2019-01-01 |  | WPSDGENRLG0028-1 | NR | DnDeemDI | WPSDGENRLG0028-Rev01-Msr002 | None | Res | Def-GSIA | Res-Default-HTR-di | None | SDGLEDPoolSpaFixture15.5W | SDGIncandescentPoolSpaFixture100W | ExAnte2017 | IOU workpaper |  | 15.5 Watt Spa Fixture (Res) LED replacing 100 Watt Incandescent | 4456531 | Deemed | Proposed
SDG | 464003 | 2019-01-01 |  | WPSDGENRLG0028-1 | NR | DnDeemDI | WPSDGENRLG0028-Rev01-Msr003 | None | Res | Def-GSIA | Res-Default-HTR-di | None | SDGLEDPoolSpaFixture45.8W | SDGIncandescentPoolSpaFixture300W | ExAnte2017 | IOU workpaper |  | 45.8 Watt Pool Fixture (Res) LED replacing 300 Watt Incandescent | 4456531 | Deemed | Proposed
SDG | 464004 | 2019-01-01 |  | WPSDGENRLG0028-1 | NR | DnDeemDI | WPSDGENRLG0028-Rev01-Msr004 | None | Res | Def-GSIA | Res-Default-HTR-di | None | SDGLEDPoolSpaFixture45.8W | SDGIncandescentPoolSpaFixture300W | ExAnte2017 | IOU workpaper |  | 45.8 Watt Spa Fixture (Res) LED replacing 300 Watt Incandescent | 4456531 | Deemed | Proposed
SDG | 464005 | 2019-01-01 |  | WPSDGENRLG0028-1 | NR | DnDeemDI | WPSDGENRLG0028-Rev01-Msr005 | None | Res | Def-GSIA | Res-Default-HTR-di | None | SDGLEDPoolSpaFixture52.4W | SDGIncandescentPoolSpaFixture400W | ExAnte2017 | IOU workpaper |  | 52.4 Watt Pool Fixture (Res) LED replacing 400 Watt Incandescent | 4456531 | Deemed | Proposed
SDG | 464006 | 2019-01-01 |  | WPSDGENRLG0028-1 | NR | DnDeemDI | WPSDGENRLG0028-Rev01-Msr006 | None | Res | Def-GSIA | Res-Default-HTR-di | None | SDGLEDPoolSpaFixture52.4W | SDGIncandescentPoolSpaFixture400W | ExAnte2017 | IOU workpaper |  | 52.4 Watt Spa Fixture (Res) LED replacing 400 Watt Incandescent | 4456531 | Deemed | Proposed
SDG | 464007 | 2019-01-01 |  | WPSDGENRLG0028-1 | NR | DnDeemDI | WPSDGENRLG0028-Rev01-Msr007 | None | Res | Def-GSIA | Res-Default-HTR-di | None | SDGLEDPoolSpaFixture67.4W | SDGIncandescentPoolSpaFixture500W | ExAnte2017 | IOU workpaper |  | 67.4 Watt Pool Fixture (Res) LED replacing 500 Watt Incandescent | 4456531 | Deemed | Proposed
SDG | 464008 | 2019-01-01 |  | WPSDGENRLG0028-1 | NR | DnDeemDI | WPSDGENRLG0028-Rev01-Msr008 | None | Res | Def-GSIA | Res-Default-HTR-di | None | SDGLEDPoolSpaFixture67.4W | SDGIncandescentPoolSpaFixture500W | ExAnte2017 | IOU workpaper |  | 67.4 Watt Spa Fixture (Res) LED replacing 500 Watt Incandescent | 4456531 | Deemed | Proposed
SDG | 464009 | 2019-01-01 |  | WPSDGENRLG0028-1 | NR | DnDeemDI | WPSDGENRLG0028-Rev01-Msr015 | None | Res | Def-GSIA | Res-Default-HTR-di | None | SDGLEDPoolSpaLamp67.4W | SDGIncandescentPoolSpaLamp500W | ExAnte2017 | IOU workpaper |  | 67.4 Watt Pool Lamp (Res) LED replacing 500 Watt Incandescent | 4456531 | Deemed | Proposed
SDG | 464010 | 2019-01-01 |  | WPSDGENRLG0028-1 | NR | DnDeemDI | WPSDGENRLG0028-Rev01-Msr016 | None | Res | Def-GSIA | Res-Default-HTR-di | None | SDGLEDPoolSpaLamp67.4W | SDGIncandescentPoolSpaLamp500W | ExAnte2017 | IOU workpaper |  | 67.4 Watt Spa Lamp (Res) LED replacing 500 Watt Incandescent | 4456531 | Deemed | Proposed
SDG | 464011 | 2019-01-01 |  | WPSDGENRLG0028-1 | NR | DnDeemDI | WPSDGENRLG0028-Rev01-Msr017 | None | NonRes | Def-GSIA | Com-Default-HTR-di | None | SDGLEDPoolSpaFixture15.5W | SDGIncandescentPoolSpaFixture100W | ExAnte2017 | IOU workpaper |  | 15.5 Watt Pool Fixture (Dusk to Close) LED replacing 100 Watt Incandescent | 4456531 | Deemed | Proposed
SDG | 464012 | 2019-01-01 |  | WPSDGENRLG0028-1 | NR | DnDeemDI | WPSDGENRLG0028-Rev01-Msr018 | None | NonRes | Def-GSIA | Com-Default-HTR-di | None | SDGLEDPoolSpaFixture15.5W | SDGIncandescentPoolSpaFixture100W | ExAnte2017 | IOU workpaper |  | 15.5 Watt Pool Fixture (Dusk to Dawn) LED replacing 100 Watt Incandescent | 4456531 | Deemed | Proposed
SDG | 464013 | 2019-01-01 |  | WPSDGENRLG0028-1 | NR | DnDeemDI | WPSDGENRLG0028-Rev01-Msr019 | None | NonRes | Def-GSIA | Com-Default-HTR-di | None | SDGLEDPoolSpaFixture45.8W | SDGIncandescentPoolSpaFixture300W | ExAnte2017 | IOU workpaper |  | 45.8 Watt Pool Fixture (Dusk to Close) LED replacing 300 Watt Incandescent | 4456531 | Deemed | Proposed
SDG | 464014 | 2019-01-01 |  | WPSDGENRLG0028-1 | NR | DnDeemDI | WPSDGENRLG0028-Rev01-Msr020 | None | NonRes | Def-GSIA | Com-Default-HTR-di | None | SDGLEDPoolSpaFixture45.8W | SDGIncandescentPoolSpaFixture300W | ExAnte2017 | IOU workpaper |  | 45.8 Watt Pool Fixture (Dusk to Dawn) LED replacing 300 Watt Incandescent | 4456531 | Deemed | Proposed
SDG | 464015 | 2019-01-01 |  | WPSDGENRLG0028-1 | NR | DnDeemDI | WPSDGENRLG0028-Rev01-Msr021 | None | NonRes | Def-GSIA | Com-Default-HTR-di | None | SDGLEDPoolSpaFixture52.4W | SDGIncandescentPoolSpaFixture400W | ExAnte2017 | IOU workpaper |  | 52.4 Watt Pool Fixture (Dusk to Close) LED replacing 400 Watt Incandescent | 4456531 | Deemed | Proposed
SDG | 464016 | 2019-01-01 |  | WPSDGENRLG0028-1 | NR | DnDeemDI | WPSDGENRLG0028-Rev01-Msr022 | None | NonRes | Def-GSIA | Com-Default-HTR-di | None | SDGLEDPoolSpaFixture52.4W | SDGIncandescentPoolSpaFixture400W | ExAnte2017 | IOU workpaper |  | 52.4 Watt Pool Fixture (Dusk to Dawn) LED replacing 400 Watt Incandescent | 4456531 | Deemed | Proposed
SDG | 464017 | 2019-01-01 |  | WPSDGENRLG0028-1 | NR | DnDeemDI | WPSDGENRLG0028-Rev01-Msr023 | None | NonRes | Def-GSIA | Com-Default-HTR-di | None | SDGLEDPoolSpaFixture67.4W | SDGIncandescentPoolSpaFixture500W | ExAnte2017 | IOU workpaper |  | 67.4 Watt Pool Fixture (Dusk to Close) LED replacing 500 Watt Incandescent | 4456531 | Deemed | Proposed
SDG | 464018 | 2019-01-01 |  | WPSDGENRLG0028-1 | NR | DnDeemDI | WPSDGENRLG0028-Rev01-Msr024 | None | NonRes | Def-GSIA | Com-Default-HTR-di | None | SDGLEDPoolSpaFixture67.4W | SDGIncandescentPoolSpaFixture500W | ExAnte2017 | IOU workpaper |  | 67.4 Watt Pool Fixture (Dusk to Dawn) LED replacing 500 Watt Incandescent | 4456531 | Deemed | Proposed
SDG | 464019 | 2019-01-01 |  | WPSDGENRLG0028-1 | NR | DnDeemDI | WPSDGENRLG0028-Rev01-Msr025 | None | NonRes | Def-GSIA | Com-Default-HTR-di | None | SDGLEDPoolSpaLamp15.5W | SDGIncandescentPoolSpaLamp100W | ExAnte2017 | IOU workpaper |  | 15.5 Watt Pool Lamp (Dusk to Close) LED replacing 100 Watt Incandescent | 4456531 | Deemed | Proposed
SDG | 464020 | 2019-01-01 |  | WPSDGENRLG0028-1 | NR | DnDeemDI | WPSDGENRLG0028-Rev01-Msr026 | None | NonRes | Def-GSIA | Com-Default-HTR-di | None | SDGLEDPoolSpaLamp15.5W | SDGIncandescentPoolSpaLamp100W | ExAnte2017 | IOU workpaper |  | 15.5 Watt Pool Lamp (Dusk to Dawn) LED replacing 100 Watt Incandescent | 4456531 | Deemed | Proposed
SDG | 464021 | 2019-01-01 |  | WPSDGENRLG0028-1 | NR | DnDeemDI | WPSDGENRLG0028-Rev01-Msr027 | None | NonRes | Def-GSIA | Com-Default-HTR-di | None | SDGLEDPoolSpaLamp45.8W | SDGIncandescentPoolSpaLamp300W | ExAnte2017 | IOU workpaper |  | 45.8 Watt Pool Lamp (Dusk to Close) LED replacing 300 Watt Incandescent | 4456531 | Deemed | Proposed
SDG | 464022 | 2019-01-01 |  | WPSDGENRLG0028-1 | NR | DnDeemDI | WPSDGENRLG0028-Rev01-Msr028 | None | NonRes | Def-GSIA | Com-Default-HTR-di | None | SDGLEDPoolSpaLamp45.8W | SDGIncandescentPoolSpaLamp300W | ExAnte2017 | IOU workpaper |  | 45.8 Watt Pool Lamp (Dusk to Dawn) LED replacing 300 Watt Incandescent | 4456531 | Deemed | Proposed
SDG | 464023 | 2019-01-01 |  | WPSDGENRLG0028-1 | NR | DnDeemDI | WPSDGENRLG0028-Rev01-Msr029 | None | NonRes | Def-GSIA | Com-Default-HTR-di | None | SDGLEDPoolSpaLamp52.4W | SDGIncandescentPoolSpaLamp400W | ExAnte2017 | IOU workpaper |  | 52.4 Watt Pool Lamp (Dusk to Close) LED replacing 400 Watt Incandescent | 4456531 | Deemed | Proposed
SDG | 464024 | 2019-01-01 |  | WPSDGENRLG0028-1 | NR | DnDeemDI | WPSDGENRLG0028-Rev01-Msr030 | None | NonRes | Def-GSIA | Com-Default-HTR-di | None | SDGLEDPoolSpaLamp52.4W | SDGIncandescentPoolSpaLamp400W | ExAnte2017 | IOU workpaper |  | 52.4 Watt Pool Lamp (Dusk to Dawn) LED replacing 400 Watt Incandescent | 4456531 | Deemed | Proposed
SDG | 464025 | 2019-01-01 |  | WPSDGENRLG0028-1 | NR | DnDeemDI | WPSDGENRLG0028-Rev01-Msr031 | None | NonRes | Def-GSIA | Com-Default-HTR-di | None | SDGLEDPoolSpaLamp67.4W | SDGIncandescentPoolSpaLamp500W | ExAnte2017 | IOU workpaper |  | 67.4 Watt Pool Lamp (Dusk to Close) LED replacing 500 Watt Incandescent | 4456531 | Deemed | Proposed
SDG | 464026 | 2019-01-01 |  | WPSDGENRLG0028-1 | NR | DnDeemDI | WPSDGENRLG0028-Rev01-Msr032 | None | NonRes | Def-GSIA | Com-Default-HTR-di | None | SDGLEDPoolSpaLamp67.4W | SDGIncandescentPoolSpaLamp500W | ExAnte2017 | IOU workpaper |  | 67.4 Watt Pool Lamp (Dusk to Dawn) LED replacing 500 Watt Incandescent | 4456531 | Deemed | Proposed
SDG | 464028 | 2019-01-01 |  | WPSDGENRRN0016-0 | NR | DnDeemed | WPSDGENRRN0016-Rev00-Msr001 | None | NonRes | Def-GSIA | ET-Default | None | WPSDGENRRN0016-Rev00-Msr001-FULL | WPSDGENRRN0016-Rev00-Msr001-BASE | ExAnte2017 | IOU workpaper |  | High Efficiency Ultra Low Temperature Freezer (<=23 cubic feet) | 4456531 | Deemed | Proposed
SDG | 464029 | 2019-01-01 |  | WPSDGENRRN0016-0 | NC | DnDeemed | WPSDGENRRN0016-Rev00-Msr001 | None | NonRes | Def-GSIA | ET-Default | None | WPSDGENRRN0016-Rev00-Msr001-FULL | WPSDGENRRN0016-Rev00-Msr001-BASE | ExAnte2017 | IOU workpaper |  | High Efficiency Ultra Low Temperature Freezer (<=23 cubic feet) | 4456531 | Deemed | Proposed
SDG | 464030 | 2019-01-01 | 2019-12-31 | WPSDGENRRN0016-0 | NC | DnDeemed | WPSDGENRRN0016-Rev00-Msr002 | None | NonRes | Def-GSIA | ET-Default | None | WPSDGENRRN0016-Rev00-Msr002-FULL | WPSDGENRRN0016-Rev00-Msr002-BASE | ExAnte2017 | IOU workpaper |  | High Efficiency Ultra Low Temperature Freezer (>= 24 cubic feet) | 4456531 | Deemed | Proposed
SDG | 464031 | 2019-01-01 | 2019-12-31 | WPSDGENRRN0016-0 | NR | DnDeemed | WPSDGENRRN0016-Rev00-Msr002 | None | NonRes | Def-GSIA | ET-Default | None | WPSDGENRRN0016-Rev00-Msr002-FULL | WPSDGENRRN0016-Rev00-Msr002-BASE | ExAnte2017 | IOU workpaper |  | High Efficiency Ultra Low Temperature Freezer (>= 24 cubic feet) | 4456531 | Deemed | Proposed
SDG | 464032 | 2019-01-01 |  | WPSDGENRHC0025-0 | NR | UpDeemed | NE-HVAC-airAC-SpltPkg-65to134kBtuh-12p0eer-wPreEcono | None | NonRes | Com-AC-SDG | NonRes-sAll-mHVAC-DX-up | Any | dxAC-Com-Pkg-65to134kBtuh-EER12.0-2Spd | dxAC-Com-Pkg-65to134kBtuh-EER11.0-2Spd | DEER2017 | D17 v2 |  | All AC 65k to 134kBtuh EER = 12.0, wPreEcono - Upstream | 4456531 | DEER | Proposed
SDG | 464033 | 2019-01-01 |  | WPSDGENRHC0025-0 | NR | UpDeemed | NE-HVAC-airAC-SpltPkg-65to134kBtuh-12p5eer-wPreEcono | None | NonRes | Com-AC-SDG | NonRes-sAll-mHVAC-DX-up | Any | dxAC-Com-Pkg-65to134kBtuh-EER12.5-2Spd | dxAC-Com-Pkg-65to134kBtuh-EER11.0-2Spd | DEER2017 | D17 v2 |  | All AC 65k to 134kBtuh EER = 12.5, wPreEcono - Upstream | 4456531 | DEER | Proposed
SDG | 464034 | 2019-01-01 |  | WPSDGENRHC0025-0 | NR | UpDeemed | NE-HVAC-airAC-SpltPkg-65to134kBtuh-13p0eer-wPreEcono | None | NonRes | Com-AC-SDG | NonRes-sAll-mHVAC-DX-up | Any | dxAC-Com-Pkg-65to134kBtuh-EER13.0-2Spd | dxAC-Com-Pkg-65to134kBtuh-EER11.0-2Spd | DEER2017 | D17 v2 |  | All AC 65k to 134kBtuh EER = 13.0, wPreEcono - Upstream | 4456531 | DEER | Proposed
SDG | 464042 | 2019-01-01 |  | WPSDGEREWH0023-0 | NR | DnDeemDI | WPSDGEREWH0023-Rev00-Msr001 | None | Res | Def-GSIA | Res-Default>2 | None | WPSDGEREWH0023-Rev00-Msr001-FULL | WPSDGEREWH0023-Rev00-Msr001-BASE | ExAnte2017 | IOU workpaper |  | Domestic Hot Water Boiler TE = 84% and input rating > 75MBtuh | 4456531 | Deemed | Proposed
SDG | 464043 | 2019-01-01 |  | WPSDGEREWH0023-0 | NR | DnDeemDI | WPSDGEREWH0023-Rev00-Msr002 | None | Res | Def-GSIA | Res-Default>2 | None | WPSDGEREWH0023-Rev00-Msr002-FULL | WPSDGEREWH0023-Rev00-Msr002-BASE | ExAnte2017 | IOU workpaper |  | Domestic Hot Water Boiler TE = 90% and input rating > 75MBtuh | 4456531 | Deemed | Proposed
SDG | 464048 | 2019-01-01 |  | WPSDGENRHC0025-0 | NR | DnDeemed | NE-HVAC-airAC-SpltPkg-65to134kBtuh-12p0eer-wPreEcono | None | NonRes | Com-AC-SDG | NonRes-sAll-mHVAC-Pkg | Any | dxAC-Com-Pkg-65to134kBtuh-EER12.0-2Spd | dxAC-Com-Pkg-65to134kBtuh-EER11.0-2Spd | DEER2017 | D17 v2 |  | All AC 65k to 134kBtuh EER = 12.0, wPreEcono | 4456531 | DEER | Proposed
SDG | 464049 | 2019-01-01 |  | WPSDGENRHC0025-0 | NR | DnDeemed | NE-HVAC-airAC-SpltPkg-65to134kBtuh-12p5eer-wPreEcono | None | NonRes | Com-AC-SDG | NonRes-sAll-mHVAC-Pkg | Any | dxAC-Com-Pkg-65to134kBtuh-EER12.5-2Spd | dxAC-Com-Pkg-65to134kBtuh-EER11.0-2Spd | DEER2017 | D17 v2 |  | All AC 65k to 134kBtuh EER = 12.5, wPreEcono | 4456531 | DEER | Proposed
SDG | 464050 | 2019-01-01 |  | WPSDGENRHC0025-0 | NR | DnDeemed | NE-HVAC-airAC-SpltPkg-65to134kBtuh-13p0eer-wPreEcono | None | NonRes | Com-AC-SDG | NonRes-sAll-mHVAC-Pkg | Any | dxAC-Com-Pkg-65to134kBtuh-EER13.0-2Spd | dxAC-Com-Pkg-65to134kBtuh-EER11.0-2Spd | DEER2017 | D17 v2 |  | All AC 65k to 134kBtuh EER = 13.0, wPreEcono | 4456531 | DEER | Proposed
SDG | 464051 | 2019-01-01 |  | WPSDGENRHC0025-0 | NR | UpDeemed | NE-HVAC-airAC-SpltPkg-65to134kBtuh-11p5eer-wPreEcono | None | NonRes | Com-AC-SDG | NonRes-sAll-mHVAC-DX-up | Any | dxAC-Com-Pkg-65to134kBtuh-EER11.5-2Spd | dxAC-Com-Pkg-65to134kBtuh-EER11.0-2Spd | DEER2017 | D17 v2 |  | All AC 65k to 134k EER = 11.5, wPreEcono - Upstream | 4456531 | DEER | Proposed
SDG | 464052 | 2019-01-01 |  | WPSDGENRHC0025-0 | NR | DnDeemed | NE-HVAC-airAC-SpltPkg-65to134kBtuh-11p5eer-wPreEcono | None | NonRes | Com-AC-SDG | NonRes-sAll-mHVAC-Pkg | Any | dxAC-Com-Pkg-65to134kBtuh-EER11.5-2Spd | dxAC-Com-Pkg-65to134kBtuh-EER11.0-2Spd | DEER2017 | D17 v2 |  | All AC 65k to 134k EER = 11.5, wPreEcono | 4456531 | DEER | Proposed
SDG | 464053 | 2019-01-01 |  | WPSDGENRCC0004-4 | NC | DnDeemed | WPSDGENRCC0004-Rev04-Msr001 | None | NonRes | Def-GSIA | Com-Default>2yrs | None | WPSDGENRCC0004-Rev04-Msr001-FULL | WPSDGENRCC0004-Rev04-Msr001-BASE | ExAnte2018 | IOU workpaper |  | Food Service - IceMach-Commercial Ice Machines SCU <110 lbs/day | 4456531 | Deemed | Proposed
SDG | 464054 | 2019-01-01 |  | WPSDGENRCC0004-4 | NR | DnDeemed | WPSDGENRCC0004-Rev04-Msr001 | None | NonRes | Def-GSIA | Com-Default>2yrs | None | WPSDGENRCC0004-Rev04-Msr001-FULL | WPSDGENRCC0004-Rev04-Msr001-BASE | ExAnte2018 | IOU workpaper |  | Food Service - IceMach-Commercial Ice Machines SCU <110 lbs/day | 4456531 | Deemed | Proposed
SDG | 464055 | 2019-01-01 |  | WPSDGENRCC0004-4 | NC | DnDeemed | WPSDGENRCC0004-Rev04-Msr002 | None | NonRes | Def-GSIA | Com-Default>2yrs | None | WPSDGENRCC0004-Rev04-Msr002-FULL | WPSDGENRCC0004-Rev04-Msr002-BASE | ExAnte2018 | IOU workpaper |  | Food Service - IceMach-Commercial Ice Machines SCU 110-200 lbs/day | 4456531 | Deemed | Proposed
SDG | 464056 | 2019-01-01 |  | WPSDGENRCC0004-4 | NR | DnDeemed | WPSDGENRCC0004-Rev04-Msr002 | None | NonRes | Def-GSIA | Com-Default>2yrs | None | WPSDGENRCC0004-Rev04-Msr002-FULL | WPSDGENRCC0004-Rev04-Msr002-BASE | ExAnte2018 | IOU workpaper |  | Food Service - IceMach-Commercial Ice Machines SCU 110-200 lbs/day | 4456531 | Deemed | Proposed
SDG | 464057 | 2019-01-01 |  | WPSDGENRCC0004-4 | NC | DnDeemed | WPSDGENRCC0004-Rev04-Msr003 | None | NonRes | Def-GSIA | Com-Default>2yrs | None | WPSDGENRCC0004-Rev04-Msr003-FULL | WPSDGENRCC0004-Rev04-Msr003-BASE | ExAnte2018 | IOU workpaper |  | Food Service - IceMach-Commercial Ice Machines SCU >200 lbs/day | 4456531 | Deemed | Proposed
SDG | 464058 | 2019-01-01 |  | WPSDGENRCC0004-4 | NR | DnDeemed | WPSDGENRCC0004-Rev04-Msr003 | None | NonRes | Def-GSIA | Com-Default>2yrs | None | WPSDGENRCC0004-Rev04-Msr003-FULL | WPSDGENRCC0004-Rev04-Msr003-BASE | ExAnte2018 | IOU workpaper |  | Food Service - IceMach-Commercial Ice Machines SCU >200 lbs/day | 4456531 | Deemed | Proposed
SDG | 464059 | 2019-01-01 |  | WPSDGENRCC0004-4 | NC | DnDeemed | WPSDGENRCC0004-Rev04-Msr004 | None | NonRes | Def-GSIA | Com-Default>2yrs | None | WPSDGENRCC0004-Rev04-Msr004-FULL | WPSDGENRCC0004-Rev04-Msr004-BASE | ExAnte2018 | IOU workpaper |  | Food Service - IceMach-Commercial Ice Machines IMH <300 lbs/day | 4456531 | Deemed | Proposed
SDG | 464060 | 2019-01-01 |  | WPSDGENRCC0004-4 | NR | DnDeemed | WPSDGENRCC0004-Rev04-Msr004 | None | NonRes | Def-GSIA | Com-Default>2yrs | None | WPSDGENRCC0004-Rev04-Msr004-FULL | WPSDGENRCC0004-Rev04-Msr004-BASE | ExAnte2018 | IOU workpaper |  | Food Service - IceMach-Commercial Ice Machines IMH <300 lbs/day | 4456531 | Deemed | Proposed
SDG | 464061 | 2019-01-01 |  | WPSDGENRCC0004-4 | NC | DnDeemed | WPSDGENRCC0004-Rev04-Msr005 | None | NonRes | Def-GSIA | Com-Default>2yrs | None | WPSDGENRCC0004-Rev04-Msr005-FULL | WPSDGENRCC0004-Rev04-Msr005-BASE | ExAnte2018 | IOU workpaper |  | Food Service - IceMach-Commercial Ice Machines IMH 300 to 799 lbs/day | 4456531 | Deemed | Proposed
SDG | 464062 | 2019-01-01 |  | WPSDGENRCC0004-4 | NR | DnDeemed | WPSDGENRCC0004-Rev04-Msr005 | None | NonRes | Def-GSIA | Com-Default>2yrs | None | WPSDGENRCC0004-Rev04-Msr005-FULL | WPSDGENRCC0004-Rev04-Msr005-BASE | ExAnte2018 | IOU workpaper |  | Food Service - IceMach-Commercial Ice Machines IMH 300 to 799 lbs/day | 4456531 | Deemed | Proposed
SDG | 464063 | 2019-01-01 |  | WPSDGENRCC0004-4 | NC | DnDeemed | WPSDGENRCC0004-Rev04-Msr006 | None | NonRes | Def-GSIA | Com-Default>2yrs | None | WPSDGENRCC0004-Rev04-Msr006-FULL | WPSDGENRCC0004-Rev04-Msr006-BASE | ExAnte2018 | IOU workpaper |  | Food Service - IceMach-Commercial Ice Machines IMH 800 to 1499 lbs/day | 4456531 | Deemed | Proposed
SDG | 464064 | 2019-01-01 |  | WPSDGENRCC0004-4 | NR | DnDeemed | WPSDGENRCC0004-Rev04-Msr006 | None | NonRes | Def-GSIA | Com-Default>2yrs | None | WPSDGENRCC0004-Rev04-Msr006-FULL | WPSDGENRCC0004-Rev04-Msr006-BASE | ExAnte2018 | IOU workpaper |  | Food Service - IceMach-Commercial Ice Machines IMH 800 to 1499 lbs/day | 4456531 | Deemed | Proposed
SDG | 464065 | 2019-01-01 |  | WPSDGENRCC0004-4 | NC | DnDeemed | WPSDGENRCC0004-Rev04-Msr007 | None | NonRes | Def-GSIA | Com-Default>2yrs | None | WPSDGENRCC0004-Rev04-Msr007-FULL | WPSDGENRCC0004-Rev04-Msr007-BASE | ExAnte2018 | IOU workpaper |  | Food Service - IceMach-Commercial Ice Machines IMH >1500 lbs/day | 4456531 | Deemed | Proposed
SDG | 464066 | 2019-01-01 |  | WPSDGENRCC0004-4 | NR | DnDeemed | WPSDGENRCC0004-Rev04-Msr007 | None | NonRes | Def-GSIA | Com-Default>2yrs | None | WPSDGENRCC0004-Rev04-Msr007-FULL | WPSDGENRCC0004-Rev04-Msr007-BASE | ExAnte2018 | IOU workpaper |  | Food Service - IceMach-Commercial Ice Machines IMH >1500 lbs/day | 4456531 | Deemed | Proposed
SDG | 464067 | 2019-01-01 |  | WPSDGENRCC0004-4 | NC | DnDeemed | WPSDGENRCC0004-Rev04-Msr008 | None | NonRes | Def-GSIA | Com-Default>2yrs | None | WPSDGENRCC0004-Rev04-Msr008-FULL | WPSDGENRCC0004-Rev04-Msr008-BASE | ExAnte2018 | IOU workpaper |  | Food Service - IceMach-Commercial Ice Machines RCU <988 lbs/day | 4456531 | Deemed | Proposed
SDG | 464068 | 2019-01-01 |  | WPSDGENRCC0004-4 | NR | DnDeemed | WPSDGENRCC0004-Rev04-Msr008 | None | NonRes | Def-GSIA | Com-Default>2yrs | None | WPSDGENRCC0004-Rev04-Msr008-FULL | WPSDGENRCC0004-Rev04-Msr008-BASE | ExAnte2018 | IOU workpaper |  | Food Service - IceMach-Commercial Ice Machines RCU <988 lbs/day | 4456531 | Deemed | Proposed
SDG | 464069 | 2019-01-01 |  | WPSDGENRCC0004-4 | NC | DnDeemed | WPSDGENRCC0004-Rev04-Msr009 | None | NonRes | Def-GSIA | Com-Default>2yrs | None | WPSDGENRCC0004-Rev04-Msr009-FULL | WPSDGENRCC0004-Rev04-Msr009-BASE | ExAnte2018 | IOU workpaper |  | Food Service - IceMach-Commercial Ice Machines RCU 988 or greater lbs/day | 4456531 | Deemed | Proposed
SDG | 464070 | 2019-01-01 |  | WPSDGENRCC0004-4 | NR | DnDeemed | WPSDGENRCC0004-Rev04-Msr009 | None | NonRes | Def-GSIA | Com-Default>2yrs | None | WPSDGENRCC0004-Rev04-Msr009-FULL | WPSDGENRCC0004-Rev04-Msr009-BASE | ExAnte2018 | IOU workpaper |  | Food Service - IceMach-Commercial Ice Machines RCU 988 or greater lbs/day | 4456531 | Deemed | Proposed
SDG | 464073 | 2019-01-01 |  | WPSDGENRWH0014-0 | AOE | DnDeemDI | WPSDGENRWH0014-Rev00-Msr001 | None | NonRes | Def-GSIA | All-Default<=2yrs | None | SDG-DHW-FaucetAerLowFlow-Com | SDG-DHW-FaucetAerator-Std-Com | ExAnte2018 | IOU workpaper |  | Water Heating- Aerator Faucet for Commercial Buildings- Public - 0.5 gpm | 4456531 | Deemed | Proposed
SDG | 464074 | 2019-01-01 |  | WPSDGENRWH0014-0 | AOE | DnDeemed | WPSDGENRWH0014-Rev00-Msr001 | None | NonRes | Def-GSIA | All-Default<=2yrs | None | SDG-DHW-FaucetAerLowFlow-Com | SDG-DHW-FaucetAerator-Std-Com | ExAnte2018 | IOU workpaper |  | Water Heating- Aerator Faucet for Commercial Buildings- Public - 0.5 gpm | 4456531 | Deemed | Proposed
SDG | 464075 | 2019-01-01 |  | WPSDGENRWH0014-0 | AOE | DnDeemDI | WPSDGENRWH0014-Rev00-Msr002 | None | NonRes | Def-GSIA | All-Default<=2yrs | None | SDG-DHW-FaucetAerLowFlow-Com | SDG-DHW-FaucetAerator-Std-Com | ExAnte2018 | IOU workpaper |  | Water Heating- Aerator Faucet for Commercial Buildings- Public - 1.0 gpm | 4456531 | Deemed | Proposed
SDG | 464076 | 2019-01-01 |  | WPSDGENRWH0014-0 | AOE | DnDeemed | WPSDGENRWH0014-Rev00-Msr002 | None | NonRes | Def-GSIA | All-Default<=2yrs | None | SDG-DHW-FaucetAerLowFlow-Com | SDG-DHW-FaucetAerator-Std-Com | ExAnte2018 | IOU workpaper |  | Water Heating- Aerator Faucet for Commercial Buildings- Public - 1.0 gpm | 4456531 | Deemed | Proposed
SDG | 464077 | 2019-01-01 |  | WPSDGENRWH0014-0 | AOE | DnDeemDI | WPSDGENRWH0014-Rev00-Msr003 | None | NonRes | Def-GSIA | All-Default<=2yrs | None | SDG-DHW-FaucetAerLowFlow-Com | SDG-DHW-FaucetAerator-Std-Com | ExAnte2018 | IOU workpaper |  | Water Heating- Aerator Faucet for Commercial Buildings- Private - 0.5 gpm | 4456531 | Deemed | Proposed
SDG | 464078 | 2019-01-01 |  | WPSDGENRWH0014-0 | AOE | DnDeemDI | WPSDGENRWH0014-Rev00-Msr004 | None | NonRes | Def-GSIA | All-Default<=2yrs | None | SDG-DHW-FaucetAerLowFlow-Com | SDG-DHW-FaucetAerator-Std-Com | ExAnte2018 | IOU workpaper |  | Water Heating- Aerator Faucet for Commercial Buildings- Private - 1.0 gpm | 4456531 | Deemed | Proposed
SDG | 464079 | 2019-01-01 |  | WPSDGENRWH0015-0 | AOE | DnDeemDI | WPSDGENRWH0015-Rev00-Msr001 | None | NonRes | Def-GSIA | All-Default<=2yrs | None | SDG-SHW-LamFlowRestrict |  | ExAnte2018 | IOU workpaper |  | Water Heating-Laminar Flow Restrictor-Health Care Facilities - 0.5 GPM Flow Rate | 4456531 | Deemed | Proposed
SDG | 464080 | 2019-01-01 |  | WPSDGENRWH0015-0 | AOE | DnDeemDI | WPSDGENRWH0015-Rev00-Msr002 | None | NonRes | Def-GSIA | All-Default<=2yrs | None | SDG-SHW-LamFlowRestrict |  | ExAnte2018 | IOU workpaper |  | Water Heating-Laminar Flow Restrictor- Health Care Facilities - 1.0 GPM Flow Rate | 4456531 | Deemed | Proposed
SDG | 464081 | 2019-01-01 |  | WPSDGENRWH0015-0 | AOE | DnDeemDI | WPSDGENRWH0015-Rev00-Msr003 | None | NonRes | Def-GSIA | All-Default<=2yrs | None | SDG-SHW-LamFlowRestrict |  | ExAnte2018 | IOU workpaper |  | Water Heating-Laminar Flow Restrictor- Health Care Facilities - 1.5 GPM Flow Rate | 4456531 | Deemed | Proposed
SDG | 464082 | 2019-01-01 |  | WPSDGENRWH0015-0 | AOE | DnDeemDI | WPSDGENRWH0015-Rev00-Msr004 | None | NonRes | Def-GSIA | All-Default<=2yrs | None | SDG-SHW-LamFlowRestrict |  | ExAnte2018 | IOU workpaper |  | Water Heating-Laminar Flow Restrictor- Health Care Facilities - 2.2 GPM Flow Rate | 4456531 | Deemed | Proposed
SDG | 464083 | 2019-01-01 |  | WPSDGENRWH0015-0 | AOE | DnDeemed | WPSDGENRWH0015-Rev00-Msr001 | None | NonRes | Def-GSIA | All-Default<=2yrs | None | SDG-SHW-LamFlowRestrict |  | ExAnte2018 | IOU workpaper |  | Water Heating-Laminar Flow Restrictor-Health Care Facilities - 0.5 GPM Flow Rate | 4456531 | Deemed | Proposed
SDG | 464084 | 2019-01-01 |  | WPSDGENRWH0015-0 | AOE | DnDeemed | WPSDGENRWH0015-Rev00-Msr002 | None | NonRes | Def-GSIA | All-Default<=2yrs | None | SDG-SHW-LamFlowRestrict |  | ExAnte2018 | IOU workpaper |  | Water Heating-Laminar Flow Restrictor- Health Care Facilities - 1.0 GPM Flow Rate | 4456531 | Deemed | Proposed
SDG | 464088 | 2019-01-01 |  | WPSDGEREHC1064-1 | NR | DnDeemed | WPSDGEREHC1064-Rev01-Msr002 | None | Res | Def-GSIA | All-Default<=2yrs | None | WPSDGEREHC1064-Rev01-Msr002-FULL | WPSDGEREHC1064-Rev01-Msr002-BASE | ExAnte2017 | IOU workpaper |  | Quality Installation - SEER 16 | 4456531 | Deemed | Proposed
SDG | 464089 | 2019-01-01 |  | WPSDGEREHC1064-1 | NR | DnDeemed | WPSDGEREHC1064-Rev01-Msr003 | None | Res | Def-GSIA | All-Default<=2yrs | None | WPSDGEREHC1064-Rev01-Msr003-FULL | WPSDGEREHC1064-Rev01-Msr003-BASE | ExAnte2017 | IOU workpaper |  | Quality Installation - SEER 17+ | 4456531 | Deemed | Proposed
SDG | 464090 | 2019-01-01 |  | WPSDGEREWH1012-2 | AOE | DnDeemDI | WPSDGEREWH1012-Rev02-Msr001 | None | Res | Res-LowF-FA-SDG | Res-mDHWaerator | None | SDG-DHW-FaucetAerator | SDG-DHW-FaucetAerator-Std | ExAnte2018 | IOU workpaper |  | Lavatory Faucet Aerator (SFm and DMo Use Only) | 4456531 | Deemed | Proposed
SDG | 464091 | 2019-01-01 | 2019-03-31 | WPSDGENRLG0181-5 | NR | DnDeemed | C-Out-Strt-LEDFixt-PM-Ext(29w)-dW14 | None | NonRes | Def-GSIA | Com-Out-Ltg-LEDFixt | None | Strt-LEDFixt-PM-Ext(29w) | BaseCostZero | DEER1314 | Disposition | 2018-12-28 | Lighting-Commercial Pole-Mounted Street: LED Fixture: Install 0 - 29 W | 4456531 | DEER | Proposed
SDG | 464092 | 2019-01-01 | 2019-03-31 | WPSDGENRLG0181-5 | NR | DnDeemed | C-Out-Strt-LEDFixt-PM-Ext(45w)-dW14 | None | NonRes | Def-GSIA | Com-Out-Ltg-LEDFixt | None | Strt-LEDFixt-PM-Ext(45w) | BaseCostZero | DEER1314 | Disposition | 2018-12-28 | Lighting-Commercial Pole-Mounted Street: LED Fixture: Install 30 - 45 W | 4456531 | DEER | Proposed
SDG | 464093 | 2019-01-01 | 2019-03-31 | WPSDGENRLG0181-5 | NR | DnDeemed | C-Out-Strt-LEDFixt-PM-Ext-1(68w)-dW22 | None | NonRes | Def-GSIA | Com-Out-Ltg-LEDFixt | None | Strt-LEDFixt-PM-Ext-1(68w) | BaseCostZero | DEER1314 | Disposition | 2018-12-28 | Lighting-Commercial Pole-Mounted Street: LED Fixture: Install 46 - 68 W | 4456531 | DEER | Proposed
SDG | 464094 | 2019-01-01 | 2019-03-31 | WPSDGENRLG0181-5 | NR | DnDeemed | C-Out-Strt-LEDFixt-PM-Ext-1(90w)-dW27 | None | NonRes | Def-GSIA | Com-Out-Ltg-LEDFixt | None | Strt-LEDFixt-PM-Ext-1(90w) | BaseCostZero | DEER1314 | Disposition | 2018-12-28 | Lighting-Commercial Pole-Mounted Street: LED Fixture: Install 69 - 90 W | 4456531 | DEER | Proposed
SDG | 464095 | 2019-01-01 | 2019-03-31 | WPSDGENRLG0181-5 | NR | DnDeemed | C-Out-Strt-LEDFixt-PM-Ext(107w)-dW29 | None | NonRes | Def-GSIA | Com-Out-Ltg-LEDFixt | None | Strt-LEDFixt-PM-Ext(107w) | BaseCostZero | DEER1314 | Disposition | 2018-12-28 | Lighting-Commercial Pole-Mounted Street: LED Fixture: Install 91 - 107 W | 4456531 | DEER | Proposed
SDG | 464096 | 2019-01-01 | 2019-03-31 | WPSDGENRLG0181-5 | NR | DnDeemed | C-Out-Strt-LEDFixt-PM-Ext(146w)-dW29 | None | NonRes | Def-GSIA | Com-Out-Ltg-LEDFixt | None | Strt-LEDFixt-PM-Ext(146w) | BaseCostZero | DEER1314 | Disposition | 2018-12-28 | Lighting-Commercial Pole-Mounted Street: LED Fixture: Install 108 - 146 W | 4456531 | DEER | Proposed
SDG | 464097 | 2019-01-01 | 2019-03-31 | WPSDGENRLG0181-5 | NR | DnDeemed | C-Out-Strt-LEDFixt-PM-Ext(235w)-dW43 | None | NonRes | Def-GSIA | Com-Out-Ltg-LEDFixt | None | Strt-LEDFixt-PM-Ext(235w) | BaseCostZero | DEER1314 | Disposition | 2018-12-28 | Lighting-Commercial Pole-Mounted Street: LED Fixture: Install 147 - 235 W | 4456531 | DEER | Proposed
SDG | 464098 | 2019-01-01 | 2019-03-31 | WPSDGENRLG0181-5 | NR | DnDeemed | C-Out-Strt-LEDFixt-PM-Ext(29w)-dW14 | None | NonRes | Def-GSIA | Com-Out-Ltg-LEDFixt | None | Strt-LEDFixt-PM-Ext(29w) | BaseCostZero | DEER1314 | Disposition | 2018-12-28 | LS1: Local Government: Lighting: Pole-Mounted Street: LED Fixture: Install 0 - 29 W | 4456531 | DEER | Proposed
SDG | 464099 | 2019-01-01 | 2019-03-31 | WPSDGENRLG0181-5 | NR | DnDeemed | C-Out-Strt-LEDFixt-PM-Ext(45w)-dW14 | None | NonRes | Def-GSIA | Com-Out-Ltg-LEDFixt | None | Strt-LEDFixt-PM-Ext(45w) | BaseCostZero | DEER1314 | Disposition | 2018-12-28 | LS1: Local Government: Lighting: Pole-Mounted Street: LED Fixture: Install 30 - 45 W | 4456531 | DEER | Proposed
SDG | 464100 | 2019-01-01 | 2019-03-31 | WPSDGENRLG0181-5 | NR | DnDeemed | C-Out-Strt-LEDFixt-PM-Ext-1(68w)-dW22 | None | NonRes | Def-GSIA | Com-Out-Ltg-LEDFixt | None | Strt-LEDFixt-PM-Ext-1(68w) | BaseCostZero | DEER1314 | Disposition | 2018-12-28 | LS1: Local Government: Lighting: Pole-Mounted Street: LED Fixture: Install 46 - 68 W | 4456531 | DEER | Proposed
SDG | 464101 | 2019-01-01 | 2019-03-31 | WPSDGENRLG0181-5 | NR | DnDeemed | C-Out-Strt-LEDFixt-PM-Ext-1(90w)-dW27 | None | NonRes | Def-GSIA | Com-Out-Ltg-LEDFixt | None | Strt-LEDFixt-PM-Ext-1(90w) | BaseCostZero | DEER1314 | Disposition | 2018-12-28 | LS1: Local Government: Lighting: Pole-Mounted Street: LED Fixture: Install 69 - 90 W | 4456531 | DEER | Proposed
SDG | 464102 | 2019-01-01 | 2019-03-31 | WPSDGENRLG0181-5 | NR | DnDeemed | C-Out-Strt-LEDFixt-PM-Ext(107w)-dW29 | None | NonRes | Def-GSIA | Com-Out-Ltg-LEDFixt | None | Strt-LEDFixt-PM-Ext(107w) | BaseCostZero | DEER1314 | Disposition | 2018-12-28 | LS1: Local Government: Lighting: Pole-Mounted Street: LED Fixture: Install 91 - 107 W | 4456531 | DEER | Proposed
SDG | 464103 | 2019-01-01 | 2019-03-31 | WPSDGENRLG0181-5 | NR | DnDeemed | C-Out-Strt-LEDFixt-PM-Ext(146w)-dW29 | None | NonRes | Def-GSIA | Com-Out-Ltg-LEDFixt | None | Strt-LEDFixt-PM-Ext(146w) | BaseCostZero | DEER1314 | Disposition | 2018-12-28 | LS1: Local Government: Lighting: Pole-Mounted Street: LED Fixture: Install 108 - 146 W | 4456531 | DEER | Proposed
SDG | 464104 | 2019-01-01 | 2019-03-31 | WPSDGENRLG0181-5 | NR | DnDeemed | C-Out-Strt-LEDFixt-PM-Ext(235w)-dW43 | None | NonRes | Def-GSIA | Com-Out-Ltg-LEDFixt | None | Strt-LEDFixt-PM-Ext(235w) | BaseCostZero | DEER1314 | Disposition | 2018-12-28 | LS1: Local Government: Lighting: Pole-Mounted Street: LED Fixture: Install 147 - 235 W | 4456531 | DEER | Proposed
SDG | 464105 | 2019-01-01 | 2019-05-13 | WPSDGENRLG0181-5 | NR | DnDeemed | C-Out-RdAr-LEDFixt-PM-Ext(29w)-dW14 | None | NonRes | Def-GSIA | Com-Out-Ltg-LEDFixt | None | RdAr-LEDFixt-PM-Ext(29w) | BaseCostZero | DEER1314 | Disposition |  | Lighting-Commercial Pole/Arm-Mounted Road & Area: LED Fixture, install 0 - 29 W | 4456531 | DEER | Proposed
SDG | 464106 | 2019-01-01 | 2019-05-13 | WPSDGENRLG0181-5 | NR | DnDeemed | C-Out-RdAr-LEDFixt-PM-Ext(45w)-dW14 | None | NonRes | Def-GSIA | Com-Out-Ltg-LEDFixt | None | RdAr-LEDFixt-PM-Ext(45w) | BaseCostZero | DEER1314 | Disposition |  | Lighting-Commercial Pole/Arm-Mounted Road & Area: LED Fixture, install 30 - 45 W | 4456531 | DEER | Proposed
SDG | 464107 | 2019-01-01 | 2019-05-13 | WPSDGENRLG0181-5 | NR | DnDeemed | C-Out-RdAr-LEDFixt-PM-Ext-1(68w)-dW22 | None | NonRes | Def-GSIA | Com-Out-Ltg-LEDFixt | None | RdAr-LEDFixt-PM-Ext-1(68w) | BaseCostZero | DEER1314 | Disposition |  | Lighting-Commercial Pole/Arm-Mounted Road & Area: LED Fixture, install 46 - 68 W | 4456531 | DEER | Proposed
SDG | 464108 | 2019-01-01 | 2019-05-13 | WPSDGENRLG0181-5 | NR | DnDeemed | C-Out-RdAr-LEDFixt-PM-Ext-1(90w)-dW27 | None | NonRes | Def-GSIA | Com-Out-Ltg-LEDFixt | None | RdAr-LEDFixt-PM-Ext-1(90w) | BaseCostZero | DEER1314 | Disposition |  | Lighting-Commercial Pole/Arm-Mounted Road & Area: LED Fixture, install 69 - 90 W | 4456531 | DEER | Proposed
SDG | 464109 | 2019-01-01 | 2019-05-13 | WPSDGENRLG0181-5 | NR | DnDeemed | C-Out-RdAr-LEDFixt-PM-Ext(107w)-dW29 | None | NonRes | Def-GSIA | Com-Out-Ltg-LEDFixt | None | RdAr-LEDFixt-PM-Ext(107w) | BaseCostZero | DEER1314 | Disposition |  | Lighting-Commercial Pole/Arm-Mounted Road & Area: LED Fixture, install 91 - 107 W | 4456531 | DEER | Proposed
SDG | 464111 | 2019-01-01 | 2019-05-13 | WPSDGENRLG0181-5 | NR | DnDeemed | C-Out-RdAr-LEDFixt-PM-Ext(146w)-dW29 | None | NonRes | Def-GSIA | Com-Out-Ltg-LEDFixt | None | RdAr-LEDFixt-PM-Ext(146w) | BaseCostZero | DEER1314 | Disposition |  | Lighting-Commercial Pole/Arm-Mounted Road & Area: LED Fixture, install 108 - 146 W | 4456531 | DEER | Proposed
SDG | 464112 | 2019-01-01 | 2019-05-13 | WPSDGENRLG0181-5 | NR | DnDeemed | C-Out-RdAr-LEDFixt-PM-Ext(235w)-dW43 | None | NonRes | Def-GSIA | Com-Out-Ltg-LEDFixt | None | RdAr-LEDFixt-PM-Ext(235w) | BaseCostZero | DEER1314 | Disposition |  | Lighting-Commercial Pole/Arm-Mounted Road & Area: LED Fixture, install 147 - 235 W | 4456531 | DEER | Proposed
SDG | 464113 | 2019-01-01 | 2019-05-13 | WPSDGENRLG0181-5 | NR | DnDeemed | C-Out-RdAr-LEDFixt-PM-Ext(390w)-dW54 | None | NonRes | Def-GSIA | Com-Out-Ltg-LEDFixt | None | RdAr-LEDFixt-PM-Ext(390w) | BaseCostZero | DEER1314 | Disposition |  | Lighting-Commercial Pole/Arm-Mounted Road & Area: LED Fixture, install 236 - 390 W | 4456531 | DEER | Proposed
SDG | 464114 | 2019-01-01 | 2019-05-13 | WPSDGENRLG0181-5 | NR | DnDeemed | C-Out-RdAr-LEDFixt-PM-Ext(571w)-dW94 | None | NonRes | Def-GSIA | Com-Out-Ltg-LEDFixt | None | RdAr-LEDFixt-PM-Ext(571w) | BaseCostZero | DEER1314 | Disposition |  | Lighting-Commercial Pole/Arm-Mounted Road & Area: LED Fixture, install 391 - 571 W | 4456531 | DEER | Proposed
SDG | 464115 | 2019-01-01 | 2019-05-13 | WPSDGENRLG0181-5 | NR | DnDeemed | C-Out-Gar-LEDFixt-CM-Ext(38w)-dW26 | None | NonRes | Def-GSIA | Com-Out-Ltg-LEDFixt | None | Gar-LEDFixt-CM-Ext(38w) | BaseCostZero | DEER2018 | Disposition |  | Lighting-Commercial Parking Garage: LED Fixture: Install 0 - 38 W | 4456531 | DEER | Proposed
SDG | 464116 | 2019-01-01 | 2019-05-13 | WPSDGENRLG0181-5 | NR | DnDeemed | C-Out-Gar-LEDFixt-CM-Ext(56w)-dW33 | None | NonRes | Def-GSIA | Com-Out-Ltg-LEDFixt | None | Gar-LEDFixt-CM-Ext(56w) | BaseCostZero | DEER2018 | Disposition |  | Lighting-Commercial Parking Garage: LED Fixture: Install 39 - 56 W | 4456531 | DEER | Proposed
SDG | 464117 | 2019-01-01 | 2019-05-13 | WPSDGENRLG0181-5 | NR | DnDeemed | C-Out-Gar-LEDFixt-CM-Ext(88w)-dW37 | None | NonRes | Def-GSIA | Com-Out-Ltg-LEDFixt | None | Gar-LEDFixt-CM-Ext(88w) | BaseCostZero | DEER2018 | Disposition |  | Lighting-Commercial Parking Garage: LED Fixture: Install 57 - 88 W | 4456531 | DEER | Proposed
SDG | 464118 | 2019-01-01 | 2019-05-13 | WPSDGENRLG0181-5 | NR | DnDeemed | C-Out-Gar-LEDFixt-CM-Ext(113w)-dW47 | None | NonRes | Def-GSIA | Com-Out-Ltg-LEDFixt | None | Gar-LEDFixt-CM-Ext(113w) | BaseCostZero | DEER2018 | Disposition |  | Lighting-Commercial Parking Garage: LED Fixture: Install 89 - 113 W | 4456531 | DEER | Proposed
SDG | 464119 | 2019-01-01 | 2019-05-13 | WPSDGENRLG0181-5 | NR | DnDeemed | C-Out-LEDFixt-WM-Ext-1(25w)-dW16 | None | NonRes | Def-GSIA | Com-Out-Ltg-LEDFixt | None | LEDFixt-WM-Ext-1(25w) | BaseCostZero | DEER1314 | Disposition |  | Lighting-Commercial Outdoor Wall-Mounted Area: LED Fixture: Install 0 - 25 W | 4456531 | DEER | Proposed
SDG | 464120 | 2019-01-01 | 2019-05-13 | WPSDGENRLG0181-5 | NR | DnDeemed | C-Out-LEDFixt-WM-Ext-1(39w)-dW13 | None | NonRes | Def-GSIA | Com-Out-Ltg-LEDFixt | None | LEDFixt-WM-Ext-1(39w) | BaseCostZero | DEER1314 | Disposition |  | Lighting-Commercial Outdoor Wall-Mounted Area: LED Fixture: Install 26 - 39 W | 4456531 | DEER | Proposed
SDG | 464121 | 2019-01-01 | 2019-05-13 | WPSDGENRLG0181-5 | NR | DnDeemed | C-Out-LEDFixt-WM-Ext(58w)-dW21 | None | NonRes | Def-GSIA | Com-Out-Ltg-LEDFixt | None | LEDFixt-WM-Ext(58w) | BaseCostZero | DEER2018 | Disposition |  | Lighting-Commercial Outdoor Wall-Mounted Area: LED Fixture: Install 40 - 58 W | 4456531 | DEER | Proposed
SDG | 464122 | 2019-01-01 | 2019-05-13 | WPSDGENRLG0181-5 | NR | DnDeemed | C-Out-LEDFixt-WM-Ext(78w)-dW19 | None | NonRes | Def-GSIA | Com-Out-Ltg-LEDFixt | None | LEDFixt-WM-Ext(78w) | BaseCostZero | DEER2018 | Disposition |  | Lighting-Commercial Outdoor Wall-Mounted Area: LED Fixture: Install 59 - 78 W | 4456531 | DEER | Proposed
SDG | 464123 | 2019-01-01 | 2019-05-13 | WPSDGENRLG0181-5 | NR | DnDeemed | C-Out-LEDFixt-WM-Ext(97w)-dW20 | None | NonRes | Def-GSIA | Com-Out-Ltg-LEDFixt | None | LEDFixt-WM-Ext(97w) | BaseCostZero | DEER2018 | Disposition |  | Lighting-Commercial Outdoor Wall-Mounted Area: LED Fixture: Install 79 - 97 W | 4456531 | DEER | Proposed
SDG | 464124 | 2019-01-01 | 2019-05-13 | WPSDGENRLG0181-5 | NR | DnDeemed | C-Out-LEDFixt-WM-Ext(126w)-dW25 | None | NonRes | Def-GSIA | Com-Out-Ltg-LEDFixt | None | LEDFixt-WM-Ext(126w) | BaseCostZero | DEER2018 | Disposition |  | Lighting-Commercial Outdoor Wall-Mounted Area: LED Fixture: Install 98 - 126 W | 4456531 | DEER | Proposed
SDG | 464125 | 2019-01-01 | 2019-05-13 | WPSDGENRLG0181-5 | NR | DnDeemed | C-Out-LEDFixt-WM-Ext(203w)-dW28 | None | NonRes | Def-GSIA | Com-Out-Ltg-LEDFixt | None | LEDFixt-WM-Ext(203w) | BaseCostZero | DEER2018 | Disposition |  | Lighting-Commercial Outdoor Wall-Mounted Area: LED Fixture: Install 127 - 203 W | 4456531 | DEER | Proposed
SDG | 464126 | 2019-01-01 | 2019-05-13 | WPSDGENRLG0181-5 | NR | DnDeemed | C-Out-LEDFixt-WM-Ext(337w)-dW55 | None | NonRes | Def-GSIA | Com-Out-Ltg-LEDFixt | None | LEDFixt-WM-Ext(337w) | BaseCostZero | DEER2018 | Disposition |  | Lighting-Commercial Outdoor Wall-Mounted Area: LED Fixture: Install 204 - 337 W | 4456531 | DEER | Proposed
SDG | 464127 | 2019-01-01 | 2019-05-13 | WPSDGENRLG0181-5 | NR | DnDeemed | C-Out-LEDFixt-WM-Ext(493w)-dW86 | None | NonRes | Def-GSIA | Com-Out-Ltg-LEDFixt | None | LEDFixt-WM-Ext(493w) | BaseCostZero | DEER2018 | Disposition |  | Lighting-Commercial Outdoor Wall-Mounted Area: LED Fixture: Install 338 - 493 W | 4456531 | DEER | Proposed
SDG | 464128 | 2019-01-01 | 2019-05-13 | WPSDGENRLG0181-5 | NR | DnDeemed | C-Out-Cnpy-LEDFixt-Ext(19w)-dW9 | None | NonRes | Def-GSIA | Com-Out-Ltg-LEDFixt | None | Cnpy-LEDFixt-Ext(19w) | BaseCostZero | DEER1314 | Disposition |  | Lighting-Commerical Oudoor Fuel Pump Canopy: LED Fixture: Install 0 - 19 W | 4456531 | DEER | Proposed
SDG | 464129 | 2019-01-01 | 2019-05-13 | WPSDGENRLG0181-5 | NR | DnDeemed | C-Out-Cnpy-LEDFixt-Ext(29w)-dW7 | None | NonRes | Def-GSIA | Com-Out-Ltg-LEDFixt | None | Cnpy-LEDFixt-Ext(29w) | BaseCostZero | DEER2018 | Disposition |  | Lighting-Commerical Oudoor Fuel Pump Canopy: LED Fixture: Install 20 - 29 W | 4456531 | DEER | Proposed
SDG | 464130 | 2019-01-01 | 2019-05-13 | WPSDGENRLG0181-5 | NR | DnDeemed | C-Out-Cnpy-LEDFixt-Ext-1(46w)-dW11 | None | NonRes | Def-GSIA | Com-Out-Ltg-LEDFixt | None | Cnpy-LEDFixt-Ext-1(46w) | BaseCostZero | DEER2018 | Disposition |  | Lighting-Commerical Oudoor Fuel Pump Canopy: LED Fixture: Install 30 - 46 W | 4456531 | DEER | Proposed
SDG | 464131 | 2019-01-01 | 2019-05-13 | WPSDGENRLG0181-5 | NR | DnDeemed | C-Out-Cnpy-LEDFixt-Ext(59w)-dW12 | None | NonRes | Def-GSIA | Com-Out-Ltg-LEDFixt | None | Cnpy-LEDFixt-Ext(59w) | BaseCostZero | DEER2018 | Disposition |  | Lighting-Commerical Oudoor Fuel Pump Canopy: LED Fixture: Install 47 - 59 W | 4456531 | DEER | Proposed
SDG | 464132 | 2019-01-01 | 2019-05-13 | WPSDGENRLG0181-5 | NR | DnDeemed | C-Out-Cnpy-LEDFixt-Ext-3(73w)-dW15 | None | NonRes | Def-GSIA | Com-Out-Ltg-LEDFixt | None | Cnpy-LEDFixt-Ext-3(73w) | BaseCostZero | DEER2018 | Disposition |  | Lighting-Commerical Oudoor Fuel Pump Canopy: LED Fixture: Install 60 - 73 W | 4456531 | DEER | Proposed
SDG | 464133 | 2019-01-01 | 2019-05-13 | WPSDGENRLG0181-5 | NR | DnDeemed | C-Out-Cnpy-LEDFixt-Ext-3(99w)-dW16 | None | NonRes | Def-GSIA | Com-Out-Ltg-LEDFixt | None | Cnpy-LEDFixt-Ext-3(99w) | BaseCostZero | DEER2018 | Disposition |  | Lighting-Commerical Oudoor Fuel Pump Canopy: LED Fixture: Install 74 - 99 W | 4456531 | DEER | Proposed
SDG | 464134 | 2019-01-01 | 2019-05-13 | WPSDGENRLG0181-5 | NR | DnDeemed | C-Out-Cnpy-LEDFixt-Ext(153w)-dW22 | None | NonRes | Def-GSIA | Com-Out-Ltg-LEDFixt | None | Cnpy-LEDFixt-Ext(153w) | BaseCostZero | DEER2018 | Disposition |  | Lighting-Commerical Oudoor Fuel Pump Canopy: LED Fixture: Install 100 - 153 W | 4456531 | DEER | Proposed
SDG | 464135 | 2019-01-01 | 2019-03-31 | WPSDGENRLG0181-5 | NR | DnDeemDI | C-Out-LEDFixt-WM-Ext-1(25w)-dW16 | None | NonRes | Def-GSIA | Com-Out-Ltg-LEDFixt | None | LEDFixt-WM-Ext-1(25w) | BaseCostZero | DEER1314 | Disposition | 2018-12-28 | Lighting-Commercial Outdoor Wall-Mounted Area: LED Fixture: Install 0 - 25 W | 4456531 | DEER | Proposed
SDG | 464136 | 2019-01-01 | 2019-03-31 | WPSDGENRLG0181-5 | NR | DnDeemDI | C-Out-Cnpy-LEDFixt-Ext(19w)-dW9 | None | NonRes | Def-GSIA | Com-Out-Ltg-LEDFixt | None | Cnpy-LEDFixt-Ext(19w) | BaseCostZero | DEER1314 | Disposition | 2018-12-28 | Lighting-Commerical Oudoor Fuel Pump Canopy: LED Fixture: Install 0 - 19 W | 4456531 | DEER | Proposed
SDG | 464140 | 2019-01-01 |  | WPSDGEREHC1063-0 | NR | DnDeemed | Res-GasFurnace-AFUE92 | None | Res | Def-GSIA | Res-Default>2 | None | SDG-ESCtrlGs-AFUE-92 | SDG-CtrlGs-AFUE-80 | DEER2017 | D17 v2 |  | Furnace - Energy Star Central Gas (AFUE=92%) MFm | 4456531 | DEER | Proposed
SDG | 464143 | 2019-01-01 |  | WPSDGEREHC1063-0 | NR | DnDeemed | Res-GasFurnace-AFUE95 | None | Res | Def-GSIA | Res-Default>2 | None | SDG-ESCtrlGs-AFUE-95 | SDG-CtrlGs-AFUE-80 | DEER2017 | D17 v2 |  | Furnace - Energy Star Central Gas (AFUE=95%) MFm | 4456531 | DEER | Proposed
SDG | 464145 | 2019-01-01 |  | WPSDGEREHC1063-0 | NR | DnDeemed | Res-GasFurnace-AFUE97 | None | Res | Def-GSIA | Res-Default>2 | None | SDG-ESCtrlGs-AFUE-97 | SDG-CtrlGs-AFUE-80 | DEER2017 | D17 v2 |  | Furnace - Energy Star Central Gas (AFUE=97%) MFm | 4456531 | DEER | Proposed
SDG | 464152 | 2019-01-01 |  | WPSDGEREHC1063-0 | NR | DnDeemed | Res-GasFurnace-AFUE92 | None | Res | Def-GSIA | Res-Default>2 | None | SDG-ESCtrlGs-AFUE-92 | SDG-CtrlGs-AFUE-80 | DEER2017 | D17 v2 |  | Furnace - Energy Star Central Gas (AFUE=92%) DMo | 4456531 | DEER | Proposed
SDG | 464155 | 2019-01-01 |  | WPSDGEREHC1063-0 | NR | DnDeemed | Res-GasFurnace-AFUE95 | None | Res | Def-GSIA | Res-Default>2 | None | SDG-ESCtrlGs-AFUE-95 | SDG-CtrlGs-AFUE-80 | DEER2017 | D17 v2 |  | Furnace - Energy Star Central Gas (AFUE=95%) DMo | 4456531 | DEER | Proposed
SDG | 464156 | 2019-01-01 |  | WPSDGEREHC1063-0 | NR | DnDeemed | Res-GasFurnace-AFUE96 | None | Res | Def-GSIA | Res-Default>2 | None | SDG-ESCtrlGs-AFUE-96 | SDG-CtrlGs-AFUE-80 | DEER2017 | D17 v2 |  | Furnace - Energy Star Central Gas (AFUE=96%) DMo | 4456531 | DEER | Proposed
SDG | 464157 | 2019-01-01 |  | WPSDGEREHC1063-0 | NR | DnDeemed | Res-GasFurnace-AFUE97 | None | Res | Def-GSIA | Res-Default>2 | None | SDG-ESCtrlGs-AFUE-97 | SDG-CtrlGs-AFUE-80 | DEER2017 | D17 v2 |  | Furnace - Energy Star Central Gas (AFUE=97%) DMo | 4456531 | DEER | Proposed
SDG | 464171 | 2019-01-01 | 2019-05-13 | WPSDGENRLG0181-5 | NR | UpDeemed | C-Out-Strt-LEDFixt-PM-Ext(29w)-dW14 | None | NonRes | Def-GSIA | Com-Out-Ltg-LEDFixt | None | Strt-LEDFixt-PM-Ext(29w) | BaseCostZero | DEER1314 | Disposition |  | Lighting-Commercial Pole-Mounted Street: LED Fixture: Install 0 - 29 W | 4456531 | DEER | Proposed
SDG | 464172 | 2019-01-01 | 2019-05-13 | WPSDGENRLG0181-5 | NR | UpDeemed | C-Out-Strt-LEDFixt-PM-Ext(45w)-dW14 | None | NonRes | Def-GSIA | Com-Out-Ltg-LEDFixt | None | Strt-LEDFixt-PM-Ext(45w) | BaseCostZero | DEER1314 | Disposition |  | Lighting-Commercial Pole-Mounted Street: LED Fixture: Install 30 - 45 W | 4456531 | DEER | Proposed
SDG | 464173 | 2019-01-01 | 2019-05-13 | WPSDGENRLG0181-5 | NR | UpDeemed | C-Out-Strt-LEDFixt-PM-Ext-1(68w)-dW22 | None | NonRes | Def-GSIA | Com-Out-Ltg-LEDFixt | None | Strt-LEDFixt-PM-Ext-1(68w) | BaseCostZero | DEER1314 | Disposition |  | Lighting-Commercial Pole-Mounted Street: LED Fixture: Install 46 - 68 W | 4456531 | DEER | Proposed
SDG | 464174 | 2019-01-01 | 2019-05-13 | WPSDGENRLG0181-5 | NR | UpDeemed | C-Out-Strt-LEDFixt-PM-Ext-1(90w)-dW27 | None | NonRes | Def-GSIA | Com-Out-Ltg-LEDFixt | None | Strt-LEDFixt-PM-Ext-1(90w) | BaseCostZero | DEER1314 | Disposition |  | Lighting-Commercial Pole-Mounted Street: LED Fixture: Install 69 - 90 W | 4456531 | DEER | Proposed
SDG | 464175 | 2019-01-01 | 2019-05-13 | WPSDGENRLG0181-5 | NR | UpDeemed | C-Out-Strt-LEDFixt-PM-Ext(107w)-dW29 | None | NonRes | Def-GSIA | Com-Out-Ltg-LEDFixt | None | Strt-LEDFixt-PM-Ext(107w) | BaseCostZero | DEER1314 | Disposition |  | Lighting-Commercial Pole-Mounted Street: LED Fixture: Install 91 - 107 W | 4456531 | DEER | Proposed
SDG | 464176 | 2019-01-01 | 2019-05-13 | WPSDGENRLG0181-5 | NR | UpDeemed | C-Out-Strt-LEDFixt-PM-Ext(146w)-dW29 | None | NonRes | Def-GSIA | Com-Out-Ltg-LEDFixt | None | Strt-LEDFixt-PM-Ext(146w) | BaseCostZero | DEER1314 | Disposition |  | Lighting-Commercial Pole-Mounted Street: LED Fixture: Install 108 - 146 W | 4456531 | DEER | Proposed
SDG | 464177 | 2019-01-01 | 2019-05-13 | WPSDGENRLG0181-5 | NR | UpDeemed | C-Out-Strt-LEDFixt-PM-Ext(235w)-dW43 | None | NonRes | Def-GSIA | Com-Out-Ltg-LEDFixt | None | Strt-LEDFixt-PM-Ext(235w) | BaseCostZero | DEER1314 | Disposition |  | Lighting-Commercial Pole-Mounted Street: LED Fixture: Install 147 - 235 W | 4456531 | DEER | Proposed
SDG | 464178 | 2019-01-01 | 2019-05-13 | WPSDGENRLG0181-5 | NR | UpDeemed | C-Out-Strt-LEDFixt-PM-Ext(29w)-dW14 | None | NonRes | Def-GSIA | Com-Out-Ltg-LEDFixt | None | Strt-LEDFixt-PM-Ext(29w) | BaseCostZero | DEER1314 | Disposition |  | LS1: Local Government: Lighting: Pole-Mounted Street: LED Fixture: Install 0 - 29 W | 4456531 | DEER | Proposed
SDG | 464179 | 2019-01-01 | 2019-05-13 | WPSDGENRLG0181-5 | NR | UpDeemed | C-Out-Strt-LEDFixt-PM-Ext(45w)-dW14 | None | NonRes | Def-GSIA | Com-Out-Ltg-LEDFixt | None | Strt-LEDFixt-PM-Ext(45w) | BaseCostZero | DEER1314 | Disposition |  | LS1: Local Government: Lighting: Pole-Mounted Street: LED Fixture: Install 30 - 45 W | 4456531 | DEER | Proposed
SDG | 464180 | 2019-01-01 | 2019-05-13 | WPSDGENRLG0181-5 | NR | UpDeemed | C-Out-Strt-LEDFixt-PM-Ext-1(68w)-dW22 | None | NonRes | Def-GSIA | Com-Out-Ltg-LEDFixt | None | Strt-LEDFixt-PM-Ext-1(68w) | BaseCostZero | DEER1314 | Disposition |  | LS1: Local Government: Lighting: Pole-Mounted Street: LED Fixture: Install 46 - 68 W | 4456531 | DEER | Proposed
SDG | 464181 | 2019-01-01 | 2019-05-13 | WPSDGENRLG0181-5 | NR | UpDeemed | C-Out-Strt-LEDFixt-PM-Ext-1(90w)-dW27 | None | NonRes | Def-GSIA | Com-Out-Ltg-LEDFixt | None | Strt-LEDFixt-PM-Ext-1(90w) | BaseCostZero | DEER1314 | Disposition |  | LS1: Local Government: Lighting: Pole-Mounted Street: LED Fixture: Install 69 - 90 W | 4456531 | DEER | Proposed
SDG | 464182 | 2019-01-01 | 2019-05-13 | WPSDGENRLG0181-5 | NR | UpDeemed | C-Out-Strt-LEDFixt-PM-Ext(107w)-dW29 | None | NonRes | Def-GSIA | Com-Out-Ltg-LEDFixt | None | Strt-LEDFixt-PM-Ext(107w) | BaseCostZero | DEER1314 | Disposition |  | LS1: Local Government: Lighting: Pole-Mounted Street: LED Fixture: Install 91 - 107 W | 4456531 | DEER | Proposed
SDG | 464183 | 2019-01-01 | 2019-05-13 | WPSDGENRLG0181-5 | NR | UpDeemed | C-Out-Strt-LEDFixt-PM-Ext(146w)-dW29 | None | NonRes | Def-GSIA | Com-Out-Ltg-LEDFixt | None | Strt-LEDFixt-PM-Ext(146w) | BaseCostZero | DEER1314 | Disposition |  | LS1: Local Government: Lighting: Pole-Mounted Street: LED Fixture: Install 108 - 146 W | 4456531 | DEER | Proposed
SDG | 464184 | 2019-01-01 | 2019-05-13 | WPSDGENRLG0181-5 | NR | UpDeemed | C-Out-Strt-LEDFixt-PM-Ext(235w)-dW43 | None | NonRes | Def-GSIA | Com-Out-Ltg-LEDFixt | None | Strt-LEDFixt-PM-Ext(235w) | BaseCostZero | DEER1314 | Disposition |  | LS1: Local Government: Lighting: Pole-Mounted Street: LED Fixture: Install 147 - 235 W | 4456531 | DEER | Proposed
SDG | 464185 | 2019-01-01 | 2019-05-13 | WPSDGENRLG0181-5 | NR | UpDeemed | C-Out-RdAr-LEDFixt-PM-Ext(29w)-dW14 | None | NonRes | Def-GSIA | Com-Out-Ltg-LEDFixt | None | RdAr-LEDFixt-PM-Ext(29w) | BaseCostZero | DEER1314 | Disposition |  | Lighting-Commercial Pole/Arm-Mounted Road & Area: LED Fixture, install 0 - 29 W | 4456531 | DEER | Proposed
SDG | 464186 | 2019-01-01 | 2019-05-13 | WPSDGENRLG0181-5 | NR | UpDeemed | C-Out-RdAr-LEDFixt-PM-Ext(45w)-dW14 | None | NonRes | Def-GSIA | Com-Out-Ltg-LEDFixt | None | RdAr-LEDFixt-PM-Ext(45w) | BaseCostZero | DEER1314 | Disposition |  | Lighting-Commercial Pole/Arm-Mounted Road & Area: LED Fixture, install 30 - 45 W | 4456531 | DEER | Proposed
SDG | 464187 | 2019-01-01 | 2019-05-13 | WPSDGENRLG0181-5 | NR | UpDeemed | C-Out-RdAr-LEDFixt-PM-Ext-1(68w)-dW22 | None | NonRes | Def-GSIA | Com-Out-Ltg-LEDFixt | None | RdAr-LEDFixt-PM-Ext-1(68w) | BaseCostZero | DEER1314 | Disposition |  | Lighting-Commercial Pole/Arm-Mounted Road & Area: LED Fixture, install 46 - 68 W | 4456531 | DEER | Proposed
SDG | 464188 | 2019-01-01 | 2019-05-13 | WPSDGENRLG0181-5 | NR | UpDeemed | C-Out-RdAr-LEDFixt-PM-Ext-1(90w)-dW27 | None | NonRes | Def-GSIA | Com-Out-Ltg-LEDFixt | None | RdAr-LEDFixt-PM-Ext-1(90w) | BaseCostZero | DEER1314 | Disposition |  | Lighting-Commercial Pole/Arm-Mounted Road & Area: LED Fixture, install 69 - 90 W | 4456531 | DEER | Proposed
SDG | 464189 | 2019-01-01 | 2019-05-13 | WPSDGENRLG0181-5 | NR | UpDeemed | C-Out-RdAr-LEDFixt-PM-Ext(107w)-dW29 | None | NonRes | Def-GSIA | Com-Out-Ltg-LEDFixt | None | RdAr-LEDFixt-PM-Ext(107w) | BaseCostZero | DEER1314 | Disposition |  | Lighting-Commercial Pole/Arm-Mounted Road & Area: LED Fixture, install 91 - 107 W | 4456531 | DEER | Proposed
SDG | 464190 | 2019-01-01 | 2019-05-13 | WPSDGENRLG0181-5 | NR | UpDeemed | C-Out-RdAr-LEDFixt-PM-Ext(146w)-dW29 | None | NonRes | Def-GSIA | Com-Out-Ltg-LEDFixt | None | RdAr-LEDFixt-PM-Ext(146w) | BaseCostZero | DEER1314 | Disposition |  | Lighting-Commercial Pole/Arm-Mounted Road & Area: LED Fixture, install 108 - 146 W | 4456531 | DEER | Proposed
SDG | 464191 | 2019-01-01 | 2019-05-13 | WPSDGENRLG0181-5 | NR | UpDeemed | C-Out-RdAr-LEDFixt-PM-Ext(235w)-dW43 | None | NonRes | Def-GSIA | Com-Out-Ltg-LEDFixt | None | RdAr-LEDFixt-PM-Ext(235w) | BaseCostZero | DEER1314 | Disposition |  | Lighting-Commercial Pole/Arm-Mounted Road & Area: LED Fixture, install 147 - 235 W | 4456531 | DEER | Proposed
SDG | 464192 | 2019-01-01 | 2019-05-13 | WPSDGENRLG0181-5 | NR | UpDeemed | C-Out-RdAr-LEDFixt-PM-Ext(390w)-dW54 | None | NonRes | Def-GSIA | Com-Out-Ltg-LEDFixt | None | RdAr-LEDFixt-PM-Ext(390w) | BaseCostZero | DEER1314 | Disposition |  | Lighting-Commercial Pole/Arm-Mounted Road & Area: LED Fixture, install 236 - 390 W | 4456531 | DEER | Proposed
SDG | 464193 | 2019-01-01 | 2019-05-13 | WPSDGENRLG0181-5 | NR | UpDeemed | C-Out-RdAr-LEDFixt-PM-Ext(571w)-dW94 | None | NonRes | Def-GSIA | Com-Out-Ltg-LEDFixt | None | RdAr-LEDFixt-PM-Ext(571w) | BaseCostZero | DEER1314 | Disposition |  | Lighting-Commercial Pole/Arm-Mounted Road & Area: LED Fixture, install 391 - 571 W | 4456531 | DEER | Proposed
SDG | 464194 | 2019-01-01 | 2019-05-13 | WPSDGENRLG0181-5 | NR | UpDeemed | C-Out-Gar-LEDFixt-CM-Ext(38w)-dW26 | None | NonRes | Def-GSIA | Com-Out-Ltg-LEDFixt | None | Gar-LEDFixt-CM-Ext(38w) | BaseCostZero | DEER2018 | Disposition |  | Lighting-Commercial Parking Garage: LED Fixture: Install 0 - 38 W | 4456531 | DEER | Proposed
SDG | 464195 | 2019-01-01 | 2019-05-13 | WPSDGENRLG0181-5 | NR | UpDeemed | C-Out-Gar-LEDFixt-CM-Ext(56w)-dW33 | None | NonRes | Def-GSIA | Com-Out-Ltg-LEDFixt | None | Gar-LEDFixt-CM-Ext(56w) | BaseCostZero | DEER2018 | Disposition |  | Lighting-Commercial Parking Garage: LED Fixture: Install 39 - 56 W | 4456531 | DEER | Proposed
SDG | 464196 | 2019-01-01 | 2019-05-13 | WPSDGENRLG0181-5 | NR | UpDeemed | C-Out-Gar-LEDFixt-CM-Ext(88w)-dW37 | None | NonRes | Def-GSIA | Com-Out-Ltg-LEDFixt | None | Gar-LEDFixt-CM-Ext(88w) | BaseCostZero | DEER2018 | Disposition |  | Lighting-Commercial Parking Garage: LED Fixture: Install 57 - 88 W | 4456531 | DEER | Proposed
SDG | 464197 | 2019-01-01 | 2019-05-13 | WPSDGENRLG0181-5 | NR | UpDeemed | C-Out-Gar-LEDFixt-CM-Ext(113w)-dW47 | None | NonRes | Def-GSIA | Com-Out-Ltg-LEDFixt | None | Gar-LEDFixt-CM-Ext(113w) | BaseCostZero | DEER2018 | Disposition |  | Lighting-Commercial Parking Garage: LED Fixture: Install 89 - 113 W | 4456531 | DEER | Proposed
SDG | 464198 | 2019-01-01 | 2019-05-13 | WPSDGENRLG0181-5 | NR | UpDeemed | C-Out-LEDFixt-WM-Ext-1(25w)-dW16 | None | NonRes | Def-GSIA | Com-Out-Ltg-LEDFixt | None | LEDFixt-WM-Ext-1(25w) | BaseCostZero | DEER1314 | Disposition |  | Lighting-Commercial Outdoor Wall-Mounted Area: LED Fixture: Install 0 - 25 W | 4456531 | DEER | Proposed
SDG | 464199 | 2019-01-01 | 2019-05-13 | WPSDGENRLG0181-5 | NR | UpDeemed | C-Out-LEDFixt-WM-Ext-1(39w)-dW13 | None | NonRes | Def-GSIA | Com-Out-Ltg-LEDFixt | None | LEDFixt-WM-Ext-1(39w) | BaseCostZero | DEER1314 | Disposition |  | Lighting-Commercial Outdoor Wall-Mounted Area: LED Fixture: Install 26 - 39 W | 4456531 | DEER | Proposed
SDG | 464200 | 2019-01-01 | 2019-05-13 | WPSDGENRLG0181-5 | NR | UpDeemed | C-Out-LEDFixt-WM-Ext(58w)-dW21 | None | NonRes | Def-GSIA | Com-Out-Ltg-LEDFixt | None | LEDFixt-WM-Ext(58w) | BaseCostZero | DEER2018 | Disposition |  | Lighting-Commercial Outdoor Wall-Mounted Area: LED Fixture: Install 40 - 58 W | 4456531 | DEER | Proposed
SDG | 464201 | 2019-01-01 | 2019-05-13 | WPSDGENRLG0181-5 | NR | UpDeemed | C-Out-LEDFixt-WM-Ext(78w)-dW19 | None | NonRes | Def-GSIA | Com-Out-Ltg-LEDFixt | None | LEDFixt-WM-Ext(78w) | BaseCostZero | DEER2018 | Disposition |  | Lighting-Commercial Outdoor Wall-Mounted Area: LED Fixture: Install 59 - 78 W | 4456531 | DEER | Proposed
SDG | 464202 | 2019-01-01 | 2019-05-13 | WPSDGENRLG0181-5 | NR | UpDeemed | C-Out-LEDFixt-WM-Ext(97w)-dW20 | None | NonRes | Def-GSIA | Com-Out-Ltg-LEDFixt | None | LEDFixt-WM-Ext(97w) | BaseCostZero | DEER2018 | Disposition |  | Lighting-Commercial Outdoor Wall-Mounted Area: LED Fixture: Install 79 - 97 W | 4456531 | DEER | Proposed
SDG | 464203 | 2019-01-01 | 2019-05-13 | WPSDGENRLG0181-5 | NR | UpDeemed | C-Out-LEDFixt-WM-Ext(126w)-dW25 | None | NonRes | Def-GSIA | Com-Out-Ltg-LEDFixt | None | LEDFixt-WM-Ext(126w) | BaseCostZero | DEER2018 | Disposition |  | Lighting-Commercial Outdoor Wall-Mounted Area: LED Fixture: Install 98 - 126 W | 4456531 | DEER | Proposed
SDG | 464204 | 2019-01-01 | 2019-05-13 | WPSDGENRLG0181-5 | NR | UpDeemed | C-Out-LEDFixt-WM-Ext(203w)-dW28 | None | NonRes | Def-GSIA | Com-Out-Ltg-LEDFixt | None | LEDFixt-WM-Ext(203w) | BaseCostZero | DEER2018 | Disposition |  | Lighting-Commercial Outdoor Wall-Mounted Area: LED Fixture: Install 127 - 203 W | 4456531 | DEER | Proposed
SDG | 464205 | 2019-01-01 | 2019-05-13 | WPSDGENRLG0181-5 | NR | UpDeemed | C-Out-LEDFixt-WM-Ext(337w)-dW55 | None | NonRes | Def-GSIA | Com-Out-Ltg-LEDFixt | None | LEDFixt-WM-Ext(337w) | BaseCostZero | DEER2018 | Disposition |  | Lighting-Commercial Outdoor Wall-Mounted Area: LED Fixture: Install 204 - 337 W | 4456531 | DEER | Proposed
SDG | 464206 | 2019-01-01 | 2019-05-13 | WPSDGENRLG0181-5 | NR | UpDeemed | C-Out-LEDFixt-WM-Ext(493w)-dW86 | None | NonRes | Def-GSIA | Com-Out-Ltg-LEDFixt | None | LEDFixt-WM-Ext(493w) | BaseCostZero | DEER2018 | Disposition |  | Lighting-Commercial Outdoor Wall-Mounted Area: LED Fixture: Install 338 - 493 W | 4456531 | DEER | Proposed
SDG | 464207 | 2019-01-01 | 2019-05-13 | WPSDGENRLG0181-5 | NR | UpDeemed | C-Out-Cnpy-LEDFixt-Ext(19w)-dW9 | None | NonRes | Def-GSIA | Com-Out-Ltg-LEDFixt | None | Cnpy-LEDFixt-Ext(19w) | BaseCostZero | DEER1314 | Disposition |  | Lighting-Commerical Oudoor Fuel Pump Canopy: LED Fixture: Install 0 - 19 W | 4456531 | DEER | Proposed
SDG | 464208 | 2019-01-01 | 2019-05-13 | WPSDGENRLG0181-5 | NR | UpDeemed | C-Out-Cnpy-LEDFixt-Ext(29w)-dW7 | None | NonRes | Def-GSIA | Com-Out-Ltg-LEDFixt | None | Cnpy-LEDFixt-Ext(29w) | BaseCostZero | DEER2018 | Disposition |  | Lighting-Commerical Oudoor Fuel Pump Canopy: LED Fixture: Install 20 - 29 W | 4456531 | DEER | Proposed
SDG | 464209 | 2019-01-01 | 2019-05-13 | WPSDGENRLG0181-5 | NR | UpDeemed | C-Out-Cnpy-LEDFixt-Ext-1(46w)-dW11 | None | NonRes | Def-GSIA | Com-Out-Ltg-LEDFixt | None | Cnpy-LEDFixt-Ext-1(46w) | BaseCostZero | DEER2018 | Disposition |  | Lighting-Commerical Oudoor Fuel Pump Canopy: LED Fixture: Install 30 - 46 W | 4456531 | DEER | Proposed
SDG | 464210 | 2019-01-01 | 2019-05-13 | WPSDGENRLG0181-5 | NR | UpDeemed | C-Out-Cnpy-LEDFixt-Ext(59w)-dW12 | None | NonRes | Def-GSIA | Com-Out-Ltg-LEDFixt | None | Cnpy-LEDFixt-Ext(59w) | BaseCostZero | DEER2018 | Disposition |  | Lighting-Commerical Oudoor Fuel Pump Canopy: LED Fixture: Install 47 - 59 W | 4456531 | DEER | Proposed
SDG | 464211 | 2019-01-01 | 2019-05-13 | WPSDGENRLG0181-5 | NR | UpDeemed | C-Out-Cnpy-LEDFixt-Ext-3(73w)-dW15 | None | NonRes | Def-GSIA | Com-Out-Ltg-LEDFixt | None | Cnpy-LEDFixt-Ext-3(73w) | BaseCostZero | DEER2018 | Disposition |  | Lighting-Commerical Oudoor Fuel Pump Canopy: LED Fixture: Install 60 - 73 W | 4456531 | DEER | Proposed
SDG | 464212 | 2019-01-01 | 2019-05-13 | WPSDGENRLG0181-5 | NR | UpDeemed | C-Out-Cnpy-LEDFixt-Ext-3(99w)-dW16 | None | NonRes | Def-GSIA | Com-Out-Ltg-LEDFixt | None | Cnpy-LEDFixt-Ext-3(99w) | BaseCostZero | DEER2018 | Disposition |  | Lighting-Commerical Oudoor Fuel Pump Canopy: LED Fixture: Install 74 - 99 W | 4456531 | DEER | Proposed
SDG | 464213 | 2019-01-01 | 2019-05-13 | WPSDGENRLG0181-5 | NR | UpDeemed | C-Out-Cnpy-LEDFixt-Ext(153w)-dW22 | None | NonRes | Def-GSIA | Com-Out-Ltg-LEDFixt | None | Cnpy-LEDFixt-Ext(153w) | BaseCostZero | DEER2018 | Disposition |  | Lighting-Commerical Oudoor Fuel Pump Canopy: LED Fixture: Install 100 - 153 W | 4456531 | DEER | Proposed
SDG | 464226 | 2019-01-01 | 2019-05-13 | WPSDGENRLG0083-1 | NR | DnDeemed | WPSDGENRLG0083-Rev01-Msr003 | None | NonRes | Def-GSIA | All-Default<=2yrs | None | SDG-LEDfixt125LPW-2x4-new | SDG-LFfixt-Base-LEDMsr | ExAnte2018 | IOU workpaper |  | Lighting - Interior LED New Luminaire - Size 2x4, >=125 to 139 LPW | 4456531 | Deemed | Proposed
SDG | 464227 | 2019-01-01 | 2019-05-13 | WPSDGENRLG0083-1 | NR | DnDeemed | WPSDGENRLG0083-Rev01-Msr002 | None | NonRes | Def-GSIA | All-Default<=2yrs | None | SDG-LEDfixt125LPW-2x2-new | SDG-LFfixt-Base-LEDMsr | ExAnte2018 | IOU workpaper |  | Lighting - Interior LED New Luminaire - Size 2x2, >=125 to 139 LPW, | 4456531 | Deemed | Proposed
SDG | 464228 | 2019-01-01 | 2019-05-13 | WPSDGENRLG0083-1 | NR | DnDeemed | WPSDGENRLG0083-Rev01-Msr001 | None | NonRes | Def-GSIA | All-Default<=2yrs | None | SDG-LEDfixt125LPW-1x4-new | SDG-LFfixt-Base-LEDMsr | ExAnte2018 | IOU workpaper |  | Lighting - Interior LED New Luminaire - Size 1x4, >=125 to 139 LPW | 4456531 | Deemed | Proposed
SDG | 464229 | 2019-01-01 | 2019-05-13 | WPSDGENRLG0083-1 | NR | DnDeemed | WPSDGENRLG0083-Rev01-Msr006 | None | NonRes | Def-GSIA | All-Default<=2yrs | None | SDG-LEDfixt125LPW-2x4-kit | SDG-LFfixt-Base-LEDMsr | ExAnte2018 | IOU workpaper |  | Lighting - Interior Integrated LED Retrofit Kits - Size 2x4, >=125 to 139 LPW | 4456531 | Deemed | Proposed
SDG | 464230 | 2019-01-01 | 2019-05-13 | WPSDGENRLG0083-1 | NR | DnDeemed | WPSDGENRLG0083-Rev01-Msr005 | None | NonRes | Def-GSIA | All-Default<=2yrs | None | SDG-LEDfixt125LPW-2x2-kit | SDG-LFfixt-Base-LEDMsr | ExAnte2018 | IOU workpaper |  | Lighting - Interior Integrated LED Retrofi Kits - Size 2x2, >=125 to 139 LPW | 4456531 | Deemed | Proposed
SDG | 464231 | 2019-01-01 | 2019-05-13 | WPSDGENRLG0083-1 | NR | DnDeemed | WPSDGENRLG0083-Rev01-Msr004 | None | NonRes | Def-GSIA | All-Default<=2yrs | None | SDG-LEDfixt125LPW-1x4-kit | SDG-LFfixt-Base-LEDMsr | ExAnte2018 | IOU workpaper |  | Lighting - Interior Integrated LED Retrofit Kits - Size 1x4, >=125 to 139 LPW | 4456531 | Deemed | Proposed
SDG | 464232 | 2019-01-01 | 2019-05-13 | WPSDGENRLG0083-1 | NR | DnDeemed | WPSDGENRLG0083-Rev01-Msr009 | None | NonRes | Def-GSIA | All-Default<=2yrs | None | SDG-LEDfixt140LPW-2x4-new | SDG-LFfixt-Base-LEDMsr | ExAnte2018 | IOU workpaper |  | Lighting - Interior LED New Luminaire - Size 2x4, >=140 LPW | 4456531 | Deemed | Proposed
SDG | 464233 | 2019-01-01 | 2019-05-13 | WPSDGENRLG0083-1 | NR | DnDeemed | WPSDGENRLG0083-Rev01-Msr008 | None | NonRes | Def-GSIA | All-Default<=2yrs | None | SDG-LEDfixt140LPW-2x2-new | SDG-LFfixt-Base-LEDMsr | ExAnte2018 | IOU workpaper |  | Lighting - Interior LED New Luminaire - Size 2x2, >=140 LPW | 4456531 | Deemed | Proposed
SDG | 464234 | 2019-01-01 | 2019-05-13 | WPSDGENRLG0083-1 | NR | DnDeemed | WPSDGENRLG0083-Rev01-Msr007 | None | NonRes | Def-GSIA | All-Default<=2yrs | None | SDG-LEDfixt140LPW-1x4-new | SDG-LFfixt-Base-LEDMsr | ExAnte2018 | IOU workpaper |  | Lighting - Interior LED New Luminaire - Size 1x4 Rated >=140 LPW | 4456531 | Deemed | Proposed
SDG | 464235 | 2019-01-01 | 2019-05-13 | WPSDGENRLG0083-1 | NR | DnDeemed | WPSDGENRLG0083-Rev01-Msr012 | None | NonRes | Def-GSIA | All-Default<=2yrs | None | SDG-LEDfixt140LPW-2x4-kit | SDG-LFfixt-Base-LEDMsr | ExAnte2018 | IOU workpaper |  | Lighting - Interior Integrated LED Retrofit Kits - Size 2x4, >=140 LPW | 4456531 | Deemed | Proposed
SDG | 464236 | 2019-01-01 | 2019-05-13 | WPSDGENRLG0083-1 | NR | DnDeemed | WPSDGENRLG0083-Rev01-Msr011 | None | NonRes | Def-GSIA | All-Default<=2yrs | None | SDG-LEDfixt140LPW-2x2-kit | SDG-LFfixt-Base-LEDMsr | ExAnte2018 | IOU workpaper |  | Lighting - Interior Integrated LED Retrofi Kits - Size 2x2, >=140 LPW | 4456531 | Deemed | Proposed
SDG | 464237 | 2019-01-01 | 2019-05-13 | WPSDGENRLG0083-1 | NR | DnDeemed | WPSDGENRLG0083-Rev01-Msr010 | None | NonRes | Def-GSIA | All-Default<=2yrs | None | SDG-LEDfixt140LPW-1x4-kit | SDG-LFfixt-Base-LEDMsr | ExAnte2018 | IOU workpaper |  | Lighting - Interior Integrated LED Retrofit Kits - Size 1x4, >=140 LPW | 4456531 | Deemed | Proposed
SDG | 464238 | 2019-01-01 | 2019-03-31 | WPSDGENRLG0083-1 | NR | DnDeemDI | WPSDGENRLG0083-Rev01-Msr003 | None | NonRes | Def-GSIA | All-Default<=2yrs | None | SDG-LEDfixt125LPW-2x4-new | SDG-LFfixt-Base-LEDMsr | ExAnte2018 | IOU workpaper | 2018-12-28 | Lighting - Interior LED New Luminaire - Size 2x4, >=125 to 139 LPW | 4456531 | Deemed | Proposed
SDG | 464239 | 2019-01-01 | 2019-03-31 | WPSDGENRLG0083-1 | NR | DnDeemDI | WPSDGENRLG0083-Rev01-Msr002 | None | NonRes | Def-GSIA | All-Default<=2yrs | None | SDG-LEDfixt125LPW-2x2-new | SDG-LFfixt-Base-LEDMsr | ExAnte2018 | IOU workpaper | 2018-12-28 | Lighting - Interior LED New Luminaire - Size 2x2, >=125 to 139 LPW, | 4456531 | Deemed | Proposed
SDG | 464240 | 2019-01-01 | 2019-03-31 | WPSDGENRLG0083-1 | NR | DnDeemDI | WPSDGENRLG0083-Rev01-Msr001 | None | NonRes | Def-GSIA | All-Default<=2yrs | None | SDG-LEDfixt125LPW-1x4-new | SDG-LFfixt-Base-LEDMsr | ExAnte2018 | IOU workpaper | 2018-12-28 | Lighting - Interior LED New Luminaire - Size 1x4, >=125 to 139 LPW | 4456531 | Deemed | Proposed
SDG | 464241 | 2019-01-01 | 2019-03-31 | WPSDGENRLG0083-1 | NR | DnDeemDI | WPSDGENRLG0083-Rev01-Msr006 | None | NonRes | Def-GSIA | All-Default<=2yrs | None | SDG-LEDfixt125LPW-2x4-kit | SDG-LFfixt-Base-LEDMsr | ExAnte2018 | IOU workpaper | 2018-12-28 | Lighting - Interior Integrated LED Retrofit Kits - Size 2x4, >=125 to 139 LPW | 4456531 | Deemed | Proposed
SDG | 464242 | 2019-01-01 | 2019-03-31 | WPSDGENRLG0083-1 | NR | DnDeemDI | WPSDGENRLG0083-Rev01-Msr005 | None | NonRes | Def-GSIA | All-Default<=2yrs | None | SDG-LEDfixt125LPW-2x2-kit | SDG-LFfixt-Base-LEDMsr | ExAnte2018 | IOU workpaper | 2018-12-28 | Lighting - Interior Integrated LED Retrofi Kits - Size 2x2, >=125 to 139 LPW | 4456531 | Deemed | Proposed
SDG | 464243 | 2019-01-01 | 2019-03-31 | WPSDGENRLG0083-1 | NR | DnDeemDI | WPSDGENRLG0083-Rev01-Msr004 | None | NonRes | Def-GSIA | All-Default<=2yrs | None | SDG-LEDfixt125LPW-1x4-kit | SDG-LFfixt-Base-LEDMsr | ExAnte2018 | IOU workpaper | 2018-12-28 | Lighting - Interior Integrated LED Retrofit Kits - Size 1x4, >=125 to 139 LPW | 4456531 | Deemed | Proposed
SDG | 464244 | 2019-01-01 | 2019-03-31 | WPSDGENRLG0083-1 | NR | DnDeemDI | WPSDGENRLG0083-Rev01-Msr009 | None | NonRes | Def-GSIA | All-Default<=2yrs | None | SDG-LEDfixt140LPW-2x4-new | SDG-LFfixt-Base-LEDMsr | ExAnte2018 | IOU workpaper | 2018-12-28 | Lighting - Interior LED New Luminaire - Size 2x4, >=140 LPW | 4456531 | Deemed | Proposed
SDG | 464245 | 2019-01-01 | 2019-03-31 | WPSDGENRLG0083-1 | NR | DnDeemDI | WPSDGENRLG0083-Rev01-Msr008 | None | NonRes | Def-GSIA | All-Default<=2yrs | None | SDG-LEDfixt140LPW-2x2-new | SDG-LFfixt-Base-LEDMsr | ExAnte2018 | IOU workpaper | 2018-12-28 | Lighting - Interior LED New Luminaire - Size 2x2, >=140 LPW | 4456531 | Deemed | Proposed
SDG | 464246 | 2019-01-01 | 2019-03-31 | WPSDGENRLG0083-1 | NR | DnDeemDI | WPSDGENRLG0083-Rev01-Msr007 | None | NonRes | Def-GSIA | All-Default<=2yrs | None | SDG-LEDfixt140LPW-1x4-new | SDG-LFfixt-Base-LEDMsr | ExAnte2018 | IOU workpaper | 2018-12-28 | Lighting - Interior LED New Luminaire - Size 1x4, >=140 LPW | 4456531 | Deemed | Proposed
SDG | 464247 | 2019-01-01 | 2019-03-31 | WPSDGENRLG0083-1 | NR | DnDeemDI | WPSDGENRLG0083-Rev01-Msr012 | None | NonRes | Def-GSIA | All-Default<=2yrs | None | SDG-LEDfixt140LPW-2x4-kit | SDG-LFfixt-Base-LEDMsr | ExAnte2018 | IOU workpaper | 2018-12-28 | Lighting - Interior Integrated LED Retrofit Kits - Size 2x4, >=140 LPW | 4456531 | Deemed | Proposed
SDG | 464248 | 2019-01-01 | 2019-03-31 | WPSDGENRLG0083-1 | NR | DnDeemDI | WPSDGENRLG0083-Rev01-Msr011 | None | NonRes | Def-GSIA | All-Default<=2yrs | None | SDG-LEDfixt140LPW-2x2-kit | SDG-LFfixt-Base-LEDMsr | ExAnte2018 | IOU workpaper | 2018-12-28 | Lighting - Interior Integrated LED Retrofi Kits - Size 2x2, >=140 LPW | 4456531 | Deemed | Proposed
SDG | 464249 | 2019-01-01 | 2019-03-31 | WPSDGENRLG0083-1 | NR | DnDeemDI | WPSDGENRLG0083-Rev01-Msr010 | None | NonRes | Def-GSIA | All-Default<=2yrs | None | SDG-LEDfixt140LPW-1x4-kit | SDG-LFfixt-Base-LEDMsr | ExAnte2018 | IOU workpaper | 2018-12-28 | Lighting - Interior Integrated LED Retrofit Kits - Size 1x4, >=140 LPW | 4456531 | Deemed | Proposed
SDG | 464250 | 2019-01-01 | 2019-05-13 | WPSDGENRLG0083-1 | NR | UpDeemed | WPSDGENRLG0083-Rev01-Msr003 | None | NonRes | Def-GSIA | All-Default<=2yrs | None | SDG-LEDfixt125LPW-2x4-new | SDG-LFfixt-Base-LEDMsr | ExAnte2018 | IOU workpaper |  | Lighting - Interior LED New Luminaire - Size 2x4, >=125 to 139 LPW | 4456531 | Deemed | Proposed
SDG | 464251 | 2019-01-01 | 2019-05-13 | WPSDGENRLG0083-1 | NR | UpDeemed | WPSDGENRLG0083-Rev01-Msr002 | None | NonRes | Def-GSIA | All-Default<=2yrs | None | SDG-LEDfixt125LPW-2x2-new | SDG-LFfixt-Base-LEDMsr | ExAnte2018 | IOU workpaper |  | Lighting - Interior LED New Luminaire - Size 2x2, >=125 to 139 LPW, | 4456531 | Deemed | Proposed
SDG | 464252 | 2019-01-01 | 2019-05-13 | WPSDGENRLG0083-1 | NR | UpDeemed | WPSDGENRLG0083-Rev01-Msr001 | None | NonRes | Def-GSIA | All-Default<=2yrs | None | SDG-LEDfixt125LPW-1x4-new | SDG-LFfixt-Base-LEDMsr | ExAnte2018 | IOU workpaper | 2000-09-01 | Lighting - Interior LED New Luminaire - Size 1x4, >=125 to 139 LPW | 4456531 | Deemed | Proposed
SDG | 464253 | 2019-01-01 | 2019-05-13 | WPSDGENRLG0083-1 | NR | UpDeemed | WPSDGENRLG0083-Rev01-Msr006 | None | NonRes | Def-GSIA | All-Default<=2yrs | None | SDG-LEDfixt125LPW-2x4-kit | SDG-LFfixt-Base-LEDMsr | ExAnte2018 | IOU workpaper |  | Lighting - Interior Integrated LED Retrofit Kits - Size 2x4, >=125 to 139 LPW | 4456531 | Deemed | Proposed
SDG | 464254 | 2019-01-01 | 2019-05-13 | WPSDGENRLG0083-1 | NR | UpDeemed | WPSDGENRLG0083-Rev01-Msr005 | None | NonRes | Def-GSIA | All-Default<=2yrs | None | SDG-LEDfixt125LPW-2x2-kit | SDG-LFfixt-Base-LEDMsr | ExAnte2018 | IOU workpaper |  | Lighting - Interior Integrated LED Retrofi Kits - Size 2x2, >=125 to 139 LPW | 4456531 | Deemed | Proposed
SDG | 464255 | 2019-01-01 | 2019-05-13 | WPSDGENRLG0083-1 | NR | UpDeemed | WPSDGENRLG0083-Rev01-Msr004 | None | NonRes | Def-GSIA | All-Default<=2yrs | None | SDG-LEDfixt125LPW-1x4-kit | SDG-LFfixt-Base-LEDMsr | ExAnte2018 | IOU workpaper |  | Lighting - Interior Integrated LED Retrofit Kits - Size 1x4, >=125 to 139 LPW | 4456531 | Deemed | Proposed
SDG | 464256 | 2019-01-01 | 2019-05-13 | WPSDGENRLG0083-1 | NR | UpDeemed | WPSDGENRLG0083-Rev01-Msr009 | None | NonRes | Def-GSIA | All-Default<=2yrs | None | SDG-LEDfixt140LPW-2x4-new | SDG-LFfixt-Base-LEDMsr | ExAnte2018 | IOU workpaper |  | Lighting - Interior LED New Luminaire - Size 2x4, >=140 LPW | 4456531 | Deemed | Proposed
SDG | 464257 | 2019-01-01 | 2019-05-13 | WPSDGENRLG0083-1 | NR | UpDeemed | WPSDGENRLG0083-Rev01-Msr008 | None | NonRes | Def-GSIA | All-Default<=2yrs | None | SDG-LEDfixt140LPW-2x2-new | SDG-LFfixt-Base-LEDMsr | ExAnte2018 | IOU workpaper |  | Lighting - Interior LED New Luminaire - Size 2x2, >=140 LPW | 4456531 | Deemed | Proposed
SDG | 464258 | 2019-01-01 | 2019-05-13 | WPSDGENRLG0083-1 | NR | UpDeemed | WPSDGENRLG0083-Rev01-Msr007 | None | NonRes | Def-GSIA | All-Default<=2yrs | None | SDG-LEDfixt140LPW-1x4-new | SDG-LFfixt-Base-LEDMsr | ExAnte2018 | IOU workpaper |  | Lighting - Interior LED New Luminaire - Size 1x4, >=140 LPW | 4456531 | Deemed | Proposed
SDG | 464259 | 2019-01-01 | 2019-05-13 | WPSDGENRLG0083-1 | NR | UpDeemed | WPSDGENRLG0083-Rev01-Msr012 | None | NonRes | Def-GSIA | All-Default<=2yrs | None | SDG-LEDfixt140LPW-2x4-kit | SDG-LFfixt-Base-LEDMsr | ExAnte2018 | IOU workpaper |  | Lighting - Interior Integrated LED Retrofit Kits - Size 2x4, >=140 LPW | 4456531 | Deemed | Proposed
SDG | 464260 | 2019-01-01 | 2019-05-13 | WPSDGENRLG0083-1 | NR | UpDeemed | WPSDGENRLG0083-Rev01-Msr011 | None | NonRes | Def-GSIA | All-Default<=2yrs | None | SDG-LEDfixt140LPW-2x2-kit | SDG-LFfixt-Base-LEDMsr | ExAnte2018 | IOU workpaper |  | Lighting - Interior Integrated LED Retrofi Kits - Size 2x2, >=140 LPW | 4456531 | Deemed | Proposed
SDG | 464261 | 2019-01-01 | 2019-05-13 | WPSDGENRLG0083-1 | NR | UpDeemed | WPSDGENRLG0083-Rev01-Msr010 | None | NonRes | Def-GSIA | All-Default<=2yrs | None | SDG-LEDfixt140LPW-1x4-kit | SDG-LFfixt-Base-LEDMsr | ExAnte2018 | IOU workpaper |  | Lighting - Interior Integrated LED Retrofit Kits - Size 1x4, >=140 LPW | 4456531 | Deemed | Proposed
SDG | 464268 | 2019-01-01 | 2019-12-31 | WPSDGENRWH1206-2 | NR | DnDeemed | NG-WtrHt-LrgInst-Gas-gt200kBtuh-0p80Et | DEER_for_2014 | NonRes | Def-GSIA | Com-Default>2yrs | None | SDG-NG-WtrHt-LrgInst-Gas-gt200kBtuh-0p80Et-FULL | SDG-Stor_TE-Gas-gte75kBtuh-0.80TE | DEER2014 | D13 v1.0 |  | Water Heating -Instantaneous (Large) -Gas >=200MBtuh (>=0.80 TE) | 4456531 | DEER | Proposed
SDG | 464269 | 2019-01-01 | 2019-12-31 | WPSDGENRWH1206-2 | NR | DnDeemDI | NG-WtrHt-LrgInst-Gas-gt200kBtuh-0p85Et | DEER_for_2014 | NonRes | Def-GSIA | Com-Default>2yrs | None | SDG-NG-WtrHt-LrgInst-Gas-gt200kBtuh-0p85Et-FULL | SDG-Stor_TE-Gas-gte75kBtuh-0.80TE | DEER2014 | D13 v1.0 |  | Water Heating -Instantaneous (Large) -Gas >=200MBtuh (>=0.85 TE) | 4456531 | DEER | Proposed
SDG | 464270 | 2019-01-01 | 2019-12-31 | WPSDGENRWH1206-2 | NR | DnDeemed | NG-WtrHt-LrgInst-Gas-gt200kBtuh-0p90Et | DEER_for_2014 | NonRes | Def-GSIA | Com-Default>2yrs | None | SDG-NG-WtrHt-LrgInst-Gas-gt200kBtuh-0p90Et-FULL | SDG-Stor_TE-Gas-gte75kBtuh-0.80TE | DEER2014 | D13 v1.0 |  | Water Heating -Instantaneous (Large) -Gas >=200MBtuh (>=0.90 TE) | 4456531 | DEER | Proposed
SDG | 464271 | 2019-01-01 |  | WPSDGEREWP0002-8 | NR | DnDeemDI | WPSDGEREWP0002-Rev08-Msr008 | None | Res | Def-GSIA | Res-Default>2 | None | SDG-VFDPoolPumpMF1 | SDG-2SpdPoolPumpMF | ExAnte2018 | IOU workpaper |  | Motor - (SPA) Pool Pump/Motor variable speed - MF | 4456531 | Deemed | Proposed
SDG | 464272 | 2019-01-01 |  | WPSDGEREWP0002-8 | NR | DnDeemDI | WPSDGEREWP0002-Rev08-Msr009 | None | Res | Def-GSIA | Res-Default>2 | None | SDG-VFDPoolPumpMF1 | SDG-2SpdPoolPumpMF | ExAnte2018 | IOU workpaper |  | Motor - (WADING) Pool Pump/Motor variable speed - MF | 4456531 | Deemed | Proposed
SDG | 464280 | 2019-01-01 |  | WPSDGEREWH0023-0 | NR | DnDeemed | WPSDGEREWH0023-Rev00-Msr001 | None | Res | Def-GSIA | Res-Default>2 | None | WPSDGEREWH0023-Rev00-Msr001-FULL | WPSDGEREWH0023-Rev00-Msr001-BASE | ExAnte2017 | IOU workpaper |  | Domestic Hot Water Boiler TE = 84% and input rating > 75MBtuh | 4456531 | Deemed | Proposed
SDG | 464281 | 2019-01-01 |  | WPSDGEREWH0023-0 | NR | DnDeemed | WPSDGEREWH0023-Rev00-Msr002 | None | Res | Def-GSIA | Res-Default>2 | None | WPSDGEREWH0023-Rev00-Msr002-FULL | WPSDGEREWH0023-Rev00-Msr002-BASE | ExAnte2017 | IOU workpaper |  | Domestic Hot Water Boiler TE = 90% and input rating > 75MBtuh | 4456531 | Deemed | Proposed
SDG | 464282 | 2019-01-01 | 2019-05-13 | WPSDGEREHC0030-0.2 | AR | DnDeemDI | WPSDGEREHC0030-Rev00-Msr001 | None | Res | Def-GSIA | Res-Default>2 | None | WPSDGEREHC0030-Rev00-Msr001-FULL | WPSDGEREHC0030-Rev00-Msr001-BASE | ExAnte2017 | IOU workpaper |  | Residential Smart Communicating Thermostat (DI) w/ common wire - AR | 4456531 | Deemed | Proposed
SDG | 464283 | 2019-01-01 | 2019-05-13 | WPSDGEREHC0030-0.2 | AR | DnDeemDI | WPSDGEREHC0030-Rev00-Msr001 | None | Res | Def-GSIA | Res-Default>2 | None | WPSDGEREHC0030-Rev00-Msr001-FULL | WPSDGEREHC0030-Rev00-Msr001-BASE | ExAnte2017 | IOU workpaper |  | Residential Smart Communicating Thermostat (DI) w/o common wire - AR | 4456531 | Deemed | Proposed
SDG | 464288 | 2019-01-01 |  | WPSDGEREHC0032-2 | BRO-RCx | DnDeemed | WPSDGEREHC0032-Rev02-Msr005 | None | Res | Def-GSIA | Res-sAll-mHVAC-RCA | None | SDG-CondCoilCleanRes | BaseCostZero | ExAnte2019 | IOU workpaper |  | Residential SF Condenser Coil Cleaning - Downstream | 4390995 | Deemed | Proposed
SDG | 464290 | 2019-01-01 |  | WPSDGEREHC1065-4 | NR | DnDeemed | WPSDGEREHC1065-Rev04-Msr002 | None | Res | Def-GSIA | Res-Default>2 | None | SDG-Res_SupFanMtr_Brushless | SDG-Res_SupFanMtr_PSC | ExAnte2018 | IOU workpaper |  | New Blower Motor - Downstream | 4390995 | Deemed | Proposed
SDG | 464293 | 2019-01-01 |  | WPSDGEREHC0032-2 | BRO-RCx | DnDeemed | WPSDGEREHC0032-Rev02-Msr007 | None | Res | Res-RCA-All | Res-Default>2 | None | SDG-AirFlowAdjRes | BaseCostZero | ExAnte2019 | IOU workpaper |  | Airflow Correction - Downstream | 4390995 | Deemed | Proposed
SDG | 464297 | 2019-01-01 |  | WPSDGENRCC0018-1 | NC | DnDeemed | WPSDGENRCC0018-Rev01-Msr001 | None | NonRes | Def-GSIA | Com-Default>2yrs | None | SDG_FoodServ-Cook-HoldCab-FullSz-Msr | SDG_FoodServ-Cook-HoldCab-FullSz-Base | ExAnte2018 | IOU workpaper |  | Food Service - Hot Food Holding Cabinet-Full-Size (>=15 cuft) | 4456531 | Deemed | Proposed
SDG | 464298 | 2019-01-01 |  | WPSDGENRCC0018-1 | NC | DnDeemed | WPSDGENRCC0018-Rev01-Msr002 | None | NonRes | Def-GSIA | Com-Default>2yrs | None | SDG_FoodServ-Cook-HoldCab-HalfSz-Msr | SDG_FoodServ-Cook-HoldCab-HalfSz-Base | ExAnte2018 | IOU workpaper |  | Food Service - Hot Food Holding Cabinet-Half-Size (<15 cuft) | 4456531 | Deemed | Proposed
SDG | 464306 | 2019-01-01 |  | WPSDGEREWP0002-8 | AR | DnDeemDI | WPSDGEREWP0002-Rev08-Msr003 | None | Res | Def-GSIA | Res-Default>2 | None | SDG-VFDPoolPumpMF1 | SDG-1SpdPoolPumpMF | ExAnte2018 | IOU workpaper |  | ER - Motor - Pool Pump/Motor variable speed - MF | 4456531 | Deemed | Proposed
SDG | 464310 | 2019-01-01 |  | WPSDGENRLG0106-6 | NR | UpDeemed | R-In-LED-PAR20(10w)-dWP22 | None | Res | Def-GSIA | All-Ltg-ScrwInLED | None | SDG-LED-PAR20(10wto<11w) | SDG-Std_PAR20(10wto<11w)_10pCFL-40pLED-50pInc | DEER2017 | Disposition |  | LED PAR20: 10 to <11 Watts | 4456531 | DEER | Proposed
SDG | 464311 | 2019-01-01 |  | WPSDGENRLG0106-6 | NR | UpDeemed | C-In-LED-PAR20(10w)-dWP22 | None | NonRes | Def-GSIA | All-Ltg-ScrwInLED | None | SDG-LED-PAR20(10wto<11w) | SDG-Std_PAR20(10wto<11w)_10pCFL-40pLED-50pInc | DEER2016 | Disposition |  | Commercial LED PAR20: 10 to <11 Watts | 4456531 | DEER | Proposed
SDG | 464312 | 2019-01-01 |  | WPSDGENRLG0106-6 | NR | DnDeemDI | R-In-LED-PAR20(10w)-dWP22 | None | Res | Def-GSIA | All-Ltg-ScrwInLED | None | DirInstall-FULL | DirInstall-BASE | DEER2017 | Disposition |  | LED PAR20: 10 to <11 Watts | 4456531 | DEER | Proposed
SDG | 464313 | 2019-01-01 |  | WPSDGENRLG0106-6 | NR | DnDeemDI | C-In-LED-PAR20(10w)-dWP22 | None | NonRes | Def-GSIA | All-Ltg-ScrwInLED | None | DirInstall-FULL | DirInstall-BASE | DEER2016 | Disposition |  | Commercial LED PAR20: 10 to <11 Watts | 4456531 | DEER | Proposed
SDG | 464314 | 2019-01-01 |  | WPSDGENRLG0106-6 | NR | DnDeemed | R-In-LED-PAR20(10w)-dWP22 | None | Res | Def-GSIA | All-Ltg-ScrwInLED | None | SDG-LED-PAR20(10wto<11w) | SDG-Std_PAR20(10wto<11w)_10pCFL-40pLED-50pInc | DEER2017 | Disposition |  | LED PAR20: 10 to <11 Watts | 4456531 | DEER | Proposed
SDG | 464315 | 2019-01-01 |  | WPSDGENRLG0106-6 | NR | DnDeemed | C-In-LED-PAR20(10w)-dWP22 | None | NonRes | Def-GSIA | All-Ltg-ScrwInLED | None | SDG-LED-PAR20(10wto<11w) | SDG-Std_PAR20(10wto<11w)_10pCFL-40pLED-50pInc | DEER2016 | Disposition |  | Commercial LED PAR20: 10 to <11 Watts | 4456531 | DEER | Proposed
SDG | 464316 | 2019-01-01 |  | WPSDGENRLG0106-6 | NR | UpDeemed | R-In-LED-PAR30(6w)-dWP8 | None | Res | Def-GSIA | All-Ltg-ScrwInLED | None | SDG-LED-PAR30(6wto<7w) | SDG-Std_PAR30(6wto<7w)_10pCFL-40pLED-50pInc | DEER2017 | Disposition |  | LED PAR30: 6 to <7 Watts | 4456531 | DEER | Proposed
SDG | 464317 | 2019-01-01 |  | WPSDGENRLG0106-6 | NR | UpDeemed | C-In-LED-PAR30(6w)-dWP8 | None | NonRes | Def-GSIA | All-Ltg-ScrwInLED | None | SDG-LED-PAR30(6wto<7w) | SDG-Std_PAR30(6wto<7w)_10pCFL-40pLED-50pInc | DEER2016 | Disposition |  | Commercial LED PAR30: 6 to <7 Watts | 4456531 | DEER | Proposed
SDG | 464318 | 2019-01-01 |  | WPSDGENRLG0106-6 | NR | DnDeemDI | R-In-LED-PAR30(6w)-dWP8 | None | Res | Def-GSIA | All-Ltg-ScrwInLED | None | DirInstall-FULL | DirInstall-BASE | DEER2017 | Disposition |  | LED PAR30: 6 to <7 Watts | 4456531 | DEER | Proposed
SDG | 464319 | 2019-01-01 |  | WPSDGENRLG0106-6 | NR | DnDeemDI | C-In-LED-PAR30(6w)-dWP8 | None | NonRes | Def-GSIA | All-Ltg-ScrwInLED | None | DirInstall-FULL | DirInstall-BASE | DEER2016 | Disposition |  | Commercial LED PAR30: 6 to <7 Watts | 4456531 | DEER | Proposed
SDG | 464320 | 2019-01-01 |  | WPSDGENRLG0106-6 | NR | DnDeemed | R-In-LED-PAR30(6w)-dWP8 | None | Res | Def-GSIA | All-Ltg-ScrwInLED | None | SDG-LED-PAR30(6wto<7w) | SDG-Std_PAR30(6wto<7w)_10pCFL-40pLED-50pInc | DEER2017 | Disposition |  | LED PAR30: 6 to <7 Watts | 4456531 | DEER | Proposed
SDG | 464321 | 2019-01-01 |  | WPSDGENRLG0106-6 | NR | DnDeemed | C-In-LED-PAR30(6w)-dWP8 | None | NonRes | Def-GSIA | All-Ltg-ScrwInLED | None | SDG-LED-PAR30(6wto<7w) | SDG-Std_PAR30(6wto<7w)_10pCFL-40pLED-50pInc | DEER2016 | Disposition |  | Commercial LED PAR30: 6 to <7 Watts | 4456531 | DEER | Proposed
SDG | 464322 | 2019-01-01 |  | WPSDGENRLG0106-6 | NR | UpDeemed | R-In-LED-PAR30(10w)-dWP13 | None | Res | Def-GSIA | All-Ltg-ScrwInLED | None | SDG-LED-PAR30(10wto<11w) | SDG-Std_PAR30(10wto<11w)_10pCFL-40pLED-50pInc | DEER2017 | Disposition |  | LED PAR30: 10 to <11 Watts | 4456531 | DEER | Proposed
SDG | 464323 | 2019-01-01 |  | WPSDGENRLG0106-6 | NR | UpDeemed | C-In-LED-PAR30(10w)-dWP13 | None | NonRes | Def-GSIA | All-Ltg-ScrwInLED | None | SDG-LED-PAR30(10wto<11w) | SDG-Std_PAR30(10wto<11w)_10pCFL-40pLED-50pInc | DEER2016 | Disposition |  | Commercial LED PAR30: 10 to <11 Watts | 4456531 | DEER | Proposed
SDG | 464324 | 2019-01-01 |  | WPSDGENRLG0106-6 | NR | DnDeemDI | R-In-LED-PAR30(10w)-dWP13 | None | Res | Def-GSIA | All-Ltg-ScrwInLED | None | DirInstall-FULL | DirInstall-BASE | DEER2017 | Disposition |  | LED PAR30: 10 to <11 Watts | 4456531 | DEER | Proposed
SDG | 464325 | 2019-01-01 |  | WPSDGENRLG0106-6 | NR | DnDeemDI | C-In-LED-PAR30(10w)-dWP13 | None | NonRes | Def-GSIA | All-Ltg-ScrwInLED | None | DirInstall-FULL | DirInstall-BASE | DEER2016 | Disposition |  | Commercial LED PAR30: 10 to <11 Watts | 4456531 | DEER | Proposed
SDG | 464326 | 2019-01-01 |  | WPSDGENRLG0106-6 | NR | DnDeemed | R-In-LED-PAR30(10w)-dWP13 | None | Res | Def-GSIA | All-Ltg-ScrwInLED | None | SDG-LED-PAR30(10wto<11w) | SDG-Std_PAR30(10wto<11w)_10pCFL-40pLED-50pInc | DEER2017 | Disposition |  | LED PAR30: 10 to <11 Watts | 4456531 | DEER | Proposed
SDG | 464327 | 2019-01-01 |  | WPSDGENRLG0106-6 | NR | DnDeemed | C-In-LED-PAR30(10w)-dWP13 | None | NonRes | Def-GSIA | All-Ltg-ScrwInLED | None | SDG-LED-PAR30(10wto<11w) | SDG-Std_PAR30(10wto<11w)_10pCFL-40pLED-50pInc | DEER2016 | Disposition |  | Commercial LED PAR30: 10 to <11 Watts | 4456531 | DEER | Proposed
SDG | 464328 | 2019-01-01 |  | WPSDGENRLG0106-6 | NR | UpDeemed | R-In-LED-PAR30(11w)-dWP15 | None | Res | Def-GSIA | All-Ltg-ScrwInLED | None | SDG-LED-PAR30(11wto<12w) | SDG-Std_PAR30(11wto<12w)_10pCFL-40pLED-50pInc | DEER2017 | Disposition |  | LED PAR30: 11 to <12 Watts | 4456531 | DEER | Proposed
SDG | 464329 | 2019-01-01 |  | WPSDGENRLG0106-6 | NR | UpDeemed | C-In-LED-PAR30(11w)-dWP15 | None | NonRes | Def-GSIA | All-Ltg-ScrwInLED | None | SDG-LED-PAR30(11wto<12w) | SDG-Std_PAR30(11wto<12w)_10pCFL-40pLED-50pInc | DEER2016 | Disposition |  | Commercial LED PAR30: 11 to <12 Watts | 4456531 | DEER | Proposed
SDG | 464330 | 2019-01-01 |  | WPSDGENRLG0106-6 | NR | DnDeemDI | R-In-LED-PAR30(11w)-dWP15 | None | Res | Def-GSIA | All-Ltg-ScrwInLED | None | DirInstall-FULL | DirInstall-BASE | DEER2017 | Disposition |  | LED PAR30: 11 to <12 Watts | 4456531 | DEER | Proposed
SDG | 464331 | 2019-01-01 |  | WPSDGENRLG0106-6 | NR | DnDeemDI | C-In-LED-PAR30(11w)-dWP15 | None | NonRes | Def-GSIA | All-Ltg-ScrwInLED | None | DirInstall-FULL | DirInstall-BASE | DEER2016 | Disposition |  | Commercial LED PAR30: 11 to <12 Watts | 4456531 | DEER | Proposed
SDG | 464332 | 2019-01-01 |  | WPSDGENRLG0106-6 | NR | DnDeemed | R-In-LED-PAR30(11w)-dWP15 | None | Res | Def-GSIA | All-Ltg-ScrwInLED | None | SDG-LED-PAR30(11wto<12w) | SDG-Std_PAR30(11wto<12w)_10pCFL-40pLED-50pInc | DEER2017 | Disposition |  | LED PAR30: 11 to <12 Watts | 4456531 | DEER | Proposed
SDG | 464333 | 2019-01-01 |  | WPSDGENRLG0106-6 | NR | DnDeemed | C-In-LED-PAR30(11w)-dWP15 | None | NonRes | Def-GSIA | All-Ltg-ScrwInLED | None | SDG-LED-PAR30(11wto<12w) | SDG-Std_PAR30(11wto<12w)_10pCFL-40pLED-50pInc | DEER2016 | Disposition |  | Commercial LED PAR30: 11 to <12 Watts | 4456531 | DEER | Proposed
SDG | 464334 | 2019-01-01 |  | WPSDGENRLG0106-6 | NR | UpDeemed | R-In-LED-PAR30(12w)-dWP16 | None | Res | Def-GSIA | All-Ltg-ScrwInLED | None | SDG-LED-PAR30(12wto<13w) | SDG-Std_PAR30(12wto<13w)_10pCFL-40pLED-50pInc | DEER2017 | Disposition |  | LED PAR30: 12 to <13 Watts | 4456531 | DEER | Proposed
SDG | 464335 | 2019-01-01 |  | WPSDGENRLG0106-6 | NR | UpDeemed | C-In-LED-PAR30(12w)-dWP16 | None | NonRes | Def-GSIA | All-Ltg-ScrwInLED | None | SDG-LED-PAR30(12wto<13w) | SDG-Std_PAR30(12wto<13w)_10pCFL-40pLED-50pInc | DEER2016 | Disposition |  | Commercial LED PAR30: 12 to <13 Watts | 4456531 | DEER | Proposed
SDG | 464336 | 2019-01-01 |  | WPSDGENRLG0106-6 | NR | DnDeemDI | R-In-LED-PAR30(12w)-dWP16 | None | Res | Def-GSIA | All-Ltg-ScrwInLED | None | DirInstall-FULL | DirInstall-BASE | DEER2017 | Disposition |  | LED PAR30: 12 to <13 Watts | 4456531 | DEER | Proposed
SDG | 464337 | 2019-01-01 |  | WPSDGENRLG0106-6 | NR | DnDeemDI | C-In-LED-PAR30(12w)-dWP16 | None | NonRes | Def-GSIA | All-Ltg-ScrwInLED | None | DirInstall-FULL | DirInstall-BASE | DEER2016 | Disposition |  | Commercial LED PAR30: 12 to <13 Watts | 4456531 | DEER | Proposed
SDG | 464338 | 2019-01-01 |  | WPSDGENRLG0106-6 | NR | DnDeemed | R-In-LED-PAR30(12w)-dWP16 | None | Res | Def-GSIA | All-Ltg-ScrwInLED | None | SDG-LED-PAR30(12wto<13w) | SDG-Std_PAR30(12wto<13w)_10pCFL-40pLED-50pInc | DEER2017 | Disposition |  | LED PAR30: 12 to <13 Watts | 4456531 | DEER | Proposed
SDG | 464339 | 2019-01-01 |  | WPSDGENRLG0106-6 | NR | DnDeemed | C-In-LED-PAR30(12w)-dWP16 | None | NonRes | Def-GSIA | All-Ltg-ScrwInLED | None | SDG-LED-PAR30(12wto<13w) | SDG-Std_PAR30(12wto<13w)_10pCFL-40pLED-50pInc | DEER2016 | Disposition |  | Commercial LED PAR30: 12 to <13 Watts | 4456531 | DEER | Proposed
SDG | 464340 | 2019-01-01 |  | WPSDGENRLG0106-6 | NR | UpDeemed | R-In-LED-PAR30(13w)-dWP17 | None | Res | Def-GSIA | All-Ltg-ScrwInLED | None | SDG-LED-PAR30(13wto<14w) | SDG-Std_PAR30(13wto<14w)_10pCFL-40pLED-50pInc | DEER2017 | Disposition |  | LED PAR30: 13 to <14 Watts | 4456531 | DEER | Proposed
SDG | 464341 | 2019-01-01 |  | WPSDGENRLG0106-6 | NR | UpDeemed | C-In-LED-PAR30(13w)-dWP17 | None | NonRes | Def-GSIA | All-Ltg-ScrwInLED | None | SDG-LED-PAR30(13wto<14w) | SDG-Std_PAR30(13wto<14w)_10pCFL-40pLED-50pInc | DEER2016 | Disposition |  | Commercial LED PAR30: 13 to <14 Watts | 4456531 | DEER | Proposed
SDG | 464342 | 2019-01-01 |  | WPSDGENRLG0106-6 | NR | DnDeemDI | R-In-LED-PAR30(13w)-dWP17 | None | Res | Def-GSIA | All-Ltg-ScrwInLED | None | DirInstall-FULL | DirInstall-BASE | DEER2017 | Disposition |  | LED PAR30: 13 to <14 Watts | 4456531 | DEER | Proposed
SDG | 464343 | 2019-01-01 |  | WPSDGENRLG0106-6 | NR | DnDeemDI | C-In-LED-PAR30(13w)-dWP17 | None | NonRes | Def-GSIA | All-Ltg-ScrwInLED | None | DirInstall-FULL | DirInstall-BASE | DEER2016 | Disposition |  | Commercial LED PAR30: 13 to <14 Watts | 4456531 | DEER | Proposed
SDG | 464344 | 2019-01-01 |  | WPSDGENRLG0106-6 | NR | DnDeemed | R-In-LED-PAR30(13w)-dWP17 | None | Res | Def-GSIA | All-Ltg-ScrwInLED | None | SDG-LED-PAR30(13wto<14w) | SDG-Std_PAR30(13wto<14w)_10pCFL-40pLED-50pInc | DEER2017 | Disposition |  | LED PAR30: 13 to <14 Watts | 4456531 | DEER | Proposed
SDG | 464345 | 2019-01-01 |  | WPSDGENRLG0106-6 | NR | DnDeemed | C-In-LED-PAR30(13w)-dWP17 | None | NonRes | Def-GSIA | All-Ltg-ScrwInLED | None | SDG-LED-PAR30(13wto<14w) | SDG-Std_PAR30(13wto<14w)_10pCFL-40pLED-50pInc | DEER2016 | Disposition |  | Commercial LED PAR30: 13 to <14 Watts | 4456531 | DEER | Proposed
SDG | 464346 | 2019-01-01 |  | WPSDGENRLG0106-6 | NR | UpDeemed | R-In-LED-PAR30(14w)-dWP19 | None | Res | Def-GSIA | All-Ltg-ScrwInLED | None | SDG-LED-PAR30(14wto<15w) | SDG-Std_PAR30(14wto<15w)_10pCFL-40pLED-50pInc | DEER2017 | Disposition |  | LED PAR30: 14 to <15 Watts | 4456531 | DEER | Proposed
SDG | 464347 | 2019-01-01 |  | WPSDGENRLG0106-6 | NR | UpDeemed | C-In-LED-PAR30(14w)-dWP19 | None | NonRes | Def-GSIA | All-Ltg-ScrwInLED | None | SDG-LED-PAR30(14wto<15w) | SDG-Std_PAR30(14wto<15w)_10pCFL-40pLED-50pInc | DEER2016 | Disposition |  | Commercial LED PAR30: 14 to <15 Watts | 4456531 | DEER | Proposed
SDG | 464348 | 2019-01-01 |  | WPSDGENRLG0106-6 | NR | DnDeemDI | R-In-LED-PAR30(14w)-dWP19 | None | Res | Def-GSIA | All-Ltg-ScrwInLED | None | DirInstall-FULL | DirInstall-BASE | DEER2017 | Disposition |  | LED PAR30: 14 to <15 Watts | 4456531 | DEER | Proposed
SDG | 464349 | 2019-01-01 |  | WPSDGENRLG0106-6 | NR | DnDeemDI | C-In-LED-PAR30(14w)-dWP19 | None | NonRes | Def-GSIA | All-Ltg-ScrwInLED | None | SDG-LED-PAR30(14wto<15w) | SDG-Std_PAR30(14wto<15w)_10pCFL-40pLED-50pInc | DEER2016 | Disposition |  | Commercial LED PAR30: 14 to <15 Watts | 4456531 | DEER | Proposed
SDG | 464350 | 2019-01-01 |  | WPSDGENRLG0106-6 | NR | DnDeemed | R-In-LED-PAR30(14w)-dWP19 | None | Res | Def-GSIA | All-Ltg-ScrwInLED | None | SDG-LED-PAR30(14wto<15w) | SDG-Std_PAR30(14wto<15w)_10pCFL-40pLED-50pInc | DEER2017 | Disposition |  | LED PAR30: 14 to <15 Watts | 4456531 | DEER | Proposed
SDG | 464351 | 2019-01-01 |  | WPSDGENRLG0106-6 | NR | DnDeemed | C-In-LED-PAR30(14w)-dWP19 | None | NonRes | Def-GSIA | All-Ltg-ScrwInLED | None | SDG-LED-PAR30(14wto<15w) | SDG-Std_PAR30(14wto<15w)_10pCFL-40pLED-50pInc | DEER2016 | Disposition |  | Commercial LED PAR30: 14 to <15 Watts | 4456531 | DEER | Proposed
SDG | 464352 | 2019-01-01 |  | WPSDGENRLG0106-6 | NR | UpDeemed | R-In-LED-PAR30(15w)-dWP20 | None | Res | Def-GSIA | All-Ltg-ScrwInLED | None | SDG-LED-PAR30(15wto<16w) | SDG-Std_PAR30(15wto<16w)_10pCFL-40pLED-50pInc | DEER2017 | Disposition |  | LED PAR30: 15 to <16 Watts | 4456531 | DEER | Proposed
SDG | 464353 | 2019-01-01 |  | WPSDGENRLG0106-6 | NR | UpDeemed | C-In-LED-PAR30(15w)-dWP20 | None | NonRes | Def-GSIA | All-Ltg-ScrwInLED | None | SDG-LED-PAR30(15wto<16w) | SDG-Std_PAR30(15wto<16w)_10pCFL-40pLED-50pInc | DEER2016 | Disposition |  | Commercial LED PAR30: 15 to <16 Watts | 4456531 | DEER | Proposed
SDG | 464354 | 2019-01-01 |  | WPSDGENRLG0106-6 | NR | DnDeemDI | R-In-LED-PAR30(15w)-dWP20 | None | Res | Def-GSIA | All-Ltg-ScrwInLED | None | DirInstall-FULL | DirInstall-BASE | DEER2017 | Disposition |  | LED PAR30: 15 to <16 Watts | 4456531 | DEER | Proposed
SDG | 464355 | 2019-01-01 |  | WPSDGENRLG0106-6 | NR | DnDeemDI | C-In-LED-PAR30(15w)-dWP20 | None | NonRes | Def-GSIA | All-Ltg-ScrwInLED | None | DirInstall-FULL | DirInstall-BASE | DEER2016 | Disposition |  | Commercial LED PAR30: 15 to <16 Watts | 4456531 | DEER | Proposed
SDG | 464356 | 2019-01-01 |  | WPSDGENRLG0106-6 | NR | DnDeemed | R-In-LED-PAR30(15w)-dWP20 | None | Res | Def-GSIA | All-Ltg-ScrwInLED | None | SDG-LED-PAR30(15wto<16w) | SDG-Std_PAR30(15wto<16w)_10pCFL-40pLED-50pInc | DEER2017 | Disposition |  | LED PAR30: 15 to <16 Watts | 4456531 | DEER | Proposed
SDG | 464357 | 2019-01-01 |  | WPSDGENRLG0106-6 | NR | DnDeemed | C-In-LED-PAR30(15w)-dWP20 | None | NonRes | Def-GSIA | All-Ltg-ScrwInLED | None | SDG-LED-PAR30(15wto<16w) | SDG-Std_PAR30(15wto<16w)_10pCFL-40pLED-50pInc | DEER2016 | Disposition |  | Commercial LED PAR30: 15 to <16 Watts | 4456531 | DEER | Proposed
SDG | 464358 | 2019-01-01 |  | WPSDGENRLG0106-6 | NR | UpDeemed | R-In-LED-PAR30(16w)-dWP21 | None | Res | Def-GSIA | All-Ltg-ScrwInLED | None | SDG-LED-PAR30(16wto<17w) | SDG-Std_PAR30(16wto<17w)_10pCFL-40pLED-50pInc | DEER2017 | Disposition |  | LED PAR30: 16 to <17 Watts | 4456531 | DEER | Proposed
SDG | 464359 | 2019-01-01 |  | WPSDGENRLG0106-6 | NR | UpDeemed | C-In-LED-PAR30(16w)-dWP21 | None | NonRes | Def-GSIA | All-Ltg-ScrwInLED | None | SDG-LED-PAR30(16wto<17w) | SDG-Std_PAR30(16wto<17w)_10pCFL-40pLED-50pInc | DEER2016 | Disposition |  | Commercial LED PAR30: 16 to <17 Watts | 4456531 | DEER | Proposed
SDG | 464360 | 2019-01-01 |  | WPSDGENRLG0106-6 | NR | DnDeemDI | R-In-LED-PAR30(16w)-dWP21 | None | Res | Def-GSIA | All-Ltg-ScrwInLED | None | DirInstall-FULL | DirInstall-BASE | DEER2017 | Disposition |  | LED PAR30: 16 to <17 Watts | 4456531 | DEER | Proposed
SDG | 464361 | 2019-01-01 |  | WPSDGENRLG0106-6 | NR | DnDeemDI | C-In-LED-PAR30(16w)-dWP21 | None | NonRes | Def-GSIA | All-Ltg-ScrwInLED | None | DirInstall-FULL | DirInstall-BASE | DEER2016 | Disposition |  | Commercial LED PAR30: 16 to <17 Watts | 4456531 | DEER | Proposed
SDG | 464362 | 2019-01-01 |  | WPSDGENRLG0106-6 | NR | DnDeemed | R-In-LED-PAR30(16w)-dWP21 | None | Res | Def-GSIA | All-Ltg-ScrwInLED | None | SDG-LED-PAR30(16wto<17w) | SDG-Std_PAR30(16wto<17w)_10pCFL-40pLED-50pInc | DEER2017 | Disposition |  | LED PAR30: 16 to <17 Watts | 4456531 | DEER | Proposed
SDG | 464363 | 2019-01-01 |  | WPSDGENRLG0106-6 | NR | DnDeemed | C-In-LED-PAR30(16w)-dWP21 | None | NonRes | Def-GSIA | All-Ltg-ScrwInLED | None | SDG-LED-PAR30(16wto<17w) | SDG-Std_PAR30(16wto<17w)_10pCFL-40pLED-50pInc | DEER2016 | Disposition |  | Commercial LED PAR30: 16 to <17 Watts | 4456531 | DEER | Proposed
SDG | 464364 | 2019-01-01 |  | WPSDGENRLG0106-6 | NR | UpDeemed | R-In-LED-PAR30(17w)-dWP23 | None | Res | Def-GSIA | All-Ltg-ScrwInLED | None | SDG-LED-PAR30(17wto<18w) | SDG-Std_PAR30(17wto<18w)_10pCFL-40pLED-50pInc | DEER2017 | Disposition |  | LED PAR30: 17 to <18 Watts | 4456531 | DEER | Proposed
SDG | 464365 | 2019-01-01 |  | WPSDGENRLG0106-6 | NR | UpDeemed | C-In-LED-PAR30(17w)-dWP23 | None | NonRes | Def-GSIA | All-Ltg-ScrwInLED | None | SDG-LED-PAR30(17wto<18w) | SDG-Std_PAR30(17wto<18w)_10pCFL-40pLED-50pInc | DEER2016 | Disposition |  | Commercial LED PAR30: 17 to <18 Watts | 4456531 | DEER | Proposed
SDG | 464366 | 2019-01-01 |  | WPSDGENRLG0106-6 | NR | DnDeemDI | R-In-LED-PAR30(17w)-dWP23 | None | Res | Def-GSIA | All-Ltg-ScrwInLED | None | DirInstall-FULL | DirInstall-BASE | DEER2017 | Disposition |  | LED PAR30: 17 to <18 Watts | 4456531 | DEER | Proposed
SDG | 464367 | 2019-01-01 |  | WPSDGENRLG0106-6 | NR | DnDeemDI | C-In-LED-PAR30(17w)-dWP23 | None | NonRes | Def-GSIA | All-Ltg-ScrwInLED | None | DirInstall-FULL | DirInstall-BASE | DEER2016 | Disposition |  | Commercial LED PAR30: 17 to <18 Watts | 4456531 | DEER | Proposed
SDG | 464368 | 2019-01-01 |  | WPSDGENRLG0106-6 | NR | DnDeemed | R-In-LED-PAR30(17w)-dWP23 | None | Res | Def-GSIA | All-Ltg-ScrwInLED | None | SDG-LED-PAR30(17wto<18w) | SDG-Std_PAR30(17wto<18w)_10pCFL-40pLED-50pInc | DEER2017 | Disposition |  | LED PAR30: 17 to <18 Watts | 4456531 | DEER | Proposed
SDG | 464369 | 2019-01-01 |  | WPSDGENRLG0106-6 | NR | DnDeemed | C-In-LED-PAR30(17w)-dWP23 | None | NonRes | Def-GSIA | All-Ltg-ScrwInLED | None | SDG-LED-PAR30(17wto<18w) | SDG-Std_PAR30(17wto<18w)_10pCFL-40pLED-50pInc | DEER2016 | Disposition |  | Commercial LED PAR30: 17 to <18 Watts | 4456531 | DEER | Proposed
SDG | 464370 | 2019-01-01 |  | WPSDGENRLG0106-6 | NR | UpDeemed | R-In-LED-PAR30(18w)-dWP24 | None | Res | Def-GSIA | All-Ltg-ScrwInLED | None | SDG-LED-PAR30(18wto<19w) | SDG-Std_PAR30(18wto<19w)_10pCFL-40pLED-50pInc | DEER2017 | Disposition |  | LED PAR30: 18 to <19 Watts | 4456531 | DEER | Proposed
SDG | 464371 | 2019-01-01 |  | WPSDGENRLG0106-6 | NR | UpDeemed | C-In-LED-PAR30(18w)-dWP24 | None | NonRes | Def-GSIA | All-Ltg-ScrwInLED | None | SDG-LED-PAR30(18wto<19w) | SDG-Std_PAR30(18wto<19w)_10pCFL-40pLED-50pInc | DEER2016 | Disposition |  | Commercial LED PAR30: 18 to <19 Watts | 4456531 | DEER | Proposed
SDG | 464372 | 2019-01-01 |  | WPSDGENRLG0106-6 | NR | DnDeemDI | R-In-LED-PAR30(18w)-dWP24 | None | Res | Def-GSIA | All-Ltg-ScrwInLED | None | DirInstall-FULL | DirInstall-BASE | DEER2017 | Disposition |  | LED PAR30: 18 to <19 Watts | 4456531 | DEER | Proposed
SDG | 464373 | 2019-01-01 |  | WPSDGENRLG0106-6 | NR | DnDeemDI | C-In-LED-PAR30(18w)-dWP24 | None | NonRes | Def-GSIA | All-Ltg-ScrwInLED | None | DirInstall-FULL | DirInstall-BASE | DEER2016 | Disposition |  | Commercial LED PAR30: 18 to <19 Watts | 4456531 | DEER | Proposed
SDG | 464374 | 2019-01-01 |  | WPSDGENRLG0106-6 | NR | DnDeemed | R-In-LED-PAR30(18w)-dWP24 | None | Res | Def-GSIA | All-Ltg-ScrwInLED | None | SDG-LED-PAR30(18wto<19w) | SDG-Std_PAR30(18wto<19w)_10pCFL-40pLED-50pInc | DEER2017 | Disposition |  | LED PAR30: 18 to <19 Watts | 4456531 | DEER | Proposed
SDG | 464375 | 2019-01-01 |  | WPSDGENRLG0106-6 | NR | DnDeemed | C-In-LED-PAR30(18w)-dWP24 | None | NonRes | Def-GSIA | All-Ltg-ScrwInLED | None | SDG-LED-PAR30(18wto<19w) | SDG-Std_PAR30(18wto<19w)_10pCFL-40pLED-50pInc | DEER2016 | Disposition |  | Commercial LED PAR30: 18 to <19 Watts | 4456531 | DEER | Proposed
SDG | 464376 | 2019-01-01 |  | WPSDGENRLG0106-6 | NR | UpDeemed | R-In-LED-PAR30(19w)-dWP25 | None | Res | Def-GSIA | All-Ltg-ScrwInLED | None | SDG-LED-PAR30(19wto<20w) | SDG-Std_PAR30(19wto<20w)_10pCFL-40pLED-50pInc | DEER2017 | Disposition |  | LED PAR30: 19 to <20 Watts | 4456531 | DEER | Proposed
SDG | 464377 | 2019-01-01 |  | WPSDGENRLG0106-6 | NR | UpDeemed | C-In-LED-PAR30(19w)-dWP25 | None | NonRes | Def-GSIA | All-Ltg-ScrwInLED | None | SDG-LED-PAR30(19wto<20w) | SDG-Std_PAR30(19wto<20w)_10pCFL-40pLED-50pInc | DEER2016 | Disposition |  | Commercial LED PAR30: 19 to <20 Watts | 4456531 | DEER | Proposed
SDG | 464378 | 2019-01-01 |  | WPSDGENRLG0106-6 | NR | DnDeemDI | R-In-LED-PAR30(19w)-dWP25 | None | Res | Def-GSIA | All-Ltg-ScrwInLED | None | DirInstall-FULL | DirInstall-BASE | DEER2017 | Disposition |  | LED PAR30: 19 to <20 Watts | 4456531 | DEER | Proposed
SDG | 464379 | 2019-01-01 |  | WPSDGENRLG0106-6 | NR | DnDeemDI | C-In-LED-PAR30(19w)-dWP25 | None | NonRes | Def-GSIA | All-Ltg-ScrwInLED | None | DirInstall-FULL | DirInstall-BASE | DEER2016 | Disposition |  | Commercial LED PAR30: 19 to <20 Watts | 4456531 | DEER | Proposed
SDG | 464380 | 2019-01-01 |  | WPSDGENRLG0106-6 | NR | DnDeemed | R-In-LED-PAR30(19w)-dWP25 | None | Res | Def-GSIA | All-Ltg-ScrwInLED | None | SDG-LED-PAR30(19wto<20w) | SDG-Std_PAR30(19wto<20w)_10pCFL-40pLED-50pInc | DEER2017 | Disposition |  | LED PAR30: 19 to <20 Watts | 4456531 | DEER | Proposed
SDG | 464381 | 2019-01-01 |  | WPSDGENRLG0106-6 | NR | DnDeemed | C-In-LED-PAR30(19w)-dWP25 | None | NonRes | Def-GSIA | All-Ltg-ScrwInLED | None | SDG-LED-PAR30(19wto<20w) | SDG-Std_PAR30(19wto<20w)_10pCFL-40pLED-50pInc | DEER2016 | Disposition |  | Commercial LED PAR30: 19 to <20 Watts | 4456531 | DEER | Proposed
SDG | 464382 | 2019-01-01 |  | WPSDGENRLG0106-6 | NR | UpDeemed | R-In-LED-PAR30(20w)-dWP27 | None | Res | Def-GSIA | All-Ltg-ScrwInLED | None | SDG-LED-PAR30(20wto<21w) | SDG-Std_PAR30(20wto<21w)_10pCFL-40pLED-50pInc | DEER2017 | Disposition |  | LED PAR30: 20 to <21 Watts | 4456531 | DEER | Proposed
SDG | 464383 | 2019-01-01 |  | WPSDGENRLG0106-6 | NR | UpDeemed | C-In-LED-PAR30(20w)-dWP27 | None | NonRes | Def-GSIA | All-Ltg-ScrwInLED | None | SDG-LED-PAR30(20wto<21w) | SDG-Std_PAR30(20wto<21w)_10pCFL-40pLED-50pInc | DEER2016 | Disposition |  | Commercial LED PAR30: 20 to <21 Watts | 4456531 | DEER | Proposed
SDG | 464384 | 2019-01-01 |  | WPSDGENRLG0106-6 | NR | DnDeemDI | R-In-LED-PAR30(20w)-dWP27 | None | Res | Def-GSIA | All-Ltg-ScrwInLED | None | DirInstall-FULL | DirInstall-BASE | DEER2017 | Disposition |  | LED PAR30: 20 to <21 Watts | 4456531 | DEER | Proposed
SDG | 464385 | 2019-01-01 |  | WPSDGENRLG0106-6 | NR | DnDeemDI | C-In-LED-PAR30(20w)-dWP27 | None | NonRes | Def-GSIA | All-Ltg-ScrwInLED | None | DirInstall-FULL | DirInstall-BASE | DEER2016 | Disposition |  | Commercial LED PAR30: 20 to <21 Watts | 4456531 | DEER | Proposed
SDG | 464386 | 2019-01-01 |  | WPSDGENRLG0106-6 | NR | DnDeemed | R-In-LED-PAR30(20w)-dWP27 | None | Res | Def-GSIA | All-Ltg-ScrwInLED | None | SDG-LED-PAR30(20wto<21w) | SDG-Std_PAR30(20wto<21w)_10pCFL-40pLED-50pInc | DEER2017 | Disposition |  | LED PAR30: 20 to <21 Watts | 4456531 | DEER | Proposed
SDG | 464387 | 2019-01-01 |  | WPSDGENRLG0106-6 | NR | DnDeemed | C-In-LED-PAR30(20w)-dWP27 | None | NonRes | Def-GSIA | All-Ltg-ScrwInLED | None | SDG-LED-PAR30(20wto<21w) | SDG-Std_PAR30(20wto<21w)_10pCFL-40pLED-50pInc | DEER2016 | Disposition |  | Commercial LED PAR30: 20 to <21 Watts | 4456531 | DEER | Proposed
SDG | 464388 | 2019-01-01 |  | WPSDGENRLG0106-6 | NR | UpDeemed | R-In-LED-PAR38(7w)-dWP11 | None | Res | Def-GSIA | All-Ltg-ScrwInLED | None | SDG-LED-PAR38(7wto<8w) | SDG-Std_PAR38(7wto<8w)_10pCFL-40pLED-50pInc | DEER2017 | Disposition |  | LED PAR38: 7 to <8 Watts | 4456531 | DEER | Proposed
SDG | 464389 | 2019-01-01 |  | WPSDGENRLG0106-6 | NR | UpDeemed | C-In-LED-PAR38(7w)-dWP11 | None | NonRes | Def-GSIA | All-Ltg-ScrwInLED | None | SDG-LED-PAR38(7wto<8w) | SDG-Std_PAR38(7wto<8w)_10pCFL-40pLED-50pInc | DEER2016 | Disposition |  | Commercial LED PAR38: 7 to <8 Watts | 4456531 | DEER | Proposed
SDG | 464390 | 2019-01-01 |  | WPSDGENRLG0106-6 | NR | DnDeemDI | R-In-LED-PAR38(7w)-dWP11 | None | Res | Def-GSIA | All-Ltg-ScrwInLED | None | DirInstall-FULL | DirInstall-BASE | DEER2017 | Disposition |  | LED PAR38: 7 to <8 Watts | 4456531 | DEER | Proposed
SDG | 464391 | 2019-01-01 |  | WPSDGENRLG0106-6 | NR | DnDeemDI | C-In-LED-PAR38(7w)-dWP11 | None | NonRes | Def-GSIA | All-Ltg-ScrwInLED | None | DirInstall-FULL | DirInstall-BASE | DEER2016 | Disposition |  | Commercial LED PAR38: 7 to <8 Watts | 4456531 | DEER | Proposed
SDG | 464392 | 2019-01-01 |  | WPSDGENRLG0106-6 | NR | DnDeemed | R-In-LED-PAR38(7w)-dWP11 | None | Res | Def-GSIA | All-Ltg-ScrwInLED | None | SDG-LED-PAR38(7wto<8w) | SDG-Std_PAR38(7wto<8w)_10pCFL-40pLED-50pInc | DEER2017 | Disposition |  | LED PAR38: 7 to <8 Watts | 4456531 | DEER | Proposed
SDG | 464393 | 2019-01-01 |  | WPSDGENRLG0106-6 | NR | DnDeemed | C-In-LED-PAR38(7w)-dWP11 | None | NonRes | Def-GSIA | All-Ltg-ScrwInLED | None | SDG-LED-PAR38(7wto<8w) | SDG-Std_PAR38(7wto<8w)_10pCFL-40pLED-50pInc | DEER2016 | Disposition |  | Commercial LED PAR38: 7 to <8 Watts | 4456531 | DEER | Proposed
SDG | 464394 | 2019-01-01 |  | WPSDGENRLG0106-6 | NR | UpDeemed | R-In-LED-PAR38(12w)-dWP19 | None | Res | Def-GSIA | All-Ltg-ScrwInLED | None | SDG-LED-PAR38(12wto<13w) | SDG-Std_PAR38(12wto<13w)_10pCFL-40pLED-50pInc | DEER2017 | Disposition |  | LED PAR38: 12 to <13 Watts | 4456531 | DEER | Proposed
SDG | 464395 | 2019-01-01 |  | WPSDGENRLG0106-6 | NR | UpDeemed | C-In-LED-PAR38(12w)-dWP19 | None | NonRes | Def-GSIA | All-Ltg-ScrwInLED | None | SDG-LED-PAR38(12wto<13w) | SDG-Std_PAR38(12wto<13w)_10pCFL-40pLED-50pInc | DEER2016 | Disposition |  | Commercial LED PAR38: 12 to <13 Watts | 4456531 | DEER | Proposed
SDG | 464396 | 2019-01-01 |  | WPSDGENRLG0106-6 | NR | DnDeemDI | R-In-LED-PAR38(12w)-dWP19 | None | Res | Def-GSIA | All-Ltg-ScrwInLED | None | DirInstall-FULL | DirInstall-BASE | DEER2017 | Disposition |  | LED PAR38: 12 to <13 Watts | 4456531 | DEER | Proposed
SDG | 464397 | 2019-01-01 |  | WPSDGENRLG0106-6 | NR | DnDeemDI | C-In-LED-PAR38(12w)-dWP19 | None | NonRes | Def-GSIA | All-Ltg-ScrwInLED | None | DirInstall-FULL | DirInstall-BASE | DEER2016 | Disposition |  | Commercial LED PAR38: 12 to <13 Watts | 4456531 | DEER | Proposed
SDG | 464398 | 2019-01-01 |  | WPSDGENRLG0106-6 | NR | DnDeemed | R-In-LED-PAR38(12w)-dWP19 | None | Res | Def-GSIA | All-Ltg-ScrwInLED | None | SDG-LED-PAR38(12wto<13w) | SDG-Std_PAR38(12wto<13w)_10pCFL-40pLED-50pInc | DEER2017 | Disposition |  | LED PAR38: 12 to <13 Watts | 4456531 | DEER | Proposed
SDG | 464399 | 2019-01-01 |  | WPSDGENRLG0106-6 | NR | DnDeemed | C-In-LED-PAR38(12w)-dWP19 | None | NonRes | Def-GSIA | All-Ltg-ScrwInLED | None | SDG-LED-PAR38(12wto<13w) | SDG-Std_PAR38(12wto<13w)_10pCFL-40pLED-50pInc | DEER2016 | Disposition |  | Commercial LED PAR38: 12 to <13 Watts | 4456531 | DEER | Proposed
SDG | 464400 | 2019-01-01 |  | WPSDGENRLG0106-6 | NR | UpDeemed | R-In-LED-PAR38(13w)-dWP21 | None | Res | Def-GSIA | All-Ltg-ScrwInLED | None | SDG-LED-PAR38(13wto<14w) | SDG-Std_PAR38(13wto<14w)_10pCFL-40pLED-50pInc | DEER2017 | Disposition |  | LED PAR38: 13 to <14 Watts | 4456531 | DEER | Proposed
SDG | 464401 | 2019-01-01 |  | WPSDGENRLG0106-6 | NR | UpDeemed | C-In-LED-PAR38(13w)-dWP21 | None | NonRes | Def-GSIA | All-Ltg-ScrwInLED | None | SDG-LED-PAR38(13wto<14w) | SDG-Std_PAR38(13wto<14w)_10pCFL-40pLED-50pInc | DEER2016 | Disposition |  | Commercial LED PAR38: 13 to <14 Watts | 4456531 | DEER | Proposed
SDG | 464402 | 2019-01-01 |  | WPSDGENRLG0106-6 | NR | DnDeemDI | R-In-LED-PAR38(13w)-dWP21 | None | Res | Def-GSIA | All-Ltg-ScrwInLED | None | DirInstall-FULL | DirInstall-BASE | DEER2017 | Disposition |  | LED PAR38: 13 to <14 Watts | 4456531 | DEER | Proposed
SDG | 464403 | 2019-01-01 |  | WPSDGENRLG0106-6 | NR | DnDeemDI | C-In-LED-PAR38(13w)-dWP21 | None | NonRes | Def-GSIA | All-Ltg-ScrwInLED | None | DirInstall-FULL | DirInstall-BASE | DEER2016 | Disposition |  | Commercial LED PAR38: 13 to <14 Watts | 4456531 | DEER | Proposed
SDG | 464404 | 2019-01-01 |  | WPSDGENRLG0106-6 | NR | DnDeemed | R-In-LED-PAR38(13w)-dWP21 | None | Res | Def-GSIA | All-Ltg-ScrwInLED | None | SDG-LED-PAR38(13wto<14w) | SDG-Std_PAR38(13wto<14w)_10pCFL-40pLED-50pInc | DEER2017 | Disposition |  | LED PAR38: 13 to <14 Watts | 4456531 | DEER | Proposed
SDG | 464405 | 2019-01-01 |  | WPSDGENRLG0106-6 | NR | DnDeemed | C-In-LED-PAR38(13w)-dWP21 | None | NonRes | Def-GSIA | All-Ltg-ScrwInLED | None | SDG-LED-PAR38(13wto<14w) | SDG-Std_PAR38(13wto<14w)_10pCFL-40pLED-50pInc | DEER2016 | Disposition |  | Commercial LED PAR38: 13 to <14 Watts | 4456531 | DEER | Proposed
SDG | 464406 | 2019-01-01 |  | WPSDGENRLG0106-6 | NR | UpDeemed | R-In-LED-PAR38(14w)-dWP22 | None | Res | Def-GSIA | All-Ltg-ScrwInLED | None | SDG-LED-PAR38(14wto<15w) | SDG-Std_PAR38(14wto<15w)_10pCFL-40pLED-50pInc | DEER2017 | Disposition |  | LED PAR38: 14 to <15 Watts | 4456531 | DEER | Proposed
SDG | 464407 | 2019-01-01 |  | WPSDGENRLG0106-6 | NR | UpDeemed | C-In-LED-PAR38(14w)-dWP22 | None | NonRes | Def-GSIA | All-Ltg-ScrwInLED | None | SDG-LED-PAR38(14wto<15w) | SDG-Std_PAR38(14wto<15w)_10pCFL-40pLED-50pInc | DEER2016 | Disposition |  | Commercial LED PAR38: 14 to <15 Watts | 4456531 | DEER | Proposed
SDG | 464408 | 2019-01-01 |  | WPSDGENRLG0106-6 | NR | DnDeemDI | R-In-LED-PAR38(14w)-dWP22 | None | Res | Def-GSIA | All-Ltg-ScrwInLED | None | DirInstall-FULL | DirInstall-BASE | DEER2017 | Disposition |  | LED PAR38: 14 to <15 Watts | 4456531 | DEER | Proposed
SDG | 464409 | 2019-01-01 |  | WPSDGENRLG0106-6 | NR | DnDeemDI | C-In-LED-PAR38(14w)-dWP22 | None | NonRes | Def-GSIA | All-Ltg-ScrwInLED | None | DirInstall-FULL | DirInstall-BASE | DEER2016 | Disposition |  | Commercial LED PAR38: 14 to <15 Watts | 4456531 | DEER | Proposed
SDG | 464410 | 2019-01-01 |  | WPSDGENRLG0106-6 | NR | DnDeemed | R-In-LED-PAR38(14w)-dWP22 | None | Res | Def-GSIA | All-Ltg-ScrwInLED | None | SDG-LED-PAR38(14wto<15w) | SDG-Std_PAR38(14wto<15w)_10pCFL-40pLED-50pInc | DEER2017 | Disposition |  | LED PAR38: 14 to <15 Watts | 4456531 | DEER | Proposed
SDG | 464411 | 2019-01-01 |  | WPSDGENRLG0106-6 | NR | DnDeemed | C-In-LED-PAR38(14w)-dWP22 | None | NonRes | Def-GSIA | All-Ltg-ScrwInLED | None | SDG-LED-PAR38(14wto<15w) | SDG-Std_PAR38(14wto<15w)_10pCFL-40pLED-50pInc | DEER2016 | Disposition |  | Commercial LED PAR38: 14 to <15 Watts | 4456531 | DEER | Proposed
SDG | 464412 | 2019-01-01 |  | WPSDGENRLG0106-6 | NR | UpDeemed | R-In-LED-PAR38(15w)-dWP24 | None | Res | Def-GSIA | All-Ltg-ScrwInLED | None | SDG-LED-PAR38(15wto<16w) | SDG-Std_PAR38(15wto<16w)_10pCFL-40pLED-50pInc | DEER2017 | Disposition |  | LED PAR38: 15 to <16 Watts | 4456531 | DEER | Proposed
SDG | 464413 | 2019-01-01 |  | WPSDGENRLG0106-6 | NR | UpDeemed | C-In-LED-PAR38(15w)-dWP24 | None | NonRes | Def-GSIA | All-Ltg-ScrwInLED | None | SDG-LED-PAR38(15wto<16w) | SDG-Std_PAR38(15wto<16w)_10pCFL-40pLED-50pInc | DEER2016 | Disposition |  | Commercial LED PAR38: 15 to <16 Watts | 4456531 | DEER | Proposed
SDG | 464414 | 2019-01-01 |  | WPSDGENRLG0106-6 | NR | DnDeemDI | R-In-LED-PAR38(15w)-dWP24 | None | Res | Def-GSIA | All-Ltg-ScrwInLED | None | DirInstall-FULL | DirInstall-BASE | DEER2017 | Disposition |  | LED PAR38: 15 to <16 Watts | 4456531 | DEER | Proposed
SDG | 464415 | 2019-01-01 |  | WPSDGENRLG0106-6 | NR | DnDeemDI | C-In-LED-PAR38(15w)-dWP24 | None | NonRes | Def-GSIA | All-Ltg-ScrwInLED | None | DirInstall-FULL | DirInstall-BASE | DEER2016 | Disposition |  | Commercial LED PAR38: 15 to <16 Watts | 4456531 | DEER | Proposed
SDG | 464416 | 2019-01-01 |  | WPSDGENRLG0106-6 | NR | DnDeemed | R-In-LED-PAR38(15w)-dWP24 | None | Res | Def-GSIA | All-Ltg-ScrwInLED | None | SDG-LED-PAR38(15wto<16w) | SDG-Std_PAR38(15wto<16w)_10pCFL-40pLED-50pInc | DEER2017 | Disposition |  | LED PAR38: 15 to <16 Watts | 4456531 | DEER | Proposed
SDG | 464417 | 2019-01-01 |  | WPSDGENRLG0106-6 | NR | DnDeemed | C-In-LED-PAR38(15w)-dWP24 | None | NonRes | Def-GSIA | All-Ltg-ScrwInLED | None | SDG-LED-PAR38(15wto<16w) | SDG-Std_PAR38(15wto<16w)_10pCFL-40pLED-50pInc | DEER2016 | Disposition |  | Commercial LED PAR38: 15 to <16 Watts | 4456531 | DEER | Proposed
SDG | 464418 | 2019-01-01 |  | WPSDGENRLG0106-6 | NR | UpDeemed | R-In-LED-PAR38(16w)-dWP26 | None | Res | Def-GSIA | All-Ltg-ScrwInLED | None | SDG-LED-PAR38(16wto<17w) | SDG-Std_PAR38(16wto<17w)_10pCFL-40pLED-50pInc | DEER2017 | Disposition |  | LED PAR38: 16 to <17 Watts | 4456531 | DEER | Proposed
SDG | 464419 | 2019-01-01 |  | WPSDGENRLG0106-6 | NR | UpDeemed | C-In-LED-PAR38(16w)-dWP26 | None | NonRes | Def-GSIA | All-Ltg-ScrwInLED | None | SDG-LED-PAR38(16wto<17w) | SDG-Std_PAR38(16wto<17w)_10pCFL-40pLED-50pInc | DEER2016 | Disposition |  | Commercial LED PAR38: 16 to <17 Watts | 4456531 | DEER | Proposed
SDG | 464420 | 2019-01-01 |  | WPSDGENRLG0106-6 | NR | DnDeemDI | R-In-LED-PAR38(16w)-dWP26 | None | Res | Def-GSIA | All-Ltg-ScrwInLED | None | DirInstall-FULL | DirInstall-BASE | DEER2017 | Disposition |  | LED PAR38: 16 to <17 Watts | 4456531 | DEER | Proposed
SDG | 464421 | 2019-01-01 |  | WPSDGENRLG0106-6 | NR | DnDeemDI | C-In-LED-PAR38(16w)-dWP26 | None | NonRes | Def-GSIA | All-Ltg-ScrwInLED | None | DirInstall-FULL | DirInstall-BASE | DEER2016 | Disposition |  | Commercial LED PAR38: 16 to <17 Watts | 4456531 | DEER | Proposed
SDG | 464422 | 2019-01-01 |  | WPSDGENRLG0106-6 | NR | DnDeemed | R-In-LED-PAR38(16w)-dWP26 | None | Res | Def-GSIA | All-Ltg-ScrwInLED | None | SDG-LED-PAR38(16wto<17w) | SDG-Std_PAR38(16wto<17w)_10pCFL-40pLED-50pInc | DEER2017 | Disposition |  | LED PAR38: 16 to <17 Watts | 4456531 | DEER | Proposed
SDG | 464423 | 2019-01-01 |  | WPSDGENRLG0106-6 | NR | DnDeemed | C-In-LED-PAR38(16w)-dWP26 | None | NonRes | Def-GSIA | All-Ltg-ScrwInLED | None | SDG-LED-PAR38(16wto<17w) | SDG-Std_PAR38(16wto<17w)_10pCFL-40pLED-50pInc | DEER2016 | Disposition |  | Commercial LED PAR38: 16 to <17 Watts | 4456531 | DEER | Proposed
SDG | 464424 | 2019-01-01 |  | WPSDGENRLG0106-6 | NR | UpDeemed | R-In-LED-PAR38(17w)-dWP27 | None | Res | Def-GSIA | All-Ltg-ScrwInLED | None | SDG-LED-PAR38(17wto<18w) | SDG-Std_PAR38(17wto<18w)_10pCFL-40pLED-50pInc | DEER2017 | Disposition |  | LED PAR38: 17 to <18 Watts | 4456531 | DEER | Proposed
SDG | 464425 | 2019-01-01 |  | WPSDGENRLG0106-6 | NR | UpDeemed | C-In-LED-PAR38(17w)-dWP27 | None | NonRes | Def-GSIA | All-Ltg-ScrwInLED | None | SDG-LED-PAR38(17wto<18w) | SDG-Std_PAR38(17wto<18w)_10pCFL-40pLED-50pInc | DEER2016 | Disposition |  | Commercial LED PAR38: 17 to <18 Watts | 4456531 | DEER | Proposed
SDG | 464426 | 2019-01-01 |  | WPSDGENRLG0106-6 | NR | DnDeemDI | R-In-LED-PAR38(17w)-dWP27 | None | Res | Def-GSIA | All-Ltg-ScrwInLED | None | DirInstall-FULL | DirInstall-BASE | DEER2017 | Disposition |  | LED PAR38: 17 to <18 Watts | 4456531 | DEER | Proposed
SDG | 464427 | 2019-01-01 |  | WPSDGENRLG0106-6 | NR | DnDeemDI | C-In-LED-PAR38(17w)-dWP27 | None | NonRes | Def-GSIA | All-Ltg-ScrwInLED | None | DirInstall-FULL | DirInstall-BASE | DEER2016 | Disposition |  | Commercial LED PAR38: 17 to <18 Watts | 4456531 | DEER | Proposed
SDG | 464428 | 2019-01-01 |  | WPSDGENRLG0106-6 | NR | DnDeemed | R-In-LED-PAR38(17w)-dWP27 | None | Res | Def-GSIA | All-Ltg-ScrwInLED | None | SDG-LED-PAR38(17wto<18w) | SDG-Std_PAR38(17wto<18w)_10pCFL-40pLED-50pInc | DEER2017 | Disposition |  | LED PAR38: 17 to <18 Watts | 4456531 | DEER | Proposed
SDG | 464429 | 2019-01-01 |  | WPSDGENRLG0106-6 | NR | DnDeemed | C-In-LED-PAR38(17w)-dWP27 | None | NonRes | Def-GSIA | All-Ltg-ScrwInLED | None | SDG-LED-PAR38(17wto<18w) | SDG-Std_PAR38(17wto<18w)_10pCFL-40pLED-50pInc | DEER2016 | Disposition |  | Commercial LED PAR38: 17 to <18 Watts | 4456531 | DEER | Proposed
SDG | 464430 | 2019-01-01 |  | WPSDGENRLG0106-6 | NR | UpDeemed | R-In-LED-PAR38(18w)-dWP29 | None | Res | Def-GSIA | All-Ltg-ScrwInLED | None | SDG-LED-PAR38(18wto<19w) | SDG-Std_PAR38(18wto<19w)_10pCFL-40pLED-50pInc | DEER2017 | Disposition |  | LED PAR38: 18 to <19 Watts | 4456531 | DEER | Proposed
SDG | 464431 | 2019-01-01 |  | WPSDGENRLG0106-6 | NR | UpDeemed | C-In-LED-PAR38(18w)-dWP29 | None | NonRes | Def-GSIA | All-Ltg-ScrwInLED | None | SDG-LED-PAR38(18wto<19w) | SDG-Std_PAR38(18wto<19w)_10pCFL-40pLED-50pInc | DEER2016 | Disposition |  | Commercial LED PAR38: 18 to <19 Watts | 4456531 | DEER | Proposed
SDG | 464432 | 2019-01-01 |  | WPSDGENRLG0106-6 | NR | DnDeemDI | R-In-LED-PAR38(18w)-dWP29 | None | Res | Def-GSIA | All-Ltg-ScrwInLED | None | DirInstall-FULL | DirInstall-BASE | DEER2017 | Disposition |  | LED PAR38: 18 to <19 Watts | 4456531 | DEER | Proposed
SDG | 464433 | 2019-01-01 |  | WPSDGENRLG0106-6 | NR | DnDeemDI | C-In-LED-PAR38(18w)-dWP29 | None | NonRes | Def-GSIA | All-Ltg-ScrwInLED | None | DirInstall-FULL | DirInstall-BASE | DEER2016 | Disposition |  | Commercial LED PAR38: 18 to <19 Watts | 4456531 | DEER | Proposed
SDG | 464434 | 2019-01-01 |  | WPSDGENRLG0106-6 | NR | DnDeemed | R-In-LED-PAR38(18w)-dWP29 | None | Res | Def-GSIA | All-Ltg-ScrwInLED | None | SDG-LED-PAR38(18wto<19w) | SDG-Std_PAR38(18wto<19w)_10pCFL-40pLED-50pInc | DEER2017 | Disposition |  | LED PAR38: 18 to <19 Watts | 4456531 | DEER | Proposed
SDG | 464435 | 2019-01-01 |  | WPSDGENRLG0106-6 | NR | DnDeemed | C-In-LED-PAR38(18w)-dWP29 | None | NonRes | Def-GSIA | All-Ltg-ScrwInLED | None | SDG-LED-PAR38(18wto<19w) | SDG-Std_PAR38(18wto<19w)_10pCFL-40pLED-50pInc | DEER2016 | Disposition |  | Commercial LED PAR38: 18 to <19 Watts | 4456531 | DEER | Proposed
SDG | 464436 | 2019-01-01 |  | WPSDGENRLG0106-6 | NR | UpDeemed | R-In-LED-PAR38(19w)-dWP30 | None | Res | Def-GSIA | All-Ltg-ScrwInLED | None | SDG-LED-PAR38(19wto<20w) | SDG-Std_PAR38(19wto<20w)_10pCFL-40pLED-50pInc | DEER2017 | Disposition |  | LED PAR38: 19 to <20 Watts | 4456531 | DEER | Proposed
SDG | 464437 | 2019-01-01 |  | WPSDGENRLG0106-6 | NR | UpDeemed | C-In-LED-PAR38(19w)-dWP30 | None | NonRes | Def-GSIA | All-Ltg-ScrwInLED | None | SDG-LED-PAR38(19wto<20w) | SDG-Std_PAR38(19wto<20w)_10pCFL-40pLED-50pInc | DEER2016 | Disposition |  | Commercial LED PAR38: 19 to <20 Watts | 4456531 | DEER | Proposed
SDG | 464438 | 2019-01-01 |  | WPSDGENRLG0106-6 | NR | DnDeemDI | R-In-LED-PAR38(19w)-dWP30 | None | Res | Def-GSIA | All-Ltg-ScrwInLED | None | DirInstall-FULL | DirInstall-BASE | DEER2017 | Disposition |  | LED PAR38: 19 to <20 Watts | 4456531 | DEER | Proposed
SDG | 464439 | 2019-01-01 |  | WPSDGENRLG0106-6 | NR | DnDeemDI | C-In-LED-PAR38(19w)-dWP30 | None | NonRes | Def-GSIA | All-Ltg-ScrwInLED | None | DirInstall-FULL | DirInstall-BASE | DEER2016 | Disposition |  | Commercial LED PAR38: 19 to <20 Watts | 4456531 | DEER | Proposed
SDG | 464440 | 2019-01-01 |  | WPSDGENRLG0106-6 | NR | DnDeemed | R-In-LED-PAR38(19w)-dWP30 | None | Res | Def-GSIA | All-Ltg-ScrwInLED | None | SDG-LED-PAR38(19wto<20w) | SDG-Std_PAR38(19wto<20w)_10pCFL-40pLED-50pInc | DEER2017 | Disposition |  | LED PAR38: 19 to <20 Watts | 4456531 | DEER | Proposed
SDG | 464441 | 2019-01-01 |  | WPSDGENRLG0106-6 | NR | DnDeemed | C-In-LED-PAR38(19w)-dWP30 | None | NonRes | Def-GSIA | All-Ltg-ScrwInLED | None | SDG-LED-PAR38(19wto<20w) | SDG-Std_PAR38(19wto<20w)_10pCFL-40pLED-50pInc | DEER2016 | Disposition |  | Commercial LED PAR38: 19 to <20 Watts | 4456531 | DEER | Proposed
SDG | 464442 | 2019-01-01 |  | WPSDGENRLG0106-6 | NR | UpDeemed | R-In-LED-PAR38(20w)-dWP32 | None | Res | Def-GSIA | All-Ltg-ScrwInLED | None | SDG-LED-PAR38(20wto<21w) | SDG-Std_PAR38(20wto<21w)_10pCFL-40pLED-50pInc | DEER2017 | Disposition |  | LED PAR38: 20 to <21 Watts | 4456531 | DEER | Proposed
SDG | 464443 | 2019-01-01 |  | WPSDGENRLG0106-6 | NR | UpDeemed | C-In-LED-PAR38(20w)-dWP32 | None | NonRes | Def-GSIA | All-Ltg-ScrwInLED | None | SDG-LED-PAR38(20wto<21w) | SDG-Std_PAR38(20wto<21w)_10pCFL-40pLED-50pInc | DEER2016 | Disposition |  | Commercial LED PAR38: 20 to <21 Watts | 4456531 | DEER | Proposed
SDG | 464444 | 2019-01-01 |  | WPSDGENRLG0106-6 | NR | DnDeemDI | R-In-LED-PAR38(20w)-dWP32 | None | Res | Def-GSIA | All-Ltg-ScrwInLED | None | DirInstall-FULL | DirInstall-BASE | DEER2017 | Disposition |  | LED PAR38: 20 to <21 Watts | 4456531 | DEER | Proposed
SDG | 464445 | 2019-01-01 |  | WPSDGENRLG0106-6 | NR | DnDeemDI | C-In-LED-PAR38(20w)-dWP32 | None | NonRes | Def-GSIA | All-Ltg-ScrwInLED | None | DirInstall-FULL | DirInstall-BASE | DEER2016 | Disposition |  | Commercial LED PAR38: 20 to <21 Watts | 4456531 | DEER | Proposed
SDG | 464446 | 2019-01-01 |  | WPSDGENRLG0106-6 | NR | DnDeemed | R-In-LED-PAR38(20w)-dWP32 | None | Res | Def-GSIA | All-Ltg-ScrwInLED | None | SDG-LED-PAR38(20wto<21w) | SDG-Std_PAR38(20wto<21w)_10pCFL-40pLED-50pInc | DEER2017 | Disposition |  | LED PAR38: 20 to <21 Watts | 4456531 | DEER | Proposed
SDG | 464447 | 2019-01-01 |  | WPSDGENRLG0106-6 | NR | DnDeemed | C-In-LED-PAR38(20w)-dWP32 | None | NonRes | Def-GSIA | All-Ltg-ScrwInLED | None | SDG-LED-PAR38(20wto<21w) | SDG-Std_PAR38(20wto<21w)_10pCFL-40pLED-50pInc | DEER2016 | Disposition |  | Commercial LED PAR38: 20 to <21 Watts | 4456531 | DEER | Proposed
SDG | 464448 | 2019-01-01 |  | WPSDGENRLG0106-6 | NR | UpDeemed | R-In-LED-PAR38(21w)-dWP34 | None | Res | Def-GSIA | All-Ltg-ScrwInLED | None | SDG-LED-PAR38(21wto<22w) | SDG-Std_PAR38(21wto<22w)_10pCFL-40pLED-50pInc | DEER2017 | Disposition |  | LED PAR38: 21 to <22 Watts | 4456531 | DEER | Proposed
SDG | 464449 | 2019-01-01 |  | WPSDGENRLG0106-6 | NR | UpDeemed | C-In-LED-PAR38(21w)-dWP34 | None | NonRes | Def-GSIA | All-Ltg-ScrwInLED | None | SDG-LED-PAR38(21wto<22w) | SDG-Std_PAR38(21wto<22w)_10pCFL-40pLED-50pInc | DEER2016 | Disposition |  | Commercial LED PAR38: 21 to <22 Watts | 4456531 | DEER | Proposed
SDG | 464450 | 2019-01-01 |  | WPSDGENRLG0106-6 | NR | DnDeemDI | R-In-LED-PAR38(21w)-dWP34 | None | Res | Def-GSIA | All-Ltg-ScrwInLED | None | DirInstall-FULL | DirInstall-BASE | DEER2017 | Disposition |  | LED PAR38: 21 to <22 Watts | 4456531 | DEER | Proposed
SDG | 464451 | 2019-01-01 |  | WPSDGENRLG0106-6 | NR | DnDeemDI | C-In-LED-PAR38(21w)-dWP34 | None | NonRes | Def-GSIA | All-Ltg-ScrwInLED | None | DirInstall-FULL | DirInstall-BASE | DEER2016 | Disposition |  | Commercial LED PAR38: 21 to <22 Watts | 4456531 | DEER | Proposed
SDG | 464452 | 2019-01-01 |  | WPSDGENRLG0106-6 | NR | DnDeemed | R-In-LED-PAR38(21w)-dWP34 | None | Res | Def-GSIA | All-Ltg-ScrwInLED | None | SDG-LED-PAR38(21wto<22w) | SDG-Std_PAR38(21wto<22w)_10pCFL-40pLED-50pInc | DEER2017 | Disposition |  | LED PAR38: 21 to <22 Watts | 4456531 | DEER | Proposed
SDG | 464453 | 2019-01-01 |  | WPSDGENRLG0106-6 | NR | DnDeemed | C-In-LED-PAR38(21w)-dWP34 | None | NonRes | Def-GSIA | All-Ltg-ScrwInLED | None | SDG-LED-PAR38(21wto<22w) | SDG-Std_PAR38(21wto<22w)_10pCFL-40pLED-50pInc | DEER2016 | Disposition |  | Commercial LED PAR38: 21 to <22 Watts | 4456531 | DEER | Proposed
SDG | 464454 | 2019-01-01 |  | WPSDGENRLG0106-6 | NR | UpDeemed | R-In-LED-PAR38(22w)-dWP35 | None | Res | Def-GSIA | All-Ltg-ScrwInLED | None | SDG-LED-PAR38(22wto<23w) | SDG-Std_PAR38(22wto<23w)_10pCFL-40pLED-50pInc | DEER2017 | Disposition |  | LED PAR38: 22 to <23 Watts | 4456531 | DEER | Proposed
SDG | 464455 | 2019-01-01 |  | WPSDGENRLG0106-6 | NR | UpDeemed | C-In-LED-PAR38(22w)-dWP35 | None | NonRes | Def-GSIA | All-Ltg-ScrwInLED | None | SDG-LED-PAR38(22wto<23w) | SDG-Std_PAR38(22wto<23w)_10pCFL-40pLED-50pInc | DEER2016 | Disposition |  | Commercial LED PAR38: 22 to <23 Watts | 4456531 | DEER | Proposed
SDG | 464456 | 2019-01-01 |  | WPSDGENRLG0106-6 | NR | DnDeemDI | R-In-LED-PAR38(22w)-dWP35 | None | Res | Def-GSIA | All-Ltg-ScrwInLED | None | DirInstall-FULL | DirInstall-BASE | DEER2017 | Disposition |  | LED PAR38: 22 to <23 Watts | 4456531 | DEER | Proposed
SDG | 464457 | 2019-01-01 |  | WPSDGENRLG0106-6 | NR | DnDeemDI | C-In-LED-PAR38(22w)-dWP35 | None | NonRes | Def-GSIA | All-Ltg-ScrwInLED | None | DirInstall-FULL | DirInstall-BASE | DEER2016 | Disposition |  | Commercial LED PAR38: 22 to <23 Watts | 4456531 | DEER | Proposed
SDG | 464458 | 2019-01-01 |  | WPSDGENRLG0106-6 | NR | DnDeemed | R-In-LED-PAR38(22w)-dWP35 | None | Res | Def-GSIA | All-Ltg-ScrwInLED | None | SDG-LED-PAR38(22wto<23w) | SDG-Std_PAR38(22wto<23w)_10pCFL-40pLED-50pInc | DEER2017 | Disposition |  | LED PAR38: 22 to <23 Watts | 4456531 | DEER | Proposed
SDG | 464459 | 2019-01-01 |  | WPSDGENRLG0106-6 | NR | DnDeemed | C-In-LED-PAR38(22w)-dWP35 | None | NonRes | Def-GSIA | All-Ltg-ScrwInLED | None | SDG-LED-PAR38(22wto<23w) | SDG-Std_PAR38(22wto<23w)_10pCFL-40pLED-50pInc | DEER2016 | Disposition |  | Commercial LED PAR38: 22 to <23 Watts | 4456531 | DEER | Proposed
SDG | 464460 | 2019-01-01 |  | WPSDGENRLG0106-6 | NR | UpDeemed | R-In-LED-PAR38(23w)-dWP37 | None | Res | Def-GSIA | All-Ltg-ScrwInLED | None | SDG-LED-PAR38(23wto<24w) | SDG-Std_PAR38(23wto<24w)_10pCFL-40pLED-50pInc | DEER2017 | Disposition |  | LED PAR38: 23 to <24 Watts | 4456531 | DEER | Proposed
SDG | 464461 | 2019-01-01 |  | WPSDGENRLG0106-6 | NR | UpDeemed | C-In-LED-PAR38(23w)-dWP37 | None | NonRes | Def-GSIA | All-Ltg-ScrwInLED | None | SDG-LED-PAR38(23wto<24w) | SDG-Std_PAR38(23wto<24w)_10pCFL-40pLED-50pInc | DEER2016 | Disposition |  | Commercial LED PAR38: 23 to <24 Watts | 4456531 | DEER | Proposed
SDG | 464462 | 2019-01-01 |  | WPSDGENRLG0106-6 | NR | DnDeemDI | R-In-LED-PAR38(23w)-dWP37 | None | Res | Def-GSIA | All-Ltg-ScrwInLED | None | DirInstall-FULL | DirInstall-BASE | DEER2017 | Disposition |  | LED PAR38: 23 to <24 Watts | 4456531 | DEER | Proposed
SDG | 464463 | 2019-01-01 |  | WPSDGENRLG0106-6 | NR | DnDeemDI | C-In-LED-PAR38(23w)-dWP37 | None | NonRes | Def-GSIA | All-Ltg-ScrwInLED | None | DirInstall-FULL | DirInstall-BASE | DEER2016 | Disposition |  | Commercial LED PAR38: 23 to <24 Watts | 4456531 | DEER | Proposed
SDG | 464464 | 2019-01-01 |  | WPSDGENRLG0106-6 | NR | DnDeemed | R-In-LED-PAR38(23w)-dWP37 | None | Res | Def-GSIA | All-Ltg-ScrwInLED | None | SDG-LED-PAR38(23wto<24w) | SDG-Std_PAR38(23wto<24w)_10pCFL-40pLED-50pInc | DEER2017 | Disposition |  | LED PAR38: 23 to <24 Watts | 4456531 | DEER | Proposed
SDG | 464465 | 2019-01-01 |  | WPSDGENRLG0106-6 | NR | DnDeemed | C-In-LED-PAR38(23w)-dWP37 | None | NonRes | Def-GSIA | All-Ltg-ScrwInLED | None | SDG-LED-PAR38(23wto<24w) | SDG-Std_PAR38(23wto<24w)_10pCFL-40pLED-50pInc | DEER2016 | Disposition |  | Commercial LED PAR38: 23 to <24 Watts | 4456531 | DEER | Proposed
SDG | 464466 | 2019-01-01 |  | WPSDGENRLG0106-6 | NR | UpDeemed | R-In-LED-PAR38(24w)-dWP38 | None | Res | Def-GSIA | All-Ltg-ScrwInLED | None | SDG-LED-PAR38(24wto<25w) | SDG-Std_PAR38(24wto<25w)_10pCFL-40pLED-50pInc | DEER2017 | Disposition |  | LED PAR38: 24 to <25 Watts | 4456531 | DEER | Proposed
SDG | 464467 | 2019-01-01 |  | WPSDGENRLG0106-6 | NR | UpDeemed | C-In-LED-PAR38(24w)-dWP38 | None | NonRes | Def-GSIA | All-Ltg-ScrwInLED | None | SDG-LED-PAR38(24wto<25w) | SDG-Std_PAR38(24wto<25w)_10pCFL-40pLED-50pInc | DEER2016 | Disposition |  | Commercial LED PAR38: 24 to <25 Watts | 4456531 | DEER | Proposed
SDG | 464468 | 2019-01-01 |  | WPSDGENRLG0106-6 | NR | DnDeemDI | R-In-LED-PAR38(24w)-dWP38 | None | Res | Def-GSIA | All-Ltg-ScrwInLED | None | DirInstall-FULL | DirInstall-BASE | DEER2017 | Disposition |  | LED PAR38: 24 to <25 Watts | 4456531 | DEER | Proposed
SDG | 464469 | 2019-01-01 |  | WPSDGENRLG0106-6 | NR | DnDeemDI | C-In-LED-PAR38(24w)-dWP38 | None | NonRes | Def-GSIA | All-Ltg-ScrwInLED | None | DirInstall-FULL | DirInstall-BASE | DEER2016 | Disposition |  | Commercial LED PAR38: 24 to <25 Watts | 4456531 | DEER | Proposed
SDG | 464470 | 2019-01-01 |  | WPSDGENRLG0106-6 | NR | DnDeemed | R-In-LED-PAR38(24w)-dWP38 | None | Res | Def-GSIA | All-Ltg-ScrwInLED | None | SDG-LED-PAR38(24wto<25w) | SDG-Std_PAR38(24wto<25w)_10pCFL-40pLED-50pInc | DEER2017 | Disposition |  | LED PAR38: 24 to <25 Watts | 4456531 | DEER | Proposed
SDG | 464471 | 2019-01-01 |  | WPSDGENRLG0106-6 | NR | DnDeemed | C-In-LED-PAR38(24w)-dWP38 | None | NonRes | Def-GSIA | All-Ltg-ScrwInLED | None | SDG-LED-PAR38(24wto<25w) | SDG-Std_PAR38(24wto<25w)_10pCFL-40pLED-50pInc | DEER2016 | Disposition |  | Commercial LED PAR38: 24 to <25 Watts | 4456531 | DEER | Proposed
SDG | 464472 | 2019-01-01 |  | WPSDGENRLG0106-6 | NR | UpDeemed | R-In-LED-PAR38(25w)-dWP40 | None | Res | Def-GSIA | All-Ltg-ScrwInLED | None | SDG-LED-PAR38(25wto<26w) | SDG-Std_PAR38(25wto<26w)_10pCFL-40pLED-50pInc | DEER2017 | Disposition |  | LED PAR38: 25 to <26 Watts | 4456531 | DEER | Proposed
SDG | 464473 | 2019-01-01 |  | WPSDGENRLG0106-6 | NR | UpDeemed | C-In-LED-PAR38(25w)-dWP40 | None | NonRes | Def-GSIA | All-Ltg-ScrwInLED | None | SDG-LED-PAR38(25wto<26w) | SDG-Std_PAR38(25wto<26w)_10pCFL-40pLED-50pInc | DEER2016 | Disposition |  | Commercial LED PAR38: 25 to <26 Watts | 4456531 | DEER | Proposed
SDG | 464474 | 2019-01-01 |  | WPSDGENRLG0106-6 | NR | DnDeemDI | R-In-LED-PAR38(25w)-dWP40 | None | Res | Def-GSIA | All-Ltg-ScrwInLED | None | DirInstall-FULL | DirInstall-BASE | DEER2017 | Disposition |  | LED PAR38: 25 to <26 Watts | 4456531 | DEER | Proposed
SDG | 464475 | 2019-01-01 |  | WPSDGENRLG0106-6 | NR | DnDeemDI | C-In-LED-PAR38(25w)-dWP40 | None | NonRes | Def-GSIA | All-Ltg-ScrwInLED | None | DirInstall-FULL | DirInstall-BASE | DEER2016 | Disposition |  | Commercial LED PAR38: 25 to <26 Watts | 4456531 | DEER | Proposed
SDG | 464476 | 2019-01-01 |  | WPSDGENRLG0106-6 | NR | DnDeemed | R-In-LED-PAR38(25w)-dWP40 | None | Res | Def-GSIA | All-Ltg-ScrwInLED | None | SDG-LED-PAR38(25wto<26w) | SDG-Std_PAR38(25wto<26w)_10pCFL-40pLED-50pInc | DEER2017 | Disposition |  | LED PAR38: 25 to <26 Watts | 4456531 | DEER | Proposed
SDG | 464477 | 2019-01-01 |  | WPSDGENRLG0106-6 | NR | DnDeemed | C-In-LED-PAR38(25w)-dWP40 | None | NonRes | Def-GSIA | All-Ltg-ScrwInLED | None | SDG-LED-PAR38(25wto<26w) | SDG-Std_PAR38(25wto<26w)_10pCFL-40pLED-50pInc | DEER2016 | Disposition |  | Commercial LED PAR38: 25 to <26 Watts | 4456531 | DEER | Proposed
SDG | 464478 | 2019-01-01 |  | WPSDGENRLG0106-6 | NR | UpDeemed | R-In-LED-PAR38(26w)-dWP42 | None | Res | Def-GSIA | All-Ltg-ScrwInLED | None | SDG-LED-PAR38(26wto<27w) | SDG-Std_PAR38(26wto<27w)_10pCFL-40pLED-50pInc | DEER2017 | Disposition |  | LED PAR38: 26 to <27 Watts | 4456531 | DEER | Proposed
SDG | 464479 | 2019-01-01 |  | WPSDGENRLG0106-6 | NR | UpDeemed | C-In-LED-PAR38(26w)-dWP42 | None | NonRes | Def-GSIA | All-Ltg-ScrwInLED | None | SDG-LED-PAR38(26wto<27w) | SDG-Std_PAR38(26wto<27w)_10pCFL-40pLED-50pInc | DEER2016 | Disposition |  | Commercial LED PAR38: 26 to <27 Watts | 4456531 | DEER | Proposed
SDG | 464480 | 2019-01-01 |  | WPSDGENRLG0106-6 | NR | DnDeemDI | R-In-LED-PAR38(26w)-dWP42 | None | Res | Def-GSIA | All-Ltg-ScrwInLED | None | DirInstall-FULL | DirInstall-BASE | DEER2017 | Disposition |  | LED PAR38: 26 to <27 Watts | 4456531 | DEER | Proposed
SDG | 464481 | 2019-01-01 |  | WPSDGENRLG0106-6 | NR | DnDeemDI | C-In-LED-PAR38(26w)-dWP42 | None | NonRes | Def-GSIA | All-Ltg-ScrwInLED | None | DirInstall-FULL | DirInstall-BASE | DEER2016 | Disposition |  | Commercial LED PAR38: 26 to <27 Watts | 4456531 | DEER | Proposed
SDG | 464482 | 2019-01-01 |  | WPSDGENRLG0106-6 | NR | DnDeemed | R-In-LED-PAR38(26w)-dWP42 | None | Res | Def-GSIA | All-Ltg-ScrwInLED | None | SDG-LED-PAR38(26wto<27w) | SDG-Std_PAR38(26wto<27w)_10pCFL-40pLED-50pInc | DEER2017 | Disposition |  | LED PAR38: 26 to <27 Watts | 4456531 | DEER | Proposed
SDG | 464483 | 2019-01-01 |  | WPSDGENRLG0106-6 | NR | DnDeemed | C-In-LED-PAR38(26w)-dWP42 | None | NonRes | Def-GSIA | All-Ltg-ScrwInLED | None | SDG-LED-PAR38(26wto<27w) | SDG-Std_PAR38(26wto<27w)_10pCFL-40pLED-50pInc | DEER2016 | Disposition |  | Commercial LED PAR38: 26 to <27 Watts | 4456531 | DEER | Proposed
SDG | 464484 | 2019-01-01 |  | WPSDGENRLG0106-6 | NR | UpDeemed | R-In-LED-PAR38(27w)-dWP43 | None | Res | Def-GSIA | All-Ltg-ScrwInLED | None | SDG-LED-PAR38(27wto<28w) | SDG-Std_PAR38(27wto<28w)_10pCFL-40pLED-50pInc | DEER2017 | Disposition |  | LED PAR38: >=27 Watts | 4456531 | DEER | Proposed
SDG | 464485 | 2019-01-01 |  | WPSDGENRLG0106-6 | NR | UpDeemed | C-In-LED-PAR38(27w)-dWP43 | None | NonRes | Def-GSIA | All-Ltg-ScrwInLED | None | SDG-LED-PAR38(27wto<28w) | SDG-Std_PAR38(27wto<28w)_10pCFL-40pLED-50pInc | DEER2016 | Disposition |  | Commercial LED PAR38: >=27 Watts | 4456531 | DEER | Proposed
SDG | 464486 | 2019-01-01 |  | WPSDGENRLG0106-6 | NR | DnDeemDI | R-In-LED-PAR38(27w)-dWP43 | None | Res | Def-GSIA | All-Ltg-ScrwInLED | None | DirInstall-FULL | DirInstall-BASE | DEER2017 | Disposition |  | LED PAR38: >=27 Watts | 4456531 | DEER | Proposed
SDG | 464487 | 2019-01-01 |  | WPSDGENRLG0106-6 | NR | DnDeemDI | C-In-LED-PAR38(27w)-dWP43 | None | NonRes | Def-GSIA | All-Ltg-ScrwInLED | None | DirInstall-FULL | DirInstall-BASE | DEER2016 | Disposition |  | Commercial LED PAR38: >=27 Watts | 4456531 | DEER | Proposed
SDG | 464488 | 2019-01-01 |  | WPSDGENRLG0106-6 | NR | DnDeemed | R-In-LED-PAR38(27w)-dWP43 | None | Res | Def-GSIA | All-Ltg-ScrwInLED | None | SDG-LED-PAR38(27wto<28w) | SDG-Std_PAR38(27wto<28w)_10pCFL-40pLED-50pInc | DEER2017 | Disposition |  | LED PAR38: >=27 Watts | 4456531 | DEER | Proposed
SDG | 464489 | 2019-01-01 |  | WPSDGENRLG0106-6 | NR | DnDeemed | C-In-LED-PAR38(27w)-dWP43 | None | NonRes | Def-GSIA | All-Ltg-ScrwInLED | None | SDG-LED-PAR38(27wto<28w) | SDG-Std_PAR38(27wto<28w)_10pCFL-40pLED-50pInc | DEER2016 | Disposition |  | Commercial LED PAR38: >=27 Watts | 4456531 | DEER | Proposed
SDG | 464520 | 2019-01-01 |  | WPSDGENRLG0106-6 | NR | UpDeemed | R-In-LED-Glb(2w)-dWP7 | None | Res | Def-GSIA | All-Ltg-ScrwInLED | None | SDG-LED-Glb(2wto<3w) | SDG-Std_Glb(2wto<3w)_5pCFL-35pLED-60pInc | DEER2017 | Disposition |  | LED globe: 2 to < 3 Watts | 4456531 | DEER | Proposed
SDG | 464521 | 2019-01-01 |  | WPSDGENRLG0106-6 | NR | UpDeemed | C-In-LED-Glb(2w)-dWP7 | None | NonRes | Def-GSIA | All-Ltg-ScrwInLED | None | SDG-LED-Glb(2wto<3w) | SDG-Std_Glb(2wto<3w)_5pCFL-35pLED-60pInc | DEER2016 | Disposition |  | Commercial LED globe: 2 to < 3 Watts | 4456531 | DEER | Proposed
SDG | 464522 | 2019-01-01 |  | WPSDGENRLG0106-6 | NR | DnDeemDI | R-In-LED-Glb(2w)-dWP7 | None | Res | Def-GSIA | All-Ltg-ScrwInLED | None | DirInstall-FULL | DirInstall-BASE | DEER2017 | Disposition |  | LED globe: 2 to < 3 Watts | 4456531 | DEER | Proposed
SDG | 464523 | 2019-01-01 |  | WPSDGENRLG0106-6 | NR | DnDeemDI | C-In-LED-Glb(2w)-dWP7 | None | NonRes | Def-GSIA | All-Ltg-ScrwInLED | None | DirInstall-FULL | DirInstall-BASE | DEER2016 | Disposition |  | Commercial LED globe: 2 to < 3 Watts | 4456531 | DEER | Proposed
SDG | 464524 | 2019-01-01 |  | WPSDGENRLG0106-6 | NR | DnDeemed | R-In-LED-Glb(2w)-dWP7 | None | Res | Def-GSIA | All-Ltg-ScrwInLED | None | SDG-LED-Glb(2wto<3w) | SDG-Std_Glb(2wto<3w)_5pCFL-35pLED-60pInc | DEER2017 | Disposition |  | LED globe: 2 to < 3 Watts | 4456531 | DEER | Proposed
SDG | 464525 | 2019-01-01 |  | WPSDGENRLG0106-6 | NR | DnDeemed | C-In-LED-Glb(2w)-dWP7 | None | NonRes | Def-GSIA | All-Ltg-ScrwInLED | None | SDG-LED-Glb(2wto<3w) | SDG-Std_Glb(2wto<3w)_5pCFL-35pLED-60pInc | DEER2016 | Disposition |  | Commercial LED globe: 2 to < 3 Watts | 4456531 | DEER | Proposed
SDG | 464532 | 2019-01-01 |  | WPSDGENRLG0106-6 | NR | UpDeemed | R-In-LED-A19(EISA-Bin-100w-120LPW)-dWP3p3 | None | Res | Def-GSIA | All-Ltg-ScrwInLED | None | SDG-LED-A19(EISA-Bin-100w-120LPW) | SDG-Std-LED-A19(EISA-Bin-100w-120LPW) | DEER2017 | Disposition |  | LED-A19(EISA-Bin-100Watt-120LPW-297CompScore) | 4456531 | DEER | Proposed
SDG | 464533 | 2019-01-01 |  | WPSDGENRLG0106-6 | NR | UpDeemed | C-In-LED-A19(EISA-Bin-100w-120LPW)-dWP3p3 | None | NonRes | Def-GSIA | All-Ltg-ScrwInLED | None | SDG-LED-A19(EISA-Bin-100w-120LPW) | SDG-Std-LED-A19(EISA-Bin-100w-120LPW) | DEER2016 | Disposition |  | Commercial LED-A19(EISA-Bin-100Watt-120LPW-297CompScore) | 4456531 | DEER | Proposed
SDG | 464534 | 2019-01-01 |  | WPSDGENRLG0106-6 | NR | DnDeemDI | R-In-LED-A19(EISA-Bin-100w-120LPW)-dWP3p3 | None | Res | Def-GSIA | All-Ltg-ScrwInLED | None | DirInstall-FULL | DirInstall-BASE | DEER2017 | Disposition |  | LED-A19(EISA-Bin-100Watt-120LPW-297CompScore) | 4456531 | DEER | Proposed
SDG | 464535 | 2019-01-01 |  | WPSDGENRLG0106-6 | NR | DnDeemDI | C-In-LED-A19(EISA-Bin-100w-120LPW)-dWP3p3 | None | NonRes | Def-GSIA | All-Ltg-ScrwInLED | None | DirInstall-FULL | DirInstall-BASE | DEER2016 | Disposition |  | Commercial LED-A19(EISA-Bin-100Watt-120LPW-297CompScore) | 4456531 | DEER | Proposed
SDG | 464536 | 2019-01-01 |  | WPSDGENRLG0106-6 | NR | DnDeemed | R-In-LED-A19(EISA-Bin-100w-120LPW)-dWP3p3 | None | Res | Def-GSIA | All-Ltg-ScrwInLED | None | SDG-LED-A19(EISA-Bin-100w-120LPW) | SDG-Std-LED-A19(EISA-Bin-100w-120LPW) | DEER2017 | Disposition |  | LED-A19(EISA-Bin-100Watt-120LPW-297CompScore) | 4456531 | DEER | Proposed
SDG | 464537 | 2019-01-01 |  | WPSDGENRLG0106-6 | NR | DnDeemed | C-In-LED-A19(EISA-Bin-100w-120LPW)-dWP3p3 | None | NonRes | Def-GSIA | All-Ltg-ScrwInLED | None | SDG-LED-A19(EISA-Bin-100w-120LPW) | SDG-Std-LED-A19(EISA-Bin-100w-120LPW) | DEER2016 | Disposition |  | Commercial LED-A19(EISA-Bin-100Watt-120LPW-297CompScore) | 4456531 | DEER | Proposed
SDG | 464538 | 2019-01-01 |  | WPSDGENRLG0106-6 | NR | UpDeemed | R-In-LED-A19(EISA-Bin-100w-110LPW)-dWP2p6 | None | Res | Def-GSIA | All-Ltg-ScrwInLED | None | SDG-LED-A19(EISA-Bin-100w-110LPW) | SDG-Std-LED-A19(EISA-Bin-100w-110LPW) | DEER2017 | Disposition |  | LED-A19(EISA-Bin-100Watt-110LPW-297CompScore) | 4456531 | DEER | Proposed
SDG | 464539 | 2019-01-01 |  | WPSDGENRLG0106-6 | NR | UpDeemed | C-In-LED-A19(EISA-Bin-100w-110LPW)-dWP2p6 | None | NonRes | Def-GSIA | All-Ltg-ScrwInLED | None | SDG-LED-A19(EISA-Bin-100w-110LPW) | SDG-Std-LED-A19(EISA-Bin-100w-110LPW) | DEER2016 | Disposition |  | Commercial LED-A19(EISA-Bin-100Watt-110LPW-297CompScore) | 4456531 | DEER | Proposed
SDG | 464540 | 2019-01-01 |  | WPSDGENRLG0106-6 | NR | DnDeemDI | R-In-LED-A19(EISA-Bin-100w-110LPW)-dWP2p6 | None | Res | Def-GSIA | All-Ltg-ScrwInLED | None | DirInstall-FULL | DirInstall-BASE | DEER2017 | Disposition |  | LED-A19(EISA-Bin-100Watt-110LPW-297CompScore) | 4456531 | DEER | Proposed
SDG | 464541 | 2019-01-01 |  | WPSDGENRLG0106-6 | NR | DnDeemDI | C-In-LED-A19(EISA-Bin-100w-110LPW)-dWP2p6 | None | NonRes | Def-GSIA | All-Ltg-ScrwInLED | None | DirInstall-FULL | DirInstall-BASE | DEER2016 | Disposition |  | Commercial LED-A19(EISA-Bin-100Watt-110LPW-297CompScore) | 4456531 | DEER | Proposed
SDG | 464542 | 2019-01-01 |  | WPSDGENRLG0106-6 | NR | DnDeemed | R-In-LED-A19(EISA-Bin-100w-110LPW)-dWP2p6 | None | Res | Def-GSIA | All-Ltg-ScrwInLED | None | SDG-LED-A19(EISA-Bin-100w-110LPW) | SDG-Std-LED-A19(EISA-Bin-100w-110LPW) | DEER2017 | Disposition |  | LED-A19(EISA-Bin-100Watt-110LPW-297CompScore) | 4456531 | DEER | Proposed
SDG | 464543 | 2019-01-01 |  | WPSDGENRLG0106-6 | NR | DnDeemed | C-In-LED-A19(EISA-Bin-100w-110LPW)-dWP2p6 | None | NonRes | Def-GSIA | All-Ltg-ScrwInLED | None | SDG-LED-A19(EISA-Bin-100w-110LPW) | SDG-Std-LED-A19(EISA-Bin-100w-110LPW) | DEER2016 | Disposition |  | Commercial LED-A19(EISA-Bin-100Watt-110LPW-297CompScore) | 4456531 | DEER | Proposed
SDG | 464544 | 2019-01-01 |  | WPSDGENRLG0106-6 | NR | UpDeemed | R-In-LED-A19(EISA-Bin-100w-100LPW)-dWP2p4 | None | Res | Def-GSIA | All-Ltg-ScrwInLED | None | SDG-LED-A19(EISA-Bin-100w-100LPW) | SDG-Std-LED-A19(EISA-Bin-100w-100LPW) | DEER2017 | Disposition |  | LED-A19(EISA-Bin-100Watt-100LPW-297CompScore) | 4456531 | DEER | Proposed
SDG | 464545 | 2019-01-01 |  | WPSDGENRLG0106-6 | NR | UpDeemed | C-In-LED-A19(EISA-Bin-100w-100LPW)-dWP2p4 | None | NonRes | Def-GSIA | All-Ltg-ScrwInLED | None | SDG-LED-A19(EISA-Bin-100w-100LPW) | SDG-Std-LED-A19(EISA-Bin-100w-100LPW) | DEER2016 | Disposition |  | Commercial LED-A19(EISA-Bin-100Watt-100LPW-297CompScore) | 4456531 | DEER | Proposed
SDG | 464546 | 2019-01-01 |  | WPSDGENRLG0106-6 | NR | DnDeemDI | R-In-LED-A19(EISA-Bin-100w-100LPW)-dWP2p4 | None | Res | Def-GSIA | All-Ltg-ScrwInLED | None | DirInstall-FULL | DirInstall-BASE | DEER2017 | Disposition |  | LED-A19(EISA-Bin-100Watt-100LPW-297CompScore) | 4456531 | DEER | Proposed
SDG | 464547 | 2019-01-01 |  | WPSDGENRLG0106-6 | NR | DnDeemDI | C-In-LED-A19(EISA-Bin-100w-100LPW)-dWP2p4 | None | NonRes | Def-GSIA | All-Ltg-ScrwInLED | None | DirInstall-FULL | DirInstall-BASE | DEER2016 | Disposition |  | Commercial LED-A19(EISA-Bin-100Watt-100LPW-297CompScore) | 4456531 | DEER | Proposed
SDG | 464548 | 2019-01-01 |  | WPSDGENRLG0106-6 | NR | DnDeemed | R-In-LED-A19(EISA-Bin-100w-100LPW)-dWP2p4 | None | Res | Def-GSIA | All-Ltg-ScrwInLED | None | SDG-LED-A19(EISA-Bin-100w-100LPW) | SDG-Std-LED-A19(EISA-Bin-100w-100LPW) | DEER2017 | Disposition |  | LED-A19(EISA-Bin-100Watt-100LPW-297CompScore) | 4456531 | DEER | Proposed
SDG | 464549 | 2019-01-01 |  | WPSDGENRLG0106-6 | NR | DnDeemed | C-In-LED-A19(EISA-Bin-100w-100LPW)-dWP2p4 | None | NonRes | Def-GSIA | All-Ltg-ScrwInLED | None | SDG-LED-A19(EISA-Bin-100w-100LPW) | SDG-Std-LED-A19(EISA-Bin-100w-100LPW) | DEER2016 | Disposition |  | Commercial LED-A19(EISA-Bin-100Watt-100LPW-297CompScore) | 4456531 | DEER | Proposed
SDG | 464550 | 2019-01-01 |  | WPSDGENRLG0106-6 | NR | UpDeemed | R-In-LED-A19(EISA-Bin-100w-90LPW)-dWP2p0 | None | Res | Def-GSIA | All-Ltg-ScrwInLED | None | SDG-LED-A19(EISA-Bin-100w-90LPW) | SDG-Std-LED-A19(EISA-Bin-100w-90LPW) | DEER2017 | Disposition |  | LED-A19(EISA-Bin-100Watt-90LPW-297CompScore) | 4456531 | DEER | Proposed
SDG | 464551 | 2019-01-01 |  | WPSDGENRLG0106-6 | NR | UpDeemed | C-In-LED-A19(EISA-Bin-100w-90LPW)-dWP2p0 | None | NonRes | Def-GSIA | All-Ltg-ScrwInLED | None | SDG-LED-A19(EISA-Bin-100w-90LPW) | SDG-Std-LED-A19(EISA-Bin-100w-90LPW) | DEER2016 | Disposition |  | Commercial LED-A19(EISA-Bin-100Watt-90LPW-297CompScore) | 4456531 | DEER | Proposed
SDG | 464552 | 2019-01-01 |  | WPSDGENRLG0106-6 | NR | DnDeemDI | R-In-LED-A19(EISA-Bin-100w-90LPW)-dWP2p0 | None | Res | Def-GSIA | All-Ltg-ScrwInLED | None | DirInstall-FULL | DirInstall-BASE | DEER2017 | Disposition |  | LED-A19(EISA-Bin-100Watt-90LPW-297CompScore) | 4456531 | DEER | Proposed
SDG | 464553 | 2019-01-01 |  | WPSDGENRLG0106-6 | NR | DnDeemDI | C-In-LED-A19(EISA-Bin-100w-90LPW)-dWP2p0 | None | NonRes | Def-GSIA | All-Ltg-ScrwInLED | None | DirInstall-FULL | DirInstall-BASE | DEER2016 | Disposition |  | Commercial LED-A19(EISA-Bin-100Watt-90LPW-297CompScore) | 4456531 | DEER | Proposed
SDG | 464554 | 2019-01-01 |  | WPSDGENRLG0106-6 | NR | DnDeemed | R-In-LED-A19(EISA-Bin-100w-90LPW)-dWP2p0 | None | Res | Def-GSIA | All-Ltg-ScrwInLED | None | SDG-LED-A19(EISA-Bin-100w-90LPW) | SDG-Std-LED-A19(EISA-Bin-100w-90LPW) | DEER2017 | Disposition |  | LED-A19(EISA-Bin-100Watt-90LPW-297CompScore) | 4456531 | DEER | Proposed
SDG | 464555 | 2019-01-01 |  | WPSDGENRLG0106-6 | NR | DnDeemed | C-In-LED-A19(EISA-Bin-100w-90LPW)-dWP2p0 | None | NonRes | Def-GSIA | All-Ltg-ScrwInLED | None | SDG-LED-A19(EISA-Bin-100w-90LPW) | SDG-Std-LED-A19(EISA-Bin-100w-90LPW) | DEER2016 | Disposition |  | Commercial LED-A19(EISA-Bin-100Watt-90LPW-297CompScore) | 4456531 | DEER | Proposed
SDG | 464556 | 2019-01-01 |  | WPSDGENRLG0106-6 | NR | UpDeemed | R-In-LED-A19(EISA-Bin-75w-120LPW)-dWP2p3 | None | Res | Def-GSIA | All-Ltg-ScrwInLED | None | SDG-LED-A19(EISA-Bin-75w-120LPW) | SDG-Std-LED-A19(EISA-Bin-75w-120LPW) | DEER2017 | Disposition |  | LED-A19(EISA-Bin-75Watt-120LPW-297CompScore) | 4456531 | DEER | Proposed
SDG | 464557 | 2019-01-01 |  | WPSDGENRLG0106-6 | NR | UpDeemed | C-In-LED-A19(EISA-Bin-75w-120LPW)-dWP2p3 | None | NonRes | Def-GSIA | All-Ltg-ScrwInLED | None | SDG-LED-A19(EISA-Bin-75w-120LPW) | SDG-Std-LED-A19(EISA-Bin-75w-120LPW) | DEER2016 | Disposition |  | Commercial LED-A19(EISA-Bin-75Watt-120LPW-297CompScore) | 4456531 | DEER | Proposed
SDG | 464558 | 2019-01-01 |  | WPSDGENRLG0106-6 | NR | DnDeemDI | R-In-LED-A19(EISA-Bin-75w-120LPW)-dWP2p3 | None | Res | Def-GSIA | All-Ltg-ScrwInLED | None | DirInstall-FULL | DirInstall-BASE | DEER2017 | Disposition |  | LED-A19(EISA-Bin-75Watt-120LPW-297CompScore) | 4456531 | DEER | Proposed
SDG | 464559 | 2019-01-01 |  | WPSDGENRLG0106-6 | NR | DnDeemDI | C-In-LED-A19(EISA-Bin-75w-120LPW)-dWP2p3 | None | NonRes | Def-GSIA | All-Ltg-ScrwInLED | None | DirInstall-FULL | DirInstall-BASE | DEER2016 | Disposition |  | Commercial LED-A19(EISA-Bin-75Watt-120LPW-297CompScore) | 4456531 | DEER | Proposed
SDG | 464560 | 2019-01-01 |  | WPSDGENRLG0106-6 | NR | DnDeemed | R-In-LED-A19(EISA-Bin-75w-120LPW)-dWP2p3 | None | Res | Def-GSIA | All-Ltg-ScrwInLED | None | SDG-LED-A19(EISA-Bin-75w-120LPW) | SDG-Std-LED-A19(EISA-Bin-75w-120LPW) | DEER2017 | Disposition |  | LED-A19(EISA-Bin-75Watt-120LPW-297CompScore) | 4456531 | DEER | Proposed
SDG | 464561 | 2019-01-01 |  | WPSDGENRLG0106-6 | NR | DnDeemed | C-In-LED-A19(EISA-Bin-75w-120LPW)-dWP2p3 | None | NonRes | Def-GSIA | All-Ltg-ScrwInLED | None | SDG-LED-A19(EISA-Bin-75w-120LPW) | SDG-Std-LED-A19(EISA-Bin-75w-120LPW) | DEER2016 | Disposition |  | Commercial LED-A19(EISA-Bin-75Watt-120LPW-297CompScore) | 4456531 | DEER | Proposed
SDG | 464562 | 2019-01-01 |  | WPSDGENRLG0106-6 | NR | UpDeemed | R-In-LED-A19(EISA-Bin-75w-110LPW)-dWP1p9 | None | Res | Def-GSIA | All-Ltg-ScrwInLED | None | SDG-LED-A19(EISA-Bin-75w-110LPW) | SDG-Std-LED-A19(EISA-Bin-75w-110LPW) | DEER2017 | Disposition |  | LED-A19(EISA-Bin-75Watt-110LPW-297CompScore) | 4456531 | DEER | Proposed
SDG | 464563 | 2019-01-01 |  | WPSDGENRLG0106-6 | NR | UpDeemed | C-In-LED-A19(EISA-Bin-75w-110LPW)-dWP1p9 | None | NonRes | Def-GSIA | All-Ltg-ScrwInLED | None | SDG-LED-A19(EISA-Bin-75w-110LPW) | SDG-Std-LED-A19(EISA-Bin-75w-110LPW) | DEER2016 | Disposition |  | Commercial LED-A19(EISA-Bin-75Watt-110LPW-297CompScore) | 4456531 | DEER | Proposed
SDG | 464564 | 2019-01-01 |  | WPSDGENRLG0106-6 | NR | DnDeemDI | R-In-LED-A19(EISA-Bin-75w-110LPW)-dWP1p9 | None | Res | Def-GSIA | All-Ltg-ScrwInLED | None | DirInstall-FULL | DirInstall-BASE | DEER2017 | Disposition |  | LED-A19(EISA-Bin-75Watt-110LPW-297CompScore) | 4456531 | DEER | Proposed
SDG | 464565 | 2019-01-01 |  | WPSDGENRLG0106-6 | NR | DnDeemDI | C-In-LED-A19(EISA-Bin-75w-110LPW)-dWP1p9 | None | NonRes | Def-GSIA | All-Ltg-ScrwInLED | None | DirInstall-FULL | DirInstall-BASE | DEER2016 | Disposition |  | Commercial LED-A19(EISA-Bin-75Watt-110LPW-297CompScore) | 4456531 | DEER | Proposed
SDG | 464566 | 2019-01-01 |  | WPSDGENRLG0106-6 | NR | DnDeemed | R-In-LED-A19(EISA-Bin-75w-110LPW)-dWP1p9 | None | Res | Def-GSIA | All-Ltg-ScrwInLED | None | SDG-LED-A19(EISA-Bin-75w-110LPW) | SDG-Std-LED-A19(EISA-Bin-75w-110LPW) | DEER2017 | Disposition |  | LED-A19(EISA-Bin-75Watt-110LPW-297CompScore) | 4456531 | DEER | Proposed
SDG | 464567 | 2019-01-01 |  | WPSDGENRLG0106-6 | NR | DnDeemed | C-In-LED-A19(EISA-Bin-75w-110LPW)-dWP1p9 | None | NonRes | Def-GSIA | All-Ltg-ScrwInLED | None | SDG-LED-A19(EISA-Bin-75w-110LPW) | SDG-Std-LED-A19(EISA-Bin-75w-110LPW) | DEER2016 | Disposition |  | Commercial LED-A19(EISA-Bin-75Watt-110LPW-297CompScore) | 4456531 | DEER | Proposed
SDG | 464568 | 2019-01-01 |  | WPSDGENRLG0106-6 | NR | UpDeemed | R-In-LED-A19(EISA-Bin-75w-100LPW)-dWP1p7 | None | Res | Def-GSIA | All-Ltg-ScrwInLED | None | SDG-LED-A19(EISA-Bin-75w-100LPW) | SDG-Std-LED-A19(EISA-Bin-75w-100LPW) | DEER2017 | Disposition |  | LED-A19(EISA-Bin-75Watt-100LPW-297CompScore) | 4456531 | DEER | Proposed
SDG | 464569 | 2019-01-01 |  | WPSDGENRLG0106-6 | NR | UpDeemed | C-In-LED-A19(EISA-Bin-75w-100LPW)-dWP1p7 | None | NonRes | Def-GSIA | All-Ltg-ScrwInLED | None | SDG-LED-A19(EISA-Bin-75w-100LPW) | SDG-Std-LED-A19(EISA-Bin-75w-100LPW) | DEER2016 | Disposition |  | Commercial LED-A19(EISA-Bin-75Watt-100LPW-297CompScore) | 4456531 | DEER | Proposed
SDG | 464570 | 2019-01-01 |  | WPSDGENRLG0106-6 | NR | DnDeemDI | R-In-LED-A19(EISA-Bin-75w-100LPW)-dWP1p7 | None | Res | Def-GSIA | All-Ltg-ScrwInLED | None | DirInstall-FULL | DirInstall-BASE | DEER2017 | Disposition |  | LED-A19(EISA-Bin-75Watt-100LPW-297CompScore) | 4456531 | DEER | Proposed
SDG | 464571 | 2019-01-01 |  | WPSDGENRLG0106-6 | NR | DnDeemDI | C-In-LED-A19(EISA-Bin-75w-100LPW)-dWP1p7 | None | NonRes | Def-GSIA | All-Ltg-ScrwInLED | None | DirInstall-FULL | DirInstall-BASE | DEER2016 | Disposition |  | Commercial LED-A19(EISA-Bin-75Watt-100LPW-297CompScore) | 4456531 | DEER | Proposed
SDG | 464572 | 2019-01-01 |  | WPSDGENRLG0106-6 | NR | DnDeemed | R-In-LED-A19(EISA-Bin-75w-100LPW)-dWP1p7 | None | Res | Def-GSIA | All-Ltg-ScrwInLED | None | SDG-LED-A19(EISA-Bin-75w-100LPW) | SDG-Std-LED-A19(EISA-Bin-75w-100LPW) | DEER2017 | Disposition |  | LED-A19(EISA-Bin-75Watt-100LPW-297CompScore) | 4456531 | DEER | Proposed
SDG | 464573 | 2019-01-01 |  | WPSDGENRLG0106-6 | NR | DnDeemed | C-In-LED-A19(EISA-Bin-75w-100LPW)-dWP1p7 | None | NonRes | Def-GSIA | All-Ltg-ScrwInLED | None | SDG-LED-A19(EISA-Bin-75w-100LPW) | SDG-Std-LED-A19(EISA-Bin-75w-100LPW) | DEER2016 | Disposition |  | Commercial LED-A19(EISA-Bin-75Watt-100LPW-297CompScore) | 4456531 | DEER | Proposed
SDG | 464574 | 2019-01-01 |  | WPSDGENRLG0106-6 | NR | UpDeemed | R-In-LED-A19(EISA-Bin-75w-90LPW)-dWP1p5 | None | Res | Def-GSIA | All-Ltg-ScrwInLED | None | SDG-LED-A19(EISA-Bin-75w-90LPW) | SDG-Std-LED-A19(EISA-Bin-75w-90LPW) | DEER2017 | Disposition |  | LED-A19(EISA-Bin-75Watt-90LPW-297CompScore) | 4456531 | DEER | Proposed
SDG | 464575 | 2019-01-01 |  | WPSDGENRLG0106-6 | NR | UpDeemed | C-In-LED-A19(EISA-Bin-75w-90LPW)-dWP1p5 | None | NonRes | Def-GSIA | All-Ltg-ScrwInLED | None | SDG-LED-A19(EISA-Bin-75w-90LPW) | SDG-Std-LED-A19(EISA-Bin-75w-90LPW) | DEER2016 | Disposition |  | Commercial LED-A19(EISA-Bin-75Watt-90LPW-297CompScore) | 4456531 | DEER | Proposed
SDG | 464576 | 2019-01-01 |  | WPSDGENRLG0106-6 | NR | DnDeemDI | R-In-LED-A19(EISA-Bin-75w-90LPW)-dWP1p5 | None | Res | Def-GSIA | All-Ltg-ScrwInLED | None | DirInstall-FULL | DirInstall-BASE | DEER2017 | Disposition |  | LED-A19(EISA-Bin-75Watt-90LPW-297CompScore) | 4456531 | DEER | Proposed
SDG | 464577 | 2019-01-01 |  | WPSDGENRLG0106-6 | NR | DnDeemDI | C-In-LED-A19(EISA-Bin-75w-90LPW)-dWP1p5 | None | NonRes | Def-GSIA | All-Ltg-ScrwInLED | None | DirInstall-FULL | DirInstall-BASE | DEER2016 | Disposition |  | Commercial LED-A19(EISA-Bin-75Watt-90LPW-297CompScore) | 4456531 | DEER | Proposed
SDG | 464578 | 2019-01-01 |  | WPSDGENRLG0106-6 | NR | DnDeemed | R-In-LED-A19(EISA-Bin-75w-90LPW)-dWP1p5 | None | Res | Def-GSIA | All-Ltg-ScrwInLED | None | SDG-LED-A19(EISA-Bin-75w-90LPW) | SDG-Std-LED-A19(EISA-Bin-75w-90LPW) | DEER2017 | Disposition |  | LED-A19(EISA-Bin-75Watt-90LPW-297CompScore) | 4456531 | DEER | Proposed
SDG | 464579 | 2019-01-01 |  | WPSDGENRLG0106-6 | NR | DnDeemed | C-In-LED-A19(EISA-Bin-75w-90LPW)-dWP1p5 | None | NonRes | Def-GSIA | All-Ltg-ScrwInLED | None | SDG-LED-A19(EISA-Bin-75w-90LPW) | SDG-Std-LED-A19(EISA-Bin-75w-90LPW) | DEER2016 | Disposition |  | Commercial LED-A19(EISA-Bin-75Watt-90LPW-297CompScore) | 4456531 | DEER | Proposed
SDG | 464580 | 2019-01-01 |  | WPSDGENRLG0106-6 | NR | UpDeemed | R-In-LED-A19(EISA-Bin-60w-120LPW)-dWP1p8 | None | Res | Def-GSIA | All-Ltg-ScrwInLED | None | SDG-LED-A19(EISA-Bin-60w-120LPW) | SDG-Std-LED-A19(EISA-Bin-60w-120LPW) | DEER2017 | Disposition |  | LED-A19(EISA-Bin-60Watt-120LPW-297CompScore) | 4456531 | DEER | Proposed
SDG | 464581 | 2019-01-01 |  | WPSDGENRLG0106-6 | NR | UpDeemed | C-In-LED-A19(EISA-Bin-60w-120LPW)-dWP1p8 | None | NonRes | Def-GSIA | All-Ltg-ScrwInLED | None | SDG-LED-A19(EISA-Bin-60w-120LPW) | SDG-Std-LED-A19(EISA-Bin-60w-120LPW) | DEER2016 | Disposition |  | Commercial LED-A19(EISA-Bin-60Watt-120LPW-297CompScore) | 4456531 | DEER | Proposed
SDG | 464582 | 2019-01-01 |  | WPSDGENRLG0106-6 | NR | DnDeemDI | R-In-LED-A19(EISA-Bin-60w-120LPW)-dWP1p8 | None | Res | Def-GSIA | All-Ltg-ScrwInLED | None | DirInstall-FULL | DirInstall-BASE | DEER2017 | Disposition |  | LED-A19(EISA-Bin-60Watt-120LPW-297CompScore) | 4456531 | DEER | Proposed
SDG | 464583 | 2019-01-01 |  | WPSDGENRLG0106-6 | NR | DnDeemDI | C-In-LED-A19(EISA-Bin-60w-120LPW)-dWP1p8 | None | NonRes | Def-GSIA | All-Ltg-ScrwInLED | None | DirInstall-FULL | DirInstall-BASE | DEER2016 | Disposition |  | Commercial LED-A19(EISA-Bin-60Watt-120LPW-297CompScore) | 4456531 | DEER | Proposed
SDG | 464584 | 2019-01-01 |  | WPSDGENRLG0106-6 | NR | DnDeemed | R-In-LED-A19(EISA-Bin-60w-120LPW)-dWP1p8 | None | Res | Def-GSIA | All-Ltg-ScrwInLED | None | SDG-LED-A19(EISA-Bin-60w-120LPW) | SDG-Std-LED-A19(EISA-Bin-60w-120LPW) | DEER2017 | Disposition |  | LED-A19(EISA-Bin-60Watt-120LPW-297CompScore) | 4456531 | DEER | Proposed
SDG | 464585 | 2019-01-01 |  | WPSDGENRLG0106-6 | NR | DnDeemed | C-In-LED-A19(EISA-Bin-60w-120LPW)-dWP1p8 | None | NonRes | Def-GSIA | All-Ltg-ScrwInLED | None | SDG-LED-A19(EISA-Bin-60w-120LPW) | SDG-Std-LED-A19(EISA-Bin-60w-120LPW) | DEER2016 | Disposition |  | Commercial LED-A19(EISA-Bin-60Watt-120LPW-297CompScore) | 4456531 | DEER | Proposed
SDG | 464586 | 2019-01-01 |  | WPSDGENRLG0106-6 | NR | UpDeemed | R-In-LED-A19(EISA-Bin-60w-110LPW)-dWP1p5 | None | Res | Def-GSIA | All-Ltg-ScrwInLED | None | SDG-LED-A19(EISA-Bin-60w-110LPW) | SDG-Std-LED-A19(EISA-Bin-60w-110LPW) | DEER2017 | Disposition |  | LED-A19(EISA-Bin-60Watt-110LPW-297CompScore) | 4456531 | DEER | Proposed
SDG | 464587 | 2019-01-01 |  | WPSDGENRLG0106-6 | NR | UpDeemed | C-In-LED-A19(EISA-Bin-60w-110LPW)-dWP1p5 | None | NonRes | Def-GSIA | All-Ltg-ScrwInLED | None | SDG-LED-A19(EISA-Bin-60w-110LPW) | SDG-Std-LED-A19(EISA-Bin-60w-110LPW) | DEER2016 | Disposition |  | Commercial LED-A19(EISA-Bin-60Watt-110LPW-297CompScore) | 4456531 | DEER | Proposed
SDG | 464588 | 2019-01-01 |  | WPSDGENRLG0106-6 | NR | DnDeemDI | R-In-LED-A19(EISA-Bin-60w-110LPW)-dWP1p5 | None | Res | Def-GSIA | All-Ltg-ScrwInLED | None | DirInstall-FULL | DirInstall-BASE | DEER2017 | Disposition |  | LED-A19(EISA-Bin-60Watt-110LPW-297CompScore) | 4456531 | DEER | Proposed
SDG | 464589 | 2019-01-01 |  | WPSDGENRLG0106-6 | NR | DnDeemDI | C-In-LED-A19(EISA-Bin-60w-110LPW)-dWP1p5 | None | NonRes | Def-GSIA | All-Ltg-ScrwInLED | None | DirInstall-FULL | DirInstall-BASE | DEER2016 | Disposition |  | Commercial LED-A19(EISA-Bin-60Watt-110LPW-297CompScore) | 4456531 | DEER | Proposed
SDG | 464590 | 2019-01-01 |  | WPSDGENRLG0106-6 | NR | DnDeemed | R-In-LED-A19(EISA-Bin-60w-110LPW)-dWP1p5 | None | Res | Def-GSIA | All-Ltg-ScrwInLED | None | SDG-LED-A19(EISA-Bin-60w-110LPW) | SDG-Std-LED-A19(EISA-Bin-60w-110LPW) | DEER2017 | Disposition |  | LED-A19(EISA-Bin-60Watt-110LPW-297CompScore) | 4456531 | DEER | Proposed
SDG | 464591 | 2019-01-01 |  | WPSDGENRLG0106-6 | NR | DnDeemed | C-In-LED-A19(EISA-Bin-60w-110LPW)-dWP1p5 | None | NonRes | Def-GSIA | All-Ltg-ScrwInLED | None | SDG-LED-A19(EISA-Bin-60w-110LPW) | SDG-Std-LED-A19(EISA-Bin-60w-110LPW) | DEER2016 | Disposition |  | Commercial LED-A19(EISA-Bin-60Watt-110LPW-297CompScore) | 4456531 | DEER | Proposed
SDG | 464592 | 2019-01-01 |  | WPSDGENRLG0106-6 | NR | UpDeemed | R-In-LED-A19(EISA-Bin-60w-100LPW)-dWP1p4 | None | Res | Def-GSIA | All-Ltg-ScrwInLED | None | SDG-LED-A19(EISA-Bin-60w-100LPW) | SDG-Std-LED-A19(EISA-Bin-60w-100LPW) | DEER2017 | Disposition |  | LED-A19(EISA-Bin-60Watt-100LPW-297CompScore) | 4456531 | DEER | Proposed
SDG | 464593 | 2019-01-01 |  | WPSDGENRLG0106-6 | NR | UpDeemed | C-In-LED-A19(EISA-Bin-60w-100LPW)-dWP1p4 | None | NonRes | Def-GSIA | All-Ltg-ScrwInLED | None | SDG-LED-A19(EISA-Bin-60w-100LPW) | SDG-Std-LED-A19(EISA-Bin-60w-100LPW) | DEER2016 | Disposition |  | Commercial LED-A19(EISA-Bin-60Watt-100LPW-297CompScore) | 4456531 | DEER | Proposed
SDG | 464594 | 2019-01-01 |  | WPSDGENRLG0106-6 | NR | DnDeemDI | R-In-LED-A19(EISA-Bin-60w-100LPW)-dWP1p4 | None | Res | Def-GSIA | All-Ltg-ScrwInLED | None | DirInstall-FULL | DirInstall-BASE | DEER2017 | Disposition |  | LED-A19(EISA-Bin-60Watt-100LPW-297CompScore) | 4456531 | DEER | Proposed
SDG | 464595 | 2019-01-01 |  | WPSDGENRLG0106-6 | NR | DnDeemDI | C-In-LED-A19(EISA-Bin-60w-100LPW)-dWP1p4 | None | NonRes | Def-GSIA | All-Ltg-ScrwInLED | None | DirInstall-FULL | DirInstall-BASE | DEER2016 | Disposition |  | Commercial LED-A19(EISA-Bin-60Watt-100LPW-297CompScore) | 4456531 | DEER | Proposed
SDG | 464596 | 2019-01-01 |  | WPSDGENRLG0106-6 | NR | DnDeemed | R-In-LED-A19(EISA-Bin-60w-100LPW)-dWP1p4 | None | Res | Def-GSIA | All-Ltg-ScrwInLED | None | SDG-LED-A19(EISA-Bin-60w-100LPW) | SDG-Std-LED-A19(EISA-Bin-60w-100LPW) | DEER2017 | Disposition |  | LED-A19(EISA-Bin-60Watt-100LPW-297CompScore) | 4456531 | DEER | Proposed
SDG | 464597 | 2019-01-01 |  | WPSDGENRLG0106-6 | NR | DnDeemed | C-In-LED-A19(EISA-Bin-60w-100LPW)-dWP1p4 | None | NonRes | Def-GSIA | All-Ltg-ScrwInLED | None | SDG-LED-A19(EISA-Bin-60w-100LPW) | SDG-Std-LED-A19(EISA-Bin-60w-100LPW) | DEER2016 | Disposition |  | Commercial LED-A19(EISA-Bin-60Watt-100LPW-297CompScore) | 4456531 | DEER | Proposed
SDG | 464598 | 2019-01-01 |  | WPSDGENRLG0106-6 | NR | UpDeemed | R-In-LED-A19(EISA-Bin-60w-90LPW)-dWP1p3 | None | Res | Def-GSIA | All-Ltg-ScrwInLED | None | SDG-LED-A19(EISA-Bin-60w-90LPW) | SDG-Std-LED-A19(EISA-Bin-60w-90LPW) | DEER2017 | Disposition |  | LED-A19(EISA-Bin-60Watt-90LPW-297CompScore) | 4456531 | DEER | Proposed
SDG | 464599 | 2019-01-01 |  | WPSDGENRLG0106-6 | NR | UpDeemed | C-In-LED-A19(EISA-Bin-60w-90LPW)-dWP1p3 | None | NonRes | Def-GSIA | All-Ltg-ScrwInLED | None | SDG-LED-A19(EISA-Bin-60w-90LPW) | SDG-Std-LED-A19(EISA-Bin-60w-90LPW) | DEER2016 | Disposition |  | Commercial LED-A19(EISA-Bin-60Watt-90LPW-297CompScore) | 4456531 | DEER | Proposed
SDG | 464600 | 2019-01-01 |  | WPSDGENRLG0106-6 | NR | DnDeemDI | R-In-LED-A19(EISA-Bin-60w-90LPW)-dWP1p3 | None | Res | Def-GSIA | All-Ltg-ScrwInLED | None | DirInstall-FULL | DirInstall-BASE | DEER2017 | Disposition |  | LED-A19(EISA-Bin-60Watt-90LPW-297CompScore) | 4456531 | DEER | Proposed
SDG | 464601 | 2019-01-01 |  | WPSDGENRLG0106-6 | NR | DnDeemDI | C-In-LED-A19(EISA-Bin-60w-90LPW)-dWP1p3 | None | NonRes | Def-GSIA | All-Ltg-ScrwInLED | None | DirInstall-FULL | DirInstall-BASE | DEER2016 | Disposition |  | Commercial LED-A19(EISA-Bin-60Watt-90LPW-297CompScore) | 4456531 | DEER | Proposed
SDG | 464602 | 2019-01-01 |  | WPSDGENRLG0106-6 | NR | DnDeemed | R-In-LED-A19(EISA-Bin-60w-90LPW)-dWP1p3 | None | Res | Def-GSIA | All-Ltg-ScrwInLED | None | SDG-LED-A19(EISA-Bin-60w-90LPW) | SDG-Std-LED-A19(EISA-Bin-60w-90LPW) | DEER2017 | Disposition |  | LED-A19(EISA-Bin-60Watt-90LPW-297CompScore) | 4456531 | DEER | Proposed
SDG | 464603 | 2019-01-01 |  | WPSDGENRLG0106-6 | NR | DnDeemed | C-In-LED-A19(EISA-Bin-60w-90LPW)-dWP1p3 | None | NonRes | Def-GSIA | All-Ltg-ScrwInLED | None | SDG-LED-A19(EISA-Bin-60w-90LPW) | SDG-Std-LED-A19(EISA-Bin-60w-90LPW) | DEER2016 | Disposition |  | Commercial LED-A19(EISA-Bin-60Watt-90LPW-297CompScore) | 4456531 | DEER | Proposed
SDG | 464604 | 2019-01-01 |  | WPSDGENRLG0106-6 | NR | UpDeemed | R-In-LED-A19(EISA-Bin-40w-120LPW)-dWP1p5 | None | Res | Def-GSIA | All-Ltg-ScrwInLED | None | SDG-LED-A19(EISA-Bin-40w-120LPW) | SDG-Std-LED-A19(EISA-Bin-40w-120LPW) | DEER2017 | Disposition |  | LED-A19(EISA-Bin-40Watt-120LPW-297CompScore) | 4456531 | DEER | Proposed
SDG | 464605 | 2019-01-01 |  | WPSDGENRLG0106-6 | NR | UpDeemed | C-In-LED-A19(EISA-Bin-40w-120LPW)-dWP1p5 | None | NonRes | Def-GSIA | All-Ltg-ScrwInLED | None | SDG-LED-A19(EISA-Bin-40w-120LPW) | SDG-Std-LED-A19(EISA-Bin-40w-120LPW) | DEER2016 | Disposition |  | Commercial LED-A19(EISA-Bin-40Watt-120LPW-297CompScore) | 4456531 | DEER | Proposed
SDG | 464606 | 2019-01-01 |  | WPSDGENRLG0106-6 | NR | DnDeemDI | R-In-LED-A19(EISA-Bin-40w-120LPW)-dWP1p5 | None | Res | Def-GSIA | All-Ltg-ScrwInLED | None | DirInstall-FULL | DirInstall-BASE | DEER2017 | Disposition |  | LED-A19(EISA-Bin-40Watt-120LPW-297CompScore) | 4456531 | DEER | Proposed
SDG | 464607 | 2019-01-01 |  | WPSDGENRLG0106-6 | NR | DnDeemDI | C-In-LED-A19(EISA-Bin-40w-120LPW)-dWP1p5 | None | NonRes | Def-GSIA | All-Ltg-ScrwInLED | None | DirInstall-FULL | DirInstall-BASE | DEER2016 | Disposition |  | Commercial LED-A19(EISA-Bin-40Watt-120LPW-297CompScore) | 4456531 | DEER | Proposed
SDG | 464608 | 2019-01-01 |  | WPSDGENRLG0106-6 | NR | DnDeemed | R-In-LED-A19(EISA-Bin-40w-120LPW)-dWP1p5 | None | Res | Def-GSIA | All-Ltg-ScrwInLED | None | SDG-LED-A19(EISA-Bin-40w-120LPW) | SDG-Std-LED-A19(EISA-Bin-40w-120LPW) | DEER2017 | Disposition |  | LED-A19(EISA-Bin-40Watt-120LPW-297CompScore) | 4456531 | DEER | Proposed
SDG | 464609 | 2019-01-01 |  | WPSDGENRLG0106-6 | NR | DnDeemed | C-In-LED-A19(EISA-Bin-40w-120LPW)-dWP1p5 | None | NonRes | Def-GSIA | All-Ltg-ScrwInLED | None | SDG-LED-A19(EISA-Bin-40w-120LPW) | SDG-Std-LED-A19(EISA-Bin-40w-120LPW) | DEER2016 | Disposition |  | Commercial LED-A19(EISA-Bin-40Watt-120LPW-297CompScore) | 4456531 | DEER | Proposed
SDG | 464610 | 2019-01-01 |  | WPSDGENRLG0106-6 | NR | UpDeemed | R-In-LED-A19(EISA-Bin-40w-110LPW)-dWP1p2 | None | Res | Def-GSIA | All-Ltg-ScrwInLED | None | SDG-LED-A19(EISA-Bin-40w-110LPW) | SDG-Std-LED-A19(EISA-Bin-40w-110LPW) | DEER2017 | Disposition |  | LED-A19(EISA-Bin-40Watt-110LPW-297CompScore) | 4456531 | DEER | Proposed
SDG | 464611 | 2019-01-01 |  | WPSDGENRLG0106-6 | NR | UpDeemed | C-In-LED-A19(EISA-Bin-40w-110LPW)-dWP1p2 | None | NonRes | Def-GSIA | All-Ltg-ScrwInLED | None | SDG-LED-A19(EISA-Bin-40w-110LPW) | SDG-Std-LED-A19(EISA-Bin-40w-110LPW) | DEER2016 | Disposition |  | Commercial LED-A19(EISA-Bin-40Watt-110LPW-297CompScore) | 4456531 | DEER | Proposed
SDG | 464612 | 2019-01-01 |  | WPSDGENRLG0106-6 | NR | DnDeemDI | R-In-LED-A19(EISA-Bin-40w-110LPW)-dWP1p2 | None | Res | Def-GSIA | All-Ltg-ScrwInLED | None | DirInstall-FULL | DirInstall-BASE | DEER2017 | Disposition |  | LED-A19(EISA-Bin-40Watt-110LPW-297CompScore) | 4456531 | DEER | Proposed
SDG | 464613 | 2019-01-01 |  | WPSDGENRLG0106-6 | NR | DnDeemDI | C-In-LED-A19(EISA-Bin-40w-110LPW)-dWP1p2 | None | NonRes | Def-GSIA | All-Ltg-ScrwInLED | None | DirInstall-FULL | DirInstall-BASE | DEER2016 | Disposition |  | Commercial LED-A19(EISA-Bin-40Watt-110LPW-297CompScore) | 4456531 | DEER | Proposed
SDG | 464614 | 2019-01-01 |  | WPSDGENRLG0106-6 | NR | DnDeemed | R-In-LED-A19(EISA-Bin-40w-110LPW)-dWP1p2 | None | Res | Def-GSIA | All-Ltg-ScrwInLED | None | SDG-LED-A19(EISA-Bin-40w-110LPW) | SDG-Std-LED-A19(EISA-Bin-40w-110LPW) | DEER2017 | Disposition |  | LED-A19(EISA-Bin-40Watt-110LPW-297CompScore) | 4456531 | DEER | Proposed
SDG | 464615 | 2019-01-01 |  | WPSDGENRLG0106-6 | NR | DnDeemed | C-In-LED-A19(EISA-Bin-40w-110LPW)-dWP1p2 | None | NonRes | Def-GSIA | All-Ltg-ScrwInLED | None | SDG-LED-A19(EISA-Bin-40w-110LPW) | SDG-Std-LED-A19(EISA-Bin-40w-110LPW) | DEER2016 | Disposition |  | Commercial LED-A19(EISA-Bin-40Watt-110LPW-297CompScore) | 4456531 | DEER | Proposed
SDG | 464616 | 2019-01-01 |  | WPSDGENRLG0106-6 | NR | UpDeemed | R-In-LED-A19(EISA-Bin-40w-100LPW)-dWP1p1 | None | Res | Def-GSIA | All-Ltg-ScrwInLED | None | SDG-LED-A19(EISA-Bin-40w-100LPW) | SDG-Std-LED-A19(EISA-Bin-40w-100LPW) | DEER2017 | Disposition |  | LED-A19(EISA-Bin-40Watt-100LPW-297CompScore) | 4456531 | DEER | Proposed
SDG | 464617 | 2019-01-01 |  | WPSDGENRLG0106-6 | NR | UpDeemed | C-In-LED-A19(EISA-Bin-40w-100LPW)-dWP1p1 | None | NonRes | Def-GSIA | All-Ltg-ScrwInLED | None | SDG-LED-A19(EISA-Bin-40w-100LPW) | SDG-Std-LED-A19(EISA-Bin-40w-100LPW) | DEER2016 | Disposition |  | Commercial LED-A19(EISA-Bin-40Watt-100LPW-297CompScore) | 4456531 | DEER | Proposed
SDG | 464618 | 2019-01-01 |  | WPSDGENRLG0106-6 | NR | DnDeemDI | R-In-LED-A19(EISA-Bin-40w-100LPW)-dWP1p1 | None | Res | Def-GSIA | All-Ltg-ScrwInLED | None | DirInstall-FULL | DirInstall-BASE | DEER2017 | Disposition |  | LED-A19(EISA-Bin-40Watt-100LPW-297CompScore) | 4456531 | DEER | Proposed
SDG | 464619 | 2019-01-01 |  | WPSDGENRLG0106-6 | NR | DnDeemDI | C-In-LED-A19(EISA-Bin-40w-100LPW)-dWP1p1 | None | NonRes | Def-GSIA | All-Ltg-ScrwInLED | None | DirInstall-FULL | DirInstall-BASE | DEER2016 | Disposition |  | Commercial LED-A19(EISA-Bin-40Watt-100LPW-297CompScore) | 4456531 | DEER | Proposed
SDG | 464620 | 2019-01-01 |  | WPSDGENRLG0106-6 | NR | DnDeemed | R-In-LED-A19(EISA-Bin-40w-100LPW)-dWP1p1 | None | Res | Def-GSIA | All-Ltg-ScrwInLED | None | SDG-LED-A19(EISA-Bin-40w-100LPW) | SDG-Std-LED-A19(EISA-Bin-40w-100LPW) | DEER2017 | Disposition |  | LED-A19(EISA-Bin-40Watt-100LPW-297CompScore) | 4456531 | DEER | Proposed
SDG | 464621 | 2019-01-01 |  | WPSDGENRLG0106-6 | NR | DnDeemed | C-In-LED-A19(EISA-Bin-40w-100LPW)-dWP1p1 | None | NonRes | Def-GSIA | All-Ltg-ScrwInLED | None | SDG-LED-A19(EISA-Bin-40w-100LPW) | SDG-Std-LED-A19(EISA-Bin-40w-100LPW) | DEER2016 | Disposition |  | Commercial LED-A19(EISA-Bin-40Watt-100LPW-297CompScore) | 4456531 | DEER | Proposed
SDG | 464622 | 2019-01-01 |  | WPSDGENRLG0106-6 | NR | UpDeemed | R-In-LED-A19(EISA-Bin-40w-90LPW)-dWP1p0 | None | Res | Def-GSIA | All-Ltg-ScrwInLED | None | SDG-LED-A19(EISA-Bin-40w-90LPW) | SDG-Std-LED-A19(EISA-Bin-40w-90LPW) | DEER2017 | Disposition |  | LED-A19(EISA-Bin-40Watt-90LPW-297CompScore) | 4456531 | DEER | Proposed
SDG | 464623 | 2019-01-01 |  | WPSDGENRLG0106-6 | NR | UpDeemed | C-In-LED-A19(EISA-Bin-40w-90LPW)-dWP1p0 | None | NonRes | Def-GSIA | All-Ltg-ScrwInLED | None | SDG-LED-A19(EISA-Bin-40w-90LPW) | SDG-Std-LED-A19(EISA-Bin-40w-90LPW) | DEER2016 | Disposition |  | Commercial LED-A19(EISA-Bin-40Watt-90LPW-297CompScore) | 4456531 | DEER | Proposed
SDG | 464624 | 2019-01-01 |  | WPSDGENRLG0106-6 | NR | DnDeemDI | R-In-LED-A19(EISA-Bin-40w-90LPW)-dWP1p0 | None | Res | Def-GSIA | All-Ltg-ScrwInLED | None | DirInstall-FULL | DirInstall-BASE | DEER2017 | Disposition |  | LED-A19(EISA-Bin-40Watt-90LPW-297CompScore) | 4456531 | DEER | Proposed
SDG | 464625 | 2019-01-01 |  | WPSDGENRLG0106-6 | NR | DnDeemDI | C-In-LED-A19(EISA-Bin-40w-90LPW)-dWP1p0 | None | NonRes | Def-GSIA | All-Ltg-ScrwInLED | None | DirInstall-FULL | DirInstall-BASE | DEER2016 | Disposition |  | Commercial LED-A19(EISA-Bin-40Watt-90LPW-297CompScore) | 4456531 | DEER | Proposed
SDG | 464626 | 2019-01-01 |  | WPSDGENRLG0106-6 | NR | DnDeemed | R-In-LED-A19(EISA-Bin-40w-90LPW)-dWP1p0 | None | Res | Def-GSIA | All-Ltg-ScrwInLED | None | SDG-LED-A19(EISA-Bin-40w-90LPW) | SDG-Std-LED-A19(EISA-Bin-40w-90LPW) | DEER2017 | Disposition |  | LED-A19(EISA-Bin-40Watt-90LPW-297CompScore) | 4456531 | DEER | Proposed
SDG | 464627 | 2019-01-01 |  | WPSDGENRLG0106-6 | NR | DnDeemed | C-In-LED-A19(EISA-Bin-40w-90LPW)-dWP1p0 | None | NonRes | Def-GSIA | All-Ltg-ScrwInLED | None | SDG-LED-A19(EISA-Bin-40w-90LPW) | SDG-Std-LED-A19(EISA-Bin-40w-90LPW) | DEER2016 | Disposition |  | Commercial LED-A19(EISA-Bin-40Watt-90LPW-297CompScore) | 4456531 | DEER | Proposed
SDG | 464628 | 2019-01-01 |  | WPSDGENRLG0107-0 | NR | UpDeemed | R-In-LED-CanRet(8w)-dWP11 | None | Res | Def-GSIA | All-Ltg-ScrwInLED | None | SDG-LED-CanRet(8wto<9w) | SDG-Std_PAR30(8wto<9w)_10pCFL-40pLED-50pInc | DEER2017 | Disposition |  | LED Can Retrofit: 8 to <9 Watts | 4456531 | DEER | Proposed
SDG | 464629 | 2019-01-01 |  | WPSDGENRLG0107-0 | NR | UpDeemed | C-In-LED-CanRet(8w)-dWP11 | None | NonRes | Def-GSIA | All-Ltg-ScrwInLED | None | SDG-LED-CanRet(8wto<9w) | SDG-Std_PAR30(8wto<9w)_10pCFL-40pLED-50pInc | DEER2016 | Disposition |  | Commercial LED Can Retrofit: 8 to <9 Watts | 4456531 | DEER | Proposed
SDG | 464630 | 2019-01-01 |  | WPSDGENRLG0107-0 | NR | DnDeemDI | R-In-LED-CanRet(8w)-dWP11 | None | Res | Def-GSIA | All-Ltg-ScrwInLED | None | DirInstall-FULL | DirInstall-BASE | DEER2017 | Disposition |  | LED Can Retrofit: 8 to <9 Watts | 4456531 | DEER | Proposed
SDG | 464631 | 2019-01-01 |  | WPSDGENRLG0107-0 | NR | DnDeemDI | C-In-LED-CanRet(8w)-dWP11 | None | NonRes | Def-GSIA | All-Ltg-ScrwInLED | None | DirInstall-FULL | DirInstall-BASE | DEER2016 | Disposition |  | Commercial LED Can Retrofit: 8 to <9 Watts | 4456531 | DEER | Proposed
SDG | 464632 | 2019-01-01 |  | WPSDGENRLG0107-0 | NR | DnDeemed | R-In-LED-CanRet(8w)-dWP11 | None | Res | Def-GSIA | All-Ltg-ScrwInLED | None | SDG-LED-CanRet(8wto<9w) | SDG-Std_PAR30(8wto<9w)_10pCFL-40pLED-50pInc | DEER2017 | Disposition |  | LED Can Retrofit: 8 to <9 Watts | 4456531 | DEER | Proposed
SDG | 464633 | 2019-01-01 |  | WPSDGENRLG0107-0 | NR | DnDeemed | C-In-LED-CanRet(8w)-dWP11 | None | NonRes | Def-GSIA | All-Ltg-ScrwInLED | None | SDG-LED-CanRet(8wto<9w) | SDG-Std_PAR30(8wto<9w)_10pCFL-40pLED-50pInc | DEER2016 | Disposition |  | Commercial LED Can Retrofit: 8 to <9 Watts | 4456531 | DEER | Proposed
SDG | 464634 | 2019-01-01 |  | WPSDGENRLG0107-0 | NR | UpDeemed | R-In-LED-CanRet(9w)-dWP12 | None | Res | Def-GSIA | All-Ltg-ScrwInLED | None | SDG-LED-CanRet(9wto<10w) | SDG-Std_PAR30(9wto<10w)_10pCFL-40pLED-50pInc | DEER2017 | Disposition |  | LED Can Retrofit: 9 to <10 Watts | 4456531 | DEER | Proposed
SDG | 464635 | 2019-01-01 |  | WPSDGENRLG0107-0 | NR | UpDeemed | C-In-LED-CanRet(9w)-dWP12 | None | NonRes | Def-GSIA | All-Ltg-ScrwInLED | None | SDG-LED-CanRet(9wto<10w) | SDG-Std_PAR30(9wto<10w)_10pCFL-40pLED-50pInc | DEER2016 | Disposition |  | Commercial LED Can Retrofit: 9 to <10 Watts | 4456531 | DEER | Proposed
SDG | 464636 | 2019-01-01 |  | WPSDGENRLG0107-0 | NR | DnDeemDI | R-In-LED-CanRet(9w)-dWP12 | None | Res | Def-GSIA | All-Ltg-ScrwInLED | None | DirInstall-FULL | DirInstall-BASE | DEER2017 | Disposition |  | LED Can Retrofit: 9 to <10 Watts | 4456531 | DEER | Proposed
SDG | 464637 | 2019-01-01 |  | WPSDGENRLG0107-0 | NR | DnDeemDI | C-In-LED-CanRet(9w)-dWP12 | None | NonRes | Def-GSIA | All-Ltg-ScrwInLED | None | DirInstall-FULL | DirInstall-BASE | DEER2016 | Disposition |  | Commercial LED Can Retrofit: 9 to <10 Watts | 4456531 | DEER | Proposed
SDG | 464638 | 2019-01-01 |  | WPSDGENRLG0107-0 | NR | DnDeemed | R-In-LED-CanRet(9w)-dWP12 | None | Res | Def-GSIA | All-Ltg-ScrwInLED | None | SDG-LED-CanRet(9wto<10w) | SDG-Std_PAR30(9wto<10w)_10pCFL-40pLED-50pInc | DEER2017 | Disposition |  | LED Can Retrofit: 9 to <10 Watts | 4456531 | DEER | Proposed
SDG | 464639 | 2019-01-01 |  | WPSDGENRLG0107-0 | NR | DnDeemed | C-In-LED-CanRet(9w)-dWP12 | None | NonRes | Def-GSIA | All-Ltg-ScrwInLED | None | SDG-LED-CanRet(9wto<10w) | SDG-Std_PAR30(9wto<10w)_10pCFL-40pLED-50pInc | DEER2016 | Disposition |  | Commercial LED Can Retrofit: 9 to <10 Watts | 4456531 | DEER | Proposed
SDG | 464640 | 2019-01-01 |  | WPSDGENRLG0107-0 | NR | UpDeemed | R-In-LED-CanRet(10w)-dWP13 | None | Res | Def-GSIA | All-Ltg-ScrwInLED | None | SDG-LED-CanRet(10wto<11w) | SDG-Std_PAR30(10wto<11w)_10pCFL-40pLED-50pInc | DEER2017 | Disposition |  | LED Can Retrofit: 10 to <11 Watts | 4456531 | DEER | Proposed
SDG | 464641 | 2019-01-01 |  | WPSDGENRLG0107-0 | NR | UpDeemed | C-In-LED-CanRet(10w)-dWP13 | None | NonRes | Def-GSIA | All-Ltg-ScrwInLED | None | SDG-LED-CanRet(10wto<11w) | SDG-Std_PAR30(10wto<11w)_10pCFL-40pLED-50pInc | DEER2016 | Disposition |  | Commercial LED Can Retrofit: 10 to <11 Watts | 4456531 | DEER | Proposed
SDG | 464642 | 2019-01-01 |  | WPSDGENRLG0107-0 | NR | DnDeemDI | R-In-LED-CanRet(10w)-dWP13 | None | Res | Def-GSIA | All-Ltg-ScrwInLED | None | DirInstall-FULL | DirInstall-BASE | DEER2017 | Disposition |  | LED Can Retrofit: 10 to <11 Watts | 4456531 | DEER | Proposed
SDG | 464643 | 2019-01-01 |  | WPSDGENRLG0107-0 | NR | DnDeemDI | C-In-LED-CanRet(10w)-dWP13 | None | NonRes | Def-GSIA | All-Ltg-ScrwInLED | None | DirInstall-FULL | DirInstall-BASE | DEER2016 | Disposition |  | Commercial LED Can Retrofit: 10 to <11 Watts | 4456531 | DEER | Proposed
SDG | 464644 | 2019-01-01 |  | WPSDGENRLG0107-0 | NR | DnDeemed | R-In-LED-CanRet(10w)-dWP13 | None | Res | Def-GSIA | All-Ltg-ScrwInLED | None | SDG-LED-CanRet(10wto<11w) | SDG-Std_PAR30(10wto<11w)_10pCFL-40pLED-50pInc | DEER2017 | Disposition |  | LED Can Retrofit: 10 to <11 Watts | 4456531 | DEER | Proposed
SDG | 464645 | 2019-01-01 |  | WPSDGENRLG0107-0 | NR | DnDeemed | C-In-LED-CanRet(10w)-dWP13 | None | NonRes | Def-GSIA | All-Ltg-ScrwInLED | None | SDG-LED-CanRet(10wto<11w) | SDG-Std_PAR30(10wto<11w)_10pCFL-40pLED-50pInc | DEER2016 | Disposition |  | Commercial LED Can Retrofit: 10 to <11 Watts | 4456531 | DEER | Proposed
SDG | 464646 | 2019-01-01 |  | WPSDGENRLG0107-0 | NR | UpDeemed | R-In-LED-CanRet(11w)-dWP15 | None | Res | Def-GSIA | All-Ltg-ScrwInLED | None | SDG-LED-CanRet(11wto<12w) | SDG-Std_PAR30(11wto<12w)_10pCFL-40pLED-50pInc | DEER2017 | Disposition |  | LED Can Retrofit: 11 to <12 Watts | 4456531 | DEER | Proposed
SDG | 464647 | 2019-01-01 |  | WPSDGENRLG0107-0 | NR | UpDeemed | C-In-LED-CanRet(11w)-dWP15 | None | NonRes | Def-GSIA | All-Ltg-ScrwInLED | None | SDG-LED-CanRet(11wto<12w) | SDG-Std_PAR30(11wto<12w)_10pCFL-40pLED-50pInc | DEER2016 | Disposition |  | Commercial LED Can Retrofit: 11 to <12 Watts | 4456531 | DEER | Proposed
SDG | 464648 | 2019-01-01 |  | WPSDGENRLG0107-0 | NR | DnDeemDI | R-In-LED-CanRet(11w)-dWP15 | None | Res | Def-GSIA | All-Ltg-ScrwInLED | None | DirInstall-FULL | DirInstall-BASE | DEER2017 | Disposition |  | LED Can Retrofit: 11 to <12 Watts | 4456531 | DEER | Proposed
SDG | 464649 | 2019-01-01 |  | WPSDGENRLG0107-0 | NR | DnDeemDI | C-In-LED-CanRet(11w)-dWP15 | None | NonRes | Def-GSIA | All-Ltg-ScrwInLED | None | DirInstall-FULL | DirInstall-BASE | DEER2016 | Disposition |  | Commercial LED Can Retrofit: 11 to <12 Watts | 4456531 | DEER | Proposed
SDG | 464650 | 2019-01-01 |  | WPSDGENRLG0107-0 | NR | DnDeemed | R-In-LED-CanRet(11w)-dWP15 | None | Res | Def-GSIA | All-Ltg-ScrwInLED | None | SDG-LED-CanRet(11wto<12w) | SDG-Std_PAR30(11wto<12w)_10pCFL-40pLED-50pInc | DEER2017 | Disposition |  | LED Can Retrofit: 11 to <12 Watts | 4456531 | DEER | Proposed
SDG | 464651 | 2019-01-01 |  | WPSDGENRLG0107-0 | NR | DnDeemed | C-In-LED-CanRet(11w)-dWP15 | None | NonRes | Def-GSIA | All-Ltg-ScrwInLED | None | SDG-LED-CanRet(11wto<12w) | SDG-Std_PAR30(11wto<12w)_10pCFL-40pLED-50pInc | DEER2016 | Disposition |  | Commercial LED Can Retrofit: 11 to <12 Watts | 4456531 | DEER | Proposed
SDG | 464652 | 2019-01-01 |  | WPSDGENRLG0107-0 | NR | UpDeemed | R-In-LED-CanRet(12w)-dWP16 | None | Res | Def-GSIA | All-Ltg-ScrwInLED | None | SDG-LED-CanRet(12wto<13w) | SDG-Std_PAR30(12wto<13w)_10pCFL-40pLED-50pInc | DEER2017 | Disposition |  | LED Can Retrofit: 12 to <13 Watts | 4456531 | DEER | Proposed
SDG | 464653 | 2019-01-01 |  | WPSDGENRLG0107-0 | NR | UpDeemed | C-In-LED-CanRet(12w)-dWP16 | None | NonRes | Def-GSIA | All-Ltg-ScrwInLED | None | SDG-LED-CanRet(12wto<13w) | SDG-Std_PAR30(12wto<13w)_10pCFL-40pLED-50pInc | DEER2016 | Disposition |  | Commercial LED Can Retrofit: 12 to <13 Watts | 4456531 | DEER | Proposed
SDG | 464654 | 2019-01-01 |  | WPSDGENRLG0107-0 | NR | DnDeemDI | R-In-LED-CanRet(12w)-dWP16 | None | Res | Def-GSIA | All-Ltg-ScrwInLED | None | DirInstall-FULL | DirInstall-BASE | DEER2017 | Disposition |  | LED Can Retrofit: 12 to <13 Watts | 4456531 | DEER | Proposed
SDG | 464655 | 2019-01-01 |  | WPSDGENRLG0107-0 | NR | DnDeemDI | C-In-LED-CanRet(12w)-dWP16 | None | NonRes | Def-GSIA | All-Ltg-ScrwInLED | None | DirInstall-FULL | DirInstall-BASE | DEER2016 | Disposition |  | Commercial LED Can Retrofit: 12 to <13 Watts | 4456531 | DEER | Proposed
SDG | 464656 | 2019-01-01 |  | WPSDGENRLG0107-0 | NR | DnDeemed | R-In-LED-CanRet(12w)-dWP16 | None | Res | Def-GSIA | All-Ltg-ScrwInLED | None | SDG-LED-CanRet(12wto<13w) | SDG-Std_PAR30(12wto<13w)_10pCFL-40pLED-50pInc | DEER2017 | Disposition |  | LED Can Retrofit: 12 to <13 Watts | 4456531 | DEER | Proposed
SDG | 464657 | 2019-01-01 |  | WPSDGENRLG0107-0 | NR | DnDeemed | C-In-LED-CanRet(12w)-dWP16 | None | NonRes | Def-GSIA | All-Ltg-ScrwInLED | None | SDG-LED-CanRet(12wto<13w) | SDG-Std_PAR30(12wto<13w)_10pCFL-40pLED-50pInc | DEER2016 | Disposition |  | Commercial LED Can Retrofit: 12 to <13 Watts | 4456531 | DEER | Proposed
SDG | 464658 | 2019-01-01 |  | WPSDGENRLG0107-0 | NR | UpDeemed | R-In-LED-CanRet(13w)-dWP17 | None | Res | Def-GSIA | All-Ltg-ScrwInLED | None | SDG-LED-CanRet(13wto<14w) | SDG-Std_PAR30(13wto<14w)_10pCFL-40pLED-50pInc | DEER2017 | Disposition |  | LED Can Retrofit: 13 to <14 Watts | 4456531 | DEER | Proposed
SDG | 464659 | 2019-01-01 |  | WPSDGENRLG0107-0 | NR | UpDeemed | C-In-LED-CanRet(13w)-dWP17 | None | NonRes | Def-GSIA | All-Ltg-ScrwInLED | None | SDG-LED-CanRet(13wto<14w) | SDG-Std_PAR30(13wto<14w)_10pCFL-40pLED-50pInc | DEER2016 | Disposition |  | Commercial LED Can Retrofit: 13 to <14 Watts | 4456531 | DEER | Proposed
SDG | 464660 | 2019-01-01 |  | WPSDGENRLG0107-0 | NR | DnDeemDI | R-In-LED-CanRet(13w)-dWP17 | None | Res | Def-GSIA | All-Ltg-ScrwInLED | None | DirInstall-FULL | DirInstall-BASE | DEER2017 | Disposition |  | LED Can Retrofit: 13 to <14 Watts | 4456531 | DEER | Proposed
SDG | 464661 | 2019-01-01 |  | WPSDGENRLG0107-0 | NR | DnDeemDI | C-In-LED-CanRet(13w)-dWP17 | None | NonRes | Def-GSIA | All-Ltg-ScrwInLED | None | DirInstall-FULL | DirInstall-BASE | DEER2016 | Disposition |  | Commercial LED Can Retrofit: 13 to <14 Watts | 4456531 | DEER | Proposed
SDG | 464662 | 2019-01-01 |  | WPSDGENRLG0107-0 | NR | DnDeemed | R-In-LED-CanRet(13w)-dWP17 | None | Res | Def-GSIA | All-Ltg-ScrwInLED | None | SDG-LED-CanRet(13wto<14w) | SDG-Std_PAR30(13wto<14w)_10pCFL-40pLED-50pInc | DEER2017 | Disposition |  | LED Can Retrofit: 13 to <14 Watts | 4456531 | DEER | Proposed
SDG | 464663 | 2019-01-01 |  | WPSDGENRLG0107-0 | NR | DnDeemed | C-In-LED-CanRet(13w)-dWP17 | None | NonRes | Def-GSIA | All-Ltg-ScrwInLED | None | SDG-LED-CanRet(13wto<14w) | SDG-Std_PAR30(13wto<14w)_10pCFL-40pLED-50pInc | DEER2016 | Disposition |  | Commercial LED Can Retrofit: 13 to <14 Watts | 4456531 | DEER | Proposed
SDG | 464664 | 2019-01-01 |  | WPSDGENRLG0107-0 | NR | UpDeemed | R-In-LED-CanRet(14w)-dWP19 | None | Res | Def-GSIA | All-Ltg-ScrwInLED | None | SDG-LED-CanRet(14wto<15w) | SDG-Std_PAR30(14wto<15w)_10pCFL-40pLED-50pInc | DEER2017 | Disposition |  | LED Can Retrofit: 14 to <15 Watts | 4456531 | DEER | Proposed
SDG | 464665 | 2019-01-01 |  | WPSDGENRLG0107-0 | NR | UpDeemed | C-In-LED-CanRet(14w)-dWP19 | None | NonRes | Def-GSIA | All-Ltg-ScrwInLED | None | SDG-LED-CanRet(14wto<15w) | SDG-Std_PAR30(14wto<15w)_10pCFL-40pLED-50pInc | DEER2016 | Disposition |  | Commercial LED Can Retrofit: 14 to <15 Watts | 4456531 | DEER | Proposed
SDG | 464666 | 2019-01-01 |  | WPSDGENRLG0107-0 | NR | DnDeemDI | R-In-LED-CanRet(14w)-dWP19 | None | Res | Def-GSIA | All-Ltg-ScrwInLED | None | DirInstall-FULL | DirInstall-BASE | DEER2017 | Disposition |  | LED Can Retrofit: 14 to <15 Watts | 4456531 | DEER | Proposed
SDG | 464667 | 2019-01-01 |  | WPSDGENRLG0107-0 | NR | DnDeemDI | C-In-LED-CanRet(14w)-dWP19 | None | NonRes | Def-GSIA | All-Ltg-ScrwInLED | None | DirInstall-FULL | DirInstall-BASE | DEER2016 | Disposition |  | Commercial LED Can Retrofit: 14 to <15 Watts | 4456531 | DEER | Proposed
SDG | 464668 | 2019-01-01 |  | WPSDGENRLG0107-0 | NR | DnDeemed | R-In-LED-CanRet(14w)-dWP19 | None | Res | Def-GSIA | All-Ltg-ScrwInLED | None | SDG-LED-CanRet(14wto<15w) | SDG-Std_PAR30(14wto<15w)_10pCFL-40pLED-50pInc | DEER2017 | Disposition |  | LED Can Retrofit: 14 to <15 Watts | 4456531 | DEER | Proposed
SDG | 464669 | 2019-01-01 |  | WPSDGENRLG0107-0 | NR | DnDeemed | C-In-LED-CanRet(14w)-dWP19 | None | NonRes | Def-GSIA | All-Ltg-ScrwInLED | None | SDG-LED-CanRet(14wto<15w) | SDG-Std_PAR30(14wto<15w)_10pCFL-40pLED-50pInc | DEER2016 | Disposition |  | Commercial LED Can Retrofit: 14 to <15 Watts | 4456531 | DEER | Proposed
SDG | 464670 | 2019-01-01 |  | WPSDGENRLG0107-0 | NR | UpDeemed | R-In-LED-CanRet(15w)-dWP20 | None | Res | Def-GSIA | All-Ltg-ScrwInLED | None | SDG-LED-CanRet(15wto<16w) | SDG-Std_PAR30(15wto<16w)_10pCFL-40pLED-50pInc | DEER2017 | Disposition |  | LED Can Retrofit: 15 to <20 Watts | 4456531 | DEER | Proposed
SDG | 464671 | 2019-01-01 |  | WPSDGENRLG0107-0 | NR | UpDeemed | C-In-LED-CanRet(15w)-dWP20 | None | NonRes | Def-GSIA | All-Ltg-ScrwInLED | None | SDG-LED-CanRet(15wto<16w) | SDG-Std_PAR30(15wto<16w)_10pCFL-40pLED-50pInc | DEER2016 | Disposition |  | Commercial LED Can Retrofit: 15 to <20 Watts | 4456531 | DEER | Proposed
SDG | 464672 | 2019-01-01 |  | WPSDGENRLG0107-0 | NR | DnDeemDI | R-In-LED-CanRet(15w)-dWP20 | None | Res | Def-GSIA | All-Ltg-ScrwInLED | None | DirInstall-FULL | DirInstall-BASE | DEER2017 | Disposition |  | LED Can Retrofit: 15 to <20 Watts | 4456531 | DEER | Proposed
SDG | 464673 | 2019-01-01 |  | WPSDGENRLG0107-0 | NR | DnDeemDI | C-In-LED-CanRet(15w)-dWP20 | None | NonRes | Def-GSIA | All-Ltg-ScrwInLED | None | DirInstall-FULL | DirInstall-BASE | DEER2016 | Disposition |  | Commercial LED Can Retrofit: 15 to <20 Watts | 4456531 | DEER | Proposed
SDG | 464674 | 2019-01-01 |  | WPSDGENRLG0107-0 | NR | DnDeemed | R-In-LED-CanRet(15w)-dWP20 | None | Res | Def-GSIA | All-Ltg-ScrwInLED | None | SDG-LED-CanRet(15wto<16w) | SDG-Std_PAR30(15wto<16w)_10pCFL-40pLED-50pInc | DEER2017 | Disposition |  | LED Can Retrofit: 15 to <20 Watts | 4456531 | DEER | Proposed
SDG | 464675 | 2019-01-01 |  | WPSDGENRLG0107-0 | NR | DnDeemed | C-In-LED-CanRet(15w)-dWP20 | None | NonRes | Def-GSIA | All-Ltg-ScrwInLED | None | SDG-LED-CanRet(15wto<16w) | SDG-Std_PAR30(15wto<16w)_10pCFL-40pLED-50pInc | DEER2016 | Disposition |  | Commercial LED Can Retrofit: 15 to <20 Watts | 4456531 | DEER | Proposed
SDG | 464676 | 2019-01-01 |  | WPSDGENRLG0107-0 | NR | UpDeemed | R-In-LED-CanRet(20w)-dWP27 | None | Res | Def-GSIA | All-Ltg-ScrwInLED | None | SDG-LED-CanRet(20wto<21w) | SDG-Std_PAR30(20wto<21w)_10pCFL-40pLED-50pInc | DEER2017 | Disposition |  | LED Can Retrofit: 20 to <21 Watts | 4456531 | DEER | Proposed
SDG | 464677 | 2019-01-01 |  | WPSDGENRLG0107-0 | NR | DnDeemDI | R-In-LED-CanRet(20w)-dWP27 | None | Res | Def-GSIA | All-Ltg-ScrwInLED | None | DirInstall-FULL | DirInstall-BASE | DEER2017 | Disposition |  | LED Can Retrofit: 20 to <21 Watts | 4456531 | DEER | Proposed
SDG | 464678 | 2019-01-01 |  | WPSDGENRLG0107-0 | NR | DnDeemDI | C-In-LED-CanRet(20w)-dWP27 | None | NonRes | Def-GSIA | All-Ltg-ScrwInLED | None | DirInstall-FULL | DirInstall-BASE | DEER2016 | Disposition |  | Commercial LED Can Retrofit: 20 to <21 Watts | 4456531 | DEER | Proposed
SDG | 464679 | 2019-01-01 |  | WPSDGENRLG0107-0 | NR | DnDeemed | R-In-LED-CanRet(20w)-dWP27 | None | Res | Def-GSIA | All-Ltg-ScrwInLED | None | SDG-LED-CanRet(20wto<21w) | SDG-Std_PAR30(20wto<21w)_10pCFL-40pLED-50pInc | DEER2017 | Disposition |  | LED Can Retrofit: 20 to <21 Watts | 4456531 | DEER | Proposed
SDG | 464680 | 2019-01-01 |  | WPSDGENRLG0107-0 | NR | DnDeemed | C-In-LED-CanRet(20w)-dWP27 | None | NonRes | Def-GSIA | All-Ltg-ScrwInLED | None | SDG-LED-CanRet(20wto<21w) | SDG-Std_PAR30(20wto<21w)_10pCFL-40pLED-50pInc | DEER2016 | Disposition |  | Commercial LED Can Retrofit: 20 to <21 Watts | 4456531 | DEER | Proposed
SDG | 464681 | 2019-01-01 |  | WPSDGENRLG0107-0 | NR | UpDeemed | R-In-LED-CanRet(21w)-dWP28 | None | Res | Def-GSIA | All-Ltg-ScrwInLED | None | SDG-LED-CanRet(21wto<22w) | SDG-Std_PAR30(21wto<22w)_10pCFL-40pLED-50pInc | DEER2017 | Disposition |  | LED Can Retrofit: 21 to <23 Watts | 4456531 | DEER | Proposed
SDG | 464682 | 2019-01-01 |  | WPSDGENRLG0107-0 | NR | UpDeemed | C-In-LED-CanRet(21w)-dWP28 | None | NonRes | Def-GSIA | All-Ltg-ScrwInLED | None | SDG-LED-CanRet(21wto<22w) | SDG-Std_PAR30(21wto<22w)_10pCFL-40pLED-50pInc | DEER2016 | Disposition |  | Commercial LED Can Retrofit: 21 to <23 Watts | 4456531 | DEER | Proposed
SDG | 464683 | 2019-01-01 |  | WPSDGENRLG0107-0 | NR | DnDeemDI | R-In-LED-CanRet(21w)-dWP28 | None | Res | Def-GSIA | All-Ltg-ScrwInLED | None | DirInstall-FULL | DirInstall-BASE | DEER2017 | Disposition |  | LED Can Retrofit: 21 to <23 Watts | 4456531 | DEER | Proposed
SDG | 464684 | 2019-01-01 |  | WPSDGENRLG0107-0 | NR | DnDeemDI | C-In-LED-CanRet(21w)-dWP28 | None | NonRes | Def-GSIA | All-Ltg-ScrwInLED | None | DirInstall-FULL | DirInstall-BASE | DEER2016 | Disposition |  | Commercial LED Can Retrofit: 21 to <23 Watts | 4456531 | DEER | Proposed
SDG | 464685 | 2019-01-01 |  | WPSDGENRLG0107-0 | NR | DnDeemed | R-In-LED-CanRet(21w)-dWP28 | None | Res | Def-GSIA | All-Ltg-ScrwInLED | None | SDG-LED-CanRet(21wto<22w) | SDG-Std_PAR30(21wto<22w)_10pCFL-40pLED-50pInc | DEER2017 | Disposition |  | LED Can Retrofit: 21 to <23 Watts | 4456531 | DEER | Proposed
SDG | 464686 | 2019-01-01 |  | WPSDGENRLG0107-0 | NR | DnDeemed | C-In-LED-CanRet(21w)-dWP28 | None | NonRes | Def-GSIA | All-Ltg-ScrwInLED | None | SDG-LED-CanRet(21wto<22w) | SDG-Std_PAR30(21wto<22w)_10pCFL-40pLED-50pInc | DEER2016 | Disposition |  | Commercial LED Can Retrofit: 21 to <23 Watts | 4456531 | DEER | Proposed
SDG | 464687 | 2019-01-01 |  | WPSDGENRLG0107-0 | NR | UpDeemed | R-In-LED-CanRet(23w)-dWP31 | None | Res | Def-GSIA | All-Ltg-ScrwInLED | None | SDG-LED-CanRet(23wto<24w) | SDG-Std_PAR30(23wto<24w)_10pCFL-40pLED-50pInc | DEER2017 | Disposition |  | LED Can Retrofit: >=23 Watts | 4456531 | DEER | Proposed
SDG | 464688 | 2019-01-01 |  | WPSDGENRLG0107-0 | NR | UpDeemed | C-In-LED-CanRet(23w)-dWP31 | None | NonRes | Def-GSIA | All-Ltg-ScrwInLED | None | SDG-LED-CanRet(23wto<24w) | SDG-Std_PAR30(23wto<24w)_10pCFL-40pLED-50pInc | DEER2016 | Disposition |  | Commercial LED Can Retrofit: >=23 Watts | 4456531 | DEER | Proposed
SDG | 464689 | 2019-01-01 |  | WPSDGENRLG0107-0 | NR | DnDeemDI | R-In-LED-CanRet(23w)-dWP31 | None | Res | Def-GSIA | All-Ltg-ScrwInLED | None | DirInstall-FULL | DirInstall-BASE | DEER2017 | Disposition |  | LED Can Retrofit: >=23 Watts | 4456531 | DEER | Proposed
SDG | 464690 | 2019-01-01 |  | WPSDGENRLG0107-0 | NR | DnDeemDI | C-In-LED-CanRet(23w)-dWP31 | None | NonRes | Def-GSIA | All-Ltg-ScrwInLED | None | DirInstall-FULL | DirInstall-BASE | DEER2016 | Disposition |  | Commercial LED Can Retrofit: >=23 Watts | 4456531 | DEER | Proposed
SDG | 464691 | 2019-01-01 |  | WPSDGENRLG0107-0 | NR | DnDeemed | R-In-LED-CanRet(23w)-dWP31 | None | Res | Def-GSIA | All-Ltg-ScrwInLED | None | SDG-LED-CanRet(23wto<24w) | SDG-Std_PAR30(23wto<24w)_10pCFL-40pLED-50pInc | DEER2017 | Disposition |  | LED Can Retrofit: >=23 Watts | 4456531 | DEER | Proposed
SDG | 464692 | 2019-01-01 |  | WPSDGENRLG0107-0 | NR | DnDeemed | C-In-LED-CanRet(23w)-dWP31 | None | NonRes | Def-GSIA | All-Ltg-ScrwInLED | None | SDG-LED-CanRet(23wto<24w) | SDG-Std_PAR30(23wto<24w)_10pCFL-40pLED-50pInc | DEER2016 | Disposition |  | Commercial LED Can Retrofit: >=23 Watts | 4456531 | DEER | Proposed
SDG | 464693 | 2019-01-01 |  | WPSDGENRLG0107-0 | NR | UpDeemed | C-In-LED-CanRet(20w)-dWP27 | None | NonRes | Def-GSIA | All-Ltg-ScrwInLED | None | SDG-LED-CanRet(20wto<21w) | SDG-Std_PAR30(20wto<21w)_10pCFL-40pLED-50pInc | DEER2016 | Disposition |  | Commercial LED Can Retrofit: 20 to <21 Watts | 4456531 | DEER | Proposed
SDG | 464694 | 2019-01-01 |  | WPSDGENRLG0106-6 | NR | UpDeemed | R-In-LED-RefR(10w)-dWP32 | None | Res | Def-GSIA | All-Ltg-ScrwInLED | None | SDG-LED-RefRBR(10wto<11w) | SDG-Std_RefRBR(10wto<11w)_10pCFL-40pLED-50pInc | DEER2017 | Disposition |  | LED R/BR lamp: 10 to <11 Watts | 4456531 | DEER | Proposed
SDG | 464695 | 2019-01-01 |  | WPSDGENRLG0106-6 | NR | UpDeemed | C-In-LED-RefR(10w)-dWP32 | None | NonRes | Def-GSIA | All-Ltg-ScrwInLED | None | SDG-LED-RefRBR(10wto<11w) | SDG-Std_RefRBR(10wto<11w)_10pCFL-40pLED-50pInc | DEER2016 | Disposition |  | Commercial LED R/BR lamp: 10 to <11 Watts | 4456531 | DEER | Proposed
SDG | 464696 | 2019-01-01 |  | WPSDGENRLG0106-6 | NR | DnDeemDI | R-In-LED-RefR(10w)-dWP32 | None | Res | Def-GSIA | All-Ltg-ScrwInLED | None | DirInstall-FULL | DirInstall-BASE | DEER2017 | Disposition |  | LED R/BR lamp: 10 to <11 Watts | 4456531 | DEER | Proposed
SDG | 464697 | 2019-01-01 |  | WPSDGENRLG0106-6 | NR | DnDeemDI | C-In-LED-RefR(10w)-dWP32 | None | NonRes | Def-GSIA | All-Ltg-ScrwInLED | None | DirInstall-FULL | DirInstall-BASE | DEER2016 | Disposition |  | Commercial LED R/BR lamp: 10 to <11 Watts | 4456531 | DEER | Proposed
SDG | 464698 | 2019-01-01 |  | WPSDGENRLG0106-6 | NR | DnDeemed | R-In-LED-RefR(10w)-dWP32 | None | Res | Def-GSIA | All-Ltg-ScrwInLED | None | SDG-LED-RefRBR(10wto<11w) | SDG-Std_RefRBR(10wto<11w)_10pCFL-40pLED-50pInc | DEER2017 | Disposition |  | LED R/BR lamp: 10 to <11 Watts | 4456531 | DEER | Proposed
SDG | 464699 | 2019-01-01 |  | WPSDGENRLG0106-6 | NR | DnDeemed | C-In-LED-RefR(10w)-dWP32 | None | NonRes | Def-GSIA | All-Ltg-ScrwInLED | None | SDG-LED-RefRBR(10wto<11w) | SDG-Std_RefRBR(10wto<11w)_10pCFL-40pLED-50pInc | DEER2016 | Disposition |  | Commercial LED R/BR lamp: 10 to <11 Watts | 4456531 | DEER | Proposed
SDG | 464700 | 2019-01-01 |  | WPSDGENRLG0106-6 | NR | UpDeemed | R-In-LED-RefR(11w)-dWP25 | None | Res | Def-GSIA | All-Ltg-ScrwInLED | None | SDG-LED-RefRBR(11wto<12w) | SDG-Std_RefRBR(11wto<12w)_10pCFL-40pLED-50pInc | DEER2017 | Disposition |  | LED R/BR lamp: 11 to <12 Watts | 4456531 | DEER | Proposed
SDG | 464701 | 2019-01-01 |  | WPSDGENRLG0106-6 | NR | UpDeemed | C-In-LED-RefR(11w)-dWP25 | None | NonRes | Def-GSIA | All-Ltg-ScrwInLED | None | SDG-LED-RefRBR(11wto<12w) | SDG-Std_RefRBR(11wto<12w)_10pCFL-40pLED-50pInc | DEER2016 | Disposition |  | Commercial LED R/BR lamp: 11 to <12 Watts | 4456531 | DEER | Proposed
SDG | 464702 | 2019-01-01 |  | WPSDGENRLG0106-6 | NR | DnDeemDI | R-In-LED-RefR(11w)-dWP25 | None | Res | Def-GSIA | All-Ltg-ScrwInLED | None | DirInstall-FULL | DirInstall-BASE | DEER2017 | Disposition |  | LED R/BR lamp: 11 to <12 Watts | 4456531 | DEER | Proposed
SDG | 464703 | 2019-01-01 |  | WPSDGENRLG0106-6 | NR | DnDeemDI | C-In-LED-RefR(11w)-dWP25 | None | NonRes | Def-GSIA | All-Ltg-ScrwInLED | None | DirInstall-FULL | DirInstall-BASE | DEER2016 | Disposition |  | Commercial LED R/BR lamp: 11 to <12 Watts | 4456531 | DEER | Proposed
SDG | 464704 | 2019-01-01 |  | WPSDGENRLG0106-6 | NR | DnDeemed | R-In-LED-RefR(11w)-dWP25 | None | Res | Def-GSIA | All-Ltg-ScrwInLED | None | SDG-LED-RefRBR(11wto<12w) | SDG-Std_RefRBR(11wto<12w)_10pCFL-40pLED-50pInc | DEER2017 | Disposition |  | LED R/BR lamp: 11 to <12 Watts | 4456531 | DEER | Proposed
SDG | 464705 | 2019-01-01 |  | WPSDGENRLG0106-6 | NR | DnDeemed | C-In-LED-RefR(11w)-dWP25 | None | NonRes | Def-GSIA | All-Ltg-ScrwInLED | None | SDG-LED-RefRBR(11wto<12w) | SDG-Std_RefRBR(11wto<12w)_10pCFL-40pLED-50pInc | DEER2016 | Disposition |  | Commercial LED R/BR lamp: 11 to <12 Watts | 4456531 | DEER | Proposed
SDG | 464706 | 2019-01-01 |  | WPSDGENRLG0106-6 | NR | UpDeemed | R-In-LED-RefR(12w)-dWP27 | None | Res | Def-GSIA | All-Ltg-ScrwInLED | None | SDG-LED-RefRBR(12wto<13w) | SDG-Std_RefRBR(12wto<13w)_10pCFL-40pLED-50pInc | DEER2017 | Disposition |  | LED R/BR lamp: 12 to <13 Watts | 4456531 | DEER | Proposed
SDG | 464707 | 2019-01-01 |  | WPSDGENRLG0106-6 | NR | UpDeemed | C-In-LED-RefR(12w)-dWP27 | None | NonRes | Def-GSIA | All-Ltg-ScrwInLED | None | SDG-LED-RefRBR(12wto<13w) | SDG-Std_RefRBR(12wto<13w)_10pCFL-40pLED-50pInc | DEER2016 | Disposition |  | Commercial LED R/BR lamp: 12 to <13 Watts | 4456531 | DEER | Proposed
SDG | 464708 | 2019-01-01 |  | WPSDGENRLG0106-6 | NR | DnDeemDI | R-In-LED-RefR(12w)-dWP27 | None | Res | Def-GSIA | All-Ltg-ScrwInLED | None | DirInstall-FULL | DirInstall-BASE | DEER2017 | Disposition |  | LED R/BR lamp: 12 to <13 Watts | 4456531 | DEER | Proposed
SDG | 464709 | 2019-01-01 |  | WPSDGENRLG0106-6 | NR | DnDeemDI | C-In-LED-RefR(12w)-dWP27 | None | NonRes | Def-GSIA | All-Ltg-ScrwInLED | None | DirInstall-FULL | DirInstall-BASE | DEER2016 | Disposition |  | Commercial LED R/BR lamp: 12 to <13 Watts | 4456531 | DEER | Proposed
SDG | 464710 | 2019-01-01 |  | WPSDGENRLG0106-6 | NR | DnDeemed | R-In-LED-RefR(12w)-dWP27 | None | Res | Def-GSIA | All-Ltg-ScrwInLED | None | SDG-LED-RefRBR(12wto<13w) | SDG-Std_RefRBR(12wto<13w)_10pCFL-40pLED-50pInc | DEER2017 | Disposition |  | LED R/BR lamp: 12 to <13 Watts | 4456531 | DEER | Proposed
SDG | 464711 | 2019-01-01 |  | WPSDGENRLG0106-6 | NR | DnDeemed | C-In-LED-RefR(12w)-dWP27 | None | NonRes | Def-GSIA | All-Ltg-ScrwInLED | None | SDG-LED-RefRBR(12wto<13w) | SDG-Std_RefRBR(12wto<13w)_10pCFL-40pLED-50pInc | DEER2016 | Disposition |  | Commercial LED R/BR lamp: 12 to <13 Watts | 4456531 | DEER | Proposed
SDG | 464712 | 2019-01-01 |  | WPSDGENRLG0106-6 | NR | UpDeemed | R-In-LED-RefR(13w)-dWP30 | None | Res | Def-GSIA | All-Ltg-ScrwInLED | None | SDG-LED-RefRBR(13wto<14w) | SDG-Std_RefRBR(13wto<14w)_10pCFL-40pLED-50pInc | DEER2017 | Disposition |  | LED R/BR lamp: 13 to <14 Watts | 4456531 | DEER | Proposed
SDG | 464713 | 2019-01-01 |  | WPSDGENRLG0106-6 | NR | UpDeemed | C-In-LED-RefR(13w)-dWP30 | None | NonRes | Def-GSIA | All-Ltg-ScrwInLED | None | SDG-LED-RefRBR(13wto<14w) | SDG-Std_RefRBR(13wto<14w)_10pCFL-40pLED-50pInc | DEER2016 | Disposition |  | Commercial LED R/BR lamp: 13 to <14 Watts | 4456531 | DEER | Proposed
SDG | 464714 | 2019-01-01 |  | WPSDGENRLG0106-6 | NR | DnDeemDI | R-In-LED-RefR(13w)-dWP30 | None | Res | Def-GSIA | All-Ltg-ScrwInLED | None | DirInstall-FULL | DirInstall-BASE | DEER2017 | Disposition |  | LED R/BR lamp: 13 to <14 Watts | 4456531 | DEER | Proposed
SDG | 464715 | 2019-01-01 |  | WPSDGENRLG0106-6 | NR | DnDeemDI | C-In-LED-RefR(13w)-dWP30 | None | NonRes | Def-GSIA | All-Ltg-ScrwInLED | None | DirInstall-FULL | DirInstall-BASE | DEER2016 | Disposition |  | Commercial LED R/BR lamp: 13 to <14 Watts | 4456531 | DEER | Proposed
SDG | 464716 | 2019-01-01 |  | WPSDGENRLG0106-6 | NR | DnDeemed | R-In-LED-RefR(13w)-dWP30 | None | Res | Def-GSIA | All-Ltg-ScrwInLED | None | SDG-LED-RefRBR(13wto<14w) | SDG-Std_RefRBR(13wto<14w)_10pCFL-40pLED-50pInc | DEER2017 | Disposition |  | LED R/BR lamp: 13 to <14 Watts | 4456531 | DEER | Proposed
SDG | 464717 | 2019-01-01 |  | WPSDGENRLG0106-6 | NR | DnDeemed | C-In-LED-RefR(13w)-dWP30 | None | NonRes | Def-GSIA | All-Ltg-ScrwInLED | None | SDG-LED-RefRBR(13wto<14w) | SDG-Std_RefRBR(13wto<14w)_10pCFL-40pLED-50pInc | DEER2016 | Disposition |  | Commercial LED R/BR lamp: 13 to <14 Watts | 4456531 | DEER | Proposed
SDG | 464718 | 2019-01-01 |  | WPSDGENRLG0106-6 | NR | UpDeemed | R-In-LED-RefR(14w)-dWP28 | None | Res | Def-GSIA | All-Ltg-ScrwInLED | None | SDG-LED-RefRBR(14wto<15w) | SDG-Std_RefRBR(14wto<15w)_10pCFL-40pLED-50pInc | DEER2017 | Disposition |  | LED R/BR lamp: 14 to <15 Watts | 4456531 | DEER | Proposed
SDG | 464719 | 2019-01-01 |  | WPSDGENRLG0106-6 | NR | UpDeemed | C-In-LED-RefR(14w)-dWP28 | None | NonRes | Def-GSIA | All-Ltg-ScrwInLED | None | SDG-LED-RefRBR(14wto<15w) | SDG-Std_RefRBR(14wto<15w)_10pCFL-40pLED-50pInc | DEER2016 | Disposition |  | Commercial LED R/BR lamp: 14 to <15 Watts | 4456531 | DEER | Proposed
SDG | 464720 | 2019-01-01 |  | WPSDGENRLG0106-6 | NR | DnDeemDI | R-In-LED-RefR(14w)-dWP28 | None | Res | Def-GSIA | All-Ltg-ScrwInLED | None | DirInstall-FULL | DirInstall-BASE | DEER2017 | Disposition |  | LED R/BR lamp: 14 to <15 Watts | 4456531 | DEER | Proposed
SDG | 464721 | 2019-01-01 |  | WPSDGENRLG0106-6 | NR | DnDeemDI | C-In-LED-RefR(14w)-dWP28 | None | NonRes | Def-GSIA | All-Ltg-ScrwInLED | None | DirInstall-FULL | DirInstall-BASE | DEER2016 | Disposition |  | Commercial LED R/BR lamp: 14 to <15 Watts | 4456531 | DEER | Proposed
SDG | 464722 | 2019-01-01 |  | WPSDGENRLG0106-6 | NR | DnDeemed | R-In-LED-RefR(14w)-dWP28 | None | Res | Def-GSIA | All-Ltg-ScrwInLED | None | SDG-LED-RefRBR(14wto<15w) | SDG-Std_RefRBR(14wto<15w)_10pCFL-40pLED-50pInc | DEER2017 | Disposition |  | LED R/BR lamp: 14 to <15 Watts | 4456531 | DEER | Proposed
SDG | 464723 | 2019-01-01 |  | WPSDGENRLG0106-6 | NR | DnDeemed | C-In-LED-RefR(14w)-dWP28 | None | NonRes | Def-GSIA | All-Ltg-ScrwInLED | None | SDG-LED-RefRBR(14wto<15w) | SDG-Std_RefRBR(14wto<15w)_10pCFL-40pLED-50pInc | DEER2016 | Disposition |  | Commercial LED R/BR lamp: 14 to <15 Watts | 4456531 | DEER | Proposed
SDG | 464724 | 2019-01-01 |  | WPSDGENRLG0106-6 | NR | UpDeemed | R-In-LED-RefR(15w)-dWP30 | None | Res | Def-GSIA | All-Ltg-ScrwInLED | None | SDG-LED-RefRBR(15wto<16w) | SDG-Std_RefRBR(15wto<16w)_10pCFL-40pLED-50pInc | DEER2017 | Disposition |  | LED R/BR lamp: 15 to <16 Watts | 4456531 | DEER | Proposed
SDG | 464725 | 2019-01-01 |  | WPSDGENRLG0106-6 | NR | UpDeemed | C-In-LED-RefR(15w)-dWP30 | None | NonRes | Def-GSIA | All-Ltg-ScrwInLED | None | SDG-LED-RefRBR(15wto<16w) | SDG-Std_RefRBR(15wto<16w)_10pCFL-40pLED-50pInc | DEER2016 | Disposition |  | Commercial LED R/BR lamp: 15 to <16 Watts | 4456531 | DEER | Proposed
SDG | 464726 | 2019-01-01 |  | WPSDGENRLG0106-6 | NR | DnDeemDI | R-In-LED-RefR(15w)-dWP30 | None | Res | Def-GSIA | All-Ltg-ScrwInLED | None | DirInstall-FULL | DirInstall-BASE | DEER2017 | Disposition |  | LED R/BR lamp: 15 to <16 Watts | 4456531 | DEER | Proposed
SDG | 464727 | 2019-01-01 |  | WPSDGENRLG0106-6 | NR | DnDeemDI | C-In-LED-RefR(15w)-dWP30 | None | NonRes | Def-GSIA | All-Ltg-ScrwInLED | None | DirInstall-FULL | DirInstall-BASE | DEER2016 | Disposition |  | Commercial LED R/BR lamp: 15 to <16 Watts | 4456531 | DEER | Proposed
SDG | 464728 | 2019-01-01 |  | WPSDGENRLG0106-6 | NR | DnDeemed | R-In-LED-RefR(15w)-dWP30 | None | Res | Def-GSIA | All-Ltg-ScrwInLED | None | SDG-LED-RefRBR(15wto<16w) | SDG-Std_RefRBR(15wto<16w)_10pCFL-40pLED-50pInc | DEER2017 | Disposition |  | LED R/BR lamp: 15 to <16 Watts | 4456531 | DEER | Proposed
SDG | 464729 | 2019-01-01 |  | WPSDGENRLG0106-6 | NR | DnDeemed | C-In-LED-RefR(15w)-dWP30 | None | NonRes | Def-GSIA | All-Ltg-ScrwInLED | None | SDG-LED-RefRBR(15wto<16w) | SDG-Std_RefRBR(15wto<16w)_10pCFL-40pLED-50pInc | DEER2016 | Disposition |  | Commercial LED R/BR lamp: 15 to <16 Watts | 4456531 | DEER | Proposed
SDG | 464730 | 2019-01-01 |  | WPSDGENRLG0106-6 | NR | UpDeemed | R-In-LED-RefR(16w)-dWP32 | None | Res | Def-GSIA | All-Ltg-ScrwInLED | None | SDG-LED-RefRBR(16wto<17w) | SDG-Std_RefRBR(16wto<17w)_10pCFL-40pLED-50pInc | DEER2017 | Disposition |  | LED R/BR lamp: 16 to <17 Watts | 4456531 | DEER | Proposed
SDG | 464731 | 2019-01-01 |  | WPSDGENRLG0106-6 | NR | UpDeemed | C-In-LED-RefR(16w)-dWP32 | None | NonRes | Def-GSIA | All-Ltg-ScrwInLED | None | SDG-LED-RefRBR(16wto<17w) | SDG-Std_RefRBR(16wto<17w)_10pCFL-40pLED-50pInc | DEER2016 | Disposition |  | Commercial LED R/BR lamp: 16 to <17 Watts | 4456531 | DEER | Proposed
SDG | 464732 | 2019-01-01 |  | WPSDGENRLG0106-6 | NR | DnDeemDI | R-In-LED-RefR(16w)-dWP32 | None | Res | Def-GSIA | All-Ltg-ScrwInLED | None | DirInstall-FULL | DirInstall-BASE | DEER2017 | Disposition |  | LED R/BR lamp: 16 to <17 Watts | 4456531 | DEER | Proposed
SDG | 464733 | 2019-01-01 |  | WPSDGENRLG0106-6 | NR | DnDeemDI | C-In-LED-RefR(16w)-dWP32 | None | NonRes | Def-GSIA | All-Ltg-ScrwInLED | None | DirInstall-FULL | DirInstall-BASE | DEER2016 | Disposition |  | Commercial LED R/BR lamp: 16 to <17 Watts | 4456531 | DEER | Proposed
SDG | 464734 | 2019-01-01 |  | WPSDGENRLG0106-6 | NR | DnDeemed | R-In-LED-RefR(16w)-dWP32 | None | Res | Def-GSIA | All-Ltg-ScrwInLED | None | SDG-LED-RefRBR(16wto<17w) | SDG-Std_RefRBR(16wto<17w)_10pCFL-40pLED-50pInc | DEER2017 | Disposition |  | LED R/BR lamp: 16 to <17 Watts | 4456531 | DEER | Proposed
SDG | 464735 | 2019-01-01 |  | WPSDGENRLG0106-6 | NR | DnDeemed | C-In-LED-RefR(16w)-dWP32 | None | NonRes | Def-GSIA | All-Ltg-ScrwInLED | None | SDG-LED-RefRBR(16wto<17w) | SDG-Std_RefRBR(16wto<17w)_10pCFL-40pLED-50pInc | DEER2016 | Disposition |  | Commercial LED R/BR lamp: 16 to <17 Watts | 4456531 | DEER | Proposed
SDG | 464736 | 2019-01-01 |  | WPSDGENRLG0106-6 | NR | UpDeemed | R-In-LED-RefR(17w)-dWP33 | None | Res | Def-GSIA | All-Ltg-ScrwInLED | None | SDG-LED-RefRBR(17wto<18w) | SDG-Std_RefRBR(17wto<18w)_10pCFL-40pLED-50pInc | DEER2017 | Disposition |  | LED R/BR lamp: 17 to <18 Watts | 4456531 | DEER | Proposed
SDG | 464737 | 2019-01-01 |  | WPSDGENRLG0106-6 | NR | UpDeemed | C-In-LED-RefR(17w)-dWP33 | None | NonRes | Def-GSIA | All-Ltg-ScrwInLED | None | SDG-LED-RefRBR(17wto<18w) | SDG-Std_RefRBR(17wto<18w)_10pCFL-40pLED-50pInc | DEER2016 | Disposition |  | Commercial LED R/BR lamp: 17 to <18 Watts | 4456531 | DEER | Proposed
SDG | 464738 | 2019-01-01 |  | WPSDGENRLG0106-6 | NR | DnDeemDI | R-In-LED-RefR(17w)-dWP33 | None | Res | Def-GSIA | All-Ltg-ScrwInLED | None | DirInstall-FULL | DirInstall-BASE | DEER2017 | Disposition |  | LED R/BR lamp: 17 to <18 Watts | 4456531 | DEER | Proposed
SDG | 464739 | 2019-01-01 |  | WPSDGENRLG0106-6 | NR | DnDeemDI | C-In-LED-RefR(17w)-dWP33 | None | NonRes | Def-GSIA | All-Ltg-ScrwInLED | None | DirInstall-FULL | DirInstall-BASE | DEER2016 | Disposition |  | Commercial LED R/BR lamp: 17 to <18 Watts | 4456531 | DEER | Proposed
SDG | 464740 | 2019-01-01 |  | WPSDGENRLG0106-6 | NR | DnDeemed | R-In-LED-RefR(17w)-dWP33 | None | Res | Def-GSIA | All-Ltg-ScrwInLED | None | SDG-LED-RefRBR(17wto<18w) | SDG-Std_RefRBR(17wto<18w)_10pCFL-40pLED-50pInc | DEER2017 | Disposition |  | LED R/BR lamp: 17 to <18 Watts | 4456531 | DEER | Proposed
SDG | 464741 | 2019-01-01 |  | WPSDGENRLG0106-6 | NR | DnDeemed | C-In-LED-RefR(17w)-dWP33 | None | NonRes | Def-GSIA | All-Ltg-ScrwInLED | None | SDG-LED-RefRBR(17wto<18w) | SDG-Std_RefRBR(17wto<18w)_10pCFL-40pLED-50pInc | DEER2016 | Disposition |  | Commercial LED R/BR lamp: 17 to <18 Watts | 4456531 | DEER | Proposed
SDG | 464742 | 2019-01-01 |  | WPSDGENRLG0106-6 | NR | UpDeemed | R-In-LED-RefR(18w)-dWP35 | None | Res | Def-GSIA | All-Ltg-ScrwInLED | None | SDG-LED-RefRBR(18wto<19w) | SDG-Std_RefRBR(18wto<19w)_10pCFL-40pLED-50pInc | DEER2017 | Disposition |  | LED R/BR lamp: 18 to <19 Watts | 4456531 | DEER | Proposed
SDG | 464743 | 2019-01-01 |  | WPSDGENRLG0106-6 | NR | UpDeemed | C-In-LED-RefR(18w)-dWP35 | None | NonRes | Def-GSIA | All-Ltg-ScrwInLED | None | SDG-LED-RefRBR(18wto<19w) | SDG-Std_RefRBR(18wto<19w)_10pCFL-40pLED-50pInc | DEER2016 | Disposition |  | Commercial LED R/BR lamp: 18 to <19 Watts | 4456531 | DEER | Proposed
SDG | 464744 | 2019-01-01 |  | WPSDGENRLG0106-6 | NR | DnDeemDI | R-In-LED-RefR(18w)-dWP35 | None | Res | Def-GSIA | All-Ltg-ScrwInLED | None | DirInstall-FULL | DirInstall-BASE | DEER2017 | Disposition |  | LED R/BR lamp: 18 to <19 Watts | 4456531 | DEER | Proposed
SDG | 464745 | 2019-01-01 |  | WPSDGENRLG0106-6 | NR | DnDeemDI | C-In-LED-RefR(18w)-dWP35 | None | NonRes | Def-GSIA | All-Ltg-ScrwInLED | None | DirInstall-FULL | DirInstall-BASE | DEER2016 | Disposition |  | Commercial LED R/BR lamp: 18 to <19 Watts | 4456531 | DEER | Proposed
SDG | 464746 | 2019-01-01 |  | WPSDGENRLG0106-6 | NR | DnDeemed | R-In-LED-RefR(18w)-dWP35 | None | Res | Def-GSIA | All-Ltg-ScrwInLED | None | SDG-LED-RefRBR(18wto<19w) | SDG-Std_RefRBR(18wto<19w)_10pCFL-40pLED-50pInc | DEER2017 | Disposition |  | LED R/BR lamp: 18 to <19 Watts | 4456531 | DEER | Proposed
SDG | 464747 | 2019-01-01 |  | WPSDGENRLG0106-6 | NR | DnDeemed | C-In-LED-RefR(18w)-dWP35 | None | NonRes | Def-GSIA | All-Ltg-ScrwInLED | None | SDG-LED-RefRBR(18wto<19w) | SDG-Std_RefRBR(18wto<19w)_10pCFL-40pLED-50pInc | DEER2016 | Disposition |  | Commercial LED R/BR lamp: 18 to <19 Watts | 4456531 | DEER | Proposed
SDG | 464748 | 2019-01-01 |  | WPSDGENRLG0106-6 | NR | UpDeemed | R-In-LED-RefR(19w)-dWP37 | None | Res | Def-GSIA | All-Ltg-ScrwInLED | None | SDG-LED-RefRBR(19wto<20w) | SDG-Std_RefRBR(19wto<20w)_10pCFL-40pLED-50pInc | DEER2017 | Disposition |  | LED R/BR lamp: 19 to <20 Watts | 4456531 | DEER | Proposed
SDG | 464749 | 2019-01-01 |  | WPSDGENRLG0106-6 | NR | UpDeemed | C-In-LED-RefR(19w)-dWP37 | None | NonRes | Def-GSIA | All-Ltg-ScrwInLED | None | SDG-LED-RefRBR(19wto<20w) | SDG-Std_RefRBR(19wto<20w)_10pCFL-40pLED-50pInc | DEER2016 | Disposition |  | Commercial LED R/BR lamp: 19 to <20 Watts | 4456531 | DEER | Proposed
SDG | 464750 | 2019-01-01 |  | WPSDGENRLG0106-6 | NR | DnDeemDI | R-In-LED-RefR(19w)-dWP37 | None | Res | Def-GSIA | All-Ltg-ScrwInLED | None | DirInstall-FULL | DirInstall-BASE | DEER2017 | Disposition |  | LED R/BR lamp: 19 to <20 Watts | 4456531 | DEER | Proposed
SDG | 464751 | 2019-01-01 |  | WPSDGENRLG0106-6 | NR | DnDeemDI | C-In-LED-RefR(19w)-dWP37 | None | NonRes | Def-GSIA | All-Ltg-ScrwInLED | None | DirInstall-FULL | DirInstall-BASE | DEER2016 | Disposition |  | Commercial LED R/BR lamp: 19 to <20 Watts | 4456531 | DEER | Proposed
SDG | 464752 | 2019-01-01 |  | WPSDGENRLG0106-6 | NR | DnDeemed | R-In-LED-RefR(19w)-dWP37 | None | Res | Def-GSIA | All-Ltg-ScrwInLED | None | SDG-LED-RefRBR(19wto<20w) | SDG-Std_RefRBR(19wto<20w)_10pCFL-40pLED-50pInc | DEER2017 | Disposition |  | LED R/BR lamp: 19 to <20 Watts | 4456531 | DEER | Proposed
SDG | 464753 | 2019-01-01 |  | WPSDGENRLG0106-6 | NR | DnDeemed | C-In-LED-RefR(19w)-dWP37 | None | NonRes | Def-GSIA | All-Ltg-ScrwInLED | None | SDG-LED-RefRBR(19wto<20w) | SDG-Std_RefRBR(19wto<20w)_10pCFL-40pLED-50pInc | DEER2016 | Disposition |  | Commercial LED R/BR lamp: 19 to <20 Watts | 4456531 | DEER | Proposed
SDG | 464754 | 2019-01-01 |  | WPSDGENRLG0106-6 | NR | UpDeemed | R-In-LED-RefR(20w)-dWP39 | None | Res | Def-GSIA | All-Ltg-ScrwInLED | None | SDG-LED-RefRBR(20wto<21w) | SDG-Std_RefRBR(20wto<21w)_10pCFL-40pLED-50pInc | DEER2017 | Disposition |  | LED R/BR lamp: 20 to <22 Watts | 4456531 | DEER | Proposed
SDG | 464755 | 2019-01-01 |  | WPSDGENRLG0106-6 | NR | UpDeemed | C-In-LED-RefR(20w)-dWP39 | None | NonRes | Def-GSIA | All-Ltg-ScrwInLED | None | SDG-LED-RefRBR(20wto<21w) | SDG-Std_RefRBR(20wto<21w)_10pCFL-40pLED-50pInc | DEER2016 | Disposition |  | Commercial LED R/BR lamp: 20 to <22 Watts | 4456531 | DEER | Proposed
SDG | 464756 | 2019-01-01 |  | WPSDGENRLG0106-6 | NR | DnDeemDI | R-In-LED-RefR(20w)-dWP39 | None | Res | Def-GSIA | All-Ltg-ScrwInLED | None | DirInstall-FULL | DirInstall-BASE | DEER2017 | Disposition |  | LED R/BR lamp: 20 to <22 Watts | 4456531 | DEER | Proposed
SDG | 464757 | 2019-01-01 |  | WPSDGENRLG0106-6 | NR | DnDeemDI | C-In-LED-RefR(20w)-dWP39 | None | NonRes | Def-GSIA | All-Ltg-ScrwInLED | None | DirInstall-FULL | DirInstall-BASE | DEER2016 | Disposition |  | Commercial LED R/BR lamp: 20 to <22 Watts | 4456531 | DEER | Proposed
SDG | 464758 | 2019-01-01 |  | WPSDGENRLG0106-6 | NR | DnDeemed | R-In-LED-RefR(20w)-dWP39 | None | Res | Def-GSIA | All-Ltg-ScrwInLED | None | SDG-LED-RefRBR(20wto<21w) | SDG-Std_RefRBR(20wto<21w)_10pCFL-40pLED-50pInc | DEER2017 | Disposition |  | LED R/BR lamp: 20 to <22 Watts | 4456531 | DEER | Proposed
SDG | 464759 | 2019-01-01 |  | WPSDGENRLG0106-6 | NR | DnDeemed | C-In-LED-RefR(20w)-dWP39 | None | NonRes | Def-GSIA | All-Ltg-ScrwInLED | None | SDG-LED-RefRBR(20wto<21w) | SDG-Std_RefRBR(20wto<21w)_10pCFL-40pLED-50pInc | DEER2016 | Disposition |  | Commercial LED R/BR lamp: 20 to <22 Watts | 4456531 | DEER | Proposed
SDG | 464760 | 2019-01-01 |  | WPSDGENRLG0106-6 | NR | UpDeemed | R-In-LED-RefR(22w)-dWP43 | None | Res | Def-GSIA | All-Ltg-ScrwInLED | None | SDG-LED-RefRBR(22wto<23w) | SDG-Std_RefRBR(22wto<23w)_10pCFL-40pLED-50pInc | DEER2017 | Disposition |  | LED R/BR lamp: >=22 Watts | 4456531 | DEER | Proposed
SDG | 464761 | 2019-01-01 |  | WPSDGENRLG0106-6 | NR | UpDeemed | C-In-LED-RefR(22w)-dWP43 | None | NonRes | Def-GSIA | All-Ltg-ScrwInLED | None | SDG-LED-RefRBR(22wto<23w) | SDG-Std_RefRBR(22wto<23w)_10pCFL-40pLED-50pInc | DEER2016 | Disposition |  | Commercial LED R/BR lamp: >=22 Watts | 4456531 | DEER | Proposed
SDG | 464762 | 2019-01-01 |  | WPSDGENRLG0106-6 | NR | DnDeemDI | R-In-LED-RefR(22w)-dWP43 | None | Res | Def-GSIA | All-Ltg-ScrwInLED | None | DirInstall-FULL | DirInstall-BASE | DEER2017 | Disposition |  | LED R/BR lamp: >=22 Watts | 4456531 | DEER | Proposed
SDG | 464763 | 2019-01-01 |  | WPSDGENRLG0106-6 | NR | DnDeemDI | C-In-LED-RefR(22w)-dWP43 | None | NonRes | Def-GSIA | All-Ltg-ScrwInLED | None | DirInstall-FULL | DirInstall-BASE | DEER2016 | Disposition |  | Commercial LED R/BR lamp: >=22 Watts | 4456531 | DEER | Proposed
SDG | 464764 | 2019-01-01 |  | WPSDGENRLG0106-6 | NR | DnDeemed | R-In-LED-RefR(22w)-dWP43 | None | Res | Def-GSIA | All-Ltg-ScrwInLED | None | SDG-LED-RefRBR(22wto<23w) | SDG-Std_RefRBR(22wto<23w)_10pCFL-40pLED-50pInc | DEER2017 | Disposition |  | LED R/BR lamp: >=22 Watts | 4456531 | DEER | Proposed
SDG | 464765 | 2019-01-01 |  | WPSDGENRLG0106-6 | NR | DnDeemed | C-In-LED-RefR(22w)-dWP43 | None | NonRes | Def-GSIA | All-Ltg-ScrwInLED | None | SDG-LED-RefRBR(22wto<23w) | SDG-Std_RefRBR(22wto<23w)_10pCFL-40pLED-50pInc | DEER2016 | Disposition |  | Commercial LED R/BR lamp: >=22 Watts | 4456531 | DEER | Proposed
SDG | 464766 | 2019-01-01 |  | WPSDGENRLG0106-6 | NR | UpDeemed | R-In-LED-RefR(6w)-dWP19 | None | Res | Def-GSIA | All-Ltg-ScrwInLED | None | SDG-LED-RefRBR(6wto<7w) | SDG-Std_RefRBR(6wto<7w)_10pCFL-40pLED-50pInc | DEER2017 | Disposition |  | LED R/BR lamp: 6 to <7 Watts | 4456531 | DEER | Proposed
SDG | 464767 | 2019-01-01 |  | WPSDGENRLG0106-6 | NR | UpDeemed | C-In-LED-RefR(6w)-dWP19 | None | NonRes | Def-GSIA | All-Ltg-ScrwInLED | None | SDG-LED-RefRBR(6wto<7w) | SDG-Std_RefRBR(6wto<7w)_10pCFL-40pLED-50pInc | DEER2016 | Disposition |  | Commercial LED R/BR lamp: 6 to <7 Watts | 4456531 | DEER | Proposed
SDG | 464768 | 2019-01-01 |  | WPSDGENRLG0106-6 | NR | DnDeemDI | R-In-LED-RefR(6w)-dWP19 | None | Res | Def-GSIA | All-Ltg-ScrwInLED | None | DirInstall-FULL | DirInstall-BASE | DEER2017 | Disposition |  | LED R/BR lamp: 6 to <7 Watts | 4456531 | DEER | Proposed
SDG | 464769 | 2019-01-01 |  | WPSDGENRLG0106-6 | NR | DnDeemDI | C-In-LED-RefR(6w)-dWP19 | None | NonRes | Def-GSIA | All-Ltg-ScrwInLED | None | DirInstall-FULL | DirInstall-BASE | DEER2016 | Disposition |  | Commercial LED R/BR lamp: 6 to <7 Watts | 4456531 | DEER | Proposed
SDG | 464770 | 2019-01-01 |  | WPSDGENRLG0106-6 | NR | DnDeemed | R-In-LED-RefR(6w)-dWP19 | None | Res | Def-GSIA | All-Ltg-ScrwInLED | None | SDG-LED-RefRBR(6wto<7w) | SDG-Std_RefRBR(6wto<7w)_10pCFL-40pLED-50pInc | DEER2017 | Disposition |  | LED R/BR lamp: 6 to <7 Watts | 4456531 | DEER | Proposed
SDG | 464771 | 2019-01-01 |  | WPSDGENRLG0106-6 | NR | DnDeemed | C-In-LED-RefR(6w)-dWP19 | None | NonRes | Def-GSIA | All-Ltg-ScrwInLED | None | SDG-LED-RefRBR(6wto<7w) | SDG-Std_RefRBR(6wto<7w)_10pCFL-40pLED-50pInc | DEER2016 | Disposition |  | Commercial LED R/BR lamp: 6 to <7 Watts | 4456531 | DEER | Proposed
SDG | 464772 | 2019-01-01 |  | WPSDGENRLG0106-6 | NR | UpDeemed | R-In-LED-RefR(7w)-dWP22 | None | Res | Def-GSIA | All-Ltg-ScrwInLED | None | SDG-LED-RefRBR(7wto<8w) | SDG-Std_RefRBR(7wto<8w)_10pCFL-40pLED-50pInc | DEER2017 | Disposition |  | LED R/BR lamp: 7 to <8 Watts | 4456531 | DEER | Proposed
SDG | 464773 | 2019-01-01 |  | WPSDGENRLG0106-6 | NR | UpDeemed | C-In-LED-RefR(7w)-dWP22 | None | NonRes | Def-GSIA | All-Ltg-ScrwInLED | None | SDG-LED-RefRBR(7wto<8w) | SDG-Std_RefRBR(7wto<8w)_10pCFL-40pLED-50pInc | DEER2016 | Disposition |  | Commercial LED R/BR lamp: 7 to <8 Watts | 4456531 | DEER | Proposed
SDG | 464774 | 2019-01-01 |  | WPSDGENRLG0106-6 | NR | DnDeemDI | R-In-LED-RefR(7w)-dWP22 | None | Res | Def-GSIA | All-Ltg-ScrwInLED | None | DirInstall-FULL | DirInstall-BASE | DEER2017 | Disposition |  | LED R/BR lamp: 7 to <8 Watts | 4456531 | DEER | Proposed
SDG | 464775 | 2019-01-01 |  | WPSDGENRLG0106-6 | NR | DnDeemDI | C-In-LED-RefR(7w)-dWP22 | None | NonRes | Def-GSIA | All-Ltg-ScrwInLED | None | DirInstall-FULL | DirInstall-BASE | DEER2016 | Disposition |  | Commercial LED R/BR lamp: 7 to <8 Watts | 4456531 | DEER | Proposed
SDG | 464776 | 2019-01-01 |  | WPSDGENRLG0106-6 | NR | DnDeemed | R-In-LED-RefR(7w)-dWP22 | None | Res | Def-GSIA | All-Ltg-ScrwInLED | None | SDG-LED-RefRBR(7wto<8w) | SDG-Std_RefRBR(7wto<8w)_10pCFL-40pLED-50pInc | DEER2017 | Disposition |  | LED R/BR lamp: 7 to <8 Watts | 4456531 | DEER | Proposed
SDG | 464777 | 2019-01-01 |  | WPSDGENRLG0106-6 | NR | DnDeemed | C-In-LED-RefR(7w)-dWP22 | None | NonRes | Def-GSIA | All-Ltg-ScrwInLED | None | SDG-LED-RefRBR(7wto<8w) | SDG-Std_RefRBR(7wto<8w)_10pCFL-40pLED-50pInc | DEER2016 | Disposition |  | Commercial LED R/BR lamp: 7 to <8 Watts | 4456531 | DEER | Proposed
SDG | 464778 | 2019-01-01 |  | WPSDGENRLG0106-6 | NR | UpDeemed | R-In-LED-RefR(8w)-dWP25 | None | Res | Def-GSIA | All-Ltg-ScrwInLED | None | SDG-LED-RefRBR(8wto<9w) | SDG-Std_RefRBR(8wto<9w)_10pCFL-40pLED-50pInc | DEER2017 | Disposition |  | LED R/BR lamp: 8 to <9 Watts | 4456531 | DEER | Proposed
SDG | 464779 | 2019-01-01 |  | WPSDGENRLG0106-6 | NR | UpDeemed | C-In-LED-RefR(8w)-dWP25 | None | NonRes | Def-GSIA | All-Ltg-ScrwInLED | None | SDG-LED-RefRBR(8wto<9w) | SDG-Std_RefRBR(8wto<9w)_10pCFL-40pLED-50pInc | DEER2016 | Disposition |  | Commercial LED R/BR lamp: 8 to <9 Watts | 4456531 | DEER | Proposed
SDG | 464780 | 2019-01-01 |  | WPSDGENRLG0106-6 | NR | DnDeemDI | R-In-LED-RefR(8w)-dWP25 | None | Res | Def-GSIA | All-Ltg-ScrwInLED | None | DirInstall-FULL | DirInstall-BASE | DEER2017 | Disposition |  | LED R/BR lamp: 8 to <9 Watts | 4456531 | DEER | Proposed
SDG | 464781 | 2019-01-01 |  | WPSDGENRLG0106-6 | NR | DnDeemDI | C-In-LED-RefR(8w)-dWP25 | None | NonRes | Def-GSIA | All-Ltg-ScrwInLED | None | DirInstall-FULL | DirInstall-BASE | DEER2016 | Disposition |  | Commercial LED R/BR lamp: 8 to <9 Watts | 4456531 | DEER | Proposed
SDG | 464782 | 2019-01-01 |  | WPSDGENRLG0106-6 | NR | DnDeemed | R-In-LED-RefR(8w)-dWP25 | None | Res | Def-GSIA | All-Ltg-ScrwInLED | None | SDG-LED-RefRBR(8wto<9w) | SDG-Std_RefRBR(8wto<9w)_10pCFL-40pLED-50pInc | DEER2017 | Disposition |  | LED R/BR lamp: 8 to <9 Watts | 4456531 | DEER | Proposed
SDG | 464783 | 2019-01-01 |  | WPSDGENRLG0106-6 | NR | DnDeemed | C-In-LED-RefR(8w)-dWP25 | None | NonRes | Def-GSIA | All-Ltg-ScrwInLED | None | SDG-LED-RefRBR(8wto<9w) | SDG-Std_RefRBR(8wto<9w)_10pCFL-40pLED-50pInc | DEER2016 | Disposition |  | Commercial LED R/BR lamp: 8 to <9 Watts | 4456531 | DEER | Proposed
SDG | 464784 | 2019-01-01 |  | WPSDGENRLG0106-6 | NR | UpDeemed | R-In-LED-RefR(9w)-dWP29 | None | Res | Def-GSIA | All-Ltg-ScrwInLED | None | SDG-LED-RefRBR(9wto<10w) | SDG-Std_RefRBR(9wto<10w)_10pCFL-40pLED-50pInc | DEER2017 | Disposition |  | LED R/BR lamp: 9 to <10 Watts | 4456531 | DEER | Proposed
SDG | 464785 | 2019-01-01 |  | WPSDGENRLG0106-6 | NR | UpDeemed | C-In-LED-RefR(9w)-dWP29 | None | NonRes | Def-GSIA | All-Ltg-ScrwInLED | None | SDG-LED-RefRBR(9wto<10w) | SDG-Std_RefRBR(9wto<10w)_10pCFL-40pLED-50pInc | DEER2016 | Disposition |  | Commercial LED R/BR lamp: 9 to <10 Watts | 4456531 | DEER | Proposed
SDG | 464786 | 2019-01-01 |  | WPSDGENRLG0106-6 | NR | DnDeemDI | R-In-LED-RefR(9w)-dWP29 | None | Res | Def-GSIA | All-Ltg-ScrwInLED | None | DirInstall-FULL | DirInstall-BASE | DEER2017 | Disposition |  | LED R/BR lamp: 9 to <10 Watts | 4456531 | DEER | Proposed
SDG | 464787 | 2019-01-01 |  | WPSDGENRLG0106-6 | NR | DnDeemDI | C-In-LED-RefR(9w)-dWP29 | None | NonRes | Def-GSIA | All-Ltg-ScrwInLED | None | DirInstall-FULL | DirInstall-BASE | DEER2016 | Disposition |  | Commercial LED R/BR lamp: 9 to <10 Watts | 4456531 | DEER | Proposed
SDG | 464788 | 2019-01-01 |  | WPSDGENRLG0106-6 | NR | DnDeemed | R-In-LED-RefR(9w)-dWP29 | None | Res | Def-GSIA | All-Ltg-ScrwInLED | None | SDG-LED-RefRBR(9wto<10w) | SDG-Std_RefRBR(9wto<10w)_10pCFL-40pLED-50pInc | DEER2017 | Disposition |  | LED R/BR lamp: 9 to <10 Watts | 4456531 | DEER | Proposed
SDG | 464789 | 2019-01-01 |  | WPSDGENRLG0106-6 | NR | DnDeemed | C-In-LED-RefR(9w)-dWP29 | None | NonRes | Def-GSIA | All-Ltg-ScrwInLED | None | SDG-LED-RefRBR(9wto<10w) | SDG-Std_RefRBR(9wto<10w)_10pCFL-40pLED-50pInc | DEER2016 | Disposition |  | Commercial LED R/BR lamp: 9 to <10 Watts | 4456531 | DEER | Proposed
SDG | 464791 | 2019-01-01 |  | WPSDGENRLG0106-6 | NR | UpDeemed | C-In-LED-Candle(1.8w)-dWP6 | None | NonRes | Def-GSIA | All-Ltg-ScrwInLED | None | SDG-LED-Candle(1wto<2w) | SDG-Std_Candle(1wto<2w)_5pCFL-35pLED-60pInc | DEER2016 | Disposition |  | Commercial LED Candelabra: 1 to <2 Watt | 4456531 | DEER | Proposed
SDG | 464793 | 2019-01-01 |  | WPSDGENRLG0106-6 | NR | DnDeemDI | C-In-LED-Candle(1.8w)-dWP6 | None | NonRes | Def-GSIA | All-Ltg-ScrwInLED | None | DirInstall-FULL | DirInstall-BASE | DEER2016 | Disposition |  | Commercial LED Candelabra: 1 to <2 Watt | 4456531 | DEER | Proposed
SDG | 464795 | 2019-01-01 |  | WPSDGENRLG0106-6 | NR | DnDeemed | C-In-LED-Candle(1.8w)-dWP6 | None | NonRes | Def-GSIA | All-Ltg-ScrwInLED | None | SDG-LED-Candle(1wto<2w) | SDG-Std_Candle(1wto<2w)_5pCFL-35pLED-60pInc | DEER2016 | Disposition |  | Commercial LED Candelabra: 1 to <2 Watt | 4456531 | DEER | Proposed
SDG | 464796 | 2019-01-01 |  | WPSDGENRLG0106-6 | NR | UpDeemed | R-In-LED-Candle(2w)-dWP7 | None | Res | Def-GSIA | All-Ltg-ScrwInLED | None | SDG-LED-Candle(2wto<3w) | SDG-Std_Candle(2wto<3w)_5pCFL-35pLED-60pInc | DEER2017 | Disposition |  | LED Candelabra: 2 to <3 Watt | 4456531 | DEER | Proposed
SDG | 464797 | 2019-01-01 |  | WPSDGENRLG0106-6 | NR | UpDeemed | C-In-LED-Candle(2w)-dWP7 | None | NonRes | Def-GSIA | All-Ltg-ScrwInLED | None | SDG-LED-Candle(2wto<3w) | SDG-Std_Candle(2wto<3w)_5pCFL-35pLED-60pInc | DEER2016 | Disposition |  | Commercial LED Candelabra: 2 to <3 Watt | 4456531 | DEER | Proposed
SDG | 464798 | 2019-01-01 |  | WPSDGENRLG0106-6 | NR | DnDeemDI | R-In-LED-Candle(2w)-dWP7 | None | Res | Def-GSIA | All-Ltg-ScrwInLED | None | DirInstall-FULL | DirInstall-BASE | DEER2017 | Disposition |  | LED Candelabra: 2 to <3 Watt | 4456531 | DEER | Proposed
SDG | 464799 | 2019-01-01 |  | WPSDGENRLG0106-6 | NR | DnDeemDI | C-In-LED-Candle(2w)-dWP7 | None | NonRes | Def-GSIA | All-Ltg-ScrwInLED | None | DirInstall-FULL | DirInstall-BASE | DEER2016 | Disposition |  | Commercial LED Candelabra: 2 to <3 Watt | 4456531 | DEER | Proposed
SDG | 464800 | 2019-01-01 |  | WPSDGENRLG0106-6 | NR | DnDeemed | R-In-LED-Candle(2w)-dWP7 | None | Res | Def-GSIA | All-Ltg-ScrwInLED | None | SDG-LED-Candle(2wto<3w) | SDG-Std_Candle(2wto<3w)_5pCFL-35pLED-60pInc | DEER2017 | Disposition |  | LED Candelabra: 2 to <3 Watt | 4456531 | DEER | Proposed
SDG | 464801 | 2019-01-01 |  | WPSDGENRLG0106-6 | NR | DnDeemed | C-In-LED-Candle(2w)-dWP7 | None | NonRes | Def-GSIA | All-Ltg-ScrwInLED | None | SDG-LED-Candle(2wto<3w) | SDG-Std_Candle(2wto<3w)_5pCFL-35pLED-60pInc | DEER2016 | Disposition |  | Commercial LED Candelabra: 2 to <3 Watt | 4456531 | DEER | Proposed
SDG | 464802 | 2019-01-01 |  | WPSDGENRLG0106-6 | NR | UpDeemed | R-In-LED-Candle(3w)-dWP11 | None | Res | Def-GSIA | All-Ltg-ScrwInLED | None | SDG-LED-Candle(3wto<4w) | SDG-Std_Candle(3wto<4w)_5pCFL-35pLED-60pInc | DEER2017 | Disposition |  | LED Candelabra: 3 to <4 Watt | 4456531 | DEER | Proposed
SDG | 464803 | 2019-01-01 |  | WPSDGENRLG0106-6 | NR | UpDeemed | C-In-LED-Candle(3w)-dWP11 | None | NonRes | Def-GSIA | All-Ltg-ScrwInLED | None | SDG-LED-Candle(3wto<4w) | SDG-Std_Candle(3wto<4w)_5pCFL-35pLED-60pInc | DEER2016 | Disposition |  | Commercial LED Candelabra: 3 to <4 Watt | 4456531 | DEER | Proposed
SDG | 464804 | 2019-01-01 |  | WPSDGENRLG0106-6 | NR | DnDeemDI | R-In-LED-Candle(3w)-dWP11 | None | Res | Def-GSIA | All-Ltg-ScrwInLED | None | DirInstall-FULL | DirInstall-BASE | DEER2017 | Disposition |  | LED Candelabra: 3 to <4 Watt | 4456531 | DEER | Proposed
SDG | 464805 | 2019-01-01 |  | WPSDGENRLG0106-6 | NR | DnDeemDI | C-In-LED-Candle(3w)-dWP11 | None | NonRes | Def-GSIA | All-Ltg-ScrwInLED | None | DirInstall-FULL | DirInstall-BASE | DEER2016 | Disposition |  | Commercial LED Candelabra: 3 to <4 Watt | 4456531 | DEER | Proposed
SDG | 464806 | 2019-01-01 |  | WPSDGENRLG0106-6 | NR | DnDeemed | R-In-LED-Candle(3w)-dWP11 | None | Res | Def-GSIA | All-Ltg-ScrwInLED | None | SDG-LED-Candle(3wto<4w) | SDG-Std_Candle(3wto<4w)_5pCFL-35pLED-60pInc | DEER2017 | Disposition |  | LED Candelabra: 3 to <4 Watt | 4456531 | DEER | Proposed
SDG | 464807 | 2019-01-01 |  | WPSDGENRLG0106-6 | NR | DnDeemed | C-In-LED-Candle(3w)-dWP11 | None | NonRes | Def-GSIA | All-Ltg-ScrwInLED | None | SDG-LED-Candle(3wto<4w) | SDG-Std_Candle(3wto<4w)_5pCFL-35pLED-60pInc | DEER2016 | Disposition |  | Commercial LED Candelabra: 3 to <4 Watt | 4456531 | DEER | Proposed
SDG | 464808 | 2019-01-01 |  | WPSDGENRLG0106-6 | NR | UpDeemed | R-In-LED-Candle(4w)-dWP14 | None | Res | Def-GSIA | All-Ltg-ScrwInLED | None | SDG-LED-Candle(4wto<5w) | SDG-Std_Candle(4wto<5w)_5pCFL-35pLED-60pInc | DEER2017 | Disposition |  | LED Candelabra: 4 to <5 Watt | 4456531 | DEER | Proposed
SDG | 464809 | 2019-01-01 |  | WPSDGENRLG0106-6 | NR | UpDeemed | C-In-LED-Candle(4w)-dWP14 | None | NonRes | Def-GSIA | All-Ltg-ScrwInLED | None | SDG-LED-Candle(4wto<5w) | SDG-Std_Candle(4wto<5w)_5pCFL-35pLED-60pInc | DEER2016 | Disposition |  | Commercial LED Candelabra: 4 to <5 Watt | 4456531 | DEER | Proposed
SDG | 464810 | 2019-01-01 |  | WPSDGENRLG0106-6 | NR | DnDeemDI | R-In-LED-Candle(4w)-dWP14 | None | Res | Def-GSIA | All-Ltg-ScrwInLED | None | DirInstall-FULL | DirInstall-BASE | DEER2017 | Disposition |  | LED Candelabra: 4 to <5 Watt | 4456531 | DEER | Proposed
SDG | 464811 | 2019-01-01 |  | WPSDGENRLG0106-6 | NR | DnDeemDI | C-In-LED-Candle(4w)-dWP14 | None | NonRes | Def-GSIA | All-Ltg-ScrwInLED | None | DirInstall-FULL | DirInstall-BASE | DEER2016 | Disposition |  | Commercial LED Candelabra: 4 to <5 Watt | 4456531 | DEER | Proposed
SDG | 464813 | 2019-01-01 |  | WPSDGENRLG0106-6 | NR | DnDeemed | C-In-LED-Candle(4w)-dWP14 | None | NonRes | Def-GSIA | All-Ltg-ScrwInLED | None | SDG-LED-Candle(4wto<5w) | SDG-Std_Candle(4wto<5w)_5pCFL-35pLED-60pInc | DEER2016 | Disposition |  | Commercial LED Candelabra: 4 to <5 Watt | 4456531 | DEER | Proposed
SDG | 464814 | 2019-01-01 |  | WPSDGENRLG0106-6 | NR | UpDeemed | R-In-LED-Candle(5w)-dWP18 | None | Res | Def-GSIA | All-Ltg-ScrwInLED | None | SDG-LED-Candle(5wto<6w) | SDG-Std_Candle(5wto<6w)_5pCFL-35pLED-60pInc | DEER2017 | Disposition |  | LED Candelabra: >=5 Watt | 4456531 | DEER | Proposed
SDG | 464815 | 2019-01-01 |  | WPSDGENRLG0106-6 | NR | UpDeemed | C-In-LED-Candle(5w)-dWP18 | None | NonRes | Def-GSIA | All-Ltg-ScrwInLED | None | SDG-LED-Candle(5wto<6w) | SDG-Std_Candle(5wto<6w)_5pCFL-35pLED-60pInc | DEER2016 | Disposition |  | Commercial LED Candelabra: >=5 Watt | 4456531 | DEER | Proposed
SDG | 464816 | 2019-01-01 |  | WPSDGENRLG0106-6 | NR | DnDeemDI | R-In-LED-Candle(5w)-dWP18 | None | Res | Def-GSIA | All-Ltg-ScrwInLED | None | DirInstall-FULL | DirInstall-BASE | DEER2017 | Disposition |  | LED Candelabra: >=5 Watt | 4456531 | DEER | Proposed
SDG | 464817 | 2019-01-01 |  | WPSDGENRLG0106-6 | NR | DnDeemDI | C-In-LED-Candle(5w)-dWP18 | None | NonRes | Def-GSIA | All-Ltg-ScrwInLED | None | DirInstall-FULL | DirInstall-BASE | DEER2016 | Disposition |  | Commercial LED Candelabra: >=5 Watt | 4456531 | DEER | Proposed
SDG | 464818 | 2019-01-01 |  | WPSDGENRLG0106-6 | NR | DnDeemed | R-In-LED-Candle(5w)-dWP18 | None | Res | Def-GSIA | All-Ltg-ScrwInLED | None | SDG-LED-Candle(5wto<6w) | SDG-Std_Candle(5wto<6w)_5pCFL-35pLED-60pInc | DEER2017 | Disposition |  | LED Candelabra: >=5 Watt | 4456531 | DEER | Proposed
SDG | 464819 | 2019-01-01 |  | WPSDGENRLG0106-6 | NR | DnDeemed | C-In-LED-Candle(5w)-dWP18 | None | NonRes | Def-GSIA | All-Ltg-ScrwInLED | None | SDG-LED-Candle(5wto<6w) | SDG-Std_Candle(5wto<6w)_5pCFL-35pLED-60pInc | DEER2016 | Disposition |  | Commercial LED Candelabra: >=5 Watt | 4456531 | DEER | Proposed
SDG | 464820 | 2019-01-01 |  | WPSDGENRLG0106-6 | NR | UpDeemed | R-In-LED-Glb(1w)-dWP4 | None | Res | Def-GSIA | All-Ltg-ScrwInLED | None | SDG-LED-Glb(1wto<2w) | SDG-Std_Glb(1wto<2w)_5pCFL-35pLED-60pInc | DEER2017 | Disposition |  | LED globe: 1 to <2 Watts | 4456531 | DEER | Proposed
SDG | 464821 | 2019-01-01 |  | WPSDGENRLG0106-6 | NR | UpDeemed | C-In-LED-Glb(1w)-dWP4 | None | NonRes | Def-GSIA | All-Ltg-ScrwInLED | None | SDG-LED-Glb(1wto<2w) | SDG-Std_Glb(1wto<2w)_5pCFL-35pLED-60pInc | DEER2016 | Disposition |  | Commercial LED globe: 1 to <2 Watts | 4456531 | DEER | Proposed
SDG | 464822 | 2019-01-01 |  | WPSDGENRLG0106-6 | NR | DnDeemDI | R-In-LED-Glb(1w)-dWP4 | None | Res | Def-GSIA | All-Ltg-ScrwInLED | None | DirInstall-FULL | DirInstall-BASE | DEER2017 | Disposition |  | LED globe: 1 to <2 Watts | 4456531 | DEER | Proposed
SDG | 464823 | 2019-01-01 |  | WPSDGENRLG0106-6 | NR | DnDeemDI | C-In-LED-Glb(1w)-dWP4 | None | NonRes | Def-GSIA | All-Ltg-ScrwInLED | None | DirInstall-FULL | DirInstall-BASE | DEER2016 | Disposition |  | Commercial LED globe: 1 to <2 Watts | 4456531 | DEER | Proposed
SDG | 464824 | 2019-01-01 |  | WPSDGENRLG0106-6 | NR | DnDeemed | R-In-LED-Glb(1w)-dWP4 | None | Res | Def-GSIA | All-Ltg-ScrwInLED | None | SDG-LED-Glb(1wto<2w) | SDG-Std_Glb(1wto<2w)_5pCFL-35pLED-60pInc | DEER2017 | Disposition |  | LED globe: 1 to <2 Watts | 4456531 | DEER | Proposed
SDG | 464825 | 2019-01-01 |  | WPSDGENRLG0106-6 | NR | DnDeemed | C-In-LED-Glb(1w)-dWP4 | None | NonRes | Def-GSIA | All-Ltg-ScrwInLED | None | SDG-LED-Glb(1wto<2w) | SDG-Std_Glb(1wto<2w)_5pCFL-35pLED-60pInc | DEER2016 | Disposition |  | Commercial LED globe: 1 to <2 Watts | 4456531 | DEER | Proposed
SDG | 464826 | 2019-01-01 |  | WPSDGENRLG0106-6 | NR | UpDeemed | R-In-LED-Glb(3w)-dWP6 | None | Res | Def-GSIA | All-Ltg-ScrwInLED | None | SDG-LED-Glb(3wto<4w) | SDG-Std_Glb(3wto<4w)_5pCFL-35pLED-60pInc | DEER2017 | Disposition |  | LED globe: 3 to <4 Watts | 4456531 | DEER | Proposed
SDG | 464827 | 2019-01-01 |  | WPSDGENRLG0106-6 | NR | UpDeemed | C-In-LED-Glb(3w)-dWP6 | None | NonRes | Def-GSIA | All-Ltg-ScrwInLED | None | SDG-LED-Glb(3wto<4w) | SDG-Std_Glb(3wto<4w)_5pCFL-35pLED-60pInc | DEER2016 | Disposition |  | Commercial LED globe: 3 to <4 Watts | 4456531 | DEER | Proposed
SDG | 464828 | 2019-01-01 |  | WPSDGENRLG0106-6 | NR | DnDeemDI | R-In-LED-Glb(3w)-dWP6 | None | Res | Def-GSIA | All-Ltg-ScrwInLED | None | DirInstall-FULL | DirInstall-BASE | DEER2017 | Disposition |  | LED globe: 3 to <4 Watts | 4456531 | DEER | Proposed
SDG | 464829 | 2019-01-01 |  | WPSDGENRLG0106-6 | NR | DnDeemDI | C-In-LED-Glb(3w)-dWP6 | None | NonRes | Def-GSIA | All-Ltg-ScrwInLED | None | DirInstall-FULL | DirInstall-BASE | DEER2016 | Disposition |  | Commercial LED globe: 3 to <4 Watts | 4456531 | DEER | Proposed
SDG | 464830 | 2019-01-01 |  | WPSDGENRLG0106-6 | NR | DnDeemed | R-In-LED-Glb(3w)-dWP6 | None | Res | Def-GSIA | All-Ltg-ScrwInLED | None | SDG-LED-Glb(3wto<4w) | SDG-Std_Glb(3wto<4w)_5pCFL-35pLED-60pInc | DEER2017 | Disposition |  | LED globe: 3 to <4 Watts | 4456531 | DEER | Proposed
SDG | 464831 | 2019-01-01 |  | WPSDGENRLG0106-6 | NR | DnDeemed | C-In-LED-Glb(3w)-dWP6 | None | NonRes | Def-GSIA | All-Ltg-ScrwInLED | None | SDG-LED-Glb(3wto<4w) | SDG-Std_Glb(3wto<4w)_5pCFL-35pLED-60pInc | DEER2016 | Disposition |  | Commercial LED globe: 3 to <4 Watts | 4456531 | DEER | Proposed
SDG | 464832 | 2019-01-01 |  | WPSDGENRLG0106-6 | NR | UpDeemed | R-In-LED-Glb(4w)-dWP8 | None | Res | Def-GSIA | All-Ltg-ScrwInLED | None | SDG-LED-Glb(4wto<5w) | SDG-Std_Glb(4wto<5w)_5pCFL-35pLED-60pInc | DEER2017 | Disposition |  | LED globe: 4 to <5 Watts | 4456531 | DEER | Proposed
SDG | 464833 | 2019-01-01 |  | WPSDGENRLG0106-6 | NR | UpDeemed | C-In-LED-Glb(4w)-dWP8 | None | NonRes | Def-GSIA | All-Ltg-ScrwInLED | None | SDG-LED-Glb(4wto<5w) | SDG-Std_Glb(4wto<5w)_5pCFL-35pLED-60pInc | DEER2016 | Disposition |  | Commercial LED globe: 4 to <5 Watts | 4456531 | DEER | Proposed
SDG | 464834 | 2019-01-01 |  | WPSDGENRLG0106-6 | NR | DnDeemDI | R-In-LED-Glb(4w)-dWP8 | None | Res | Def-GSIA | All-Ltg-ScrwInLED | None | DirInstall-FULL | DirInstall-BASE | DEER2017 | Disposition |  | LED globe: 4 to <5 Watts | 4456531 | DEER | Proposed
SDG | 464835 | 2019-01-01 |  | WPSDGENRLG0106-6 | NR | DnDeemDI | C-In-LED-Glb(4w)-dWP8 | None | NonRes | Def-GSIA | All-Ltg-ScrwInLED | None | DirInstall-FULL | DirInstall-BASE | DEER2016 | Disposition |  | Commercial LED globe: 4 to <5 Watts | 4456531 | DEER | Proposed
SDG | 464836 | 2019-01-01 |  | WPSDGENRLG0106-6 | NR | DnDeemed | R-In-LED-Glb(4w)-dWP8 | None | Res | Def-GSIA | All-Ltg-ScrwInLED | None | SDG-LED-Glb(4wto<5w) | SDG-Std_Glb(4wto<5w)_5pCFL-35pLED-60pInc | DEER2017 | Disposition |  | LED globe: 4 to <5 Watts | 4456531 | DEER | Proposed
SDG | 464837 | 2019-01-01 |  | WPSDGENRLG0106-6 | NR | DnDeemed | C-In-LED-Glb(4w)-dWP8 | None | NonRes | Def-GSIA | All-Ltg-ScrwInLED | None | SDG-LED-Glb(4wto<5w) | SDG-Std_Glb(4wto<5w)_5pCFL-35pLED-60pInc | DEER2016 | Disposition |  | Commercial LED globe: 4 to <5 Watts | 4456531 | DEER | Proposed
SDG | 464838 | 2019-01-01 |  | WPSDGENRLG0106-6 | NR | UpDeemed | R-In-LED-Glb(5w)-dWP11 | None | Res | Def-GSIA | All-Ltg-ScrwInLED | None | SDG-LED-Glb(5wto<6w) | SDG-Std_Glb(5wto<6w)_5pCFL-35pLED-60pInc | DEER2017 | Disposition |  | LED globe: 5 to <6 Watts | 4456531 | DEER | Proposed
SDG | 464839 | 2019-01-01 |  | WPSDGENRLG0106-6 | NR | UpDeemed | C-In-LED-Glb(5w)-dWP11 | None | NonRes | Def-GSIA | All-Ltg-ScrwInLED | None | SDG-LED-Glb(5wto<6w) | SDG-Std_Glb(5wto<6w)_5pCFL-35pLED-60pInc | DEER2016 | Disposition |  | Commercial LED globe: 5 to <6 Watts | 4456531 | DEER | Proposed
SDG | 464840 | 2019-01-01 |  | WPSDGENRLG0106-6 | NR | DnDeemDI | R-In-LED-Glb(5w)-dWP11 | None | Res | Def-GSIA | All-Ltg-ScrwInLED | None | DirInstall-FULL | DirInstall-BASE | DEER2017 | Disposition |  | LED globe: 5 to <6 Watts | 4456531 | DEER | Proposed
SDG | 464841 | 2019-01-01 |  | WPSDGENRLG0106-6 | NR | DnDeemDI | C-In-LED-Glb(5w)-dWP11 | None | NonRes | Def-GSIA | All-Ltg-ScrwInLED | None | DirInstall-FULL | DirInstall-BASE | DEER2016 | Disposition |  | Commercial LED globe: 5 to <6 Watts | 4456531 | DEER | Proposed
SDG | 464842 | 2019-01-01 |  | WPSDGENRLG0106-6 | NR | DnDeemed | R-In-LED-Glb(5w)-dWP11 | None | Res | Def-GSIA | All-Ltg-ScrwInLED | None | SDG-LED-Glb(5wto<6w) | SDG-Std_Glb(5wto<6w)_5pCFL-35pLED-60pInc | DEER2017 | Disposition |  | LED globe: 5 to <6 Watts | 4456531 | DEER | Proposed
SDG | 464843 | 2019-01-01 |  | WPSDGENRLG0106-6 | NR | DnDeemed | C-In-LED-Glb(5w)-dWP11 | None | NonRes | Def-GSIA | All-Ltg-ScrwInLED | None | SDG-LED-Glb(5wto<6w) | SDG-Std_Glb(5wto<6w)_5pCFL-35pLED-60pInc | DEER2016 | Disposition |  | Commercial LED globe: 5 to <6 Watts | 4456531 | DEER | Proposed
SDG | 464844 | 2019-01-01 |  | WPSDGENRLG0106-6 | NR | UpDeemed | R-In-LED-Glb(6w)-dWP13 | None | Res | Def-GSIA | All-Ltg-ScrwInLED | None | SDG-LED-Glb(6wto<7w) | SDG-Std_Glb(6wto<7w)_5pCFL-35pLED-60pInc | DEER2017 | Disposition |  | LED globe: 6 to <7 Watts | 4456531 | DEER | Proposed
SDG | 464845 | 2019-01-01 |  | WPSDGENRLG0106-6 | NR | UpDeemed | C-In-LED-Glb(6w)-dWP13 | None | NonRes | Def-GSIA | All-Ltg-ScrwInLED | None | SDG-LED-Glb(6wto<7w) | SDG-Std_Glb(6wto<7w)_5pCFL-35pLED-60pInc | DEER2016 | Disposition |  | Commercial LED globe: 6 to <7 Watts | 4456531 | DEER | Proposed
SDG | 464846 | 2019-01-01 |  | WPSDGENRLG0106-6 | NR | DnDeemDI | R-In-LED-Glb(6w)-dWP13 | None | Res | Def-GSIA | All-Ltg-ScrwInLED | None | DirInstall-FULL | DirInstall-BASE | DEER2017 | Disposition |  | LED globe: 6 to <7 Watts | 4456531 | DEER | Proposed
SDG | 464847 | 2019-01-01 |  | WPSDGENRLG0106-6 | NR | DnDeemDI | C-In-LED-Glb(6w)-dWP13 | None | NonRes | Def-GSIA | All-Ltg-ScrwInLED | None | DirInstall-FULL | DirInstall-BASE | DEER2016 | Disposition |  | Commercial LED globe: 6 to <7 Watts | 4456531 | DEER | Proposed
SDG | 464848 | 2019-01-01 |  | WPSDGENRLG0106-6 | NR | DnDeemed | R-In-LED-Glb(6w)-dWP13 | None | Res | Def-GSIA | All-Ltg-ScrwInLED | None | SDG-LED-Glb(6wto<7w) | SDG-Std_Glb(6wto<7w)_5pCFL-35pLED-60pInc | DEER2017 | Disposition |  | LED globe: 6 to <7 Watts | 4456531 | DEER | Proposed
SDG | 464849 | 2019-01-01 |  | WPSDGENRLG0106-6 | NR | DnDeemed | C-In-LED-Glb(6w)-dWP13 | None | NonRes | Def-GSIA | All-Ltg-ScrwInLED | None | SDG-LED-Glb(6wto<7w) | SDG-Std_Glb(6wto<7w)_5pCFL-35pLED-60pInc | DEER2016 | Disposition |  | Commercial LED globe: 6 to <7 Watts | 4456531 | DEER | Proposed
SDG | 464850 | 2019-01-01 |  | WPSDGENRLG0106-6 | NR | UpDeemed | R-In-LED-Glb(7w)-dWP15 | None | Res | Def-GSIA | All-Ltg-ScrwInLED | None | SDG-LED-Glb(7wto<8w) | SDG-Std_Glb(7wto<8w)_5pCFL-35pLED-60pInc | DEER2017 | Disposition |  | LED globe: 7 to <8 Watts | 4456531 | DEER | Proposed
SDG | 464851 | 2019-01-01 |  | WPSDGENRLG0106-6 | NR | UpDeemed | C-In-LED-Glb(7w)-dWP15 | None | NonRes | Def-GSIA | All-Ltg-ScrwInLED | None | SDG-LED-Glb(7wto<8w) | SDG-Std_Glb(7wto<8w)_5pCFL-35pLED-60pInc | DEER2016 | Disposition |  | Commercial LED globe: 7 to <8 Watts | 4456531 | DEER | Proposed
SDG | 464852 | 2019-01-01 |  | WPSDGENRLG0106-6 | NR | DnDeemDI | R-In-LED-Glb(7w)-dWP15 | None | Res | Def-GSIA | All-Ltg-ScrwInLED | None | DirInstall-FULL | DirInstall-BASE | DEER2017 | Disposition |  | LED globe: 7 to <8 Watts | 4456531 | DEER | Proposed
SDG | 464853 | 2019-01-01 |  | WPSDGENRLG0106-6 | NR | DnDeemDI | C-In-LED-Glb(7w)-dWP15 | None | NonRes | Def-GSIA | All-Ltg-ScrwInLED | None | DirInstall-FULL | DirInstall-BASE | DEER2016 | Disposition |  | Commercial LED globe: 7 to <8 Watts | 4456531 | DEER | Proposed
SDG | 464854 | 2019-01-01 |  | WPSDGENRLG0106-6 | NR | DnDeemed | R-In-LED-Glb(7w)-dWP15 | None | Res | Def-GSIA | All-Ltg-ScrwInLED | None | SDG-LED-Glb(7wto<8w) | SDG-Std_Glb(7wto<8w)_5pCFL-35pLED-60pInc | DEER2017 | Disposition |  | LED globe: 7 to <8 Watts | 4456531 | DEER | Proposed
SDG | 464855 | 2019-01-01 |  | WPSDGENRLG0106-6 | NR | DnDeemed | C-In-LED-Glb(7w)-dWP15 | None | NonRes | Def-GSIA | All-Ltg-ScrwInLED | None | SDG-LED-Glb(7wto<8w) | SDG-Std_Glb(7wto<8w)_5pCFL-35pLED-60pInc | DEER2016 | Disposition |  | Commercial LED globe: 7 to <8 Watts | 4456531 | DEER | Proposed
SDG | 464856 | 2019-01-01 |  | WPSDGENRLG0106-6 | NR | UpDeemed | R-In-LED-Glb(8w)-dWP17 | None | Res | Def-GSIA | All-Ltg-ScrwInLED | None | SDG-LED-Glb(8wto<9w) | SDG-Std_Glb(8wto<9w)_5pCFL-35pLED-60pInc | DEER2017 | Disposition |  | LED globe: 8 to <9 Watts | 4456531 | DEER | Proposed
SDG | 464857 | 2019-01-01 |  | WPSDGENRLG0106-6 | NR | UpDeemed | C-In-LED-Glb(8w)-dWP17 | None | NonRes | Def-GSIA | All-Ltg-ScrwInLED | None | SDG-LED-Glb(8wto<9w) | SDG-Std_Glb(8wto<9w)_5pCFL-35pLED-60pInc | DEER2016 | Disposition |  | Commercial LED globe: 8 to <9 Watts | 4456531 | DEER | Proposed
SDG | 464858 | 2019-01-01 |  | WPSDGENRLG0106-6 | NR | DnDeemDI | R-In-LED-Glb(8w)-dWP17 | None | Res | Def-GSIA | All-Ltg-ScrwInLED | None | DirInstall-FULL | DirInstall-BASE | DEER2017 | Disposition |  | LED globe: 8 to <9 Watts | 4456531 | DEER | Proposed
SDG | 464859 | 2019-01-01 |  | WPSDGENRLG0106-6 | NR | DnDeemDI | C-In-LED-Glb(8w)-dWP17 | None | NonRes | Def-GSIA | All-Ltg-ScrwInLED | None | DirInstall-FULL | DirInstall-BASE | DEER2016 | Disposition |  | Commercial LED globe: 8 to <9 Watts | 4456531 | DEER | Proposed
SDG | 464860 | 2019-01-01 |  | WPSDGENRLG0106-6 | NR | DnDeemed | R-In-LED-Glb(8w)-dWP17 | None | Res | Def-GSIA | All-Ltg-ScrwInLED | None | SDG-LED-Glb(8wto<9w) | SDG-Std_Glb(8wto<9w)_5pCFL-35pLED-60pInc | DEER2017 | Disposition |  | LED globe: 8 to <9 Watts | 4456531 | DEER | Proposed
SDG | 464861 | 2019-01-01 |  | WPSDGENRLG0106-6 | NR | DnDeemed | C-In-LED-Glb(8w)-dWP17 | None | NonRes | Def-GSIA | All-Ltg-ScrwInLED | None | SDG-LED-Glb(8wto<9w) | SDG-Std_Glb(8wto<9w)_5pCFL-35pLED-60pInc | DEER2016 | Disposition |  | Commercial LED globe: 8 to <9 Watts | 4456531 | DEER | Proposed
SDG | 464862 | 2019-01-01 |  | WPSDGENRLG0106-6 | NR | UpDeemed | R-In-LED-Glb(9w)-dWP19 | None | Res | Def-GSIA | All-Ltg-ScrwInLED | None | SDG-LED-Glb(9wto<10w) | SDG-Std_Glb(9wto<10w)_5pCFL-35pLED-60pInc | DEER2017 | Disposition |  | LED globe: 9 to <10 Watts | 4456531 | DEER | Proposed
SDG | 464863 | 2019-01-01 |  | WPSDGENRLG0106-6 | NR | UpDeemed | C-In-LED-Glb(9w)-dWP19 | None | NonRes | Def-GSIA | All-Ltg-ScrwInLED | None | SDG-LED-Glb(9wto<10w) | SDG-Std_Glb(9wto<10w)_5pCFL-35pLED-60pInc | DEER2016 | Disposition |  | Commercial LED globe: 9 to <10 Watts | 4456531 | DEER | Proposed
SDG | 464864 | 2019-01-01 |  | WPSDGENRLG0106-6 | NR | DnDeemDI | R-In-LED-Glb(9w)-dWP19 | None | Res | Def-GSIA | All-Ltg-ScrwInLED | None | DirInstall-FULL | DirInstall-BASE | DEER2017 | Disposition |  | LED globe: 9 to <10 Watts | 4456531 | DEER | Proposed
SDG | 464865 | 2019-01-01 |  | WPSDGENRLG0106-6 | NR | DnDeemDI | C-In-LED-Glb(9w)-dWP19 | None | NonRes | Def-GSIA | All-Ltg-ScrwInLED | None | DirInstall-FULL | DirInstall-BASE | DEER2016 | Disposition |  | Commercial LED globe: 9 to <10 Watts | 4456531 | DEER | Proposed
SDG | 464866 | 2019-01-01 |  | WPSDGENRLG0106-6 | NR | DnDeemed | R-In-LED-Glb(9w)-dWP19 | None | Res | Def-GSIA | All-Ltg-ScrwInLED | None | SDG-LED-Glb(9wto<10w) | SDG-Std_Glb(9wto<10w)_5pCFL-35pLED-60pInc | DEER2017 | Disposition |  | LED globe: 9 to <10 Watts | 4456531 | DEER | Proposed
SDG | 464867 | 2019-01-01 |  | WPSDGENRLG0106-6 | NR | DnDeemed | C-In-LED-Glb(9w)-dWP19 | None | NonRes | Def-GSIA | All-Ltg-ScrwInLED | None | SDG-LED-Glb(9wto<10w) | SDG-Std_Glb(9wto<10w)_5pCFL-35pLED-60pInc | DEER2016 | Disposition |  | Commercial LED globe: 9 to <10 Watts | 4456531 | DEER | Proposed
SDG | 464868 | 2019-01-01 |  | WPSDGENRLG0106-6 | NR | UpDeemed | R-In-LED-Glb(10w)-dWP21 | None | Res | Def-GSIA | All-Ltg-ScrwInLED | None | SDG-LED-Glb(10wto<11w) | SDG-Std_Glb(10wto<11w)_5pCFL-35pLED-60pInc | DEER2017 | Disposition |  | LED globe: >=10 Watts | 4456531 | DEER | Proposed
SDG | 464869 | 2019-01-01 |  | WPSDGENRLG0106-6 | NR | UpDeemed | C-In-LED-Glb(10w)-dWP21 | None | NonRes | Def-GSIA | All-Ltg-ScrwInLED | None | SDG-LED-Glb(10wto<11w) | SDG-Std_Glb(10wto<11w)_5pCFL-35pLED-60pInc | DEER2016 | Disposition |  | Commercial LED globe: >=10 Watts | 4456531 | DEER | Proposed
SDG | 464870 | 2019-01-01 |  | WPSDGENRLG0106-6 | NR | DnDeemDI | R-In-LED-Glb(10w)-dWP21 | None | Res | Def-GSIA | All-Ltg-ScrwInLED | None | DirInstall-FULL | DirInstall-BASE | DEER2017 | Disposition |  | LED globe: >=10 Watts | 4456531 | DEER | Proposed
SDG | 464871 | 2019-01-01 |  | WPSDGENRLG0106-6 | NR | DnDeemDI | C-In-LED-Glb(10w)-dWP21 | None | NonRes | Def-GSIA | All-Ltg-ScrwInLED | None | DirInstall-FULL | DirInstall-BASE | DEER2016 | Disposition |  | Commercial LED globe: >=10 Watts | 4456531 | DEER | Proposed
SDG | 464872 | 2019-01-01 |  | WPSDGENRLG0106-6 | NR | DnDeemed | R-In-LED-Glb(10w)-dWP21 | None | Res | Def-GSIA | All-Ltg-ScrwInLED | None | SDG-LED-Glb(10wto<11w) | SDG-Std_Glb(10wto<11w)_5pCFL-35pLED-60pInc | DEER2017 | Disposition |  | LED globe: >=10 Watts | 4456531 | DEER | Proposed
SDG | 464873 | 2019-01-01 |  | WPSDGENRLG0106-6 | NR | DnDeemed | C-In-LED-Glb(10w)-dWP21 | None | NonRes | Def-GSIA | All-Ltg-ScrwInLED | None | SDG-LED-Glb(10wto<11w) | SDG-Std_Glb(10wto<11w)_5pCFL-35pLED-60pInc | DEER2016 | Disposition |  | Commercial LED globe: >=10 Watts | 4456531 | DEER | Proposed
SDG | 464874 | 2019-01-01 |  | WPSDGENRLG0106-6 | NR | UpDeemed | R-In-LED-PAR20(4w)-dWP9 | None | Res | Def-GSIA | All-Ltg-ScrwInLED | None | SDG-LED-PAR20(4wto<5w) | SDG-Std_PAR20(4wto<5w)_10pCFL-40pLED-50pInc | DEER2017 | Disposition |  | LED PAR20: 4 to <5 Watts | 4456531 | DEER | Proposed
SDG | 464875 | 2019-01-01 |  | WPSDGENRLG0106-6 | NR | UpDeemed | C-In-LED-PAR20(4w)-dWP9 | None | NonRes | Def-GSIA | All-Ltg-ScrwInLED | None | SDG-LED-PAR20(4wto<5w) | SDG-Std_PAR20(4wto<5w)_10pCFL-40pLED-50pInc | DEER2016 | Disposition |  | Commercial LED PAR20: 4 to <5 Watts | 4456531 | DEER | Proposed
SDG | 464876 | 2019-01-01 |  | WPSDGENRLG0106-6 | NR | DnDeemDI | R-In-LED-PAR20(4w)-dWP9 | None | Res | Def-GSIA | All-Ltg-ScrwInLED | None | DirInstall-FULL | DirInstall-BASE | DEER2017 | Disposition |  | LED PAR20: 4 to <5 Watts | 4456531 | DEER | Proposed
SDG | 464877 | 2019-01-01 |  | WPSDGENRLG0106-6 | NR | DnDeemDI | C-In-LED-PAR20(4w)-dWP9 | None | NonRes | Def-GSIA | All-Ltg-ScrwInLED | None | DirInstall-FULL | DirInstall-BASE | DEER2016 | Disposition |  | Commercial LED PAR20: 4 to <5 Watts | 4456531 | DEER | Proposed
SDG | 464878 | 2019-01-01 |  | WPSDGENRLG0106-6 | NR | DnDeemed | R-In-LED-PAR20(4w)-dWP9 | None | Res | Def-GSIA | All-Ltg-ScrwInLED | None | SDG-LED-PAR20(4wto<5w) | SDG-Std_PAR20(4wto<5w)_10pCFL-40pLED-50pInc | DEER2017 | Disposition |  | LED PAR20: 4 to <5 Watts | 4456531 | DEER | Proposed
SDG | 464879 | 2019-01-01 |  | WPSDGENRLG0106-6 | NR | DnDeemed | C-In-LED-PAR20(4w)-dWP9 | None | NonRes | Def-GSIA | All-Ltg-ScrwInLED | None | SDG-LED-PAR20(4wto<5w) | SDG-Std_PAR20(4wto<5w)_10pCFL-40pLED-50pInc | DEER2016 | Disposition |  | Commercial LED PAR20: 4 to <5 Watts | 4456531 | DEER | Proposed
SDG | 464880 | 2019-01-01 |  | WPSDGENRLG0106-6 | NR | UpDeemed | R-In-LED-PAR20(5.5w)-dWP12 | None | Res | Def-GSIA | All-Ltg-ScrwInLED | None | SDG-LED-PAR20(5wto<6w) | SDG-Std_PAR20(5wto<6w)_10pCFL-40pLED-50pInc | DEER2017 | Disposition |  | LED PAR20: 5 to <6 Watts | 4456531 | DEER | Proposed
SDG | 464881 | 2019-01-01 |  | WPSDGENRLG0106-6 | NR | UpDeemed | C-In-LED-PAR20(5.5w)-dWP12 | None | NonRes | Def-GSIA | All-Ltg-ScrwInLED | None | SDG-LED-PAR20(5wto<6w) | SDG-Std_PAR20(5wto<6w)_10pCFL-40pLED-50pInc | DEER2016 | Disposition |  | Commercial LED PAR20: 5 to <6 Watts | 4456531 | DEER | Proposed
SDG | 464882 | 2019-01-01 |  | WPSDGENRLG0106-6 | NR | DnDeemDI | R-In-LED-PAR20(5.5w)-dWP12 | None | Res | Def-GSIA | All-Ltg-ScrwInLED | None | DirInstall-FULL | DirInstall-BASE | DEER2017 | Disposition |  | LED PAR20: 5 to <6 Watts | 4456531 | DEER | Proposed
SDG | 464883 | 2019-01-01 |  | WPSDGENRLG0106-6 | NR | DnDeemDI | C-In-LED-PAR20(5.5w)-dWP12 | None | NonRes | Def-GSIA | All-Ltg-ScrwInLED | None | DirInstall-FULL | DirInstall-BASE | DEER2016 | Disposition |  | Commercial LED PAR20: 5 to <6 Watts | 4456531 | DEER | Proposed
SDG | 464884 | 2019-01-01 |  | WPSDGENRLG0106-6 | NR | DnDeemed | R-In-LED-PAR20(5.5w)-dWP12 | None | Res | Def-GSIA | All-Ltg-ScrwInLED | None | SDG-LED-PAR20(5wto<6w) | SDG-Std_PAR20(5wto<6w)_10pCFL-40pLED-50pInc | DEER2017 | Disposition |  | LED PAR20: 5 to <6 Watts | 4456531 | DEER | Proposed
SDG | 464885 | 2019-01-01 |  | WPSDGENRLG0106-6 | NR | DnDeemed | C-In-LED-PAR20(5.5w)-dWP12 | None | NonRes | Def-GSIA | All-Ltg-ScrwInLED | None | SDG-LED-PAR20(5wto<6w) | SDG-Std_PAR20(5wto<6w)_10pCFL-40pLED-50pInc | DEER2016 | Disposition |  | Commercial LED PAR20: 5 to <6 Watts | 4456531 | DEER | Proposed
SDG | 464886 | 2019-01-01 |  | WPSDGENRLG0106-6 | NR | UpDeemed | R-In-LED-PAR20(6w)-dWP13 | None | Res | Def-GSIA | All-Ltg-ScrwInLED | None | SDG-LED-PAR20(6wto<7w) | SDG-Std_PAR20(6wto<7w)_10pCFL-40pLED-50pInc | DEER2017 | Disposition |  | LED PAR20: 6 to <7 Watts | 4456531 | DEER | Proposed
SDG | 464887 | 2019-01-01 |  | WPSDGENRLG0106-6 | NR | UpDeemed | C-In-LED-PAR20(6w)-dWP13 | None | NonRes | Def-GSIA | All-Ltg-ScrwInLED | None | SDG-LED-PAR20(6wto<7w) | SDG-Std_PAR20(6wto<7w)_10pCFL-40pLED-50pInc | DEER2016 | Disposition |  | Commercial LED PAR20: 6 to <7 Watts | 4456531 | DEER | Proposed
SDG | 464888 | 2019-01-01 |  | WPSDGENRLG0106-6 | NR | DnDeemDI | R-In-LED-PAR20(6w)-dWP13 | None | Res | Def-GSIA | All-Ltg-ScrwInLED | None | DirInstall-FULL | DirInstall-BASE | DEER2017 | Disposition |  | LED PAR20: 6 to <7 Watts | 4456531 | DEER | Proposed
SDG | 464889 | 2019-01-01 |  | WPSDGENRLG0106-6 | NR | DnDeemDI | C-In-LED-PAR20(6w)-dWP13 | None | NonRes | Def-GSIA | All-Ltg-ScrwInLED | None | DirInstall-FULL | DirInstall-BASE | DEER2016 | Disposition |  | Commercial LED PAR20: 6 to <7 Watts | 4456531 | DEER | Proposed
SDG | 464890 | 2019-01-01 |  | WPSDGENRLG0106-6 | NR | DnDeemed | R-In-LED-PAR20(6w)-dWP13 | None | Res | Def-GSIA | All-Ltg-ScrwInLED | None | SDG-LED-PAR20(6wto<7w) | SDG-Std_PAR20(6wto<7w)_10pCFL-40pLED-50pInc | DEER2017 | Disposition |  | LED PAR20: 6 to <7 Watts | 4456531 | DEER | Proposed
SDG | 464891 | 2019-01-01 |  | WPSDGENRLG0106-6 | NR | DnDeemed | C-In-LED-PAR20(6w)-dWP13 | None | NonRes | Def-GSIA | All-Ltg-ScrwInLED | None | SDG-LED-PAR20(6wto<7w) | SDG-Std_PAR20(6wto<7w)_10pCFL-40pLED-50pInc | DEER2016 | Disposition |  | Commercial LED PAR20: 6 to <7 Watts | 4456531 | DEER | Proposed
SDG | 464892 | 2019-01-01 |  | WPSDGENRLG0106-6 | NR | UpDeemed | R-In-LED-PAR20(7w)-dWP15 | None | Res | Def-GSIA | All-Ltg-ScrwInLED | None | SDG-LED-PAR20(7wto<8w) | SDG-Std_PAR20(7wto<8ww)_10pCFL-40pLED-50pInc | DEER2017 | Disposition |  | LED PAR20: 7 to <8 Watts | 4456531 | DEER | Proposed
SDG | 464893 | 2019-01-01 |  | WPSDGENRLG0106-6 | NR | UpDeemed | C-In-LED-PAR20(7w)-dWP15 | None | NonRes | Def-GSIA | All-Ltg-ScrwInLED | None | SDG-LED-PAR20(7wto<8w) | SDG-Std_PAR20(7wto<8ww)_10pCFL-40pLED-50pInc | DEER2016 | Disposition |  | Commercial LED PAR20: 7 to <8 Watts | 4456531 | DEER | Proposed
SDG | 464894 | 2019-01-01 |  | WPSDGENRLG0106-6 | NR | DnDeemDI | R-In-LED-PAR20(7w)-dWP15 | None | Res | Def-GSIA | All-Ltg-ScrwInLED | None | DirInstall-FULL | DirInstall-BASE | DEER2017 | Disposition |  | LED PAR20: 7 to <8 Watts | 4456531 | DEER | Proposed
SDG | 464895 | 2019-01-01 |  | WPSDGENRLG0106-6 | NR | DnDeemDI | C-In-LED-PAR20(7w)-dWP15 | None | NonRes | Def-GSIA | All-Ltg-ScrwInLED | None | DirInstall-FULL | DirInstall-BASE | DEER2016 | Disposition |  | Commercial LED PAR20: 7 to <8 Watts | 4456531 | DEER | Proposed
SDG | 464896 | 2019-01-01 |  | WPSDGENRLG0106-6 | NR | DnDeemed | R-In-LED-PAR20(7w)-dWP15 | None | Res | Def-GSIA | All-Ltg-ScrwInLED | None | SDG-LED-PAR20(7wto<8w) | SDG-Std_PAR20(7wto<8ww)_10pCFL-40pLED-50pInc | DEER2017 | Disposition |  | LED PAR20: 7 to <8 Watts | 4456531 | DEER | Proposed
SDG | 464897 | 2019-01-01 |  | WPSDGENRLG0106-6 | NR | DnDeemed | C-In-LED-PAR20(7w)-dWP15 | None | NonRes | Def-GSIA | All-Ltg-ScrwInLED | None | SDG-LED-PAR20(7wto<8w) | SDG-Std_PAR20(7wto<8ww)_10pCFL-40pLED-50pInc | DEER2016 | Disposition |  | Commercial LED PAR20: 7 to <8 Watts | 4456531 | DEER | Proposed
SDG | 464898 | 2019-01-01 |  | WPSDGENRLG0106-6 | NR | UpDeemed | R-In-LED-PAR20(8w)-dWP18 | None | Res | Def-GSIA | All-Ltg-ScrwInLED | None | SDG-LED-PAR20(8wto<9w) | SDG-Std_PAR20(8wto<9w)_10pCFL-40pLED-50pInc | DEER2017 | Disposition |  | LED PAR20: 8 to <9 Watts | 4456531 | DEER | Proposed
SDG | 464899 | 2019-01-01 |  | WPSDGENRLG0106-6 | NR | UpDeemed | C-In-LED-PAR20(8w)-dWP18 | None | NonRes | Def-GSIA | All-Ltg-ScrwInLED | None | SDG-LED-PAR20(8wto<9w) | SDG-Std_PAR20(8wto<9w)_10pCFL-40pLED-50pInc | DEER2016 | Disposition |  | Commercial LED PAR20: 8 to <9 Watts | 4456531 | DEER | Proposed
SDG | 464900 | 2019-01-01 |  | WPSDGENRLG0106-6 | NR | DnDeemDI | R-In-LED-PAR20(8w)-dWP18 | None | Res | Def-GSIA | All-Ltg-ScrwInLED | None | DirInstall-FULL | DirInstall-BASE | DEER2017 | Disposition |  | LED PAR20: 8 to <9 Watts | 4456531 | DEER | Proposed
SDG | 464901 | 2019-01-01 |  | WPSDGENRLG0106-6 | NR | DnDeemDI | C-In-LED-PAR20(8w)-dWP18 | None | NonRes | Def-GSIA | All-Ltg-ScrwInLED | None | DirInstall-FULL | DirInstall-BASE | DEER2016 | Disposition |  | Commercial LED PAR20: 8 to <9 Watts | 4456531 | DEER | Proposed
SDG | 464902 | 2019-01-01 |  | WPSDGENRLG0106-6 | NR | DnDeemed | C-In-LED-PAR20(8w)-dWP18 | None | Res | Def-GSIA | All-Ltg-ScrwInLED | None | SDG-LED-PAR20(8wto<9w) | SDG-Std_PAR20(8wto<9w)_10pCFL-40pLED-50pInc | DEER2016 | Disposition |  | LED PAR20: 8 to <9 Watts | 4456531 | DEER | Proposed
SDG | 464903 | 2019-01-01 |  | WPSDGENRLG0106-6 | NR | DnDeemed | C-In-LED-PAR20(8w)-dWP18 | None | NonRes | Def-GSIA | All-Ltg-ScrwInLED | None | SDG-LED-PAR20(8wto<9w) | SDG-Std_PAR20(8wto<9w)_10pCFL-40pLED-50pInc | DEER2016 | Disposition |  | Commercial LED PAR20: 8 to <9 Watts | 4456531 | DEER | Proposed
SDG | 464904 | 2019-01-01 |  | WPSDGENRLG0106-6 | NR | UpDeemed | R-In-LED-PAR20(9w)-dWP20 | None | Res | Def-GSIA | All-Ltg-ScrwInLED | None | SDG-LED-PAR20(9wto<10w) | SDG-Std_PAR20(9wto<10w)_10pCFL-40pLED-50pInc | DEER2017 | Disposition |  | LED PAR20: 9 to <10 Watts | 4456531 | DEER | Proposed
SDG | 464905 | 2019-01-01 |  | WPSDGENRLG0106-6 | NR | UpDeemed | C-In-LED-PAR20(9w)-dWP20 | None | NonRes | Def-GSIA | All-Ltg-ScrwInLED | None | SDG-LED-PAR20(9wto<10w) | SDG-Std_PAR20(9wto<10w)_10pCFL-40pLED-50pInc | DEER2016 | Disposition |  | Commercial LED PAR20: 9 to <10 Watts | 4456531 | DEER | Proposed
SDG | 464906 | 2019-01-01 |  | WPSDGENRLG0106-6 | NR | DnDeemDI | R-In-LED-PAR20(9w)-dWP20 | None | Res | Def-GSIA | All-Ltg-ScrwInLED | None | DirInstall-FULL | DirInstall-BASE | DEER2017 | Disposition |  | LED PAR20: 9 to <10 Watts | 4456531 | DEER | Proposed
SDG | 464907 | 2019-01-01 |  | WPSDGENRLG0106-6 | NR | DnDeemDI | C-In-LED-PAR20(9w)-dWP20 | None | NonRes | Def-GSIA | All-Ltg-ScrwInLED | None | DirInstall-FULL | DirInstall-BASE | DEER2016 | Disposition |  | Commercial LED PAR20: 9 to <10 Watts | 4456531 | DEER | Proposed
SDG | 464908 | 2019-01-01 |  | WPSDGENRLG0106-6 | NR | DnDeemed | R-In-LED-PAR20(9w)-dWP20 | None | Res | Def-GSIA | All-Ltg-ScrwInLED | None | SDG-LED-PAR20(9wto<10w) | SDG-Std_PAR20(9wto<10w)_10pCFL-40pLED-50pInc | DEER2017 | Disposition |  | LED PAR20: 9 to <10 Watts | 4456531 | DEER | Proposed
SDG | 464909 | 2019-01-01 |  | WPSDGENRLG0106-6 | NR | DnDeemed | C-In-LED-PAR20(9w)-dWP20 | None | NonRes | Def-GSIA | All-Ltg-ScrwInLED | None | SDG-LED-PAR20(9wto<10w) | SDG-Std_PAR20(9wto<10w)_10pCFL-40pLED-50pInc | DEER2016 | Disposition |  | Commercial LED PAR20: 9 to <10 Watts | 4456531 | DEER | Proposed
SDG | 464910 | 2019-01-01 |  | WPSDGENRLG0106-6 | NR | UpDeemed | R-In-LED-PAR30(21w)-dWP28 | None | Res | Def-GSIA | All-Ltg-ScrwInLED | None | SDG-LED-PAR30(21wto<22w) | SDG-Std_PAR30(21wto<22w)_10pCFL-40pLED-50pInc | DEER2017 | Disposition |  | LED PAR30: 21 to <22 Watts | 4456531 | DEER | Proposed
SDG | 464911 | 2019-01-01 |  | WPSDGENRLG0106-6 | NR | UpDeemed | C-In-LED-PAR30(21w)-dWP28 | None | NonRes | Def-GSIA | All-Ltg-ScrwInLED | None | SDG-LED-PAR30(21wto<22w) | SDG-Std_PAR30(21wto<22w)_10pCFL-40pLED-50pInc | DEER2016 | Disposition |  | Commercial LED PAR30: 21 to <22 Watts | 4456531 | DEER | Proposed
SDG | 464912 | 2019-01-01 |  | WPSDGENRLG0106-6 | NR | DnDeemDI | R-In-LED-PAR30(21w)-dWP28 | None | Res | Def-GSIA | All-Ltg-ScrwInLED | None | DirInstall-FULL | DirInstall-BASE | DEER2017 | Disposition |  | LED PAR30: 21 to <22 Watts | 4456531 | DEER | Proposed
SDG | 464913 | 2019-01-01 |  | WPSDGENRLG0106-6 | NR | DnDeemDI | C-In-LED-PAR30(21w)-dWP28 | None | NonRes | Def-GSIA | All-Ltg-ScrwInLED | None | DirInstall-FULL | DirInstall-BASE | DEER2016 | Disposition |  | Commercial LED PAR30: 21 to <22 Watts | 4456531 | DEER | Proposed
SDG | 464914 | 2019-01-01 |  | WPSDGENRLG0106-6 | NR | DnDeemed | R-In-LED-PAR30(21w)-dWP28 | None | Res | Def-GSIA | All-Ltg-ScrwInLED | None | SDG-LED-PAR30(21wto<22w) | SDG-Std_PAR30(21wto<22w)_10pCFL-40pLED-50pInc | DEER2017 | Disposition |  | LED PAR30: 21 to <22 Watts | 4456531 | DEER | Proposed
SDG | 464915 | 2019-01-01 |  | WPSDGENRLG0106-6 | NR | DnDeemed | C-In-LED-PAR30(21w)-dWP28 | None | NonRes | Def-GSIA | All-Ltg-ScrwInLED | None | SDG-LED-PAR30(21wto<22w) | SDG-Std_PAR30(21wto<22w)_10pCFL-40pLED-50pInc | DEER2016 | Disposition |  | Commercial LED PAR30: 21 to <22 Watts | 4456531 | DEER | Proposed
SDG | 464916 | 2019-01-01 |  | WPSDGENRLG0106-6 | NR | UpDeemed | R-In-LED-PAR30(7w)-dWP9 | None | Res | Def-GSIA | All-Ltg-ScrwInLED | None | SDG-LED-PAR30(7wto<8w) | SDG-Std_PAR30(7wto<8w)_10pCFL-40pLED-50pInc | DEER2017 | Disposition |  | LED PAR30: 7 to <8 Watts | 4456531 | DEER | Proposed
SDG | 464917 | 2019-01-01 |  | WPSDGENRLG0106-6 | NR | UpDeemed | C-In-LED-PAR30(7w)-dWP9 | None | NonRes | Def-GSIA | All-Ltg-ScrwInLED | None | SDG-LED-PAR30(7wto<8w) | SDG-Std_PAR30(7wto<8w)_10pCFL-40pLED-50pInc | DEER2016 | Disposition |  | Commercial LED PAR30: 7 to <8 Watts | 4456531 | DEER | Proposed
SDG | 464918 | 2019-01-01 |  | WPSDGENRLG0106-6 | NR | DnDeemDI | R-In-LED-PAR30(7w)-dWP9 | None | Res | Def-GSIA | All-Ltg-ScrwInLED | None | DirInstall-FULL | DirInstall-BASE | DEER2017 | Disposition |  | LED PAR30: 7 to <8 Watts | 4456531 | DEER | Proposed
SDG | 464919 | 2019-01-01 |  | WPSDGENRLG0106-6 | NR | DnDeemDI | C-In-LED-PAR30(7w)-dWP9 | None | NonRes | Def-GSIA | All-Ltg-ScrwInLED | None | DirInstall-FULL | DirInstall-BASE | DEER2016 | Disposition |  | Commercial LED PAR30: 7 to <8 Watts | 4456531 | DEER | Proposed
SDG | 464920 | 2019-01-01 |  | WPSDGENRLG0106-6 | NR | DnDeemed | R-In-LED-PAR30(7w)-dWP9 | None | Res | Def-GSIA | All-Ltg-ScrwInLED | None | SDG-LED-PAR30(7wto<8w) | SDG-Std_PAR30(7wto<8w)_10pCFL-40pLED-50pInc | DEER2017 | Disposition |  | LED PAR30: 7 to <8 Watts | 4456531 | DEER | Proposed
SDG | 464921 | 2019-01-01 |  | WPSDGENRLG0106-6 | NR | DnDeemed | C-In-LED-PAR30(7w)-dWP9 | None | NonRes | Def-GSIA | All-Ltg-ScrwInLED | None | SDG-LED-PAR30(7wto<8w) | SDG-Std_PAR30(7wto<8w)_10pCFL-40pLED-50pInc | DEER2016 | Disposition |  | Commercial LED PAR30: 7 to <8 Watts | 4456531 | DEER | Proposed
SDG | 464922 | 2019-01-01 |  | WPSDGENRLG0106-6 | NR | UpDeemed | R-In-LED-PAR30(8w)-dWP11 | None | Res | Def-GSIA | All-Ltg-ScrwInLED | None | SDG-LED-PAR30(8wto<9w) | SDG-Std_PAR30(8wto<9w)_10pCFL-40pLED-50pInc | DEER2017 | Disposition |  | LED PAR30: 8 to <9 Watts | 4456531 | DEER | Proposed
SDG | 464923 | 2019-01-01 |  | WPSDGENRLG0106-6 | NR | UpDeemed | C-In-LED-PAR30(8w)-dWP11 | None | NonRes | Def-GSIA | All-Ltg-ScrwInLED | None | SDG-LED-PAR30(8wto<9w) | SDG-Std_PAR30(8wto<9w)_10pCFL-40pLED-50pInc | DEER2016 | Disposition |  | Commercial LED PAR30: 8 to <9 Watts | 4456531 | DEER | Proposed
SDG | 464924 | 2019-01-01 |  | WPSDGENRLG0106-6 | NR | DnDeemDI | R-In-LED-PAR30(8w)-dWP11 | None | Res | Def-GSIA | All-Ltg-ScrwInLED | None | DirInstall-FULL | DirInstall-BASE | DEER2017 | Disposition |  | LED PAR30: 8 to <9 Watts | 4456531 | DEER | Proposed
SDG | 464925 | 2019-01-01 |  | WPSDGENRLG0106-6 | NR | DnDeemDI | C-In-LED-PAR30(8w)-dWP11 | None | NonRes | Def-GSIA | All-Ltg-ScrwInLED | None | DirInstall-FULL | DirInstall-BASE | DEER2016 | Disposition |  | Commercial LED PAR30: 8 to <9 Watts | 4456531 | DEER | Proposed
SDG | 464926 | 2019-01-01 |  | WPSDGENRLG0106-6 | NR | DnDeemed | R-In-LED-PAR30(8w)-dWP11 | None | Res | Def-GSIA | All-Ltg-ScrwInLED | None | SDG-LED-PAR30(8wto<9w) | SDG-Std_PAR30(8wto<9w)_10pCFL-40pLED-50pInc | DEER2017 | Disposition |  | LED PAR30: 8 to <9 Watts | 4456531 | DEER | Proposed
SDG | 464927 | 2019-01-01 |  | WPSDGENRLG0106-6 | NR | DnDeemed | C-In-LED-PAR30(8w)-dWP11 | None | NonRes | Def-GSIA | All-Ltg-ScrwInLED | None | SDG-LED-PAR30(8wto<9w) | SDG-Std_PAR30(8wto<9w)_10pCFL-40pLED-50pInc | DEER2016 | Disposition |  | Commercial LED PAR30: 8 to <9 Watts | 4456531 | DEER | Proposed
SDG | 464928 | 2019-01-01 |  | WPSDGENRLG0106-6 | NR | UpDeemed | R-In-LED-PAR30(9w)-dWP12 | None | Res | Def-GSIA | All-Ltg-ScrwInLED | None | SDG-LED-PAR30(9wto<10w) | SDG-Std_PAR30(9wto<10w)_10pCFL-40pLED-50pInc | DEER2017 | Disposition |  | LED PAR30: 9 to <10 Watts | 4456531 | DEER | Proposed
SDG | 464929 | 2019-01-01 |  | WPSDGENRLG0106-6 | NR | UpDeemed | C-In-LED-PAR30(9w)-dWP12 | None | NonRes | Def-GSIA | All-Ltg-ScrwInLED | None | SDG-LED-PAR30(9wto<10w) | SDG-Std_PAR30(9wto<10w)_10pCFL-40pLED-50pInc | DEER2016 | Disposition |  | Commercial LED PAR30: 9 to <10 Watts | 4456531 | DEER | Proposed
SDG | 464930 | 2019-01-01 |  | WPSDGENRLG0106-6 | NR | DnDeemDI | R-In-LED-PAR30(9w)-dWP12 | None | Res | Def-GSIA | All-Ltg-ScrwInLED | None | DirInstall-FULL | DirInstall-BASE | DEER2017 | Disposition |  | LED PAR30: 9 to <10 Watts | 4456531 | DEER | Proposed
SDG | 464931 | 2019-01-01 |  | WPSDGENRLG0106-6 | NR | DnDeemDI | C-In-LED-PAR30(9w)-dWP12 | None | NonRes | Def-GSIA | All-Ltg-ScrwInLED | None | DirInstall-FULL | DirInstall-BASE | DEER2016 | Disposition |  | Commercial LED PAR30: 9 to <10 Watts | 4456531 | DEER | Proposed
SDG | 464932 | 2019-01-01 |  | WPSDGENRLG0106-6 | NR | DnDeemed | R-In-LED-PAR30(9w)-dWP12 | None | Res | Def-GSIA | All-Ltg-ScrwInLED | None | SDG-LED-PAR30(9wto<10w) | SDG-Std_PAR30(9wto<10w)_10pCFL-40pLED-50pInc | DEER2017 | Disposition |  | LED PAR30: 9 to <10 Watts | 4456531 | DEER | Proposed
SDG | 464933 | 2019-01-01 |  | WPSDGENRLG0106-6 | NR | DnDeemed | C-In-LED-PAR30(9w)-dWP12 | None | NonRes | Def-GSIA | All-Ltg-ScrwInLED | None | SDG-LED-PAR30(9wto<10w) | SDG-Std_PAR30(9wto<10w)_10pCFL-40pLED-50pInc | DEER2016 | Disposition |  | Commercial LED PAR30: 9 to <10 Watts | 4456531 | DEER | Proposed
SDG | 464934 | 2019-01-01 |  | WPSDGENRLG0106-6 | NR | UpDeemed | R-In-LED-PAR38(8w)-dWP13 | None | Res | Def-GSIA | All-Ltg-ScrwInLED | None | SDG-LED-PAR38(8wto<9w) | SDG-Std_PAR38(8wto<9w)_10pCFL-40pLED-50pInc | DEER2017 | Disposition |  | LED PAR38: 8 to <9 Watts | 4456531 | DEER | Proposed
SDG | 464935 | 2019-01-01 |  | WPSDGENRLG0106-6 | NR | UpDeemed | C-In-LED-PAR38(8w)-dWP13 | None | NonRes | Def-GSIA | All-Ltg-ScrwInLED | None | SDG-LED-PAR38(8wto<9w) | SDG-Std_PAR38(8wto<9w)_10pCFL-40pLED-50pInc | DEER2016 | Disposition |  | Commercial LED PAR38: 8 to <9 Watts | 4456531 | DEER | Proposed
SDG | 464936 | 2019-01-01 |  | WPSDGENRLG0106-6 | NR | DnDeemDI | R-In-LED-PAR38(8w)-dWP13 | None | Res | Def-GSIA | All-Ltg-ScrwInLED | None | DirInstall-FULL | DirInstall-BASE | DEER2017 | Disposition |  | LED PAR38: 8 to <9 Watts | 4456531 | DEER | Proposed
SDG | 464937 | 2019-01-01 |  | WPSDGENRLG0106-6 | NR | DnDeemDI | C-In-LED-PAR38(8w)-dWP13 | None | NonRes | Def-GSIA | All-Ltg-ScrwInLED | None | DirInstall-FULL | DirInstall-BASE | DEER2016 | Disposition |  | Commercial LED PAR38: 8 to <9 Watts | 4456531 | DEER | Proposed
SDG | 464938 | 2019-01-01 |  | WPSDGENRLG0106-6 | NR | DnDeemed | R-In-LED-PAR38(8w)-dWP13 | None | Res | Def-GSIA | All-Ltg-ScrwInLED | None | SDG-LED-PAR38(8wto<9w) | SDG-Std_PAR38(8wto<9w)_10pCFL-40pLED-50pInc | DEER2017 | Disposition |  | LED PAR38: 8 to <9 Watts | 4456531 | DEER | Proposed
SDG | 464939 | 2019-01-01 |  | WPSDGENRLG0106-6 | NR | DnDeemed | C-In-LED-PAR38(8w)-dWP13 | None | NonRes | Def-GSIA | All-Ltg-ScrwInLED | None | SDG-LED-PAR38(8wto<9w) | SDG-Std_PAR38(8wto<9w)_10pCFL-40pLED-50pInc | DEER2016 | Disposition |  | Commercial LED PAR38: 8 to <9 Watts | 4456531 | DEER | Proposed
SDG | 464940 | 2019-01-01 |  | WPSDGENRLG0106-6 | NR | UpDeemed | R-In-LED-PAR38(9w)-dWP14 | None | Res | Def-GSIA | All-Ltg-ScrwInLED | None | SDG-LED-PAR38(9wto<10w) | SDG-Std_PAR38(9wto<10w)_10pCFL-40pLED-50pInc | DEER2017 | Disposition |  | LED PAR38: 9 to <10 Watts | 4456531 | DEER | Proposed
SDG | 464941 | 2019-01-01 |  | WPSDGENRLG0106-6 | NR | UpDeemed | C-In-LED-PAR38(9w)-dWP14 | None | NonRes | Def-GSIA | All-Ltg-ScrwInLED | None | SDG-LED-PAR38(9wto<10w) | SDG-Std_PAR38(9wto<10w)_10pCFL-40pLED-50pInc | DEER2016 | Disposition |  | Commercial LED PAR38: 9 to <10 Watts | 4456531 | DEER | Proposed
SDG | 464942 | 2019-01-01 |  | WPSDGENRLG0106-6 | NR | DnDeemDI | R-In-LED-PAR38(9w)-dWP14 | None | Res | Def-GSIA | All-Ltg-ScrwInLED | None | DirInstall-FULL | DirInstall-BASE | DEER2017 | Disposition |  | LED PAR38: 9 to <10 Watts | 4456531 | DEER | Proposed
SDG | 464943 | 2019-01-01 |  | WPSDGENRLG0106-6 | NR | DnDeemDI | C-In-LED-PAR38(9w)-dWP14 | None | NonRes | Def-GSIA | All-Ltg-ScrwInLED | None | DirInstall-FULL | DirInstall-BASE | DEER2016 | Disposition |  | Commercial LED PAR38: 9 to <10 Watts | 4456531 | DEER | Proposed
SDG | 464944 | 2019-01-01 |  | WPSDGENRLG0106-6 | NR | DnDeemed | R-In-LED-PAR38(9w)-dWP14 | None | Res | Def-GSIA | All-Ltg-ScrwInLED | None | SDG-LED-PAR38(9wto<10w) | SDG-Std_PAR38(9wto<10w)_10pCFL-40pLED-50pInc | DEER2017 | Disposition |  | LED PAR38: 9 to <10 Watts | 4456531 | DEER | Proposed
SDG | 464945 | 2019-01-01 |  | WPSDGENRLG0106-6 | NR | DnDeemed | C-In-LED-PAR38(9w)-dWP14 | None | NonRes | Def-GSIA | All-Ltg-ScrwInLED | None | SDG-LED-PAR38(9wto<10w) | SDG-Std_PAR38(9wto<10w)_10pCFL-40pLED-50pInc | DEER2016 | Disposition |  | Commercial LED PAR38: 9 to <10 Watts | 4456531 | DEER | Proposed
SDG | 464946 | 2019-01-01 |  | WPSDGENRLG0106-6 | NR | UpDeemed | R-In-LED-PAR38(10w)-dWP16 | None | Res | Def-GSIA | All-Ltg-ScrwInLED | None | SDG-LED-PAR38(10wto<11w) | SDG-Std_PAR38(10wto<11w)_10pCFL-40pLED-50pInc | DEER2017 | Disposition |  | LED PAR38: 10 to <11 Watts | 4456531 | DEER | Proposed
SDG | 464947 | 2019-01-01 |  | WPSDGENRLG0106-6 | NR | UpDeemed | C-In-LED-PAR38(10w)-dWP16 | None | NonRes | Def-GSIA | All-Ltg-ScrwInLED | None | SDG-LED-PAR38(10wto<11w) | SDG-Std_PAR38(10wto<11w)_10pCFL-40pLED-50pInc | DEER2016 | Disposition |  | Commercial LED PAR38: 10 to <11 Watts | 4456531 | DEER | Proposed
SDG | 464948 | 2019-01-01 |  | WPSDGENRLG0106-6 | NR | DnDeemDI | R-In-LED-PAR38(10w)-dWP16 | None | Res | Com-RCA-SDG | All-Ltg-ScrwInLED | None | DirInstall-FULL | DirInstall-BASE | DEER2017 | Disposition |  | LED PAR38: 10 to <11 Watts | 4456531 | DEER | Proposed
SDG | 464949 | 2019-01-01 |  | WPSDGENRLG0106-6 | NR | DnDeemDI | C-In-LED-PAR38(10w)-dWP16 | None | NonRes | Def-GSIA | All-Ltg-ScrwInLED | None | DirInstall-FULL | DirInstall-BASE | DEER2016 | Disposition |  | Commercial LED PAR38: 10 to <11 Watts | 4456531 | DEER | Proposed
SDG | 464950 | 2019-01-01 |  | WPSDGENRLG0106-6 | NR | DnDeemed | R-In-LED-PAR38(10w)-dWP16 | None | Res | Def-GSIA | All-Ltg-ScrwInLED | None | SDG-LED-PAR38(10wto<11w) | SDG-Std_PAR38(10wto<11w)_10pCFL-40pLED-50pInc | DEER2017 | Disposition |  | LED PAR38: 10 to <11 Watts | 4456531 | DEER | Proposed
SDG | 464951 | 2019-01-01 |  | WPSDGENRLG0106-6 | NR | DnDeemed | C-In-LED-PAR38(10w)-dWP16 | None | NonRes | Def-GSIA | All-Ltg-ScrwInLED | None | SDG-LED-PAR38(10wto<11w) | SDG-Std_PAR38(10wto<11w)_10pCFL-40pLED-50pInc | DEER2016 | Disposition |  | Commercial LED PAR38: 10 to <11 Watts | 4456531 | DEER | Proposed
SDG | 464952 | 2019-01-01 |  | WPSDGENRLG0106-6 | NR | UpDeemed | R-In-LED-PAR38(11w)-dWP18 | None | Res | Def-GSIA | All-Ltg-ScrwInLED | None | SDG-LED-PAR38(11wto<12w) | SDG-Std_PAR38(11wto<12w)_10pCFL-40pLED-50pInc | DEER2017 | Disposition |  | LED PAR38: 11 to <12 Watts | 4456531 | DEER | Proposed
SDG | 464953 | 2019-01-01 |  | WPSDGENRLG0106-6 | NR | UpDeemed | C-In-LED-PAR38(11w)-dWP18 | None | NonRes | Def-GSIA | All-Ltg-ScrwInLED | None | SDG-LED-PAR38(11wto<12w) | SDG-Std_PAR38(11wto<12w)_10pCFL-40pLED-50pInc | DEER2016 | Disposition |  | Commercial LED PAR38: 11 to <12 Watts | 4456531 | DEER | Proposed
SDG | 464954 | 2019-01-01 |  | WPSDGENRLG0106-6 | NR | DnDeemDI | R-In-LED-PAR38(11w)-dWP18 | None | Res | Def-GSIA | All-Ltg-ScrwInLED | None | DirInstall-FULL | DirInstall-BASE | DEER2017 | Disposition |  | LED PAR38: 11 to <12 Watts | 4456531 | DEER | Proposed
SDG | 464955 | 2019-01-01 |  | WPSDGENRLG0106-6 | NR | DnDeemDI | C-In-LED-PAR38(11w)-dWP18 | None | NonRes | Def-GSIA | All-Ltg-ScrwInLED | None | DirInstall-FULL | DirInstall-BASE | DEER2016 | Disposition |  | Commercial LED PAR38: 11 to <12 Watts | 4456531 | DEER | Proposed
SDG | 464956 | 2019-01-01 |  | WPSDGENRLG0106-6 | NR | DnDeemed | R-In-LED-PAR38(11w)-dWP18 | None | Res | Def-GSIA | All-Ltg-ScrwInLED | None | SDG-LED-PAR38(11wto<12w) | SDG-Std_PAR38(11wto<12w)_10pCFL-40pLED-50pInc | DEER2017 | Disposition |  | LED PAR38: 11 to <12 Watts | 4456531 | DEER | Proposed
SDG | 464957 | 2019-01-01 |  | WPSDGENRLG0106-6 | NR | DnDeemed | C-In-LED-PAR38(11w)-dWP18 | None | NonRes | Def-GSIA | All-Ltg-ScrwInLED | None | SDG-LED-PAR38(11wto<12w) | SDG-Std_PAR38(11wto<12w)_10pCFL-40pLED-50pInc | DEER2016 | Disposition |  | Commercial LED PAR38: 11 to <12 Watts | 4456531 | DEER | Proposed
SDG | 464958 | 2019-01-01 |  | WPSDGENRLG0106-6 | NR | DnDeemDI | R-InCmn-LED-PAR20(4w)-dWP9 | None | Res | Def-GSIA | All-Ltg-ScrwInLED | None | SDG-LED-PAR20(4wto<5w) | SDG-Std_PAR20(4wto<5w)_10pCFL-40pLED-50pInc | DEER2017 | Disposition |  | LED PAR20 In-Common: 4 to <6 Watts | 4456531 | DEER | Proposed
SDG | 464959 | 2019-01-01 |  | WPSDGENRLG0106-6 | NR | DnDeemed | R-InCmn-LED-PAR20(4w)-dWP9 | None | Res | Def-GSIA | All-Ltg-ScrwInLED | None | SDG-LED-PAR20(4wto<5w) | SDG-Std_PAR20(4wto<5w)_10pCFL-40pLED-50pInc | DEER2017 | Disposition |  | LED PAR20 In-Common: 4 to <6 Watts | 4456531 | DEER | Proposed
SDG | 464960 | 2019-01-01 |  | WPSDGENRLG0106-6 | NR | DnDeemDI | R-InCmn-LED-PAR20(6w)-dWP13 | None | Res | Def-GSIA | All-Ltg-ScrwInLED | None | DirInstall-FULL | DirInstall-BASE | DEER2017 | Disposition |  | LED PAR20 In-Common: 6 to <7 Watts | 4456531 | DEER | Proposed
SDG | 464961 | 2019-01-01 |  | WPSDGENRLG0106-6 | NR | DnDeemed | R-InCmn-LED-PAR20(6w)-dWP13 | None | Res | Def-GSIA | All-Ltg-ScrwInLED | None | SDG-LED-PAR20(6wto<7w) | SDG-Std_PAR20(6wto<7w)_10pCFL-40pLED-50pInc | DEER2017 | Disposition |  | LED PAR20 In-Common: 6 to <7 Watts | 4456531 | DEER | Proposed
SDG | 464962 | 2019-01-01 |  | WPSDGENRLG0106-6 | NR | DnDeemDI | R-InCmn-LED-PAR20(7w)-dWP15 | None | Res | Def-GSIA | All-Ltg-ScrwInLED | None | DirInstall-FULL | DirInstall-BASE | DEER2017 | Disposition |  | LED PAR20 In-Common: 7 to <8 Watts | 4456531 | DEER | Proposed
SDG | 464963 | 2019-01-01 |  | WPSDGENRLG0106-6 | NR | DnDeemed | R-InCmn-LED-PAR20(7w)-dWP15 | None | Res | Def-GSIA | All-Ltg-ScrwInLED | None | SDG-LED-PAR20(7wto<8w) | SDG-Std_PAR20(7wto<8ww)_10pCFL-40pLED-50pInc | DEER2017 | Disposition |  | LED PAR20 In-Common: 7 to <8 Watts | 4456531 | DEER | Proposed
SDG | 464964 | 2019-01-01 |  | WPSDGENRLG0106-6 | NR | DnDeemDI | R-InCmn-LED-PAR20(8w)-dWP18 | None | Res | Def-GSIA | All-Ltg-ScrwInLED | None | DirInstall-FULL | DirInstall-BASE | DEER2017 | Disposition |  | LED PAR20 In-Common: 8 to <9 Watts | 4456531 | DEER | Proposed
SDG | 464965 | 2019-01-01 |  | WPSDGENRLG0106-6 | NR | DnDeemed | R-InCmn-LED-PAR20(8w)-dWP18 | None | Res | Def-GSIA | All-Ltg-ScrwInLED | None | SDG-LED-PAR20(8wto<9w) | SDG-Std_PAR20(8wto<9w)_10pCFL-40pLED-50pInc | DEER2017 | Disposition |  | LED PAR20 In-Common: 8 to <9 Watts | 4456531 | DEER | Proposed
SDG | 464966 | 2019-01-01 |  | WPSDGENRLG0106-6 | NR | DnDeemDI | R-InCmn-LED-PAR20(9w)-dWP20 | None | Res | Def-GSIA | All-Ltg-ScrwInLED | None | DirInstall-FULL | DirInstall-BASE | DEER2017 | Disposition |  | LED PAR20 In-Common: 9 to <10 Watts | 4456531 | DEER | Proposed
SDG | 464967 | 2019-01-01 |  | WPSDGENRLG0106-6 | NR | DnDeemed | R-InCmn-LED-PAR20(9w)-dWP20 | None | Res | Def-GSIA | All-Ltg-ScrwInLED | None | SDG-LED-PAR20(9wto<10w) | SDG-Std_PAR20(9wto<10w)_10pCFL-40pLED-50pInc | DEER2017 | Disposition |  | LED PAR20 In-Common: 9 to <10 Watts | 4456531 | DEER | Proposed
SDG | 464968 | 2019-01-01 |  | WPSDGENRLG0106-6 | NR | DnDeemDI | R-InCmn-LED-PAR20(10w)-dWP22 | None | Res | Def-GSIA | All-Ltg-ScrwInLED | None | DirInstall-FULL | DirInstall-BASE | DEER2017 | Disposition |  | LED PAR20 In-Common: 10 to <11 Watts | 4456531 | DEER | Proposed
SDG | 464969 | 2019-01-01 |  | WPSDGENRLG0106-6 | NR | DnDeemed | R-InCmn-LED-PAR20(10w)-dWP22 | None | Res | Def-GSIA | All-Ltg-ScrwInLED | None | SDG-LED-PAR20(10wto<11w) | SDG-Std_PAR20(10wto<11w)_10pCFL-40pLED-50pInc | DEER2017 | Disposition |  | LED PAR20 In-Common: 10 to <11 Watts | 4456531 | DEER | Proposed
SDG | 464970 | 2019-01-01 |  | WPSDGENRLG0106-6 | NR | DnDeemDI | R-InCmn-LED-PAR30(6w)-dWP8 | None | Res | Def-GSIA | All-Ltg-ScrwInLED | None | DirInstall-FULL | DirInstall-BASE | DEER2017 | Disposition |  | LED PAR30 In-Common: 6 to <8 Watts | 4456531 | DEER | Proposed
SDG | 464971 | 2019-01-01 |  | WPSDGENRLG0106-6 | NR | DnDeemed | R-InCmn-LED-PAR30(6w)-dWP8 | None | Res | Def-GSIA | All-Ltg-ScrwInLED | None | SDG-LED-PAR30(6wto<7w) | SDG-Std_PAR30(6wto<7w)_10pCFL-40pLED-50pInc | DEER2017 | Disposition |  | LED PAR30 In-Common: 6 to <8 Watts | 4456531 | DEER | Proposed
SDG | 464972 | 2019-01-01 |  | WPSDGENRLG0106-6 | NR | DnDeemDI | R-InCmn-LED-PAR30(8w)-dWP11 | None | Res | Def-GSIA | All-Ltg-ScrwInLED | None | DirInstall-FULL | DirInstall-BASE | DEER2017 | Disposition |  | LED PAR30 In-Common: 8 to <10 Watts | 4456531 | DEER | Proposed
SDG | 464973 | 2019-01-01 |  | WPSDGENRLG0106-6 | NR | DnDeemed | R-InCmn-LED-PAR30(8w)-dWP11 | None | Res | Def-GSIA | All-Ltg-ScrwInLED | None | SDG-LED-PAR30(8wto<9w) | SDG-Std_PAR30(8wto<9w)_10pCFL-40pLED-50pInc | DEER2017 | Disposition |  | LED PAR30 In-Common: 8 to <10 Watts | 4456531 | DEER | Proposed
SDG | 464974 | 2019-01-01 |  | WPSDGENRLG0106-6 | NR | DnDeemDI | R-InCmn-LED-PAR30(10w)-dWP13 | None | Res | Def-GSIA | All-Ltg-ScrwInLED | None | DirInstall-FULL | DirInstall-BASE | DEER2017 | Disposition |  | LED PAR30 In-Common: 10 to <11 Watts | 4456531 | DEER | Proposed
SDG | 464975 | 2019-01-01 |  | WPSDGENRLG0106-6 | NR | DnDeemed | R-InCmn-LED-PAR30(10w)-dWP13 | None | Res | Def-GSIA | All-Ltg-ScrwInLED | None | SDG-LED-PAR30(10wto<11w) | SDG-Std_PAR30(10wto<11w)_10pCFL-40pLED-50pInc | DEER2017 | Disposition |  | LED PAR30 In-Common: 10 to <11 Watts | 4456531 | DEER | Proposed
SDG | 464976 | 2019-01-01 |  | WPSDGENRLG0106-6 | NR | DnDeemDI | R-InCmn-LED-PAR30(11w)-dWP15 | None | Res | Def-GSIA | All-Ltg-ScrwInLED | None | DirInstall-FULL | DirInstall-BASE | DEER2017 | Disposition |  | LED PAR30 In-Common: 11 to <12 Watts | 4456531 | DEER | Proposed
SDG | 464977 | 2019-01-01 |  | WPSDGENRLG0106-6 | NR | DnDeemed | R-InCmn-LED-PAR30(11w)-dWP15 | None | Res | Def-GSIA | All-Ltg-ScrwInLED | None | SDG-LED-PAR30(11wto<12w) | SDG-Std_PAR30(11wto<12w)_10pCFL-40pLED-50pInc | DEER2017 | Disposition |  | LED PAR30 In-Common: 11 to <12 Watts | 4456531 | DEER | Proposed
SDG | 464978 | 2019-01-01 |  | WPSDGENRLG0106-6 | NR | DnDeemDI | R-InCmn-LED-PAR30(12w)-dWP16 | None | Res | Def-GSIA | All-Ltg-ScrwInLED | None | DirInstall-FULL | DirInstall-BASE | DEER2017 | Disposition |  | LED PAR30 In-Common: 12 to <13 Watts | 4456531 | DEER | Proposed
SDG | 464979 | 2019-01-01 |  | WPSDGENRLG0106-6 | NR | DnDeemed | R-InCmn-LED-PAR30(12w)-dWP16 | None | Res | Def-GSIA | All-Ltg-ScrwInLED | None | SDG-LED-PAR30(12wto<13w) | SDG-Std_PAR30(12wto<13w)_10pCFL-40pLED-50pInc | DEER2017 | Disposition |  | LED PAR30 In-Common: 12 to <13 Watts | 4456531 | DEER | Proposed
SDG | 464980 | 2019-01-01 |  | WPSDGENRLG0106-6 | NR | DnDeemDI | R-InCmn-LED-PAR30(13w)-dWP17 | None | Res | Def-GSIA | All-Ltg-ScrwInLED | None | DirInstall-FULL | DirInstall-BASE | DEER2017 | Disposition |  | LED PAR30 In-Common: 13 to <14 Watts | 4456531 | DEER | Proposed
SDG | 464981 | 2019-01-01 |  | WPSDGENRLG0106-6 | NR | DnDeemed | R-InCmn-LED-PAR30(13w)-dWP17 | None | Res | Def-GSIA | All-Ltg-ScrwInLED | None | SDG-LED-PAR30(13wto<14w) | SDG-Std_PAR30(13wto<14w)_10pCFL-40pLED-50pInc | DEER2017 | Disposition |  | LED PAR30 In-Common: 13 to <14 Watts | 4456531 | DEER | Proposed
SDG | 464982 | 2019-01-01 |  | WPSDGENRLG0106-6 | NR | DnDeemDI | R-InCmn-LED-PAR30(14w)-dWP19 | None | Res | Def-GSIA | All-Ltg-ScrwInLED | None | DirInstall-FULL | DirInstall-BASE | DEER2017 | Disposition |  | LED PAR30 In-Common: 14 to <15 Watts | 4456531 | DEER | Proposed
SDG | 464983 | 2019-01-01 |  | WPSDGENRLG0106-6 | NR | DnDeemed | R-InCmn-LED-PAR30(14w)-dWP19 | None | Res | Def-GSIA | All-Ltg-ScrwInLED | None | SDG-LED-PAR30(14wto<15w) | SDG-Std_PAR30(14wto<15w)_10pCFL-40pLED-50pInc | DEER2017 | Disposition |  | LED PAR30 In-Common: 14 to <15 Watts | 4456531 | DEER | Proposed
SDG | 464984 | 2019-01-01 |  | WPSDGENRLG0106-6 | NR | DnDeemDI | R-InCmn-LED-PAR30(15w)-dWP20 | None | Res | Def-GSIA | All-Ltg-ScrwInLED | None | DirInstall-FULL | DirInstall-BASE | DEER2017 | Disposition |  | LED PAR30 In-Common: 15 to <16 Watts | 4456531 | DEER | Proposed
SDG | 464985 | 2019-01-01 |  | WPSDGENRLG0106-6 | NR | DnDeemed | R-InCmn-LED-PAR30(15w)-dWP20 | None | Res | Def-GSIA | All-Ltg-ScrwInLED | None | SDG-LED-PAR30(15wto<16w) | SDG-Std_PAR30(15wto<16w)_10pCFL-40pLED-50pInc | DEER2017 | Disposition |  | LED PAR30 In-Common: 15 to <16 Watts | 4456531 | DEER | Proposed
SDG | 464986 | 2019-01-01 |  | WPSDGENRLG0106-6 | NR | DnDeemDI | R-InCmn-LED-PAR30(16w)-dWP21 | None | Res | Def-GSIA | All-Ltg-ScrwInLED | None | DirInstall-FULL | DirInstall-BASE | DEER2017 | Disposition |  | LED PAR30 In-Common: 16 to <17 Watts | 4456531 | DEER | Proposed
SDG | 464987 | 2019-01-01 |  | WPSDGENRLG0106-6 | NR | DnDeemed | R-InCmn-LED-PAR30(16w)-dWP21 | None | Res | Def-GSIA | All-Ltg-ScrwInLED | None | SDG-LED-PAR30(16wto<17w) | SDG-Std_PAR30(16wto<17w)_10pCFL-40pLED-50pInc | DEER2017 | Disposition |  | LED PAR30 In-Common: 16 to <17 Watts | 4456531 | DEER | Proposed
SDG | 464988 | 2019-01-01 |  | WPSDGENRLG0106-6 | NR | DnDeemDI | R-InCmn-LED-PAR30(17w)-dWP23 | None | Res | Def-GSIA | All-Ltg-ScrwInLED | None | DirInstall-FULL | DirInstall-BASE | DEER2017 | Disposition |  | LED PAR30 In-Common: 17 to <18 Watts | 4456531 | DEER | Proposed
SDG | 464989 | 2019-01-01 |  | WPSDGENRLG0106-6 | NR | DnDeemed | R-InCmn-LED-PAR30(17w)-dWP23 | None | Res | Def-GSIA | All-Ltg-ScrwInLED | None | SDG-LED-PAR30(17wto<18w) | SDG-Std_PAR30(17wto<18w)_10pCFL-40pLED-50pInc | DEER2017 | Disposition |  | LED PAR30 In-Common: 17 to <18 Watts | 4456531 | DEER | Proposed
SDG | 464990 | 2019-01-01 |  | WPSDGENRLG0106-6 | NR | DnDeemDI | R-InCmn-LED-PAR30(18w)-dWP24 | None | Res | Def-GSIA | All-Ltg-ScrwInLED | None | DirInstall-FULL | DirInstall-BASE | DEER2017 | Disposition |  | LED PAR30 In-Common: 18 to <19 Watts | 4456531 | DEER | Proposed
SDG | 464991 | 2019-01-01 |  | WPSDGENRLG0106-6 | NR | DnDeemed | R-InCmn-LED-PAR30(18w)-dWP24 | None | Res | Def-GSIA | All-Ltg-ScrwInLED | None | SDG-LED-PAR30(18wto<19w) | SDG-Std_PAR30(18wto<19w)_10pCFL-40pLED-50pInc | DEER2017 | Disposition |  | LED PAR30 In-Common: 18 to <19 Watts | 4456531 | DEER | Proposed
SDG | 464992 | 2019-01-01 |  | WPSDGENRLG0106-6 | NR | DnDeemDI | R-InCmn-LED-PAR30(19w)-dWP25 | None | Res | Def-GSIA | All-Ltg-ScrwInLED | None | DirInstall-FULL | DirInstall-BASE | DEER2017 | Disposition |  | LED PAR30 In-Common: 19 to <20 Watts | 4456531 | DEER | Proposed
SDG | 464993 | 2019-01-01 |  | WPSDGENRLG0106-6 | NR | DnDeemed | R-InCmn-LED-PAR30(19w)-dWP25 | None | Res | Def-GSIA | All-Ltg-ScrwInLED | None | SDG-LED-PAR30(19wto<20w) | SDG-Std_PAR30(19wto<20w)_10pCFL-40pLED-50pInc | DEER2017 | Disposition |  | LED PAR30 In-Common: 19 to <20 Watts | 4456531 | DEER | Proposed
SDG | 464994 | 2019-01-01 |  | WPSDGENRLG0106-6 | NR | DnDeemDI | R-InCmn-LED-PAR30(20w)-dWP27 | None | Res | Def-GSIA | All-Ltg-ScrwInLED | None | DirInstall-FULL | DirInstall-BASE | DEER2017 | Disposition |  | LED PAR30 In-Common: >=20 Watts | 4456531 | DEER | Proposed
SDG | 464995 | 2019-01-01 |  | WPSDGENRLG0106-6 | NR | DnDeemed | R-InCmn-LED-PAR30(20w)-dWP27 | None | Res | Def-GSIA | All-Ltg-ScrwInLED | None | SDG-LED-PAR30(20wto<21w) | SDG-Std_PAR30(20wto<21w)_10pCFL-40pLED-50pInc | DEER2017 | Disposition |  | LED PAR30 In-Common: >=20 Watts | 4456531 | DEER | Proposed
SDG | 464997 | 2019-01-01 |  | WPSDGENRLG0106-6 | NR | DnDeemed | R-InCmn-LED-PAR38(7w)-dWP11 | None | Res | Def-GSIA | All-Ltg-ScrwInLED | None | SDG-LED-PAR38(7wto<8w) | SDG-Std_PAR38(7wto<8w)_10pCFL-40pLED-50pInc | DEER2017 | Disposition |  | LED PAR38 In-Common: 7 to <10 Watts | 4456531 | DEER | Proposed
SDG | 464998 | 2019-01-01 |  | WPSDGENRLG0106-6 | NR | DnDeemDI | R-InCmn-LED-PAR38(10w)-dWP16 | None | Res | Def-GSIA | All-Ltg-ScrwInLED | None | DirInstall-FULL | DirInstall-BASE | DEER2017 | Disposition |  | LED PAR38 In-Common: 10 to <12 Watts | 4456531 | DEER | Proposed
SDG | 464999 | 2019-01-01 |  | WPSDGENRLG0106-6 | NR | DnDeemed | R-InCmn-LED-PAR38(10w)-dWP16 | None | Res | Def-GSIA | All-Ltg-ScrwInLED | None | DirInstall-FULL | DirInstall-BASE | DEER2017 | Disposition |  | LED PAR38 In-Common: 10 to <12 Watts | 4456531 | DEER | Proposed
SDG | 465000 | 2019-01-01 |  | WPSDGENRLG0106-6 | NR | DnDeemDI | R-InCmn-LED-PAR38(12w)-dWP19 | None | Res | Def-GSIA | All-Ltg-ScrwInLED | None | DirInstall-FULL | DirInstall-BASE | DEER2017 | Disposition |  | LED PAR38 In-Common: 12 to <13 Watts | 4456531 | DEER | Proposed
SDG | 465001 | 2019-01-01 |  | WPSDGENRLG0106-6 | NR | DnDeemed | R-InCmn-LED-PAR38(12w)-dWP19 | None | Res | Def-GSIA | All-Ltg-ScrwInLED | None | SDG-LED-PAR38(12wto<13w) | SDG-Std_PAR38(12wto<13w)_10pCFL-40pLED-50pInc | DEER2017 | Disposition |  | LED PAR38 In-Common: 12 to <13 Watts | 4456531 | DEER | Proposed
SDG | 465002 | 2019-01-01 |  | WPSDGENRLG0106-6 | NR | DnDeemDI | R-InCmn-LED-PAR38(13w)-dWP21 | None | Res | Def-GSIA | All-Ltg-ScrwInLED | None | DirInstall-FULL | DirInstall-BASE | DEER2017 | Disposition |  | LED PAR38 In-Common: 13 to <14 Watts | 4456531 | DEER | Proposed
SDG | 465003 | 2019-01-01 |  | WPSDGENRLG0106-6 | NR | DnDeemed | R-InCmn-LED-PAR38(13w)-dWP21 | None | Res | Def-GSIA | All-Ltg-ScrwInLED | None | SDG-LED-PAR38(13wto<14w) | SDG-Std_PAR38(13wto<14w)_10pCFL-40pLED-50pInc | DEER2017 | Disposition |  | LED PAR38 In-Common: 13 to <14 Watts | 4456531 | DEER | Proposed
SDG | 465004 | 2019-01-01 |  | WPSDGENRLG0106-6 | NR | DnDeemDI | R-InCmn-LED-PAR38(14w)-dWP22 | None | Res | Def-GSIA | All-Ltg-ScrwInLED | None | DirInstall-FULL | DirInstall-BASE | DEER2017 | Disposition |  | LED PAR38 In-Common: 14 to <15 Watts | 4456531 | DEER | Proposed
SDG | 465005 | 2019-01-01 |  | WPSDGENRLG0106-6 | NR | DnDeemed | R-InCmn-LED-PAR38(14w)-dWP22 | None | Res | Def-GSIA | All-Ltg-ScrwInLED | None | SDG-LED-PAR38(14wto<15w) | SDG-Std_PAR38(14wto<15w)_10pCFL-40pLED-50pInc | DEER2017 | Disposition |  | LED PAR38 In-Common: 14 to <15 Watts | 4456531 | DEER | Proposed
SDG | 465006 | 2019-01-01 |  | WPSDGENRLG0106-6 | NR | DnDeemDI | R-InCmn-LED-PAR38(15w)-dWP24 | None | Res | Def-GSIA | All-Ltg-ScrwInLED | None | DirInstall-FULL | DirInstall-BASE | DEER2017 | Disposition |  | LED PAR38 In-Common: 15 to <16 Watts | 4456531 | DEER | Proposed
SDG | 465007 | 2019-01-01 |  | WPSDGENRLG0106-6 | NR | DnDeemed | R-InCmn-LED-PAR38(15w)-dWP24 | None | Res | Def-GSIA | All-Ltg-ScrwInLED | None | SDG-LED-PAR38(15wto<16w) | SDG-Std_PAR38(15wto<16w)_10pCFL-40pLED-50pInc | DEER2017 | Disposition |  | LED PAR38 In-Common: 15 to <16 Watts | 4456531 | DEER | Proposed
SDG | 465008 | 2019-01-01 |  | WPSDGENRLG0106-6 | NR | DnDeemDI | R-InCmn-LED-PAR38(16w)-dWP26 | None | Res | Def-GSIA | All-Ltg-ScrwInLED | None | DirInstall-FULL | DirInstall-BASE | DEER2017 | Disposition |  | LED PAR38 In-Common: 16 to <17 Watts | 4456531 | DEER | Proposed
SDG | 465010 | 2019-01-01 |  | WPSDGENRLG0106-6 | NR | DnDeemDI | R-InCmn-LED-PAR38(17w)-dWP27 | None | Res | Def-GSIA | All-Ltg-ScrwInLED | None | DirInstall-FULL | DirInstall-BASE | DEER2017 | Disposition |  | LED PAR38 In-Common: 17 to <18 Watts | 4456531 | DEER | Proposed
SDG | 465011 | 2019-01-01 |  | WPSDGENRLG0106-6 | NR | DnDeemed | R-InCmn-LED-PAR38(17w)-dWP27 | None | Res | Def-GSIA | All-Ltg-ScrwInLED | None | SDG-LED-PAR38(17wto<18w) | SDG-Std_PAR38(17wto<18w)_10pCFL-40pLED-50pInc | DEER2017 | Disposition |  | LED PAR38 In-Common: 17 to <18 Watts | 4456531 | DEER | Proposed
SDG | 465012 | 2019-01-01 |  | WPSDGENRLG0106-6 | NR | DnDeemDI | R-InCmn-LED-PAR38(18w)-dWP29 | None | Res | Def-GSIA | All-Ltg-ScrwInLED | None | DirInstall-FULL | DirInstall-BASE | DEER2017 | Disposition |  | LED PAR38 In-Common: 18 to <19 Watts | 4456531 | DEER | Proposed
SDG | 465013 | 2019-01-01 |  | WPSDGENRLG0106-6 | NR | DnDeemed | R-InCmn-LED-PAR38(18w)-dWP29 | None | Res | Def-GSIA | All-Ltg-ScrwInLED | None | SDG-LED-PAR38(18wto<19w) | SDG-Std_PAR38(18wto<19w)_10pCFL-40pLED-50pInc | DEER2017 | Disposition |  | LED PAR38 In-Common: 18 to <19 Watts | 4456531 | DEER | Proposed
SDG | 465014 | 2019-01-01 |  | WPSDGENRLG0106-6 | NR | DnDeemDI | R-InCmn-LED-PAR38(19w)-dWP30 | None | Res | Def-GSIA | All-Ltg-ScrwInLED | None | DirInstall-FULL | DirInstall-BASE | DEER2017 | Disposition |  | LED PAR38 In-Common: 19 to <20 Watts | 4456531 | DEER | Proposed
SDG | 465015 | 2019-01-01 |  | WPSDGENRLG0106-6 | NR | DnDeemed | R-InCmn-LED-PAR38(19w)-dWP30 | None | Res | Def-GSIA | All-Ltg-ScrwInLED | None | SDG-LED-PAR38(19wto<20w) | SDG-Std_PAR38(19wto<20w)_10pCFL-40pLED-50pInc | DEER2017 | Disposition |  | LED PAR38 In-Common: 19 to <20 Watts | 4456531 | DEER | Proposed
SDG | 465016 | 2019-01-01 |  | WPSDGENRLG0106-6 | NR | DnDeemDI | R-InCmn-LED-PAR38(20w)-dWP32 | None | Res | Def-GSIA | All-Ltg-ScrwInLED | None | DirInstall-FULL | DirInstall-BASE | DEER2017 | Disposition |  | LED PAR38 In-Common: 20 to <21 Watts | 4456531 | DEER | Proposed
SDG | 465017 | 2019-01-01 |  | WPSDGENRLG0106-6 | NR | DnDeemed | R-InCmn-LED-PAR38(20w)-dWP32 | None | Res | Def-GSIA | All-Ltg-ScrwInLED | None | SDG-LED-PAR38(20wto<21w) | SDG-Std_PAR38(20wto<21w)_10pCFL-40pLED-50pInc | DEER2017 | Disposition |  | LED PAR38 In-Common: 20 to <21 Watts | 4456531 | DEER | Proposed
SDG | 465018 | 2019-01-01 |  | WPSDGENRLG0106-6 | NR | DnDeemDI | R-InCmn-LED-PAR38(21w)-dWP34 | None | Res | Def-GSIA | All-Ltg-ScrwInLED | None | DirInstall-FULL | DirInstall-BASE | DEER2017 | Disposition |  | LED PAR38 In-Common: 21 to <22 Watts | 4456531 | DEER | Proposed
SDG | 465019 | 2019-01-01 |  | WPSDGENRLG0106-6 | NR | DnDeemed | R-InCmn-LED-PAR38(21w)-dWP34 | None | Res | Def-GSIA | All-Ltg-ScrwInLED | None | SDG-LED-PAR38(21wto<22w) | SDG-Std_PAR38(21wto<22w)_10pCFL-40pLED-50pInc | DEER2017 | Disposition |  | LED PAR38 In-Common: 21 to <22 Watts | 4456531 | DEER | Proposed
SDG | 465020 | 2019-01-01 |  | WPSDGENRLG0106-6 | NR | DnDeemDI | R-InCmn-LED-PAR38(22w)-dWP35 | None | Res | Def-GSIA | All-Ltg-ScrwInLED | None | DirInstall-FULL | DirInstall-BASE | DEER2017 | Disposition |  | LED PAR38 In-Common: 22 to <23 Watts | 4456531 | DEER | Proposed
SDG | 465021 | 2019-01-01 |  | WPSDGENRLG0106-6 | NR | DnDeemed | R-InCmn-LED-PAR38(22w)-dWP35 | None | Res | Def-GSIA | All-Ltg-ScrwInLED | None | SDG-LED-PAR38(22wto<23w) | SDG-Std_PAR38(22wto<23w)_10pCFL-40pLED-50pInc | DEER2017 | Disposition |  | LED PAR38 In-Common: 22 to <23 Watts | 4456531 | DEER | Proposed
SDG | 465022 | 2019-01-01 |  | WPSDGENRLG0106-6 | NR | DnDeemDI | R-InCmn-LED-PAR38(23w)-dWP37 | None | Res | Def-GSIA | All-Ltg-ScrwInLED | None | DirInstall-FULL | DirInstall-BASE | DEER2017 | Disposition |  | LED PAR38 In-Common: 23 to <24 Watts | 4456531 | DEER | Proposed
SDG | 465023 | 2019-01-01 |  | WPSDGENRLG0106-6 | NR | DnDeemed | R-InCmn-LED-PAR38(23w)-dWP37 | None | Res | Def-GSIA | All-Ltg-ScrwInLED | None | SDG-LED-PAR38(23wto<24w) | SDG-Std_PAR38(23wto<24w)_10pCFL-40pLED-50pInc | DEER2017 | Disposition |  | LED PAR38 In-Common: 23 to <24 Watts | 4456531 | DEER | Proposed
SDG | 465024 | 2019-01-01 |  | WPSDGENRLG0106-6 | NR | DnDeemDI | R-InCmn-LED-PAR38(24w)-dWP38 | None | Res | Def-GSIA | All-Ltg-ScrwInLED | None | DirInstall-FULL | DirInstall-BASE | DEER2017 | Disposition |  | LED PAR38 In-Common: 24 to <25 Watts | 4456531 | DEER | Proposed
SDG | 465025 | 2019-01-01 |  | WPSDGENRLG0106-6 | NR | DnDeemDI | R-InCmn-LED-PAR38(25w)-dWP40 | None | Res | Def-GSIA | All-Ltg-ScrwInLED | None | DirInstall-FULL | DirInstall-BASE | DEER2017 | Disposition |  | LED PAR38 In-Common: 25 to <26 Watts | 4456531 | DEER | Proposed
SDG | 465026 | 2019-01-01 |  | WPSDGENRLG0106-6 | NR | DnDeemed | R-InCmn-LED-PAR38(25w)-dWP40 | None | Res | Def-GSIA | All-Ltg-ScrwInLED | None | SDG-LED-PAR38(25wto<26w) | SDG-Std_PAR38(25wto<26w)_10pCFL-40pLED-50pInc | DEER2017 | Disposition |  | LED PAR38 In-Common: 25 to <26 Watts | 4456531 | DEER | Proposed
SDG | 465027 | 2019-01-01 |  | WPSDGENRLG0106-6 | NR | DnDeemDI | R-InCmn-LED-PAR38(26w)-dWP42 | None | Res | Def-GSIA | All-Ltg-ScrwInLED | None | DirInstall-FULL | DirInstall-BASE | DEER2017 | Disposition |  | LED PAR38 In-Common: 26 to <27 Watts | 4456531 | DEER | Proposed
SDG | 465028 | 2019-01-01 |  | WPSDGENRLG0106-6 | NR | DnDeemed | R-InCmn-LED-PAR38(26w)-dWP42 | None | Res | Def-GSIA | All-Ltg-ScrwInLED | None | DirInstall-FULL | DirInstall-BASE | DEER2017 | Disposition |  | LED PAR38 In-Common: 26 to <27 Watts | 4456531 | DEER | Proposed
SDG | 465029 | 2019-01-01 |  | WPSDGENRLG0106-6 | NR | DnDeemDI | R-InCmn-LED-PAR38(27w)-dWP43 | None | Res | Def-GSIA | All-Ltg-ScrwInLED | None | DirInstall-FULL | DirInstall-BASE | DEER2017 | Disposition |  | LED PAR38 In-Common: >=27 Watts | 4456531 | DEER | Proposed
SDG | 465030 | 2019-01-01 |  | WPSDGENRLG0106-6 | NR | DnDeemed | R-InCmn-LED-PAR38(27w)-dWP43 | None | Res | Def-GSIA | All-Ltg-ScrwInLED | None | SDG-LED-PAR38(27wto<28w) | SDG-Std_PAR38(27wto<28w)_10pCFL-40pLED-50pInc | DEER2017 | Disposition |  | LED PAR38 In-Common: >=27 Watts | 4456531 | DEER | Proposed
SDG | 465031 | 2019-01-01 |  | WPSDGENRLG0106-6 | NR | DnDeemDI | R-InCmn-LED-Candle(1w)-dWP4 | None | Res | Def-GSIA | All-Ltg-ScrwInLED | None | DirInstall-FULL | DirInstall-BASE | DEER2017 | Disposition |  | LED Candelabra In-Common: 1 to <2 Watt | 4456531 | DEER | Proposed
SDG | 465032 | 2019-01-01 |  | WPSDGENRLG0106-6 | NR | DnDeemed | R-InCmn-LED-Candle(1w)-dWP4 | None | Res | Def-GSIA | All-Ltg-ScrwInLED | None | SDG-LED-Candle(1wto<2w) | SDG-Std_Candle(1wto<2w)_5pCFL-35pLED-60pInc | DEER2017 | Disposition |  | LED Candelabra In-Common: 1 to <2 Watt | 4456531 | DEER | Proposed
SDG | 465033 | 2019-01-01 |  | WPSDGENRLG0106-6 | NR | DnDeemDI | R-InCmn-LED-Candle(2w)-dWP7 | None | Res | Def-GSIA | All-Ltg-ScrwInLED | None | DirInstall-FULL | DirInstall-BASE | DEER2017 | Disposition |  | LED Candelabra In-Common: 2 to <3 Watt | 4456531 | DEER | Proposed
SDG | 465034 | 2019-01-01 |  | WPSDGENRLG0106-6 | NR | DnDeemed | R-InCmn-LED-Candle(2w)-dWP7 | None | Res | Def-GSIA | All-Ltg-ScrwInLED | None | SDG-LED-Candle(2wto<3w) | SDG-Std_Candle(2wto<3w)_5pCFL-35pLED-60pInc | DEER2017 | Disposition |  | LED Candelabra In-Common: 2 to <3 Watt | 4456531 | DEER | Proposed
SDG | 465035 | 2019-01-01 |  | WPSDGENRLG0106-6 | NR | DnDeemDI | R-InCmn-LED-Candle(3w)-dWP11 | None | Res | Def-GSIA | All-Ltg-ScrwInLED | None | DirInstall-FULL | DirInstall-BASE | DEER2017 | Disposition |  | LED Candelabra In-Common: 3 to <4 Watt | 4456531 | DEER | Proposed
SDG | 465036 | 2019-01-01 |  | WPSDGENRLG0106-6 | NR | DnDeemed | R-InCmn-LED-Candle(3w)-dWP11 | None | Res | Def-GSIA | All-Ltg-ScrwInLED | None | SDG-LED-Candle(3wto<4w) | SDG-Std_Candle(3wto<4w)_5pCFL-35pLED-60pInc | DEER2017 | Disposition |  | LED Candelabra In-Common: 3 to <4 Watt | 4456531 | DEER | Proposed
SDG | 465037 | 2019-01-01 |  | WPSDGENRLG0106-6 | NR | DnDeemDI | R-InCmn-LED-Candle(4w)-dWP14 | None | Res | Def-GSIA | All-Ltg-ScrwInLED | None | DirInstall-FULL | DirInstall-BASE | DEER2017 | Disposition |  | LED Candelabra In-Common: 4 to <5 Watt | 4456531 | DEER | Proposed
SDG | 465038 | 2019-01-01 |  | WPSDGENRLG0106-6 | NR | DnDeemed | R-InCmn-LED-Candle(4w)-dWP14 | None | Res | Def-GSIA | All-Ltg-ScrwInLED | None | SDG-LED-Candle(4wto<5w) | SDG-Std_Candle(4wto<5w)_5pCFL-35pLED-60pInc | DEER2017 | Disposition |  | LED Candelabra In-Common: 4 to <5 Watt | 4456531 | DEER | Proposed
SDG | 465039 | 2019-01-01 |  | WPSDGENRLG0106-6 | NR | DnDeemDI | R-InCmn-LED-Candle(5w)-dWP18 | None | Res | Def-GSIA | All-Ltg-ScrwInLED | None | DirInstall-FULL | DirInstall-BASE | DEER2017 | Disposition |  | LED Candelabra In-Common: >=5 Watt | 4456531 | DEER | Proposed
SDG | 465040 | 2019-01-01 |  | WPSDGENRLG0106-6 | NR | DnDeemed | R-InCmn-LED-Candle(5w)-dWP18 | None | Res | Def-GSIA | All-Ltg-ScrwInLED | None | SDG-LED-Candle(5wto<6w) | SDG-Std_Candle(5wto<6w)_5pCFL-35pLED-60pInc | DEER2017 | Disposition |  | LED Candelabra In-Common: >=5 Watt | 4456531 | DEER | Proposed
SDG | 465041 | 2019-01-01 |  | WPSDGENRLG0106-6 | NR | DnDeemDI | R-InCmn-LED-Glb(1w)-dWP4 | None | Res | Def-GSIA | All-Ltg-ScrwInLED | None | DirInstall-FULL | DirInstall-BASE | DEER2017 | Disposition |  | LED globe In-Common: 1 to <2 Watts | 4456531 | DEER | Proposed
SDG | 465042 | 2019-01-01 |  | WPSDGENRLG0106-6 | NR | DnDeemed | R-InCmn-LED-Glb(1w)-dWP4 | None | Res | Def-GSIA | All-Ltg-ScrwInLED | None | SDG-LED-Glb(1wto<2w) | SDG-Std_Glb(1wto<2w)_5pCFL-35pLED-60pInc | DEER2017 | Disposition |  | LED globe In-Common: 1 to <2 Watts | 4456531 | DEER | Proposed
SDG | 465043 | 2019-01-01 |  | WPSDGENRLG0106-6 | NR | DnDeemDI | R-InCmn-LED-Glb(2w)-dWP7 | None | Res | Def-GSIA | All-Ltg-ScrwInLED | None | DirInstall-FULL | DirInstall-BASE | DEER2017 | Disposition |  | LED globe In-Common: 2 to <3 Watts | 4456531 | DEER | Proposed
SDG | 465044 | 2019-01-01 |  | WPSDGENRLG0106-6 | NR | DnDeemed | R-InCmn-LED-Glb(2w)-dWP7 | None | Res | Def-GSIA | All-Ltg-ScrwInLED | None | SDG-LED-Glb(2wto<3w) | SDG-Std_Glb(2wto<3w)_5pCFL-35pLED-60pInc | DEER2017 | Disposition |  | LED globe In-Common: 2 to <3 Watts | 4456531 | DEER | Proposed
SDG | 465045 | 2019-01-01 |  | WPSDGENRLG0106-6 | NR | DnDeemDI | R-InCmn-LED-Glb(3w)-dWP6 | None | Res | Def-GSIA | All-Ltg-ScrwInLED | None | DirInstall-FULL | DirInstall-BASE | DEER2017 | Disposition |  | LED globe In-Common: 3 to <4 Watts | 4456531 | DEER | Proposed
SDG | 465046 | 2019-01-01 |  | WPSDGENRLG0106-6 | NR | DnDeemed | R-InCmn-LED-Glb(3w)-dWP6 | None | Res | Def-GSIA | All-Ltg-ScrwInLED | None | DirInstall-FULL | DirInstall-BASE | DEER2017 | Disposition |  | LED globe In-Common: 3 to <4 Watts | 4456531 | DEER | Proposed
SDG | 465047 | 2019-01-01 |  | WPSDGENRLG0106-6 | NR | DnDeemDI | R-InCmn-LED-Glb(4w)-dWP8 | None | Res | Def-GSIA | All-Ltg-ScrwInLED | None | DirInstall-FULL | DirInstall-BASE | DEER2017 | Disposition |  | LED globe In-Common: 4 to <5 Watts | 4456531 | DEER | Proposed
SDG | 465048 | 2019-01-01 |  | WPSDGENRLG0106-6 | NR | DnDeemed | R-InCmn-LED-Glb(4w)-dWP8 | None | Res | Def-GSIA | All-Ltg-ScrwInLED | None | SDG-LED-Glb(4wto<5w) | SDG-Std_Glb(4wto<5w)_5pCFL-35pLED-60pInc | DEER2017 | Disposition |  | LED globe In-Common: 4 to <5 Watts | 4456531 | DEER | Proposed
SDG | 465049 | 2019-01-01 |  | WPSDGENRLG0106-6 | NR | DnDeemDI | R-InCmn-LED-Glb(5w)-dWP11 | None | Res | Def-GSIA | All-Ltg-ScrwInLED | None | DirInstall-FULL | DirInstall-BASE | DEER2017 | Disposition |  | LED globe In-Common: 5 to <6 Watts | 4456531 | DEER | Proposed
SDG | 465050 | 2019-01-01 |  | WPSDGENRLG0106-6 | NR | DnDeemed | R-InCmn-LED-Glb(5w)-dWP11 | None | Res | Def-GSIA | All-Ltg-ScrwInLED | None | SDG-LED-Glb(5wto<6w) | SDG-Std_Glb(5wto<6w)_5pCFL-35pLED-60pInc | DEER2017 | Disposition |  | LED globe In-Common: 5 to <6 Watts | 4456531 | DEER | Proposed
SDG | 465051 | 2019-01-01 |  | WPSDGENRLG0106-6 | NR | DnDeemDI | R-InCmn-LED-Glb(6w)-dWP13 | None | Res | Def-GSIA | All-Ltg-ScrwInLED | None | DirInstall-FULL | DirInstall-BASE | DEER2017 | Disposition |  | LED globe In-Common: 6 to <7 Watts | 4456531 | DEER | Proposed
SDG | 465052 | 2019-01-01 |  | WPSDGENRLG0106-6 | NR | DnDeemed | R-InCmn-LED-Glb(6w)-dWP13 | None | Res | Def-GSIA | All-Ltg-ScrwInLED | None | SDG-LED-Glb(6wto<7w) | SDG-Std_Glb(6wto<7w)_5pCFL-35pLED-60pInc | DEER2017 | Disposition |  | LED globe In-Common: 6 to <7 Watts | 4456531 | DEER | Proposed
SDG | 465053 | 2019-01-01 |  | WPSDGENRLG0106-6 | NR | DnDeemDI | R-InCmn-LED-Glb(7w)-dWP15 | None | Res | Def-GSIA | All-Ltg-ScrwInLED | None | DirInstall-FULL | DirInstall-BASE | DEER2017 | Disposition |  | LED globe In-Common: 7 to <8 Watts | 4456531 | DEER | Proposed
SDG | 465054 | 2019-01-01 |  | WPSDGENRLG0106-6 | NR | DnDeemed | R-InCmn-LED-Glb(7w)-dWP15 | None | Res | Def-GSIA | All-Ltg-ScrwInLED | None | SDG-LED-Glb(7wto<8w) | SDG-Std_Glb(7wto<8w)_5pCFL-35pLED-60pInc | DEER2017 | Disposition |  | LED globe In-Common: 7 to <8 Watts | 4456531 | DEER | Proposed
SDG | 465055 | 2019-01-01 |  | WPSDGENRLG0106-6 | NR | DnDeemDI | R-InCmn-LED-Glb(8w)-dWP17 | None | Res | Def-GSIA | All-Ltg-ScrwInLED | None | DirInstall-FULL | DirInstall-BASE | DEER2017 | Disposition |  | LED globe In-Common: 8 to <9 Watts | 4456531 | DEER | Proposed
SDG | 465056 | 2019-01-01 |  | WPSDGENRLG0106-6 | NR | DnDeemed | R-InCmn-LED-Glb(8w)-dWP17 | None | Res | Def-GSIA | All-Ltg-ScrwInLED | None | SDG-LED-Glb(8wto<9w) | SDG-Std_Glb(8wto<9w)_5pCFL-35pLED-60pInc | DEER2017 | Disposition |  | LED globe In-Common: 8 to <9 Watts | 4456531 | DEER | Proposed
SDG | 465057 | 2019-01-01 |  | WPSDGENRLG0106-6 | NR | DnDeemDI | R-InCmn-LED-Glb(9w)-dWP19 | None | Res | Def-GSIA | All-Ltg-ScrwInLED | None | DirInstall-FULL | DirInstall-BASE | DEER2017 | Disposition |  | LED globe In-Common: 9 to <10 Watts | 4456531 | DEER | Proposed
SDG | 465058 | 2019-01-01 |  | WPSDGENRLG0106-6 | NR | DnDeemed | R-InCmn-LED-Glb(9w)-dWP19 | None | Res | Def-GSIA | All-Ltg-ScrwInLED | None | DirInstall-FULL | DirInstall-BASE | DEER2017 | Disposition |  | LED globe In-Common: 9 to <10 Watts | 4456531 | DEER | Proposed
SDG | 465059 | 2019-01-01 |  | WPSDGENRLG0106-6 | NR | DnDeemDI | R-InCmn-LED-Glb(10w)-dWP21 | None | Res | Def-GSIA | All-Ltg-ScrwInLED | None | DirInstall-FULL | DirInstall-BASE | DEER2017 | Disposition |  | LED globe In-Common: >=10 Watts | 4456531 | DEER | Proposed
SDG | 465060 | 2019-01-01 |  | WPSDGENRLG0106-6 | NR | DnDeemed | R-InCmn-LED-Glb(10w)-dWP21 | None | Res | Def-GSIA | All-Ltg-ScrwInLED | None | SDG-LED-Glb(10wto<11w) | SDG-Std_Glb(10wto<11w)_5pCFL-35pLED-60pInc | DEER2017 | Disposition |  | LED globe In-Common: >=10 Watts | 4456531 | DEER | Proposed
SDG | 465061 | 2019-01-01 |  | WPSDGENRLG0107-0 | NR | DnDeemDI | R-InCmn-LED-CanRet(8w)-dWP11 | None | Res | Def-GSIA | All-Ltg-ScrwInLED | None | DirInstall-FULL | DirInstall-BASE | DEER2017 | Disposition |  | LED Can Retrofit In-Common: 8 to <10 Watts | 4456531 | DEER | Proposed
SDG | 465062 | 2019-01-01 |  | WPSDGENRLG0107-0 | NR | DnDeemed | R-InCmn-LED-CanRet(8w)-dWP11 | None | Res | Def-GSIA | All-Ltg-ScrwInLED | None | SDG-LED-CanRet(8wto<9w) | SDG-Std_PAR30(8wto<9w)_10pCFL-40pLED-50pInc | DEER2017 | Disposition |  | LED Can Retrofit In-Common: 8 to <10 Watts | 4456531 | DEER | Proposed
SDG | 465063 | 2019-01-01 |  | WPSDGENRLG0107-0 | NR | DnDeemDI | R-InCmn-LED-CanRet(10w)-dWP13 | None | Res | Def-GSIA | All-Ltg-ScrwInLED | None | DirInstall-FULL | DirInstall-BASE | DEER2017 | Disposition |  | LED Can Retrofit In-Common: >=10 Watts | 4456531 | DEER | Proposed
SDG | 465064 | 2019-01-01 |  | WPSDGENRLG0107-0 | NR | DnDeemed | R-InCmn-LED-CanRet(10w)-dWP13 | None | Res | Def-GSIA | All-Ltg-ScrwInLED | None | SDG-LED-CanRet(10wto<11w) | SDG-Std_PAR30(10wto<11w)_10pCFL-40pLED-50pInc | DEER2017 | Disposition |  | LED Can Retrofit In-Common: >=10 Watts | 4456531 | DEER | Proposed
SDG | 465065 | 2019-01-01 |  | WPSDGENRLG0106-6 | NR | DnDeemDI | R-InCmn-LED-A19(EISA-Bin-100w-100LPW)-dWP2p4 | None | Res | Def-GSIA | All-Ltg-ScrwInLED | None | DirInstall-FULL | DirInstall-BASE | DEER2017 | Disposition |  | LED-A19 In-Common(EISA-Bin-100Watt-100LPW-297CompScore) | 4456531 | DEER | Proposed
SDG | 465066 | 2019-01-01 |  | WPSDGENRLG0106-6 | NR | DnDeemed | R-InCmn-LED-A19(EISA-Bin-100w-100LPW)-dWP2p4 | None | Res | Def-GSIA | All-Ltg-ScrwInLED | None | SDG-LED-A19(EISA-Bin-100w-100LPW) | SDG-Std-LED-A19(EISA-Bin-100w-100LPW) | DEER2017 | Disposition |  | LED-A19 In-Common(EISA-Bin-100Watt-100LPW-297CompScore) | 4456531 | DEER | Proposed
SDG | 465067 | 2019-01-01 |  | WPSDGENRLG0106-6 | NR | DnDeemDI | R-InCmn-LED-A19(EISA-Bin-100w-110LPW)-dWP2p6 | None | Res | Def-GSIA | All-Ltg-ScrwInLED | None | DirInstall-FULL | DirInstall-BASE | DEER2017 | Disposition |  | LED-A19 In-Common(EISA-Bin-100Watt-110LPW-297CompScore) | 4456531 | DEER | Proposed
SDG | 465068 | 2019-01-01 |  | WPSDGENRLG0106-6 | NR | DnDeemed | R-InCmn-LED-A19(EISA-Bin-100w-110LPW)-dWP2p6 | None | Res | Def-GSIA | All-Ltg-ScrwInLED | None | SDG-LED-A19(EISA-Bin-100w-110LPW) | SDG-Std-LED-A19(EISA-Bin-100w-110LPW) | DEER2017 | Disposition |  | LED-A19 In-Common(EISA-Bin-100Watt-110LPW-297CompScore) | 4456531 | DEER | Proposed
SDG | 465069 | 2019-01-01 |  | WPSDGENRLG0106-6 | NR | DnDeemDI | R-InCmn-LED-A19(EISA-Bin-100w-120LPW)-dWP3p3 | None | Res | Def-GSIA | All-Ltg-ScrwInLED | None | DirInstall-FULL | DirInstall-BASE | DEER2017 | Disposition |  | LED-A19 In-Common(EISA-Bin-100Watt-120LPW-297CompScore) | 4456531 | DEER | Proposed
SDG | 465070 | 2019-01-01 |  | WPSDGENRLG0106-6 | NR | DnDeemed | R-InCmn-LED-A19(EISA-Bin-100w-120LPW)-dWP3p3 | None | Res | Def-GSIA | All-Ltg-ScrwInLED | None | SDG-LED-A19(EISA-Bin-100w-120LPW) | SDG-Std-LED-A19(EISA-Bin-100w-120LPW) | DEER2017 | Disposition |  | LED-A19 In-Common(EISA-Bin-100Watt-120LPW-297CompScore) | 4456531 | DEER | Proposed
SDG | 465071 | 2019-01-01 |  | WPSDGENRLG0106-6 | NR | DnDeemDI | R-InCmn-LED-A19(EISA-Bin-100w-90LPW)-dWP2p0 | None | Res | Def-GSIA | All-Ltg-ScrwInLED | None | DirInstall-FULL | DirInstall-BASE | DEER2017 | Disposition |  | LED-A19 In-Common(EISA-Bin-100Watt-90LPW-297CompScore) | 4456531 | DEER | Proposed
SDG | 465072 | 2019-01-01 |  | WPSDGENRLG0106-6 | NR | DnDeemed | R-InCmn-LED-A19(EISA-Bin-100w-90LPW)-dWP2p0 | None | Res | Def-GSIA | All-Ltg-ScrwInLED | None | SDG-LED-A19(EISA-Bin-100w-90LPW) | SDG-Std-LED-A19(EISA-Bin-100w-90LPW) | DEER2017 | Disposition |  | LED-A19 In-Common(EISA-Bin-100Watt-90LPW-297CompScore) | 4456531 | DEER | Proposed
SDG | 465073 | 2019-01-01 |  | WPSDGENRLG0106-6 | NR | DnDeemDI | R-InCmn-LED-A19(EISA-Bin-75w-90LPW)-dWP1p5 | None | Res | Def-GSIA | All-Ltg-ScrwInLED | None | DirInstall-FULL | DirInstall-BASE | DEER2017 | Disposition |  | LED-A19 In-Common(EISA-Bin-75Watt-90LPW-297CompScore) | 4456531 | DEER | Proposed
SDG | 465074 | 2019-01-01 |  | WPSDGENRLG0106-6 | NR | DnDeemed | R-InCmn-LED-A19(EISA-Bin-75w-90LPW)-dWP1p5 | None | Res | Def-GSIA | All-Ltg-ScrwInLED | None | SDG-LED-A19(EISA-Bin-75w-90LPW) | SDG-Std-LED-A19(EISA-Bin-75w-90LPW) | DEER2017 | Disposition |  | LED-A19 In-Common(EISA-Bin-75Watt-90LPW-297CompScore) | 4456531 | DEER | Proposed
SDG | 465075 | 2019-01-01 |  | WPSDGENRLG0106-6 | NR | DnDeemDI | R-InCmn-LED-A19(EISA-Bin-75w-100LPW)-dWP1p7 | None | Res | Def-GSIA | All-Ltg-ScrwInLED | None | DirInstall-FULL | DirInstall-BASE | DEER2017 | Disposition |  | LED-A19 In-Common(EISA-Bin-75Watt-100LPW-297CompScore) | 4456531 | DEER | Proposed
SDG | 465076 | 2019-01-01 |  | WPSDGENRLG0106-6 | NR | DnDeemed | R-InCmn-LED-A19(EISA-Bin-75w-100LPW)-dWP1p7 | None | Res | Def-GSIA | All-Ltg-ScrwInLED | None | SDG-LED-A19(EISA-Bin-75w-100LPW) | SDG-Std-LED-A19(EISA-Bin-75w-100LPW) | DEER2017 | Disposition |  | LED-A19 In-Common(EISA-Bin-75Watt-100LPW-297CompScore) | 4456531 | DEER | Proposed
SDG | 465077 | 2019-01-01 |  | WPSDGENRLG0106-6 | NR | DnDeemDI | R-InCmn-LED-A19(EISA-Bin-75w-110LPW)-dWP1p9 | None | Res | Def-GSIA | All-Ltg-ScrwInLED | None | DirInstall-FULL | DirInstall-BASE | DEER2017 | Disposition |  | LED-A19 In-Common(EISA-Bin-75Watt-110LPW-297CompScore) | 4456531 | DEER | Proposed
SDG | 465078 | 2019-01-01 |  | WPSDGENRLG0106-6 | NR | DnDeemed | R-InCmn-LED-A19(EISA-Bin-75w-110LPW)-dWP1p9 | None | Res | Def-GSIA | All-Ltg-ScrwInLED | None | SDG-LED-A19(EISA-Bin-75w-110LPW) | SDG-Std-LED-A19(EISA-Bin-75w-110LPW) | DEER2017 | Disposition |  | LED-A19 In-Common(EISA-Bin-75Watt-110LPW-297CompScore) | 4456531 | DEER | Proposed
SDG | 465079 | 2019-01-01 |  | WPSDGENRLG0106-6 | NR | DnDeemDI | R-InCmn-LED-A19(EISA-Bin-75w-120LPW)-dWP2p3 | None | Res | Def-GSIA | All-Ltg-ScrwInLED | None | DirInstall-FULL | DirInstall-BASE | DEER2017 | Disposition |  | LED-A19 In-Common(EISA-Bin-75Watt-120LPW-297CompScore) | 4456531 | DEER | Proposed
SDG | 465080 | 2019-01-01 |  | WPSDGENRLG0106-6 | NR | DnDeemed | R-InCmn-LED-A19(EISA-Bin-75w-120LPW)-dWP2p3 | None | Res | Def-GSIA | All-Ltg-ScrwInLED | None | SDG-LED-A19(EISA-Bin-75w-120LPW) | SDG-Std-LED-A19(EISA-Bin-75w-120LPW) | DEER2017 | Disposition |  | LED-A19 In-Common(EISA-Bin-75Watt-120LPW-297CompScore) | 4456531 | DEER | Proposed
SDG | 465081 | 2019-01-01 |  | WPSDGENRLG0106-6 | NR | DnDeemDI | R-InCmn-LED-A19(EISA-Bin-60w-90LPW)-dWP1p3 | None | Res | Def-GSIA | All-Ltg-ScrwInLED | None | DirInstall-FULL | DirInstall-BASE | DEER2017 | Disposition |  | LED-A19 In-Common(EISA-Bin-60Watt-90LPW-297CompScore) | 4456531 | DEER | Proposed
SDG | 465082 | 2019-01-01 |  | WPSDGENRLG0106-6 | NR | DnDeemed | R-InCmn-LED-A19(EISA-Bin-60w-90LPW)-dWP1p3 | None | Res | Def-GSIA | All-Ltg-ScrwInLED | None | SDG-LED-A19(EISA-Bin-60w-90LPW) | SDG-Std-LED-A19(EISA-Bin-60w-90LPW) | DEER2017 | Disposition |  | LED-A19 In-Common(EISA-Bin-60Watt-90LPW-297CompScore) | 4456531 | DEER | Proposed
SDG | 465083 | 2019-01-01 |  | WPSDGENRLG0106-6 | NR | DnDeemDI | R-InCmn-LED-A19(EISA-Bin-60w-100LPW)-dWP1p4 | None | Res | Def-GSIA | All-Ltg-ScrwInLED | None | DirInstall-FULL | DirInstall-BASE | DEER2017 | Disposition |  | LED-A19 In-Common(EISA-Bin-60Watt-100LPW-297CompScore) | 4456531 | DEER | Proposed
SDG | 465084 | 2019-01-01 |  | WPSDGENRLG0106-6 | NR | DnDeemed | R-InCmn-LED-A19(EISA-Bin-60w-100LPW)-dWP1p4 | None | Res | Def-GSIA | All-Ltg-ScrwInLED | None | SDG-LED-A19(EISA-Bin-60w-100LPW) | SDG-Std-LED-A19(EISA-Bin-60w-100LPW) | DEER2017 | Disposition |  | LED-A19 In-Common(EISA-Bin-60Watt-100LPW-297CompScore) | 4456531 | DEER | Proposed
SDG | 465085 | 2019-01-01 |  | WPSDGENRLG0106-6 | NR | DnDeemDI | R-InCmn-LED-A19(EISA-Bin-60w-110LPW)-dWP1p5 | None | Res | Def-GSIA | All-Ltg-ScrwInLED | None | DirInstall-FULL | DirInstall-BASE | DEER2017 | Disposition |  | LED-A19 In-Common(EISA-Bin-60Watt-110LPW-297CompScore) | 4456531 | DEER | Proposed
SDG | 465086 | 2019-01-01 |  | WPSDGENRLG0106-6 | NR | DnDeemed | R-InCmn-LED-A19(EISA-Bin-60w-110LPW)-dWP1p5 | None | Res | Def-GSIA | All-Ltg-ScrwInLED | None | DirInstall-FULL | DirInstall-BASE | DEER2017 | Disposition |  | LED-A19 In-Common(EISA-Bin-60Watt-110LPW-297CompScore) | 4456531 | DEER | Proposed
SDG | 465087 | 2019-01-01 |  | WPSDGENRLG0106-6 | NR | DnDeemDI | R-InCmn-LED-A19(EISA-Bin-60w-120LPW)-dWP1p8 | None | Res | Def-GSIA | All-Ltg-ScrwInLED | None | DirInstall-FULL | DirInstall-BASE | DEER2017 | Disposition |  | LED-A19 In-Common(EISA-Bin-60Watt-120LPW-297CompScore) | 4456531 | DEER | Proposed
SDG | 465088 | 2019-01-01 |  | WPSDGENRLG0106-6 | NR | DnDeemed | R-InCmn-LED-A19(EISA-Bin-60w-120LPW)-dWP1p8 | None | Res | Def-GSIA | All-Ltg-ScrwInLED | None | SDG-LED-A19(EISA-Bin-60w-120LPW) | SDG-Std-LED-A19(EISA-Bin-60w-120LPW) | DEER2017 | Disposition |  | LED-A19 In-Common(EISA-Bin-60Watt-120LPW-297CompScore) | 4456531 | DEER | Proposed
SDG | 465089 | 2019-01-01 |  | WPSDGENRLG0106-6 | NR | DnDeemDI | R-InCmn-LED-A19(EISA-Bin-40w-80LPW)-dWP0p8 | None | Res | Def-GSIA | All-Ltg-ScrwInLED | None | DirInstall-FULL | DirInstall-BASE | DEER2017 | Disposition |  | LED-A19 In-Common(EISA-Bin-40Watt-80LPW-297CompScore) | 4456531 | DEER | Proposed
SDG | 465090 | 2019-01-01 |  | WPSDGENRLG0106-6 | NR | DnDeemed | R-InCmn-LED-A19(EISA-Bin-40w-80LPW)-dWP0p8 | None | Res | Def-GSIA | All-Ltg-ScrwInLED | None | SDG-LED-A19(EISA-Bin-40w-80LPW) | SDG-Std-LED-A19(EISA-Bin-40w-80LPW) | DEER2017 | Disposition |  | LED-A19 In-Common(EISA-Bin-40Watt-80LPW-297CompScore) | 4456531 | DEER | Proposed
SDG | 465091 | 2019-01-01 |  | WPSDGENRLG0106-6 | NR | DnDeemDI | R-InCmn-LED-A19(EISA-Bin-40w-90LPW)-dWP1p0 | None | Res | Def-GSIA | All-Ltg-ScrwInLED | None | DirInstall-FULL | DirInstall-BASE | DEER2017 | Disposition |  | LED-A19 In-Common(EISA-Bin-40Watt-90LPW-297CompScore) | 4456531 | DEER | Proposed
SDG | 465092 | 2019-01-01 |  | WPSDGENRLG0106-6 | NR | DnDeemed | R-InCmn-LED-A19(EISA-Bin-40w-90LPW)-dWP1p0 | None | Res | Def-GSIA | All-Ltg-ScrwInLED | None | SDG-LED-A19(EISA-Bin-40w-90LPW) | SDG-Std-LED-A19(EISA-Bin-40w-90LPW) | DEER2017 | Disposition |  | LED-A19 In-Common(EISA-Bin-40Watt-90LPW-297CompScore) | 4456531 | DEER | Proposed
SDG | 465093 | 2019-01-01 |  | WPSDGENRLG0106-6 | NR | DnDeemDI | R-InCmn-LED-A19(EISA-Bin-40w-100LPW)-dWP1p1 | None | Res | Def-GSIA | All-Ltg-ScrwInLED | None | DirInstall-FULL | DirInstall-BASE | DEER2017 | Disposition |  | LED-A19 In-Common(EISA-Bin-40Watt-100LPW-297CompScore) | 4456531 | DEER | Proposed
SDG | 465094 | 2019-01-01 |  | WPSDGENRLG0106-6 | NR | DnDeemed | R-InCmn-LED-A19(EISA-Bin-40w-100LPW)-dWP1p1 | None | Res | Def-GSIA | All-Ltg-ScrwInLED | None | SDG-LED-A19(EISA-Bin-40w-100LPW) | SDG-Std-LED-A19(EISA-Bin-40w-100LPW) | DEER2017 | Disposition |  | LED-A19 In-Common(EISA-Bin-40Watt-100LPW-297CompScore) | 4456531 | DEER | Proposed
SDG | 465095 | 2019-01-01 |  | WPSDGENRLG0106-6 | NR | DnDeemDI | R-InCmn-LED-A19(EISA-Bin-40w-110LPW)-dWP1p2 | None | Res | Def-GSIA | All-Ltg-ScrwInLED | None | DirInstall-FULL | DirInstall-BASE | DEER2017 | Disposition |  | LED-A19 In-Common(EISA-Bin-40Watt-110LPW-297CompScore) | 4456531 | DEER | Proposed
SDG | 465096 | 2019-01-01 |  | WPSDGENRLG0106-6 | NR | DnDeemed | R-InCmn-LED-A19(EISA-Bin-40w-110LPW)-dWP1p2 | None | Res | Def-GSIA | All-Ltg-ScrwInLED | None | SDG-LED-A19(EISA-Bin-40w-110LPW) | SDG-Std-LED-A19(EISA-Bin-40w-110LPW) | DEER2017 | Disposition |  | LED-A19 In-Common(EISA-Bin-40Watt-110LPW-297CompScore) | 4456531 | DEER | Proposed
SDG | 465097 | 2019-01-01 |  | WPSDGENRLG0106-6 | NR | DnDeemDI | R-InCmn-LED-A19(EISA-Bin-40w-120LPW)-dWP1p5 | None | Res | Def-GSIA | All-Ltg-ScrwInLED | None | DirInstall-FULL | DirInstall-BASE | DEER2017 | Disposition |  | LED-A19 In-Common(EISA-Bin-40Watt-120LPW-297CompScore) | 4456531 | DEER | Proposed
SDG | 465098 | 2019-01-01 |  | WPSDGENRLG0106-6 | NR | DnDeemed | R-InCmn-LED-A19(EISA-Bin-40w-120LPW)-dWP1p5 | None | Res | Def-GSIA | All-Ltg-ScrwInLED | None | SDG-LED-A19(EISA-Bin-40w-120LPW) | SDG-Std-LED-A19(EISA-Bin-40w-120LPW) | DEER2017 | Disposition |  | LED-A19 In-Common(EISA-Bin-40Watt-120LPW-297CompScore) | 4456531 | DEER | Proposed
SDG | 465099 | 2019-01-01 |  | WPSDGENRLG0106-6 | NR | DnDeemDI | R-OutCmn-LED-PAR30-Ext(6w)-dWP8 | None | Res | Def-GSIA | All-Ltg-ScrwInLED | None | DirInstall-FULL | DirInstall-BASE | DEER2017 | Disposition |  | LED PAR30 Out-Common: 6 to <12 Watts | 4456531 | DEER | Proposed
SDG | 465100 | 2019-01-01 |  | WPSDGENRLG0106-6 | NR | DnDeemed | R-OutCmn-LED-PAR30-Ext(6w)-dWP8 | None | Res | Def-GSIA | All-Ltg-ScrwInLED | None | SDG-LED-PAR30(6wto<7w) | SDG-Std_PAR30(6wto<7w)_10pCFL-40pLED-50pInc | DEER2017 | Disposition |  | LED PAR30 Out-Common: 6 to <12 Watts | 4456531 | DEER | Proposed
SDG | 465101 | 2019-01-01 |  | WPSDGENRLG0106-6 | NR | DnDeemDI | R-Out-LED-PAR30-Ext(12w)-dWP16 | None | Res | Def-GSIA | All-Ltg-ScrwInLED | None | DirInstall-FULL | DirInstall-BASE | DEER2016 | Disposition |  | LED PAR30 Out-Common: 12 to <15 Watts | 4456531 | DEER | Proposed
SDG | 465102 | 2019-01-01 |  | WPSDGENRLG0106-6 | NR | DnDeemed | R-OutCmn-LED-PAR30-Ext(12w)-dWP16 | None | Res | Def-GSIA | All-Ltg-ScrwInLED | None | SDG-LED-PAR30(12wto<13w) | SDG-Std_PAR30(12wto<13w)_10pCFL-40pLED-50pInc | DEER2017 | Disposition |  | LED PAR30 Out-Common: 12 to <15 Watts | 4456531 | DEER | Proposed
SDG | 465103 | 2019-01-01 |  | WPSDGENRLG0106-6 | NR | DnDeemDI | R-OutCmn-LED-PAR30-Ext(15w)-dWP20 | None | Res | Def-GSIA | All-Ltg-ScrwInLED | None | DirInstall-FULL | DirInstall-BASE | DEER2017 | Disposition |  | LED PAR30 Out-Common: >=15 Watts | 4456531 | DEER | Proposed
SDG | 465104 | 2019-01-01 |  | WPSDGENRLG0106-6 | NR | DnDeemed | R-OutCmn-LED-PAR30-Ext(15w)-dWP20 | None | Res | Def-GSIA | All-Ltg-ScrwInLED | None | SDG-LED-PAR30(15wto<16w) | SDG-Std_PAR30(15wto<16w)_10pCFL-40pLED-50pInc | DEER2017 | Disposition |  | LED PAR30 Out-Common: >=15 Watts | 4456531 | DEER | Proposed
SDG | 465105 | 2019-01-01 |  | WPSDGENRLG0106-6 | NR | DnDeemDI | R-OutCmn-LED-PAR38-Ext(7w)-dWP11 | None | Res | Def-GSIA | All-Ltg-ScrwInLED | None | DirInstall-FULL | DirInstall-BASE | DEER2017 | Disposition |  | LED PAR38 Out-Common: 7 to <17 Watts | 4456531 | DEER | Proposed
SDG | 465106 | 2019-01-01 |  | WPSDGENRLG0106-6 | NR | DnDeemed | R-OutCmn-LED-PAR38-Ext(7w)-dWP11 | None | Res | Def-GSIA | All-Ltg-ScrwInLED | None | SDG-LED-PAR38(7wto<8w) | SDG-Std_PAR38(7wto<8w)_10pCFL-40pLED-50pInc | DEER2017 | Disposition |  | LED PAR38 Out-Common: 7 to <17 Watts | 4456531 | DEER | Proposed
SDG | 465107 | 2019-01-01 |  | WPSDGENRLG0106-6 | NR | DnDeemDI | R-OutCmn-LED-PAR38-Ext(17w)-dWP27 | None | Res | Def-GSIA | All-Ltg-ScrwInLED | None | DirInstall-FULL | DirInstall-BASE | DEER2017 | Disposition |  | LED PAR38 Out-Common: 17 to <19 Watts | 4456531 | DEER | Proposed
SDG | 465108 | 2019-01-01 |  | WPSDGENRLG0106-6 | NR | DnDeemed | R-OutCmn-LED-PAR38-Ext(17w)-dWP27 | None | Res | Def-GSIA | All-Ltg-ScrwInLED | None | SDG-LED-PAR38(17wto<18w) | SDG-Std_PAR38(17wto<18w)_10pCFL-40pLED-50pInc | DEER2017 | Disposition |  | LED PAR38 Out-Common: 17 to <19 Watts | 4456531 | DEER | Proposed
SDG | 465109 | 2019-01-01 |  | WPSDGENRLG0106-6 | NR | DnDeemDI | R-OutCmn-LED-PAR38-Ext(19w)-dWP30 | None | Res | Def-GSIA | All-Ltg-ScrwInLED | None | DirInstall-FULL | DirInstall-BASE | DEER2017 | Disposition |  | LED PAR38 Out-Common: >=19 Watts | 4456531 | DEER | Proposed
SDG | 465110 | 2019-01-01 |  | WPSDGENRLG0106-6 | NR | DnDeemed | R-OutCmn-LED-PAR38-Ext(19w)-dWP30 | None | Res | Def-GSIA | All-Ltg-ScrwInLED | None | SDG-LED-PAR38(19wto<20w) | SDG-Std_PAR38(19wto<20w)_10pCFL-40pLED-50pInc | DEER2017 | Disposition |  | LED PAR38 Out-Common: >=19 Watts | 4456531 | DEER | Proposed
SDG | 465111 | 2019-01-01 |  | WPSDGENRLG0106-6 | NR | DnDeemDI | R-OutCmn-LED-A19(EISA-Bin-100w-90LPW)-dWP2p0 | None | Res | Def-GSIA | All-Ltg-ScrwInLED | None | DirInstall-FULL | DirInstall-BASE | DEER2017 | Disposition |  | LED-A19 Out-Common(EISA-Bin-100Watt-90LPW-297CompScore) | 4456531 | DEER | Proposed
SDG | 465112 | 2019-01-01 |  | WPSDGENRLG0106-6 | NR | DnDeemed | R-OutCmn-LED-A19(EISA-Bin-100w-90LPW)-dWP2p0 | None | Res | Def-GSIA | All-Ltg-ScrwInLED | None | SDG-LED-A19(EISA-Bin-100w-90LPW) | SDG-Std-LED-A19(EISA-Bin-100w-90LPW) | DEER2017 | Disposition |  | LED-A19 Out-Common(EISA-Bin-100Watt-90LPW-297CompScore) | 4456531 | DEER | Proposed
SDG | 465113 | 2019-01-01 |  | WPSDGENRLG0106-6 | NR | DnDeemDI | R-OutCmn-LED-A19(EISA-Bin-100w-100LPW)-dWP2p4 | None | Res | Def-GSIA | All-Ltg-ScrwInLED | None | DirInstall-FULL | DirInstall-BASE | DEER2017 | Disposition |  | LED-A19 Out-Common(EISA-Bin-100Watt-100LPW-297CompScore) | 4456531 | DEER | Proposed
SDG | 465114 | 2019-01-01 |  | WPSDGENRLG0106-6 | NR | DnDeemed | R-OutCmn-LED-A19(EISA-Bin-100w-100LPW)-dWP2p4 | None | Res | Def-GSIA | All-Ltg-ScrwInLED | None | SDG-LED-A19(EISA-Bin-100w-100LPW) | SDG-Std-LED-A19(EISA-Bin-100w-100LPW) | DEER2017 | Disposition |  | LED-A19 Out-Common(EISA-Bin-100Watt-100LPW-297CompScore) | 4456531 | DEER | Proposed
SDG | 465115 | 2019-01-01 |  | WPSDGENRLG0106-6 | NR | DnDeemDI | R-OutCmn-LED-A19(EISA-Bin-100w-110LPW)-dWP2p6 | None | Res | Def-GSIA | All-Ltg-ScrwInLED | None | DirInstall-FULL | DirInstall-BASE | DEER2017 | Disposition |  | LED-A19 Out-Common(EISA-Bin-100Watt-110LPW-297CompScore) | 4456531 | DEER | Proposed
SDG | 465116 | 2019-01-01 |  | WPSDGENRLG0106-6 | NR | DnDeemed | R-OutCmn-LED-A19(EISA-Bin-100w-110LPW)-dWP2p6 | None | Res | Def-GSIA | All-Ltg-ScrwInLED | None | SDG-LED-A19(EISA-Bin-100w-110LPW) | SDG-Std-LED-A19(EISA-Bin-100w-110LPW) | DEER2017 | Disposition |  | LED-A19 Out-Common(EISA-Bin-100Watt-110LPW-297CompScore) | 4456531 | DEER | Proposed
SDG | 465117 | 2019-01-01 |  | WPSDGENRLG0106-6 | NR | DnDeemDI | R-OutCmn-LED-A19(EISA-Bin-100w-120LPW)-dWP3p3 | None | Res | Def-GSIA | All-Ltg-ScrwInLED | None | DirInstall-FULL | DirInstall-BASE | DEER2017 | Disposition |  | LED-A19 Out-Common(EISA-Bin-100Watt-120LPW-297CompScore) | 4456531 | DEER | Proposed
SDG | 465118 | 2019-01-01 |  | WPSDGENRLG0106-6 | NR | DnDeemed | R-OutCmn-LED-A19(EISA-Bin-100w-120LPW)-dWP3p3 | None | Res | Def-GSIA | All-Ltg-ScrwInLED | None | DirInstall-FULL | DirInstall-BASE | DEER2017 | Disposition |  | LED-A19 Out-Common(EISA-Bin-100Watt-120LPW-297CompScore) | 4456531 | DEER | Proposed
SDG | 465119 | 2019-01-01 |  | WPSDGENRLG0106-6 | NR | DnDeemDI | R-OutCmn-LED-A19(EISA-Bin-75w-90LPW)-dWP1p5 | None | Res | Def-GSIA | All-Ltg-ScrwInLED | None | DirInstall-FULL | DirInstall-BASE | DEER2017 | Disposition |  | LED-A19 Out-Common(EISA-Bin-75Watt-90LPW-297CompScore) | 4456531 | DEER | Proposed
SDG | 465120 | 2019-01-01 |  | WPSDGENRLG0106-6 | NR | DnDeemed | R-OutCmn-LED-A19(EISA-Bin-75w-90LPW)-dWP1p5 | None | Res | Def-GSIA | All-Ltg-ScrwInLED | None | SDG-LED-A19(EISA-Bin-75w-90LPW) | SDG-Std-LED-A19(EISA-Bin-75w-90LPW) | DEER2017 | Disposition |  | LED-A19 Out-Common(EISA-Bin-75Watt-90LPW-297CompScore) | 4456531 | DEER | Proposed
SDG | 465121 | 2019-01-01 |  | WPSDGENRLG0106-6 | NR | DnDeemDI | R-OutCmn-LED-A19(EISA-Bin-75w-100LPW)-dWP1p7 | None | Res | Def-GSIA | All-Ltg-ScrwInLED | None | DirInstall-FULL | DirInstall-BASE | DEER2017 | Disposition |  | LED-A19 Out-Common(EISA-Bin-75Watt-100LPW-297CompScore) | 4456531 | DEER | Proposed
SDG | 465122 | 2019-01-01 |  | WPSDGENRLG0106-6 | NR | DnDeemed | R-OutCmn-LED-A19(EISA-Bin-75w-100LPW)-dWP1p7 | None | Res | Def-GSIA | All-Ltg-ScrwInLED | None | SDG-LED-A19(EISA-Bin-75w-100LPW) | SDG-Std-LED-A19(EISA-Bin-75w-100LPW) | DEER2017 | Disposition |  | LED-A19 Out-Common(EISA-Bin-75Watt-100LPW-297CompScore) | 4456531 | DEER | Proposed
SDG | 465123 | 2019-01-01 |  | WPSDGENRLG0106-6 | NR | DnDeemDI | R-OutCmn-LED-A19(EISA-Bin-75w-110LPW)-dWP1p9 | None | Res | Def-GSIA | All-Ltg-ScrwInLED | None | DirInstall-FULL | DirInstall-BASE | DEER2017 | Disposition |  | LED-A19 Out-Common(EISA-Bin-75Watt-110LPW-297CompScore) | 4456531 | DEER | Proposed
SDG | 465124 | 2019-01-01 |  | WPSDGENRLG0106-6 | NR | DnDeemed | R-OutCmn-LED-A19(EISA-Bin-75w-110LPW)-dWP1p9 | None | Res | Def-GSIA | All-Ltg-ScrwInLED | None | SDG-LED-A19(EISA-Bin-75w-110LPW) | SDG-Std-LED-A19(EISA-Bin-75w-110LPW) | DEER2017 | Disposition |  | LED-A19 Out-Common(EISA-Bin-75Watt-110LPW-297CompScore) | 4456531 | DEER | Proposed
SDG | 465125 | 2019-01-01 |  | WPSDGENRLG0106-6 | NR | DnDeemDI | R-OutCmn-LED-A19(EISA-Bin-75w-120LPW)-dWP2p3 | None | Res | Def-GSIA | All-Ltg-ScrwInLED | None | DirInstall-FULL | DirInstall-BASE | DEER2017 | Disposition |  | LED-A19 Out-Common(EISA-Bin-75Watt-120LPW-297CompScore) | 4456531 | DEER | Proposed
SDG | 465126 | 2019-01-01 |  | WPSDGENRLG0106-6 | NR | DnDeemed | R-OutCmn-LED-A19(EISA-Bin-75w-120LPW)-dWP2p3 | None | Res | Def-GSIA | All-Ltg-ScrwInLED | None | SDG-LED-A19(EISA-Bin-75w-120LPW) | SDG-Std-LED-A19(EISA-Bin-75w-120LPW) | DEER2017 | Disposition |  | LED-A19 Out-Common(EISA-Bin-75Watt-120LPW-297CompScore) | 4456531 | DEER | Proposed
SDG | 465127 | 2019-01-01 |  | WPSDGENRLG0106-6 | NR | DnDeemDI | R-OutCmn-LED-A19(EISA-Bin-60w-90LPW)-dWP1p3 | None | Res | Def-GSIA | All-Ltg-ScrwInLED | None | DirInstall-FULL | DirInstall-BASE | DEER2017 | Disposition |  | LED-A19 Out-Common(EISA-Bin-60Watt-90LPW-297CompScore) | 4456531 | DEER | Proposed
SDG | 465128 | 2019-01-01 |  | WPSDGENRLG0106-6 | NR | DnDeemed | R-OutCmn-LED-A19(EISA-Bin-60w-90LPW)-dWP1p3 | None | Res | Def-GSIA | All-Ltg-ScrwInLED | None | SDG-LED-A19(EISA-Bin-60w-90LPW) | SDG-Std-LED-A19(EISA-Bin-60w-90LPW) | DEER2017 | Disposition |  | LED-A19 Out-Common(EISA-Bin-60Watt-90LPW-297CompScore) | 4456531 | DEER | Proposed
SDG | 465129 | 2019-01-01 |  | WPSDGENRLG0106-6 | NR | DnDeemDI | R-OutCmn-LED-A19(EISA-Bin-60w-100LPW)-dWP1p4 | None | Res | Def-GSIA | All-Ltg-ScrwInLED | None | DirInstall-FULL | DirInstall-BASE | DEER2017 | Disposition |  | LED-A19 Out-Common(EISA-Bin-60Watt-100LPW-297CompScore) | 4456531 | DEER | Proposed
SDG | 465130 | 2019-01-01 |  | WPSDGENRLG0106-6 | NR | DnDeemed | R-OutCmn-LED-A19(EISA-Bin-60w-100LPW)-dWP1p4 | None | Res | Def-GSIA | All-Ltg-ScrwInLED | None | SDG-LED-A19(EISA-Bin-60w-100LPW) | SDG-Std-LED-A19(EISA-Bin-60w-100LPW) | DEER2017 | Disposition |  | LED-A19 Out-Common(EISA-Bin-60Watt-100LPW-297CompScore) | 4456531 | DEER | Proposed
SDG | 465131 | 2019-01-01 |  | WPSDGENRLG0106-6 | NR | DnDeemDI | R-OutCmn-LED-A19(EISA-Bin-60w-110LPW)-dWP1p5 | None | Res | Def-GSIA | All-Ltg-ScrwInLED | None | DirInstall-FULL | DirInstall-BASE | DEER2017 | Disposition |  | LED-A19 Out-Common(EISA-Bin-60Watt-110LPW-297CompScore) | 4456531 | DEER | Proposed
SDG | 465132 | 2019-01-01 |  | WPSDGENRLG0106-6 | NR | DnDeemed | R-OutCmn-LED-A19(EISA-Bin-60w-110LPW)-dWP1p5 | None | Res | Def-GSIA | All-Ltg-ScrwInLED | None | SDG-LED-A19(EISA-Bin-60w-110LPW) | SDG-Std-LED-A19(EISA-Bin-60w-110LPW) | DEER2017 | Disposition |  | LED-A19 Out-Common(EISA-Bin-60Watt-110LPW-297CompScore) | 4456531 | DEER | Proposed
SDG | 465133 | 2019-01-01 |  | WPSDGENRLG0106-6 | NR | DnDeemDI | R-OutCmn-LED-A19(EISA-Bin-60w-120LPW)-dWP1p8 | None | Res | Def-GSIA | All-Ltg-ScrwInLED | None | DirInstall-FULL | DirInstall-BASE | DEER2017 | Disposition |  | LED-A19 Out-Common(EISA-Bin-60Watt-120LPW-297CompScore) | 4456531 | DEER | Proposed
SDG | 465134 | 2019-01-01 |  | WPSDGENRLG0106-6 | NR | DnDeemed | R-OutCmn-LED-A19(EISA-Bin-60w-120LPW)-dWP1p8 | None | Res | Def-GSIA | All-Ltg-ScrwInLED | None | SDG-LED-A19(EISA-Bin-60w-120LPW) | SDG-Std-LED-A19(EISA-Bin-60w-120LPW) | DEER2017 | Disposition |  | LED-A19 Out-Common(EISA-Bin-60Watt-120LPW-297CompScore) | 4456531 | DEER | Proposed
SDG | 465135 | 2019-01-01 |  | WPSDGENRLG0106-6 | NR | DnDeemDI | R-OutCmn-LED-A19(EISA-Bin-40w-80LPW)-dWP0p8 | None | Res | Def-GSIA | All-Ltg-ScrwInLED | None | DirInstall-FULL | DirInstall-BASE | DEER2017 | Disposition |  | LED-A19 Out-Common(EISA-Bin-40Watt-80LPW-297CompScore) | 4456531 | DEER | Proposed
SDG | 465136 | 2019-01-01 |  | WPSDGENRLG0106-6 | NR | DnDeemed | R-OutCmn-LED-A19(EISA-Bin-40w-80LPW)-dWP0p8 | None | Res | Def-GSIA | All-Ltg-ScrwInLED | None | SDG-LED-A19(EISA-Bin-40w-80LPW) | SDG-Std-LED-A19(EISA-Bin-40w-80LPW) | DEER2017 | Disposition |  | LED-A19 Out-Common(EISA-Bin-40Watt-80LPW-297CompScore) | 4456531 | DEER | Proposed
SDG | 465137 | 2019-01-01 |  | WPSDGENRLG0106-6 | NR | DnDeemDI | R-OutCmn-LED-A19(EISA-Bin-40w-90LPW)-dWP1p0 | None | Res | Def-GSIA | All-Ltg-ScrwInLED | None | DirInstall-FULL | DirInstall-BASE | DEER2017 | Disposition |  | LED-A19 Out-Common(EISA-Bin-40Watt-90LPW-297CompScore) | 4456531 | DEER | Proposed
SDG | 465138 | 2019-01-01 |  | WPSDGENRLG0106-6 | NR | DnDeemed | R-OutCmn-LED-A19(EISA-Bin-40w-90LPW)-dWP1p0 | None | Res | Def-GSIA | All-Ltg-ScrwInLED | None | SDG-LED-A19(EISA-Bin-40w-90LPW) | SDG-Std-LED-A19(EISA-Bin-40w-90LPW) | DEER2017 | Disposition |  | LED-A19 Out-Common(EISA-Bin-40Watt-90LPW-297CompScore) | 4456531 | DEER | Proposed
SDG | 465139 | 2019-01-01 |  | WPSDGENRLG0106-6 | NR | DnDeemDI | R-OutCmn-LED-A19(EISA-Bin-40w-100LPW)-dWP1p1 | None | Res | Def-GSIA | All-Ltg-ScrwInLED | None | DirInstall-FULL | DirInstall-BASE | DEER2017 | Disposition |  | LED-A19 Out-Common(EISA-Bin-40Watt-100LPW-297CompScore) | 4456531 | DEER | Proposed
SDG | 465140 | 2019-01-01 |  | WPSDGENRLG0106-6 | NR | DnDeemed | R-OutCmn-LED-A19(EISA-Bin-40w-100LPW)-dWP1p1 | None | Res | Def-GSIA | All-Ltg-ScrwInLED | None | SDG-LED-A19(EISA-Bin-40w-100LPW) | SDG-Std-LED-A19(EISA-Bin-40w-100LPW) | DEER2017 | Disposition |  | LED-A19 Out-Common(EISA-Bin-40Watt-100LPW-297CompScore) | 4456531 | DEER | Proposed
SDG | 465141 | 2019-01-01 |  | WPSDGENRLG0106-6 | NR | DnDeemDI | R-OutCmn-LED-A19(EISA-Bin-40w-110LPW)-dWP1p2 | None | Res | Def-GSIA | All-Ltg-ScrwInLED | None | DirInstall-FULL | DirInstall-BASE | DEER2017 | Disposition |  | LED-A19 Out-Common(EISA-Bin-40Watt-110LPW-297CompScore) | 4456531 | DEER | Proposed
SDG | 465142 | 2019-01-01 |  | WPSDGENRLG0106-6 | NR | DnDeemed | R-OutCmn-LED-A19(EISA-Bin-40w-110LPW)-dWP1p2 | None | Res | Def-GSIA | All-Ltg-ScrwInLED | None | SDG-LED-A19(EISA-Bin-40w-110LPW) | SDG-Std-LED-A19(EISA-Bin-40w-110LPW) | DEER2017 | Disposition |  | LED-A19 Out-Common(EISA-Bin-40Watt-110LPW-297CompScore) | 4456531 | DEER | Proposed
SDG | 465143 | 2019-01-01 |  | WPSDGENRLG0106-6 | NR | DnDeemDI | R-OutCmn-LED-A19(EISA-Bin-40w-120LPW)-dWP1p5 | None | Res | Def-GSIA | All-Ltg-ScrwInLED | None | DirInstall-FULL | DirInstall-BASE | DEER2017 | Disposition |  | LED-A19 Out-Common(EISA-Bin-40Watt-120LPW-297CompScore) | 4456531 | DEER | Proposed
SDG | 465144 | 2019-01-01 |  | WPSDGENRLG0106-6 | NR | DnDeemed | R-OutCmn-LED-A19(EISA-Bin-40w-120LPW)-dWP1p5 | None | Res | Def-GSIA | All-Ltg-ScrwInLED | None | SDG-LED-A19(EISA-Bin-40w-120LPW) | SDG-Std-LED-A19(EISA-Bin-40w-120LPW) | DEER2017 | Disposition |  | LED-A19 Out-Common(EISA-Bin-40Watt-120LPW-297CompScore) | 4456531 | DEER | Proposed
SDG | 465145 | 2019-01-01 |  | WPSDGENRLG0106-6 | NR | DnDeemDI | R-Out-LED-PAR30-Ext(6w)-dWP8 | None | Res | Def-GSIA | All-Ltg-ScrwInLED | None | DirInstall-FULL | DirInstall-BASE | DEER2016 | Disposition |  | LED PAR30 Outdoor: 6 to <12 Watts | 4456531 | DEER | Proposed
SDG | 465146 | 2019-01-01 |  | WPSDGENRLG0106-6 | NR | DnDeemDI | C-Out-LED-PAR30-Ext(6w)-dWP8 | None | NonRes | Def-GSIA | All-Ltg-ScrwInLED | None | DirInstall-FULL | DirInstall-BASE | DEER1314 | Disposition |  | Commerical LED PAR30 Outdoor: 6 to <12 Watts | 4456531 | DEER | Proposed
SDG | 465147 | 2019-01-01 |  | WPSDGENRLG0106-6 | NR | DnDeemed | R-Out-LED-PAR30-Ext(6w)-dWP8 | None | Res | Def-GSIA | All-Ltg-ScrwInLED | None | SDG-LED-PAR30(6wto<7w) | SDG-Std_PAR30(6wto<7w)_10pCFL-40pLED-50pInc | DEER2016 | Disposition |  | LED PAR30 Outdoor: 6 to <12 Watts | 4456531 | DEER | Proposed
SDG | 465148 | 2019-01-01 |  | WPSDGENRLG0106-6 | NR | DnDeemed | C-Out-LED-PAR30-Ext(6w)-dWP8 | None | NonRes | Def-GSIA | All-Ltg-ScrwInLED | None | SDG-LED-PAR30(6wto<7w) | SDG-Std_PAR30(6wto<7w)_10pCFL-40pLED-50pInc | DEER1314 | Disposition |  | Commerical LED PAR30 Outdoor: 6 to <12 Watts | 4456531 | DEER | Proposed
SDG | 465149 | 2019-01-01 |  | WPSDGENRLG0106-6 | NR | DnDeemDI | R-Out-LED-PAR30-Ext(12w)-dWP16 | None | Res | Def-GSIA | All-Ltg-ScrwInLED | None | DirInstall-FULL | DirInstall-BASE | DEER2016 | Disposition |  | LED PAR30 Outdoor: 12 to <15 Watts Watts | 4456531 | DEER | Proposed
SDG | 465150 | 2019-01-01 |  | WPSDGENRLG0106-6 | NR | DnDeemDI | C-Out-LED-PAR30-Ext(12w)-dWP16 | None | NonRes | Def-GSIA | All-Ltg-ScrwInLED | None | DirInstall-FULL | DirInstall-BASE | DEER1314 | Disposition |  | Commerical LED PAR30 Outdoor: 12 to <15 Watts | 4456531 | DEER | Proposed
SDG | 465151 | 2019-01-01 |  | WPSDGENRLG0106-6 | NR | DnDeemed | R-Out-LED-PAR30-Ext(12w)-dWP16 | None | Res | Def-GSIA | All-Ltg-ScrwInLED | None | SDG-LED-PAR30(12wto<13w) | SDG-Std_PAR30(12wto<13w)_10pCFL-40pLED-50pInc | DEER2016 | Disposition |  | LED PAR30 Outdoor: 12 to <15 Watts | 4456531 | DEER | Proposed
SDG | 465152 | 2019-01-01 |  | WPSDGENRLG0106-6 | NR | DnDeemed | C-Out-LED-PAR30-Ext(12w)-dWP16 | None | NonRes | Def-GSIA | All-Ltg-ScrwInLED | None | SDG-LED-PAR30(12wto<13w) | SDG-Std_PAR30(12wto<13w)_10pCFL-40pLED-50pInc | DEER1314 | Disposition |  | Commercial LED PAR30 Outdoor: 12 to <15 Watts | 4456531 | DEER | Proposed
SDG | 465153 | 2019-01-01 |  | WPSDGENRLG0106-6 | NR | DnDeemDI | R-Out-LED-PAR30-Ext(15w)-dWP20 | None | Res | Def-GSIA | All-Ltg-ScrwInLED | None | DirInstall-FULL | DirInstall-BASE | DEER2016 | Disposition |  | LED PAR30 Outdoor: >=15 Watts | 4456531 | DEER | Proposed
SDG | 465154 | 2019-01-01 |  | WPSDGENRLG0106-6 | NR | DnDeemDI | C-Out-LED-PAR30-Ext(15w)-dWP20 | None | NonRes | Def-GSIA | All-Ltg-ScrwInLED | None | DirInstall-FULL | DirInstall-BASE | DEER1314 | Disposition |  | Commerical LED PAR30 Outdoor: >=15 Watts | 4456531 | DEER | Proposed
SDG | 465155 | 2019-01-01 |  | WPSDGENRLG0106-6 | NR | DnDeemed | R-Out-LED-PAR30-Ext(15w)-dWP20 | None | NonRes | Def-GSIA | All-Ltg-ScrwInLED | None | SDG-LED-PAR30(15wto<16w) | SDG-Std_PAR30(15wto<16w)_10pCFL-40pLED-50pInc | DEER2016 | Disposition |  | LED PAR30 Outdoor: >=15 Watts | 4456531 | DEER | Proposed
SDG | 465156 | 2019-01-01 |  | WPSDGENRLG0106-6 | NR | DnDeemed | C-Out-LED-PAR30-Ext(15w)-dWP20 | None | NonRes | Def-GSIA | All-Ltg-ScrwInLED | None | SDG-LED-PAR30(15wto<16w) | SDG-Std_PAR30(15wto<16w)_10pCFL-40pLED-50pInc | DEER1314 | Disposition |  | Commerical LED PAR30 Outdoor: >=15 Watts | 4456531 | DEER | Proposed
SDG | 465157 | 2019-01-01 |  | WPSDGENRLG0106-6 | NR | DnDeemDI | R-Out-LED-PAR38-Ext(7w)-dWP11 | None | Res | Def-GSIA | All-Ltg-ScrwInLED | None | DirInstall-FULL | DirInstall-BASE | DEER2016 | Disposition |  | LED PAR38 Outdoor: 7 to <17 Watts | 4456531 | DEER | Proposed
SDG | 465158 | 2019-01-01 |  | WPSDGENRLG0106-6 | NR | DnDeemDI | C-Out-LED-PAR38-Ext(7w)-dWP11 | None | NonRes | Def-GSIA | All-Ltg-ScrwInLED | None | DirInstall-FULL | DirInstall-BASE | DEER1314 | Disposition |  | Commercial LED PAR38 Outdoor: 7 to <17 Watts | 4456531 | DEER | Proposed
SDG | 465159 | 2019-01-01 |  | WPSDGENRLG0106-6 | NR | DnDeemed | R-Out-LED-PAR38-Ext(7w)-dWP11 | None | Res | Def-GSIA | All-Ltg-ScrwInLED | None | SDG-LED-PAR38(7wto<8w) | SDG-Std_PAR38(7wto<8w)_10pCFL-40pLED-50pInc | DEER2016 | Disposition |  | LED LED PAR38 Outdoor: 7 to <17 Watts | 4456531 | DEER | Proposed
SDG | 465160 | 2019-01-01 |  | WPSDGENRLG0106-6 | NR | DnDeemed | C-Out-LED-PAR38-Ext(7w)-dWP11 | None | NonRes | Def-GSIA | All-Ltg-ScrwInLED | None | SDG-LED-PAR38(7wto<8w) | SDG-Std_PAR38(7wto<8w)_10pCFL-40pLED-50pInc | DEER1314 | Disposition |  | Commercial LED PAR38 Outdoor: 7 to <17 Watts | 4456531 | DEER | Proposed
SDG | 465161 | 2019-01-01 |  | WPSDGENRLG0106-6 | NR | DnDeemDI | R-Out-LED-PAR38-Ext(17w)-dWP27 | None | Res | Def-GSIA | All-Ltg-ScrwInLED | None | DirInstall-FULL | DirInstall-BASE | DEER2016 | Disposition |  | LED PAR38 Outdoor: 17 to <19 Watts | 4456531 | DEER | Proposed
SDG | 465162 | 2019-01-01 |  | WPSDGENRLG0106-6 | NR | DnDeemDI | C-Out-LED-PAR38-Ext(17w)-dWP27 | None | NonRes | Def-GSIA | All-Ltg-ScrwInLED | None | DirInstall-FULL | DirInstall-BASE | DEER1314 | Disposition |  | Commercial LED PAR38 Outdoor: 17 to <19 Watts | 4456531 | DEER | Proposed
SDG | 465163 | 2019-01-01 |  | WPSDGENRLG0106-6 | NR | DnDeemed | R-Out-LED-PAR38-Ext(17w)-dWP27 | None | Res | Def-GSIA | All-Ltg-ScrwInLED | None | SDG-LED-PAR38(17wto<18w) | SDG-Std_PAR38(17wto<18w)_10pCFL-40pLED-50pInc | DEER2016 | Disposition |  | LED PAR38 Outdoor: 17 to <19 Watts | 4456531 | DEER | Proposed
SDG | 465164 | 2019-01-01 |  | WPSDGENRLG0106-6 | NR | DnDeemed | C-Out-LED-PAR38-Ext(17w)-dWP27 | None | NonRes | Def-GSIA | All-Ltg-ScrwInLED | None | SDG-LED-PAR38(17wto<18w) | SDG-Std_PAR38(17wto<18w)_10pCFL-40pLED-50pInc | DEER1314 | Disposition |  | Commercial LED PAR38 Outdoor: 17 to <19 Watts | 4456531 | DEER | Proposed
SDG | 465165 | 2019-01-01 |  | WPSDGENRLG0106-6 | NR | DnDeemDI | R-Out-LED-PAR38-Ext(19w)-dWP30 | None | Res | Def-GSIA | All-Ltg-ScrwInLED | None | DirInstall-FULL | DirInstall-BASE | DEER2016 | Disposition |  | LED PAR38 Outdoor: >=19 Watts | 4456531 | DEER | Proposed
SDG | 465166 | 2019-01-01 |  | WPSDGENRLG0106-6 | NR | DnDeemDI | C-Out-LED-PAR38-Ext(19w)-dWP30 | None | NonRes | Def-GSIA | All-Ltg-ScrwInLED | None | DirInstall-FULL | DirInstall-BASE | DEER1314 | Disposition |  | Commercial LED PAR38 Outdoor: >=19 Watts | 4456531 | DEER | Proposed
SDG | 465167 | 2019-01-01 |  | WPSDGENRLG0106-6 | NR | DnDeemed | R-Out-LED-PAR38-Ext(19w)-dWP30 | None | Res | Def-GSIA | All-Ltg-ScrwInLED | None | SDG-LED-PAR38(19wto<20w) | SDG-Std_PAR38(19wto<20w)_10pCFL-40pLED-50pInc | DEER2016 | Disposition |  | LED PAR38 Outdoor: >=19 Watts | 4456531 | DEER | Proposed
SDG | 465168 | 2019-01-01 |  | WPSDGENRLG0106-6 | NR | DnDeemed | C-Out-LED-PAR38-Ext(19w)-dWP30 | None | NonRes | Def-GSIA | All-Ltg-ScrwInLED | None | SDG-LED-PAR38(19wto<20w) | SDG-Std_PAR38(19wto<20w)_10pCFL-40pLED-50pInc | DEER1314 | Disposition |  | Commercial LED PAR38 Outdoor: >=19 Watts | 4456531 | DEER | Proposed
SDG | 465169 | 2019-01-01 |  | WPSDGENRLG0106-6 | NR | DnDeemDI | R-Out-LED-A19(EISA-Bin-100w-90LPW)-dWP2p0 | None | Res | Def-GSIA | All-Ltg-ScrwInLED | None | DirInstall-FULL | DirInstall-BASE | DEER2016 | Disposition |  | LED-A19 Outdoor(EISA-Bin-100Watt-90LPW-297CompScore) | 4456531 | DEER | Proposed
SDG | 465170 | 2019-01-01 |  | WPSDGENRLG0106-6 | NR | DnDeemDI | C-Out-LED-A19(EISA-Bin-100w-90LPW)-dWP2p0 | None | NonRes | Def-GSIA | All-Ltg-ScrwInLED | None | DirInstall-FULL | DirInstall-BASE | DEER1314 | Disposition |  | Commercial LED-A19 Outdoor(EISA-Bin-100Watt-90LPW-297CompScore) | 4456531 | DEER | Proposed
SDG | 465171 | 2019-01-01 |  | WPSDGENRLG0106-6 | NR | DnDeemed | R-Out-LED-A19(EISA-Bin-100w-90LPW)-dWP2p0 | None | Res | Def-GSIA | All-Ltg-ScrwInLED | None | SDG-LED-A19(EISA-Bin-100w-90LPW) | SDG-Std-LED-A19(EISA-Bin-100w-90LPW) | DEER2016 | Disposition |  | LED-A19 Outdoor(EISA-Bin-100Watt-90LPW-297CompScore) | 4456531 | DEER | Proposed
SDG | 465172 | 2019-01-01 |  | WPSDGENRLG0106-6 | NR | DnDeemed | C-Out-LED-A19(EISA-Bin-100w-90LPW)-dWP2p0 | None | NonRes | Def-GSIA | All-Ltg-ScrwInLED | None | SDG-LED-A19(EISA-Bin-100w-90LPW) | SDG-Std-LED-A19(EISA-Bin-100w-90LPW) | DEER1314 | Disposition |  | Commercial LED-A19 Outdoor(EISA-Bin-100Watt-90LPW-297CompScore) | 4456531 | DEER | Proposed
SDG | 465173 | 2019-01-01 |  | WPSDGENRLG0106-6 | NR | DnDeemDI | R-Out-LED-A19(EISA-Bin-100w-100LPW)-dWP2p4 | None | Res | Def-GSIA | All-Ltg-ScrwInLED | None | DirInstall-FULL | DirInstall-BASE | DEER2016 | Disposition |  | LED-A19 Outdoor(EISA-Bin-100Watt-100LPW-297CompScore) | 4456531 | DEER | Proposed
SDG | 465174 | 2019-01-01 |  | WPSDGENRLG0106-6 | NR | DnDeemDI | C-Out-LED-A19(EISA-Bin-100w-100LPW)-dWP2p4 | None | NonRes | Def-GSIA | All-Ltg-ScrwInLED | None | DirInstall-FULL | DirInstall-BASE | DEER1314 | Disposition |  | Commercial LED-A19 Outdoor(EISA-Bin-100Watt-100LPW-297CompScore) | 4456531 | DEER | Proposed
SDG | 465175 | 2019-01-01 |  | WPSDGENRLG0106-6 | NR | DnDeemed | R-Out-LED-A19(EISA-Bin-100w-100LPW)-dWP2p4 | None | Res | Def-GSIA | All-Ltg-ScrwInLED | None | SDG-LED-A19(EISA-Bin-100w-100LPW) | SDG-Std-LED-A19(EISA-Bin-100w-100LPW) | DEER2016 | Disposition |  | LED-A19 Outdoor(EISA-Bin-100Watt-100LPW-297CompScore) | 4456531 | DEER | Proposed
SDG | 465176 | 2019-01-01 |  | WPSDGENRLG0106-6 | NR | DnDeemed | C-Out-LED-A19(EISA-Bin-100w-100LPW)-dWP2p4 | None | NonRes | Def-GSIA | All-Ltg-ScrwInLED | None | SDG-LED-A19(EISA-Bin-100w-100LPW) | SDG-Std-LED-A19(EISA-Bin-100w-100LPW) | DEER1314 | Disposition |  | Commercial LED-A19 Outdoor(EISA-Bin-100Watt-100LPW-297CompScore) | 4456531 | DEER | Proposed
SDG | 465177 | 2019-01-01 |  | WPSDGENRLG0106-6 | NR | DnDeemDI | R-Out-LED-A19(EISA-Bin-100w-110LPW)-dWP2p6 | None | Res | Def-GSIA | All-Ltg-ScrwInLED | None | DirInstall-FULL | DirInstall-BASE | DEER2016 | Disposition |  | LED-A19 Outdoor(EISA-Bin-100Watt-110LPW-297CompScore) | 4456531 | DEER | Proposed
SDG | 465178 | 2019-01-01 |  | WPSDGENRLG0106-6 | NR | DnDeemDI | C-Out-LED-A19(EISA-Bin-100w-110LPW)-dWP2p6 | None | NonRes | Def-GSIA | All-Ltg-ScrwInLED | None | DirInstall-FULL | DirInstall-BASE | DEER1314 | Disposition |  | Commerical LED-A19 Outdoor(EISA-Bin-100Watt-110LPW-297CompScore) | 4456531 | DEER | Proposed
SDG | 465179 | 2019-01-01 |  | WPSDGENRLG0106-6 | NR | DnDeemed | R-Out-LED-A19(EISA-Bin-100w-110LPW)-dWP2p6 | None | Res | Def-GSIA | All-Ltg-ScrwInLED | None | SDG-LED-A19(EISA-Bin-100w-110LPW) | SDG-Std-LED-A19(EISA-Bin-100w-110LPW) | DEER2016 | Disposition |  | LED-A19 Outdoor(EISA-Bin-100Watt-110LPW-297CompScore) | 4456531 | DEER | Proposed
SDG | 465180 | 2019-01-01 |  | WPSDGENRLG0106-6 | NR | DnDeemed | C-Out-LED-A19(EISA-Bin-100w-110LPW)-dWP2p6 | None | NonRes | Def-GSIA | All-Ltg-ScrwInLED | None | SDG-LED-A19(EISA-Bin-100w-110LPW) | SDG-Std-LED-A19(EISA-Bin-100w-110LPW) | DEER1314 | Disposition |  | Commerical LED-A19 Outdoor(EISA-Bin-100Watt-110LPW-297CompScore) | 4456531 | DEER | Proposed
SDG | 465181 | 2019-01-01 |  | WPSDGENRLG0106-6 | NR | DnDeemDI | R-Out-LED-A19(EISA-Bin-100w-120LPW)-dWP3p3 | None | Res | Def-GSIA | All-Ltg-ScrwInLED | None | DirInstall-FULL | DirInstall-BASE | DEER2016 | Disposition |  | LED-A19 Outdoor(EISA-Bin-100Watt-120LPW-297CompScore) | 4456531 | DEER | Proposed
SDG | 465182 | 2019-01-01 |  | WPSDGENRLG0106-6 | NR | DnDeemDI | C-Out-LED-A19(EISA-Bin-100w-120LPW)-dWP3p3 | None | NonRes | Def-GSIA | All-Ltg-ScrwInLED | None | DirInstall-FULL | DirInstall-BASE | DEER1314 | Disposition |  | Commerical LED-A19 Outdoor(EISA-Bin-100Watt-120LPW-297CompScore) | 4456531 | DEER | Proposed
SDG | 465183 | 2019-01-01 |  | WPSDGENRLG0106-6 | NR | DnDeemed | R-Out-LED-A19(EISA-Bin-100w-120LPW)-dWP3p3 | None | Res | Def-GSIA | All-Ltg-ScrwInLED | None | SDG-LED-A19(EISA-Bin-100w-120LPW) | SDG-Std-LED-A19(EISA-Bin-100w-120LPW) | DEER2016 | Disposition |  | LED-A19 Outdoor(EISA-Bin-100Watt-120LPW-297CompScore) | 4456531 | DEER | Proposed
SDG | 465184 | 2019-01-01 |  | WPSDGENRLG0106-6 | NR | DnDeemed | C-Out-LED-A19(EISA-Bin-100w-120LPW)-dWP3p3 | None | NonRes | Def-GSIA | All-Ltg-ScrwInLED | None | SDG-LED-A19(EISA-Bin-100w-120LPW) | SDG-Std-LED-A19(EISA-Bin-100w-120LPW) | DEER1314 | Disposition |  | Commercial LED-A19 Outdoor(EISA-Bin-100Watt-120LPW-297CompScore) | 4456531 | DEER | Proposed
SDG | 465185 | 2019-01-01 |  | WPSDGENRLG0106-6 | NR | DnDeemDI | R-Out-LED-A19(EISA-Bin-75w-90LPW)-dWP1p5 | None | Res | Def-GSIA | All-Ltg-ScrwInLED | None | DirInstall-FULL | DirInstall-BASE | DEER2016 | Disposition |  | LED-A19 Outdoor(EISA-Bin-75Watt-90LPW-297CompScore) | 4456531 | DEER | Proposed
SDG | 465186 | 2019-01-01 |  | WPSDGENRLG0106-6 | NR | DnDeemDI | C-Out-LED-A19(EISA-Bin-75w-90LPW)-dWP1p5 | None | NonRes | Def-GSIA | All-Ltg-ScrwInLED | None | DirInstall-FULL | DirInstall-BASE | DEER1314 | Disposition |  | Commerical LED-A19 Outdoor(EISA-Bin-75Watt-90LPW-297CompScore) | 4456531 | DEER | Proposed
SDG | 465187 | 2019-01-01 |  | WPSDGENRLG0106-6 | NR | DnDeemed | R-Out-LED-A19(EISA-Bin-75w-90LPW)-dWP1p5 | None | Res | Def-GSIA | All-Ltg-ScrwInLED | None | SDG-LED-A19(EISA-Bin-75w-90LPW) | SDG-Std-LED-A19(EISA-Bin-75w-90LPW) | DEER2016 | Disposition |  | LED-A19 Outdoor(EISA-Bin-75Watt-90LPW-297CompScore) | 4456531 | DEER | Proposed
SDG | 465188 | 2019-01-01 |  | WPSDGENRLG0106-6 | NR | DnDeemed | C-Out-LED-A19(EISA-Bin-75w-90LPW)-dWP1p5 | None | NonRes | Def-GSIA | All-Ltg-ScrwInLED | None | SDG-LED-A19(EISA-Bin-75w-90LPW) | SDG-Std-LED-A19(EISA-Bin-75w-90LPW) | DEER1314 | Disposition |  | Commerical LED-A19 Outdoor(EISA-Bin-75Watt-90LPW-297CompScore) | 4456531 | DEER | Proposed
SDG | 465189 | 2019-01-01 |  | WPSDGENRLG0106-6 | NR | DnDeemDI | R-Out-LED-A19(EISA-Bin-75w-100LPW)-dWP1p7 | None | Res | Def-GSIA | All-Ltg-ScrwInLED | None | DirInstall-FULL | DirInstall-BASE | DEER2016 | Disposition |  | LED-A19 Outdoor(EISA-Bin-75Watt-100LPW-297CompScore) | 4456531 | DEER | Proposed
SDG | 465190 | 2019-01-01 |  | WPSDGENRLG0106-6 | NR | DnDeemDI | C-Out-LED-A19(EISA-Bin-75w-100LPW)-dWP1p7 | None | NonRes | Def-GSIA | All-Ltg-ScrwInLED | None | DirInstall-FULL | DirInstall-BASE | DEER1314 | Disposition |  | Commerical LED-A19 Outdoor(EISA-Bin-75Watt-100LPW-297CompScore) | 4456531 | DEER | Proposed
SDG | 465191 | 2019-01-01 |  | WPSDGENRLG0106-6 | NR | DnDeemed | R-Out-LED-A19(EISA-Bin-75w-100LPW)-dWP1p7 | None | Res | Def-GSIA | All-Ltg-ScrwInLED | None | SDG-LED-A19(EISA-Bin-75w-100LPW) | SDG-Std-LED-A19(EISA-Bin-75w-100LPW) | DEER2016 | Disposition |  | LED-A19 Outdoor(EISA-Bin-75Watt-100LPW-297CompScore) | 4456531 | DEER | Proposed
SDG | 465192 | 2019-01-01 |  | WPSDGENRLG0106-6 | NR | DnDeemed | C-Out-LED-A19(EISA-Bin-75w-100LPW)-dWP1p7 | None | NonRes | Def-GSIA | All-Ltg-ScrwInLED | None | SDG-LED-A19(EISA-Bin-75w-100LPW) | SDG-Std-LED-A19(EISA-Bin-75w-100LPW) | DEER1314 | Disposition |  | Commerical LED-A19 Outdoor(EISA-Bin-75Watt-100LPW-297CompScore) | 4456531 | DEER | Proposed
SDG | 465193 | 2019-01-01 |  | WPSDGENRLG0106-6 | NR | DnDeemDI | R-Out-LED-A19(EISA-Bin-75w-110LPW)-dWP1p9 | None | Res | Def-GSIA | All-Ltg-ScrwInLED | None | DirInstall-FULL | DirInstall-BASE | DEER2016 | Disposition |  | LED-A19 Outdoor(EISA-Bin-75Watt-110LPW-297CompScore) | 4456531 | DEER | Proposed
SDG | 465194 | 2019-01-01 |  | WPSDGENRLG0106-6 | NR | DnDeemDI | C-Out-LED-A19(EISA-Bin-75w-110LPW)-dWP1p9 | None | NonRes | Def-GSIA | All-Ltg-ScrwInLED | None | DirInstall-FULL | DirInstall-BASE | DEER1314 | Disposition |  | Commercial LED-A19 Outdoor(EISA-Bin-75Watt-110LPW-297CompScore) | 4456531 | DEER | Proposed
SDG | 465195 | 2019-01-01 |  | WPSDGENRLG0106-6 | NR | DnDeemed | R-Out-LED-A19(EISA-Bin-75w-110LPW)-dWP1p9 | None | Res | Def-GSIA | All-Ltg-ScrwInLED | None | SDG-LED-A19(EISA-Bin-75w-110LPW) | SDG-Std-LED-A19(EISA-Bin-75w-110LPW) | DEER2016 | Disposition |  | LED-A19 Outdoor(EISA-Bin-75Watt-110LPW-297CompScore) | 4456531 | DEER | Proposed
SDG | 465196 | 2019-01-01 |  | WPSDGENRLG0106-6 | NR | DnDeemed | C-Out-LED-A19(EISA-Bin-75w-110LPW)-dWP1p9 | None | NonRes | Def-GSIA | All-Ltg-ScrwInLED | None | SDG-LED-A19(EISA-Bin-75w-110LPW) | SDG-Std-LED-A19(EISA-Bin-75w-110LPW) | DEER1314 | Disposition |  | Commercial LED-A19 Outdoor(EISA-Bin-75Watt-110LPW-297CompScore) | 4456531 | DEER | Proposed
SDG | 465197 | 2019-01-01 |  | WPSDGENRLG0106-6 | NR | DnDeemDI | R-Out-LED-A19(EISA-Bin-75w-120LPW)-dWP2p3 | None | Res | Def-GSIA | All-Ltg-ScrwInLED | None | DirInstall-FULL | DirInstall-BASE | DEER2016 | Disposition |  | LED-A19 Outdoor(EISA-Bin-75Watt-120LPW-297CompScore) | 4456531 | DEER | Proposed
SDG | 465198 | 2019-01-01 |  | WPSDGENRLG0106-6 | NR | DnDeemDI | C-Out-LED-A19(EISA-Bin-75w-120LPW)-dWP2p3 | None | NonRes | Def-GSIA | All-Ltg-ScrwInLED | None | DirInstall-FULL | DirInstall-BASE | DEER1314 | Disposition |  | Commercial LED-A19 Outdoor(EISA-Bin-75Watt-120LPW-297CompScore) | 4456531 | DEER | Proposed
SDG | 465199 | 2019-01-01 |  | WPSDGENRLG0106-6 | NR | DnDeemed | R-Out-LED-A19(EISA-Bin-75w-120LPW)-dWP2p3 | None | Res | Def-GSIA | All-Ltg-ScrwInLED | None | SDG-LED-A19(EISA-Bin-75w-120LPW) | SDG-Std-LED-A19(EISA-Bin-75w-120LPW) | DEER2016 | Disposition |  | LED-A19 Outdoor(EISA-Bin-75Watt-120LPW-297CompScore) | 4456531 | DEER | Proposed
SDG | 465200 | 2019-01-01 |  | WPSDGENRLG0106-6 | NR | DnDeemed | C-Out-LED-A19(EISA-Bin-75w-120LPW)-dWP2p3 | None | NonRes | Def-GSIA | All-Ltg-ScrwInLED | None | SDG-LED-A19(EISA-Bin-75w-120LPW) | SDG-Std-LED-A19(EISA-Bin-75w-120LPW) | DEER1314 | Disposition |  | Commercial LED-A19 Outdoor(EISA-Bin-75Watt-120LPW-297CompScore) | 4456531 | DEER | Proposed
SDG | 465201 | 2019-01-01 |  | WPSDGENRLG0106-6 | NR | DnDeemDI | R-Out-LED-A19(EISA-Bin-60w-90LPW)-dWP1p3 | None | Res | Def-GSIA | All-Ltg-ScrwInLED | None | DirInstall-FULL | DirInstall-BASE | DEER2016 | Disposition |  | LED-A19 Outdoor(EISA-Bin-60Watt-90LPW-297CompScore) | 4456531 | DEER | Proposed
SDG | 465202 | 2019-01-01 |  | WPSDGENRLG0106-6 | NR | DnDeemDI | C-Out-LED-A19(EISA-Bin-60w-90LPW)-dWP1p3 | None | NonRes | Def-GSIA | All-Ltg-ScrwInLED | None | DirInstall-FULL | DirInstall-BASE | DEER1314 | Disposition |  | Commercial LED-A19 Outdoor(EISA-Bin-60Watt-90LPW-297CompScore) | 4456531 | DEER | Proposed
SDG | 465203 | 2019-01-01 |  | WPSDGENRLG0106-6 | NR | DnDeemed | R-Out-LED-A19(EISA-Bin-60w-90LPW)-dWP1p3 | None | Res | Def-GSIA | All-Ltg-ScrwInLED | None | SDG-LED-A19(EISA-Bin-60w-90LPW) | SDG-Std-LED-A19(EISA-Bin-60w-90LPW) | DEER2016 | Disposition |  | LED-A19 Outdoor(EISA-Bin-60Watt-90LPW-297CompScore) | 4456531 | DEER | Proposed
SDG | 465204 | 2019-01-01 |  | WPSDGENRLG0106-6 | NR | DnDeemed | C-Out-LED-A19(EISA-Bin-60w-90LPW)-dWP1p3 | None | NonRes | Def-GSIA | All-Ltg-ScrwInLED | None | SDG-LED-A19(EISA-Bin-60w-90LPW) | SDG-Std-LED-A19(EISA-Bin-60w-90LPW) | DEER1314 | Disposition |  | Commercial LED-A19 Outdoor(EISA-Bin-60Watt-90LPW-297CompScore) | 4456531 | DEER | Proposed
SDG | 465205 | 2019-01-01 |  | WPSDGENRLG0106-6 | NR | DnDeemDI | R-Out-LED-A19(EISA-Bin-60w-100LPW)-dWP1p4 | None | Res | Def-GSIA | All-Ltg-ScrwInLED | None | DirInstall-FULL | DirInstall-BASE | DEER2016 | Disposition |  | LED-A19 Outdoor(EISA-Bin-60Watt-100LPW-297CompScore) | 4456531 | DEER | Proposed
SDG | 465206 | 2019-01-01 |  | WPSDGENRLG0106-6 | NR | DnDeemDI | C-Out-LED-A19(EISA-Bin-60w-100LPW)-dWP1p4 | None | NonRes | Def-GSIA | All-Ltg-ScrwInLED | None | DirInstall-FULL | DirInstall-BASE | DEER1314 | Disposition |  | Commercial LED-A19 Outdoor(EISA-Bin-60Watt-100LPW-297CompScore) | 4456531 | DEER | Proposed
SDG | 465207 | 2019-01-01 |  | WPSDGENRLG0106-6 | NR | DnDeemed | R-Out-LED-A19(EISA-Bin-60w-100LPW)-dWP1p4 | None | Res | Def-GSIA | All-Ltg-ScrwInLED | None | SDG-LED-A19(EISA-Bin-60w-100LPW) | SDG-Std-LED-A19(EISA-Bin-60w-100LPW) | DEER2016 | Disposition |  | LED-A19 Outdoor(EISA-Bin-60Watt-100LPW-297CompScore) | 4456531 | DEER | Proposed
SDG | 465208 | 2019-01-01 |  | WPSDGENRLG0106-6 | NR | DnDeemed | C-Out-LED-A19(EISA-Bin-60w-100LPW)-dWP1p4 | None | NonRes | Def-GSIA | All-Ltg-ScrwInLED | None | SDG-LED-A19(EISA-Bin-60w-100LPW) | SDG-Std-LED-A19(EISA-Bin-60w-100LPW) | DEER1314 | Disposition |  | Commercial LED-A19 Outdoor(EISA-Bin-60Watt-100LPW-297CompScore) | 4456531 | DEER | Proposed
SDG | 465209 | 2019-01-01 |  | WPSDGENRLG0106-6 | NR | DnDeemDI | R-Out-LED-A19(EISA-Bin-60w-110LPW)-dWP1p5 | None | Res | Def-GSIA | All-Ltg-ScrwInLED | None | DirInstall-FULL | DirInstall-BASE | DEER2016 | Disposition |  | LED-A19 Outdoor(EISA-Bin-60Watt-110LPW-297CompScore) | 4456531 | DEER | Proposed
SDG | 465210 | 2019-01-01 |  | WPSDGENRLG0106-6 | NR | DnDeemDI | C-Out-LED-A19(EISA-Bin-60w-110LPW)-dWP1p5 | None | NonRes | Def-GSIA | All-Ltg-ScrwInLED | None | DirInstall-FULL | DirInstall-BASE | DEER1314 | Disposition |  | Commercial LED-A19 Outdoor(EISA-Bin-60Watt-110LPW-297CompScore) | 4456531 | DEER | Proposed
SDG | 465211 | 2019-01-01 |  | WPSDGENRLG0106-6 | NR | DnDeemed | R-Out-LED-A19(EISA-Bin-60w-110LPW)-dWP1p5 | None | Res | Def-GSIA | All-Ltg-ScrwInLED | None | SDG-LED-A19(EISA-Bin-60w-110LPW) | SDG-Std-LED-A19(EISA-Bin-60w-110LPW) | DEER2016 | Disposition |  | LED-A19 Outdoor(EISA-Bin-60Watt-110LPW-297CompScore) | 4456531 | DEER | Proposed
SDG | 465212 | 2019-01-01 |  | WPSDGENRLG0106-6 | NR | DnDeemed | C-Out-LED-A19(EISA-Bin-60w-110LPW)-dWP1p5 | None | NonRes | Def-GSIA | All-Ltg-ScrwInLED | None | SDG-LED-A19(EISA-Bin-60w-110LPW) | SDG-Std-LED-A19(EISA-Bin-60w-110LPW) | DEER1314 | Disposition |  | Commercial LED-A19 Outdoor(EISA-Bin-60Watt-110LPW-297CompScore) | 4456531 | DEER | Proposed
SDG | 465213 | 2019-01-01 |  | WPSDGENRLG0106-6 | NR | DnDeemDI | R-Out-LED-A19(EISA-Bin-60w-120LPW)-dWP1p8 | None | Res | Def-GSIA | All-Ltg-ScrwInLED | None | DirInstall-FULL | DirInstall-BASE | DEER2016 | Disposition |  | LED-A19 Outdoor(EISA-Bin-60Watt-120LPW-297CompScore) | 4456531 | DEER | Proposed
SDG | 465214 | 2019-01-01 |  | WPSDGENRLG0106-6 | NR | DnDeemDI | C-Out-LED-A19(EISA-Bin-60w-120LPW)-dWP1p8 | None | NonRes | Def-GSIA | All-Ltg-ScrwInLED | None | DirInstall-FULL | DirInstall-BASE | DEER1314 | Disposition |  | Commercial LED-A19 Outdoor(EISA-Bin-60Watt-120LPW-297CompScore) | 4456531 | DEER | Proposed
SDG | 465215 | 2019-01-01 |  | WPSDGENRLG0106-6 | NR | DnDeemed | R-Out-LED-A19(EISA-Bin-60w-120LPW)-dWP1p8 | None | Res | Def-GSIA | All-Ltg-ScrwInLED | None | SDG-LED-A19(EISA-Bin-60w-120LPW) | SDG-Std-LED-A19(EISA-Bin-60w-120LPW) | DEER2016 | Disposition |  | LED-A19 Outdoor(EISA-Bin-60Watt-120LPW-297CompScore) | 4456531 | DEER | Proposed
SDG | 465216 | 2019-01-01 |  | WPSDGENRLG0106-6 | NR | DnDeemed | C-Out-LED-A19(EISA-Bin-60w-120LPW)-dWP1p8 | None | NonRes | Def-GSIA | All-Ltg-ScrwInLED | None | SDG-LED-A19(EISA-Bin-60w-120LPW) | SDG-Std-LED-A19(EISA-Bin-60w-120LPW) | DEER1314 | Disposition |  | Commercial LED-A19 Outdoor(EISA-Bin-60Watt-120LPW-297CompScore) | 4456531 | DEER | Proposed
SDG | 465217 | 2019-01-01 |  | WPSDGENRLG0106-6 | NR | DnDeemDI | R-Out-LED-A19(EISA-Bin-40w-80LPW)-dWP0p8 | None | Res | Def-GSIA | All-Ltg-ScrwInLED | None | DirInstall-FULL | DirInstall-BASE | DEER2016 | Disposition |  | LED-A19 Outdoor(EISA-Bin-40Watt-80LPW-297CompScore) | 4456531 | DEER | Proposed
SDG | 465218 | 2019-01-01 |  | WPSDGENRLG0106-6 | NR | DnDeemDI | C-Out-LED-A19(EISA-Bin-40w-80LPW)-dWP0p8 | None | NonRes | Def-GSIA | All-Ltg-ScrwInLED | None | DirInstall-FULL | DirInstall-BASE | DEER1314 | Disposition |  | Commercial LED-A19 Outdoor(EISA-Bin-40Watt-80LPW-297CompScore) | 4456531 | DEER | Proposed
SDG | 465219 | 2019-01-01 |  | WPSDGENRLG0106-6 | NR | DnDeemed | R-Out-LED-A19(EISA-Bin-40w-80LPW)-dWP0p8 | None | Res | Def-GSIA | All-Ltg-ScrwInLED | None | SDG-LED-A19(EISA-Bin-40w-80LPW) | SDG-Std-LED-A19(EISA-Bin-40w-80LPW) | DEER2016 | Disposition |  | LED-A19 Outdoor(EISA-Bin-40Watt-80LPW-297CompScore) | 4456531 | DEER | Proposed
SDG | 465220 | 2019-01-01 |  | WPSDGENRLG0106-6 | NR | DnDeemed | C-Out-LED-A19(EISA-Bin-40w-80LPW)-dWP0p8 | None | NonRes | Def-GSIA | All-Ltg-ScrwInLED | None | SDG-LED-A19(EISA-Bin-40w-80LPW) | SDG-Std-LED-A19(EISA-Bin-40w-80LPW) | DEER1314 | Disposition |  | Commercial LED-A19 Outdoor(EISA-Bin-40Watt-80LPW-297CompScore) | 4456531 | DEER | Proposed
SDG | 465221 | 2019-01-01 |  | WPSDGENRLG0106-6 | NR | DnDeemDI | R-Out-LED-A19(EISA-Bin-40w-90LPW)-dWP1p0 | None | Res | Def-GSIA | All-Ltg-ScrwInLED | None | DirInstall-FULL | DirInstall-BASE | DEER2016 | Disposition |  | LED-A19 Outdoor(EISA-Bin-40Watt-90LPW-297CompScore) | 4456531 | DEER | Proposed
SDG | 465222 | 2019-01-01 |  | WPSDGENRLG0106-6 | NR | DnDeemDI | C-Out-LED-A19(EISA-Bin-40w-90LPW)-dWP1p0 | None | NonRes | Def-GSIA | All-Ltg-ScrwInLED | None | DirInstall-FULL | DirInstall-BASE | DEER1314 | Disposition |  | Commercial LED-A19 Outdoor(EISA-Bin-40Watt-90LPW-297CompScore) | 4456531 | DEER | Proposed
SDG | 465223 | 2019-01-01 |  | WPSDGENRLG0106-6 | NR | DnDeemed | R-Out-LED-A19(EISA-Bin-40w-90LPW)-dWP1p0 | None | Res | Def-GSIA | All-Ltg-ScrwInLED | None | SDG-LED-A19(EISA-Bin-40w-90LPW) | SDG-Std-LED-A19(EISA-Bin-40w-90LPW) | DEER2016 | Disposition |  | LED-A19 Outdoor(EISA-Bin-40Watt-90LPW-297CompScore) | 4456531 | DEER | Proposed
SDG | 465224 | 2019-01-01 |  | WPSDGENRLG0106-6 | NR | DnDeemed | C-Out-LED-A19(EISA-Bin-40w-90LPW)-dWP1p0 | None | NonRes | Def-GSIA | All-Ltg-ScrwInLED | None | SDG-LED-A19(EISA-Bin-40w-90LPW) | SDG-Std-LED-A19(EISA-Bin-40w-90LPW) | DEER1314 | Disposition |  | Commercial LED-A19 Outdoor(EISA-Bin-40Watt-90LPW-297CompScore) | 4456531 | DEER | Proposed
SDG | 465225 | 2019-01-01 |  | WPSDGENRLG0106-6 | NR | DnDeemDI | R-Out-LED-A19(EISA-Bin-40w-100LPW)-dWP1p1 | None | Res | Def-GSIA | All-Ltg-ScrwInLED | None | DirInstall-FULL | DirInstall-BASE | DEER2016 | Disposition |  | LED-A19 Outdoor(EISA-Bin-40Watt-100LPW-297CompScore) | 4456531 | DEER | Proposed
SDG | 465226 | 2019-01-01 |  | WPSDGENRLG0106-6 | NR | DnDeemDI | R-Out-LED-A19(EISA-Bin-40w-100LPW)-dWP1p1 | None | NonRes | Def-GSIA | All-Ltg-ScrwInLED | None | DirInstall-FULL | DirInstall-BASE | DEER2016 | Disposition |  | Commercial LED-A19 Outdoor(EISA-Bin-40Watt-100LPW-297CompScore) | 4456531 | DEER | Proposed
SDG | 465227 | 2019-01-01 |  | WPSDGENRLG0106-6 | NR | DnDeemed | R-Out-LED-A19(EISA-Bin-40w-100LPW)-dWP1p1 | None | Res | Def-GSIA | All-Ltg-ScrwInLED | None | SDG-LED-A19(EISA-Bin-40w-100LPW) | SDG-Std-LED-A19(EISA-Bin-40w-100LPW) | DEER2016 | Disposition |  | LED-A19 Outdoor(EISA-Bin-40Watt-100LPW-297CompScore) | 4456531 | DEER | Proposed
SDG | 465228 | 2019-01-01 |  | WPSDGENRLG0106-6 | NR | DnDeemed | C-Out-LED-A19(EISA-Bin-40w-100LPW)-dWP1p1 | None | NonRes | Def-GSIA | All-Ltg-ScrwInLED | None | DirInstall-FULL | DirInstall-BASE | DEER1314 | Disposition |  | Commercial LED-A19 Outdoor(EISA-Bin-40Watt-100LPW-297CompScore) | 4456531 | DEER | Proposed
SDG | 465229 | 2019-01-01 |  | WPSDGENRLG0106-6 | NR | DnDeemDI | R-Out-LED-A19(EISA-Bin-40w-110LPW)-dWP1p2 | None | Res | Def-GSIA | All-Ltg-ScrwInLED | None | DirInstall-FULL | DirInstall-BASE | DEER2016 | Disposition |  | LED-A19 Outdoor(EISA-Bin-40Watt-110LPW-297CompScore) | 4456531 | DEER | Proposed
SDG | 465230 | 2019-01-01 |  | WPSDGENRLG0106-6 | NR | DnDeemDI | C-Out-LED-A19(EISA-Bin-40w-110LPW)-dWP1p2 | None | NonRes | Def-GSIA | All-Ltg-ScrwInLED | None | DirInstall-FULL | DirInstall-BASE | DEER1314 | Disposition |  | Commercial LED-A19 Outdoor(EISA-Bin-40Watt-110LPW-297CompScore) | 4456531 | DEER | Proposed
SDG | 465231 | 2019-01-01 |  | WPSDGENRLG0106-6 | NR | DnDeemed | R-Out-LED-A19(EISA-Bin-40w-110LPW)-dWP1p2 | None | Res | Def-GSIA | All-Ltg-ScrwInLED | None | SDG-LED-A19(EISA-Bin-40w-110LPW) | SDG-Std-LED-A19(EISA-Bin-40w-110LPW) | DEER2016 | Disposition |  | LED-A19 Outdoor(EISA-Bin-40Watt-110LPW-297CompScore) | 4456531 | DEER | Proposed
SDG | 465232 | 2019-01-01 |  | WPSDGENRLG0106-6 | NR | DnDeemed | C-Out-LED-A19(EISA-Bin-40w-110LPW)-dWP1p2 | None | NonRes | Def-GSIA | All-Ltg-ScrwInLED | None | SDG-LED-A19(EISA-Bin-40w-110LPW) | SDG-Std-LED-A19(EISA-Bin-40w-110LPW) | DEER1314 | Disposition |  | Commercial LED-A19 Outdoor(EISA-Bin-40Watt-110LPW-297CompScore) | 4456531 | DEER | Proposed
SDG | 465233 | 2019-01-01 |  | WPSDGENRLG0106-6 | NR | DnDeemDI | R-Out-LED-A19(EISA-Bin-40w-120LPW)-dWP1p5 | None | Res | Def-GSIA | All-Ltg-ScrwInLED | None | DirInstall-FULL | DirInstall-BASE | DEER2016 | Disposition |  | LED-A19 Outdoor(EISA-Bin-40Watt-120LPW-297CompScore) | 4456531 | DEER | Proposed
SDG | 465234 | 2019-01-01 |  | WPSDGENRLG0106-6 | NR | DnDeemDI | C-Out-LED-A19(EISA-Bin-40w-120LPW)-dWP1p5 | None | NonRes | Def-GSIA | All-Ltg-ScrwInLED | None | DirInstall-FULL | DirInstall-BASE | DEER1314 | Disposition |  | Commercial LED-A19 Outdoor(EISA-Bin-40Watt-120LPW-297CompScore) | 4456531 | DEER | Proposed
SDG | 465235 | 2019-01-01 |  | WPSDGENRLG0106-6 | NR | DnDeemed | R-Out-LED-A19(EISA-Bin-40w-120LPW)-dWP1p5 | None | Res | Def-GSIA | All-Ltg-ScrwInLED | None | SDG-LED-A19(EISA-Bin-40w-120LPW) | SDG-Std-LED-A19(EISA-Bin-40w-120LPW) | DEER2016 | Disposition |  | LED-A19 Outdoor(EISA-Bin-40Watt-120LPW-297CompScore) | 4456531 | DEER | Proposed
SDG | 465236 | 2019-01-01 |  | WPSDGENRLG0106-6 | NR | DnDeemed | C-Out-LED-A19(EISA-Bin-40w-120LPW)-dWP1p5 | None | NonRes | Def-GSIA | All-Ltg-ScrwInLED | None | SDG-LED-A19(EISA-Bin-40w-120LPW) | SDG-Std-LED-A19(EISA-Bin-40w-120LPW) | DEER1314 | Disposition |  | Commercial LED-A19 Outdoor(EISA-Bin-40Watt-120LPW-297CompScore) | 4456531 | DEER | Proposed
SDG | 465243 | 2019-01-01 | 2019-05-13 | WPSDGENRLG0080-4 | NR | UpDeemed | C-In-LEDFixt(47.99w)-dwP4.8 | None | NonRes | Def-GSIA | Com-InHB-Ltg-LEDFixt | None | LEDFixt(47.99w) | BaseCostZero | DEER2016 | Disposition |  | Lighting-LED Fixture: High/Low Bay, 110 LPW to <130 LPW, 0 to <48 W | 4456531 | DEER | Proposed
SDG | 465244 | 2019-01-01 | 2019-05-13 | WPSDGENRLG0080-4 | NR | UpDeemed | C-In-LEDFixt(70.99w)-dwP10 | None | NonRes | Def-GSIA | Com-InHB-Ltg-LEDFixt | None | LEDFixt(70.99w) | BaseCostZero | DEER2016 | Disposition |  | Lighting-LED Fixture: High/Low Bay, 110 LPW to <130 LPW, 48 to <71 W | 4456531 | DEER | Proposed
SDG | 465245 | 2019-01-01 | 2019-05-13 | WPSDGENRLG0080-4 | NR | UpDeemed | C-In-LEDFixt(89.99w)-dwP15.4 | None | NonRes | Def-GSIA | Com-InHB-Ltg-LEDFixt | None | LEDFixt(89.99w) | BaseCostZero | DEER2016 | Disposition |  | Lighting-LED Fixture: High/Low Bay, 110 LPW to <130 LPW, 71 to <90 W | 4456531 | DEER | Proposed
SDG | 465246 | 2019-01-01 | 2019-05-13 | WPSDGENRLG0080-4 | NR | UpDeemed | C-In-LEDFixt(124.99w)-dwP17.6 | None | NonRes | Def-GSIA | Com-InHB-Ltg-LEDFixt | None | LEDFixt(124.99w) | BaseCostZero | DEER2016 | Disposition |  | Lighting-LED Fixture: High/Low Bay, 120 LPW to <130 LPW, 90 to <125 W | 4456531 | DEER | Proposed
SDG | 465247 | 2019-01-01 | 2019-05-13 | WPSDGENRLG0080-4 | NR | UpDeemed | C-In-LEDFixt(41.99w)-dwP10.8 | None | NonRes | Def-GSIA | Com-InHB-Ltg-LEDFixt | None | LEDFixt(41.99w) | BaseCostZero | DEER2016 | Disposition |  | Lighting-LED Fixture: High/Low Bay, >=130 LPW, 0 to <42 W | 4456531 | DEER | Proposed
SDG | 465248 | 2019-01-01 | 2019-05-13 | WPSDGENRLG0080-4 | NR | UpDeemed | C-In-LEDFixt(59.99w)-dwP21 | None | NonRes | Def-GSIA | Com-InHB-Ltg-LEDFixt | None | LEDFixt(59.99w) | BaseCostZero | DEER2016 | Disposition |  | Lighting-LED Fixture: High/Low Bay, >=130 LPW, 42 to <60 W | 4456531 | DEER | Proposed
SDG | 465249 | 2019-01-01 | 2019-05-13 | WPSDGENRLG0080-4 | NR | UpDeemed | C-In-LEDFixt(81.99w)-dwP23.4 | None | NonRes | Def-GSIA | Com-InHB-Ltg-LEDFixt | None | LEDFixt(81.99w) | BaseCostZero | DEER2016 | Disposition |  | Lighting-LED Fixture: High/Low Bay, >=130 LPW, 60 to <82 W | 4456531 | DEER | Proposed
SDG | 465250 | 2019-01-01 | 2019-05-13 | WPSDGENRLG0080-4 | NR | UpDeemed | C-In-LEDFixt(112.99w)-dwP29.6 | None | NonRes | Def-GSIA | Com-InHB-Ltg-LEDFixt | None | LEDFixt(112.99w) | BaseCostZero | DEER2016 | Disposition |  | Lighting-LED Fixture: High/Low Bay, >=130 LPW, 82 to <113 W | 4456531 | DEER | Proposed
SDG | 465251 | 2019-01-01 | 2019-05-13 | WPSDGENRLG0080-4 | NR | UpDeemed | C-In-LEDFixt(152.99w)-dwP23.7 | None | NonRes | Def-GSIA | Com-InHB-Ltg-LEDFixt | None | LEDFixt(152.99w) | BaseCostZero | DEER2016 | Disposition |  | Lighting-LED Fixture: High/Low Bay, 120 LPW to <130 LPW, 125 to <153 W | 4456531 | DEER | Proposed
SDG | 465252 | 2019-01-01 | 2019-05-13 | WPSDGENRLG0080-4 | NR | UpDeemed | C-In-LEDFixt(139.99w)-dwP36.7 | None | NonRes | Def-GSIA | Com-InHB-Ltg-LEDFixt | None | LEDFixt(139.99w) | BaseCostZero | DEER2016 | Disposition |  | Lighting-LED Fixture: High/Low Bay, >=130 LPW, 113 to <140 W | 4456531 | DEER | Proposed
SDG | 465253 | 2019-01-01 | 2019-05-13 | WPSDGENRLG0080-4 | NR | UpDeemed | C-In-LEDFixt(186.99w)-dwP36.9 | None | NonRes | Def-GSIA | Com-InHB-Ltg-LEDFixt | None | LEDFixt(186.99w) | BaseCostZero | DEER2016 | Disposition |  | Lighting-LED Fixture: High/Low Bay, 125 LPW to <135 LPW, 153 to <187 W | 4456531 | DEER | Proposed
SDG | 465254 | 2019-01-01 | 2019-05-13 | WPSDGENRLG0080-4 | NR | UpDeemed | C-In-LEDFixt(173.99w)-dwP49.9 | None | NonRes | Def-GSIA | Com-InHB-Ltg-LEDFixt | None | LEDFixt(173.99w) | BaseCostZero | DEER2016 | Disposition |  | Lighting-LED Fixture: High/Low Bay, >=135 LPW, 140 to <174 W | 4456531 | DEER | Proposed
SDG | 465255 | 2019-01-01 | 2019-05-13 | WPSDGENRLG0080-4 | NR | UpDeemed | C-In-LEDFixt(211.99w)-dwP8.3 | None | NonRes | Def-GSIA | Com-InHB-Ltg-LEDFixt | None | LEDFixt(211.99w) | BaseCostZero | DEER2016 | Disposition |  | Lighting-LED Fixture: High/Low Bay, 125 LPW to <135 LPW, 187 to <212 W | 4456531 | DEER | Proposed
SDG | 465256 | 2019-01-01 | 2019-05-13 | WPSDGENRLG0080-4 | NR | UpDeemed | C-In-LEDFixt(193.99w)-dwP26.3 | None | NonRes | Def-GSIA | Com-InHB-Ltg-LEDFixt | None | LEDFixt(193.99w) | BaseCostZero | DEER2016 | Disposition |  | Lighting-LED Fixture: High/Low Bay, >=135 LPW, 174 to <194 W | 4456531 | DEER | Proposed
SDG | 465257 | 2019-01-01 | 2019-05-13 | WPSDGENRLG0080-4 | NR | UpDeemed | C-In-LEDFixt(245.99w)-dwP16.1 | None | NonRes | Def-GSIA | Com-InHB-Ltg-LEDFixt | None | LEDFixt(245.99w) | BaseCostZero | DEER2016 | Disposition |  | Lighting-LED Fixture: High/Low Bay, 125 LPW to <135 LPW, 212 to <246 W | 4456531 | DEER | Proposed
SDG | 465258 | 2019-01-01 | 2019-05-13 | WPSDGENRLG0080-4 | NR | UpDeemed | C-In-LEDFixt(226.99w)-dwP35.1 | None | NonRes | Def-GSIA | Com-InHB-Ltg-LEDFixt | None | LEDFixt(226.99w) | BaseCostZero | DEER2016 | Disposition |  | Lighting-LED Fixture: High/Low Bay, >=135 LPW, 194 to <227 W | 4456531 | DEER | Proposed
SDG | 465259 | 2019-01-01 | 2019-05-13 | WPSDGENRLG0080-4 | NR | UpDeemed | C-In-LEDFixt(261.99w)-dwP41.4 | None | NonRes | Def-GSIA | Com-InHB-Ltg-LEDFixt | None | LEDFixt(261.99w) | BaseCostZero | DEER2016 | Disposition |  | Lighting-LED Fixture: High/Low Bay, >=135 LPW, 227 to <262 W | 4456531 | DEER | Proposed
SDG | 465260 | 2019-01-01 | 2019-05-13 | WPSDGENRLG0080-4 | NR | UpDeemed | C-In-LEDFixt(282.99w)-dwP20.4 | None | NonRes | Def-GSIA | Com-InHB-Ltg-LEDFixt | None | LEDFixt(282.99w) | BaseCostZero | DEER2016 | Disposition |  | Lighting-LED Fixture: High/Low Bay, 125 LPW to <135 LPW, 246 to <283 W | 4456531 | DEER | Proposed
SDG | 465261 | 2019-01-01 | 2019-05-13 | WPSDGENRLG0080-4 | NR | DnDeemed | C-In-LEDFixt(47.99w)-dwP4.8 | None | NonRes | Def-GSIA | Com-InHB-Ltg-LEDFixt | None | LEDFixt(47.99w) | BaseCostZero | DEER2016 | Disposition |  | Lighting-LED Fixture: High/Low Bay, 110 LPW to <130 LPW, 0 to <48 W | 4456531 | DEER | Proposed
SDG | 465262 | 2019-01-01 | 2019-05-13 | WPSDGENRLG0080-4 | NR | DnDeemed | C-In-LEDFixt(70.99w)-dwP10 | None | NonRes | Def-GSIA | Com-InHB-Ltg-LEDFixt | None | LEDFixt(70.99w) | BaseCostZero | DEER2016 | Disposition |  | Lighting-LED Fixture: High/Low Bay, 110 LPW to <130 LPW, 48 to <71 W | 4456531 | DEER | Proposed
SDG | 465263 | 2019-01-01 | 2019-05-13 | WPSDGENRLG0080-4 | NR | DnDeemed | C-In-LEDFixt(89.99w)-dwP15.4 | None | NonRes | Def-GSIA | Com-InHB-Ltg-LEDFixt | None | LEDFixt(89.99w) | BaseCostZero | DEER2016 | Disposition |  | Lighting-LED Fixture: High/Low Bay, 110 LPW to <130 LPW, 71 to <90 W | 4456531 | DEER | Proposed
SDG | 465264 | 2019-01-01 | 2019-05-13 | WPSDGENRLG0080-4 | NR | DnDeemed | C-In-LEDFixt(124.99w)-dwP17.6 | None | NonRes | Def-GSIA | Com-InHB-Ltg-LEDFixt | None | LEDFixt(124.99w) | BaseCostZero | DEER2016 | Disposition |  | Lighting-LED Fixture: High/Low Bay, 120 LPW to <130 LPW, 90 to <125 W | 4456531 | DEER | Proposed
SDG | 465265 | 2019-01-01 | 2019-05-13 | WPSDGENRLG0080-4 | NR | DnDeemed | C-In-LEDFixt(41.99w)-dwP10.8 | None | NonRes | Def-GSIA | Com-InHB-Ltg-LEDFixt | None | LEDFixt(41.99w) | BaseCostZero | DEER2016 | Disposition |  | Lighting-LED Fixture: High/Low Bay, >=130 LPW, 0 to <42 W | 4456531 | DEER | Proposed
SDG | 465266 | 2019-01-01 | 2019-05-13 | WPSDGENRLG0080-4 | NR | DnDeemed | C-In-LEDFixt(59.99w)-dwP21 | None | NonRes | Def-GSIA | Com-InHB-Ltg-LEDFixt | None | LEDFixt(59.99w) | BaseCostZero | DEER2016 | Disposition |  | Lighting-LED Fixture: High/Low Bay, >=130 LPW, 42 to <60 W | 4456531 | DEER | Proposed
SDG | 465267 | 2019-01-01 | 2019-05-13 | WPSDGENRLG0080-4 | NR | DnDeemed | C-In-LEDFixt(81.99w)-dwP23.4 | None | NonRes | Def-GSIA | Com-InHB-Ltg-LEDFixt | None | LEDFixt(81.99w) | BaseCostZero | DEER2016 | Disposition |  | Lighting-LED Fixture: High/Low Bay, >=130 LPW, 60 to <82 W | 4456531 | DEER | Proposed
SDG | 465268 | 2019-01-01 | 2019-05-13 | WPSDGENRLG0080-4 | NR | DnDeemed | C-In-LEDFixt(112.99w)-dwP29.6 | None | NonRes | Def-GSIA | Com-InHB-Ltg-LEDFixt | None | LEDFixt(112.99w) | BaseCostZero | DEER2016 | Disposition |  | Lighting-LED Fixture: High/Low Bay, >=130 LPW, 82 to <113 W | 4456531 | DEER | Proposed
SDG | 465269 | 2019-01-01 | 2019-05-13 | WPSDGENRLG0080-4 | NR | DnDeemed | C-In-LEDFixt(152.99w)-dwP23.7 | None | NonRes | Def-GSIA | Com-InHB-Ltg-LEDFixt | None | LEDFixt(152.99w) | BaseCostZero | DEER2016 | Disposition |  | Lighting-LED Fixture: High/Low Bay, 120 LPW to <130 LPW, 125 to <153 W | 4456531 | DEER | Proposed
SDG | 465270 | 2019-01-01 | 2019-05-13 | WPSDGENRLG0080-4 | NR | DnDeemed | C-In-LEDFixt(139.99w)-dwP36.7 | None | NonRes | Def-GSIA | Com-InHB-Ltg-LEDFixt | None | LEDFixt(139.99w) | BaseCostZero | DEER2016 | Disposition |  | Lighting-LED Fixture: High/Low Bay, >=130 LPW, 113 to <140 W | 4456531 | DEER | Proposed
SDG | 465271 | 2019-01-01 | 2019-05-13 | WPSDGENRLG0080-4 | NR | DnDeemed | C-In-LEDFixt(186.99w)-dwP36.9 | None | NonRes | Def-GSIA | Com-InHB-Ltg-LEDFixt | None | LEDFixt(186.99w) | BaseCostZero | DEER2016 | Disposition |  | Lighting-LED Fixture: High/Low Bay, 125 LPW to <135 LPW, 153 to <187 W | 4456531 | DEER | Proposed
SDG | 465272 | 2019-01-01 | 2019-05-13 | WPSDGENRLG0080-4 | NR | DnDeemed | C-In-LEDFixt(173.99w)-dwP49.9 | None | NonRes | Def-GSIA | Com-InHB-Ltg-LEDFixt | None | LEDFixt(173.99w) | BaseCostZero | DEER2016 | Disposition |  | Lighting-LED Fixture: High/Low Bay, >=135 LPW, 140 to <174 W | 4456531 | DEER | Proposed
SDG | 465273 | 2019-01-01 | 2019-05-13 | WPSDGENRLG0080-4 | NR | DnDeemed | C-In-LEDFixt(211.99w)-dwP8.3 | None | NonRes | Def-GSIA | Com-InHB-Ltg-LEDFixt | None | LEDFixt(211.99w) | BaseCostZero | DEER2016 | Disposition |  | Lighting-LED Fixture: High/Low Bay, 125 LPW to <135 LPW, 187 to <212 W | 4456531 | DEER | Proposed
SDG | 465274 | 2019-01-01 | 2019-05-13 | WPSDGENRLG0080-4 | NR | DnDeemed | C-In-LEDFixt(193.99w)-dwP26.3 | None | NonRes | Def-GSIA | Com-InHB-Ltg-LEDFixt | None | LEDFixt(193.99w) | BaseCostZero | DEER2016 | Disposition |  | Lighting-LED Fixture: High/Low Bay, >=135 LPW, 174 to <194 W | 4456531 | DEER | Proposed
SDG | 465275 | 2019-01-01 | 2019-05-13 | WPSDGENRLG0080-4 | NR | DnDeemed | C-In-LEDFixt(245.99w)-dwP16.1 | None | NonRes | Def-GSIA | Com-InHB-Ltg-LEDFixt | None | LEDFixt(245.99w) | BaseCostZero | DEER2016 | Disposition |  | Lighting-LED Fixture: High/Low Bay, 125 LPW to <135 LPW, 212 to <246 W | 4456531 | DEER | Proposed
SDG | 465276 | 2019-01-01 | 2019-05-13 | WPSDGENRLG0080-4 | NR | DnDeemed | C-In-LEDFixt(226.99w)-dwP35.1 | None | NonRes | Def-GSIA | Com-InHB-Ltg-LEDFixt | None | LEDFixt(226.99w) | BaseCostZero | DEER2016 | Disposition |  | Lighting-LED Fixture: High/Low Bay, >=135 LPW, 194 to <227 W | 4456531 | DEER | Proposed
SDG | 465277 | 2019-01-01 | 2019-05-13 | WPSDGENRLG0080-4 | NR | DnDeemed | C-In-LEDFixt(261.99w)-dwP41.4 | None | NonRes | Def-GSIA | Com-InHB-Ltg-LEDFixt | None | LEDFixt(261.99w) | BaseCostZero | DEER2016 | Disposition |  | Lighting-LED Fixture: High/Low Bay, >=135 LPW, 227 to <262 W | 4456531 | DEER | Proposed
SDG | 465278 | 2019-01-01 | 2019-05-13 | WPSDGENRLG0080-4 | NR | DnDeemed | C-In-LEDFixt(282.99w)-dwP20.4 | None | NonRes | Def-GSIA | Com-InHB-Ltg-LEDFixt | None | LEDFixt(282.99w) | BaseCostZero | DEER2016 | Disposition |  | Lighting-LED Fixture: High/Low Bay, 125 LPW to <135 LPW, 246 to <283 W | 4456531 | DEER | Proposed
SDG | 465292 | 2019-01-01 |  | WPSDGENRRN0009-2 | AOE | DnDeemed | WPSDGENRRN0009-Rev02-Msr001 | None | NonRes | Def-GSIA | Com-Default>2yrs | None | WPSDGENRRN0009-Rev02-Msr001-FULL | WPSDGENRRN0009-Rev02-Msr001-BASE | ExAnte2016 | IOU workpaper |  | Refrigeration - Anti-Sweat Heater Controls-Low Temperature (SWRN001A) | 4456531 | Deemed | Proposed
SDG | 465293 | 2019-01-01 |  | WPSDGENRRN0009-2 | AOE | DnDeemed | WPSDGENRRN0009-Rev02-Msr002 | None | NonRes | Def-GSIA | Com-Default>2yrs | None | WPSDGENRRN0009-Rev02-Msr002-FULL | WPSDGENRRN0009-Rev02-Msr002-BASE | ExAnte2016 | IOU workpaper |  | Refrigeration - Anti-Sweat Heater Controls-Medium Temperature (SWRN001B) | 4456531 | Deemed | Proposed
SDG | 465294 | 2019-01-01 |  | WPSDGENRRN0009-2 | AOE | DnDeemDI | WPSDGENRRN0009-Rev02-Msr001 | None | NonRes | Def-GSIA | Com-Default>2yrs | None | WPSDGENRRN0009-Rev02-Msr001-FULL | WPSDGENRRN0009-Rev02-Msr001-BASE | ExAnte2016 | IOU workpaper |  | Refrigeration - Anti-Sweat Heater Controls-Low Temperature (SWRN001A) | 4456531 | Deemed | Proposed
SDG | 465295 | 2019-01-01 |  | WPSDGENRRN0009-2 | AOE | DnDeemDI | WPSDGENRRN0009-Rev02-Msr002 | None | NonRes | Def-GSIA | Com-Default>2yrs | None | WPSDGENRRN0009-Rev02-Msr002-FULL | WPSDGENRRN0009-Rev02-Msr002-BASE | ExAnte2016 | IOU workpaper |  | Refrigeration - Anti-Sweat Heater Controls-Medium Temperature (SWRN001B) | 4456531 | Deemed | Proposed
SDG | 465296 | 2019-01-01 |  | WPSDGENRCC0016-2 | NC | DnDeemed | WPSDGENRCC0016-Rev02-Msr001 | None | NonRes | Def-GSIA | Com-Default>2yrs | None | WPSDGENRCC0016-Rev02-Msr001-FULL | WPSDGENRCC0016-Rev02-Msr001-BASE | ExAnte2016 | IOU workpaper |  | Food Service - Griddle-Electric (SWFS004A) | 4456531 | Deemed | Proposed
SDG | 465297 | 2019-01-01 |  | WPSDGENRCC0016-2 | NC | DnDeemed | WPSDGENRCC0016-Rev02-Msr002 | None | NonRes | Def-GSIA | Com-Default>2yrs | None | WPSDGENRCC0016-Rev02-Msr002-FULL | WPSDGENRCC0016-Rev02-Msr002-BASE | ExAnte2016 | IOU workpaper |  | Food Service - Griddle-Gas (SWFS004B) | 4456531 | Deemed | Proposed
SDG | 465302 | 2019-01-01 |  | WPSDGEREWP0002-8 | AR | DnDeemDI | WPSDGEREWP0002-Rev08-Msr004 | None | Res | Def-GSIA | Res-Default>2 | None | SDG-VFDPoolPumpMF1 | SDG-1SpdPoolPumpMF | ExAnte2018 | IOU workpaper |  | ER - Motor - (SPA) Pool Pump/Motor variable speed - MF | 4456531 | Deemed | Proposed
SDG | 465303 | 2019-01-01 |  | WPSDGEREWP0002-8 | AR | DnDeemDI | WPSDGEREWP0002-Rev08-Msr005 | None | Res | Def-GSIA | Res-Default>2 | None | SDG-VFDPoolPumpMF1 | SDG-1SpdPoolPumpMF | ExAnte2018 | IOU workpaper |  | ER - Motor - (WADING) Pool Pump/Motor variable speed - MF | 4456531 | Deemed | Proposed
SDG | 465304 | 2019-01-01 |  | WPSDGEREWP0002-8 | AR | DnDeemed | WPSDGEREWP0002-Rev08-Msr006 | None | Res | Def-GSIA | Res-Default>2 | None | SDG-VFDPoolPumpSF1 | SDG-1SpdPoolPumpSF | ExAnte2018 | IOU workpaper |  | ER - Commissioned Residential VFD Swimming Pool Pump | 4456531 | Deemed | Proposed
SDG | 465307 | 2019-01-01 | 2019-12-31 | WPSDGENRCC0006-4 | NR | DnDeemed | WPSDGENRCC0006-Rev04-Msr002 | None | NonRes | Def-GSIA | Com-Default>2yrs | None | WPSDGENRCC0006-Rev04-Msr002-FULL | WPSDGENRCC0006-Rev04-Msr002-BASE | ExAnte2016 | IOU workpaper |  | Food Service - Convection Oven-Electric - Half (placeholder SWFS001A) | 4456531 | Deemed | Proposed
SDG | 465308 | 2019-01-01 | 2019-12-31 | WPSDGENRCC0006-4 | NR | DnDeemed | WPSDGENRCC0006-Rev04-Msr005 | None | NonRes | Def-GSIA | Com-Default>2yrs | None | WPSDGENRCC0006-Rev04-Msr005-FULL | WPSDGENRCC0006-Rev04-Msr005-BASE | ExAnte2016 | IOU workpaper |  | Food Service - Convection Oven-Gas - Half (placeholder (SWFS001C) | 4456531 | Deemed | Proposed
SDG | 465315 | 2019-01-01 |  | WPSDGENRCC0006-4 | NC | DnDeemed | WPSDGENRCC0006-Rev04-Msr002 | None | NonRes | Def-GSIA | Com-Default>2yrs | None | WPSDGENRCC0006-Rev04-Msr002-FULL | WPSDGENRCC0006-Rev04-Msr002-BASE | ExAnte2016 | IOU workpaper |  | Food Service - Convection Oven-Electric (placeholder SWFS001B) | 4456531 | Deemed | Proposed
SDG | 465317 | 2019-01-01 |  | WPSDGENRCC0005-4 | NC | DnDeemed | WPSDGENRCC0005-Rev04-Msr003 | None | NonRes | Def-GSIA | Com-Default>2yrs | None | WPSDGENRCC0005-Rev04-Msr003-FULL | WPSDGENRCC0005-Rev04-Msr003-BASE | ExAnte2016 | IOU workpaper |  | Food Service - Electric Combination Oven <15 Pans Oven (Eff >= 60)(placehoder SWFS003A) | 4456531 | Deemed | Proposed
SDG | 465318 | 2019-01-01 |  | WPSDGENRCC0005-4 | NC | DnDeemed | WPSDGENRCC0005-Rev04-Msr004 | None | NonRes | Def-GSIA | Com-Default>2yrs | None | WPSDGENRCC0005-Rev04-Msr004-FULL | WPSDGENRCC0005-Rev04-Msr004-BASE | ExAnte2016 | IOU workpaper |  | Food Service - Electric Combination Oven 15 to 28 Pans (Eff>=60) | 4456531 | Deemed | Proposed
SDG | 465319 | 2019-01-01 |  | WPSDGENRCC0005-4 | NC | DnDeemed | WPSDGENRCC0005-Rev04-Msr006 | None | NonRes | Def-GSIA | Com-Default>2yrs | None | WPSDGENRCC0005-Rev04-Msr006-FULL | WPSDGENRCC0005-Rev04-Msr006-BASE | ExAnte2016 | IOU workpaper |  | Food Service - Electric Combination Oven >28 Pans Oven (Eff >=60) | 4456531 | Deemed | Proposed
SDG | 465320 | 2019-01-01 |  | WPSDGENRCC0005-4 | NC | DnDeemed | WPSDGENRCC0005-Rev04-Msr007 | None | NonRes | Def-GSIA | Com-Default>2yrs | None | WPSDGENRCC0005-Rev04-Msr007-FULL | WPSDGENRCC0005-Rev04-Msr007-BASE | ExAnte2016 | IOU workpaper |  | Food Service - Gas Combination Oven < 15 Pans Oven (Eff>=30) | 4456531 | Deemed | Proposed
SDG | 465321 | 2019-01-01 |  | WPSDGENRCC0005-4 | NC | DnDeemed | WPSDGENRCC0005-Rev04-Msr008 | None | NonRes | Def-GSIA | Com-Default>2yrs | None | WPSDGENRCC0005-Rev04-Msr008-FULL | WPSDGENRCC0005-Rev04-Msr008-BASE | ExAnte2016 | IOU workpaper |  | Food Service - Gas Combination Oven 15 to 28 Pans Oven (Eff>=30) | 4456531 | Deemed | Proposed
SDG | 465322 | 2019-01-01 |  | WPSDGENRCC0005-4 | NC | DnDeemed | WPSDGENRCC0005-Rev04-Msr009 | None | NonRes | Def-GSIA | Com-Default>2yrs | None | WPSDGENRCC0005-Rev04-Msr009-FULL | WPSDGENRCC0005-Rev04-Msr009-BASE | ExAnte2016 | IOU workpaper |  | Food Service - Gas Combination Oven >28 Pans Oven (Eff>=30) | 4456531 | Deemed | Proposed
SDG | 465323 | 2019-01-01 |  | WPSDGENRCC0014-4 | NC | DnDeemed | WPSDGENRCC0014-Rev04-Msr003 | None | NonRes | Def-GSIA | Com-Default>2yrs | None | WPSDGENRCC0014-Rev04-Msr003-FULL | WPSDGENRCC0014-Rev04-Msr003-BASE | ExAnte2016 | IOU workpaper |  | Food Service - Commercial Electric Fryer (placeholder) | 4456531 | Deemed | Proposed
SDG | 465324 | 2019-01-01 |  | WPSDGENRCC0014-4 | NC | DnDeemed | WPSDGENRCC0014-Rev04-Msr004 | None | NonRes | Def-GSIA | Com-Default>2yrs | None | WPSDGENRCC0014-Rev04-Msr004-FULL | WPSDGENRCC0014-Rev04-Msr004-BASE | ExAnte2016 | IOU workpaper |  | Food Service - Commercial Gas Fryer (placeholder) | 4456531 | Deemed | Proposed
SDG | 465325 | 2019-01-01 |  | WPSDGENRCC0001-4 | NC | DnDeemed | WPSDGENRCC0001-Rev04-Msr001 | None | NonRes | Def-GSIA | Com-Default>2yrs | None | WPSDGENRCC0001-Rev04-Msr001-FULL | WPSDGENRCC0001-Rev04-Msr001-BASE | ExAnte2016 | IOU workpaper |  | Food Service - Steamer-Electric (placeholder) | 4456531 | Deemed | Proposed
SDG | 465326 | 2019-01-01 |  | WPSDGENRCC0001-4 | NC | DnDeemed | WPSDGENRCC0001-Rev04-Msr002 | None | NonRes | Def-GSIA | Com-Default>2yrs | None | WPSDGENRCC0001-Rev04-Msr002-FULL | WPSDGENRCC0001-Rev04-Msr002-BASE | ExAnte2016 | IOU workpaper |  | Food Service - Steamer-Gas (placeholder) | 4456531 | Deemed | Proposed
SDG | 465329 | 2019-01-01 |  | WPSDGENRCC0011-3 | NC | DnDeemed | WPSDGENRCC0011-Rev03-Msr002 | None | NonRes | Def-GSIA | Com-Default>2yrs | None | WPSDGENRCC0011-Rev03-Msr002-FULL | WPSDGENRCC0011-Rev03-Msr002-BASE | ExAnte2016 | IOU workpaper |  | Food Service-Commercial Gas Rack Oven- Double, Cooking Efficiency >= 50%(placeholder SWFS014B) | 4456531 | Deemed | Proposed
SDG | 465336 | 2019-01-01 | 2020-12-31 | WPSDGENRAG0003-0 | AOE | DnDeemed | Grnhs-Shell-ThermCurt | None | NonRes | Def-GSIA | NonRes-sGHS-mHtCrtn-dn | None | SDG-Agr-GHC-mHtCrtn-FULL | BaseCostZero | DEER2011 | WPSDGENRAG0003-0 |  | Heating - Greenhouse Heat Curtain | 4456531 | DEER | Proposed
SDG | 465349 | 2019-01-01 | 2019-12-31 | WPSDGENRRN0016-0 | NC | UpDeemed | WPSDGENRRN0016-Rev00-Msr001 | None | NonRes | Def-GSIA | ET-Default | None | WPSDGENRRN0016-Rev00-Msr001-FULL | WPSDGENRRN0016-Rev00-Msr001-BASE | ExAnte2017 | IOU workpaper |  | High Efficiency Ultra Low Temperature Freezer (<=23 cubic feet) (SWRN017A) phaceholder | 4456531 | Deemed | Proposed
SDG | 465497 | 2019-01-01 |  | WPSDGEREHC0032-2 | BRO-RCx | DnDeemDI | WPSDGEREHC0032-Rev02-Msr001 | None | Res | Res-RAC-All | Res-sAll-mHVAC-RCA | None | SDG-RCAadjRes | BaseCostZero | ExAnte2019 | IOU workpaper |  | Decrease Refrigerant Charge - System with No thermal expansion valve (TXV) - Typical (8% rated charge) | 4390995 | Deemed | Proposed
SDG | 465498 | 2019-01-01 |  | WPSDGEREHC0032-2 | BRO-RCx | DnDeemed | WPSDGEREHC0032-Rev02-Msr001 | None | Res | Res-RAC-All | Res-sAll-mHVAC-RCA | None | SDG-RCAadjRes | BaseCostZero | ExAnte2019 | IOU workpaper |  | Decrease Refrigerant Charge - System with No thermal expansion valve (TXV) - Typical (8% rated charge) | 4390995 | Deemed | Proposed
SDG | 465499 | 2019-01-01 |  | WPSDGEREHC0032-2 | BRO-RCx | DnDeemDI | WPSDGEREHC0032-Rev02-Msr002 | None | Res | Res-RAC-All | Res-sAll-mHVAC-RCA | None | SDG-RCAadjRes | BaseCostZero | ExAnte2019 | IOU workpaper |  | Decrease Refrigerant Charge - System with thermal expansion valve (TXV) - Typical (8% rated charge) | 4390995 | Deemed | Proposed
SDG | 465500 | 2019-01-01 |  | WPSDGEREHC0032-2 | BRO-RCx | DnDeemed | WPSDGEREHC0032-Rev02-Msr002 | None | Res | Res-RAC-All | Res-sAll-mHVAC-RCA | None | SDG-RCAadjRes | BaseCostZero | ExAnte2019 | IOU workpaper |  | Decrease Refrigerant Charge - System with thermal expansion valve (TXV) - Typical (8% rated charge) | 4390995 | Deemed | Proposed
SDG | 465501 | 2019-01-01 |  | WPSDGEREHC0032-2 | BRO-RCx | DnDeemDI | WPSDGEREHC0032-Rev02-Msr003 | None | Res | Res-RAC-All | Res-sAll-mHVAC-RCA | None | SDG-RCAadjRes | BaseCostZero | ExAnte2019 | IOU workpaper |  | Increase Refrigerant Charge - System with No thermal expansion valve (TXV) - Typical (8% rated charge) | 4390995 | Deemed | Proposed
SDG | 465502 | 2019-01-01 |  | WPSDGEREHC0032-2 | BRO-RCx | DnDeemed | WPSDGEREHC0032-Rev02-Msr003 | None | Res | Res-RAC-All | Res-sAll-mHVAC-RCA | None | SDG-RCAadjRes | BaseCostZero | ExAnte2019 | IOU workpaper |  | Increase Refrigerant Charge - System with No thermal expansion valve (TXV) - Typical (8% rated charge) | 4390995 | Deemed | Proposed
SDG | 465503 | 2019-01-01 |  | WPSDGEREHC0032-2 | BRO-RCx | DnDeemDI | WPSDGEREHC0032-Rev02-Msr004 | None | Res | Res-RAC-All | Res-sAll-mHVAC-RCA | None | SDG-RCAadjRes | BaseCostZero | ExAnte2019 | IOU workpaper |  | Increase Refrigerant Charge - System with thermal expansion valve (TXV) - Typical (8% rated charge) | 4390995 | Deemed | Proposed
SDG | 465504 | 2019-01-01 |  | WPSDGEREHC0032-2 | BRO-RCx | DnDeemed | WPSDGEREHC0032-Rev02-Msr004 | None | Res | Res-RAC-All | Res-sAll-mHVAC-RCA | None | SDG-RCAadjRes | BaseCostZero | ExAnte2019 | IOU workpaper |  | Increase Refrigerant Charge - System with thermal expansion valve (TXV) - Typical (8% rated charge) | 4390995 | Deemed | Proposed
SDG | 465505 | 2019-01-01 |  | WPSDGEREHC0032-2 | BRO-RCx | DnDeemDI | WPSDGEREHC0032-Rev02-Msr005 | None | Res | Def-GSIA | Res-sAll-mHVAC-RCA | None | SDG-CondCoilCleanRes | BaseCostZero | ExAnte2019 | IOU workpaper |  | Condenser Coil Cleaning | 4390995 | Deemed | Proposed
SDG | 465506 | 2019-01-01 |  | WPSDGEREHC0032-2 | BRO-RCx | DnDeemed | WPSDGEREHC0032-Rev02-Msr005 | None | Res | Def-GSIA | Res-sAll-mHVAC-RCA | None | SDG-CondCoilCleanRes | BaseCostZero | ExAnte2019 | IOU workpaper |  | Condenser Coil Cleaning | 4390995 | Deemed | Proposed
SDG | 465507 | 2019-01-01 |  | WPSDGEREHC0032-2 | BRO-RCx | DnDeemDI | WPSDGEREHC0032-Rev02-Msr006 | None | Res | Def-GSIA | Res-sAll-mHVAC-RCA | None | SDG-EvapCoilCleanRes | BaseCostZero | ExAnte2019 | IOU workpaper |  | Evaporator Coil Cleaning | 4390995 | Deemed | Proposed
SDG | 465508 | 2019-01-01 |  | WPSDGEREHC0032-2 | BRO-RCx | DnDeemDI | WPSDGEREHC0032-Rev02-Msr006 | None | Res | Def-GSIA | Res-sAll-mHVAC-RCA | None | SDG-EvapCoilCleanRes | BaseCostZero | ExAnte2019 | IOU workpaper |  | Evaporator Coil Cleaning | 4390995 | Deemed | Proposed
SDG | 465509 | 2019-01-01 |  | WPSDGEREHC0032-2 | BRO-RCx | DnDeemDI | WPSDGEREHC0032-Rev02-Msr007 | None | Res | Res-RAC-All | Res-Default>2 | None | SDG-AirFlowAdjRes | BaseCostZero | ExAnte2019 | IOU workpaper |  | Air Flow Adjustment | 4390995 | Deemed | Proposed
SDG | 465510 | 2019-01-01 |  | WPSDGEREHC0032-2 | BRO-RCx | DnDeemed | WPSDGEREHC0032-Rev02-Msr007 | None | Res | Res-RAC-All | Res-Default>2 | None | SDG-AirFlowAdjRes | BaseCostZero | ExAnte2019 | IOU workpaper |  | Air Flow Adjustment | 4390995 | Deemed | Proposed
SDG | 465511 | 2019-01-01 |  | WPSDGEREHC0032-2 | BRO-RCx | DnDeemDI | WPSDGEREHC0032-Rev02-Msr008 | None | Res | Res-DuctSeal-All | Res-sAll-mDuctSeal | None | SDG-DuctSeatRes | BaseCostZero | ExAnte2019 | IOU workpaper |  | Duct Seal Med to Low | 4390995 | Deemed | Proposed
SDG | 465512 | 2019-01-01 |  | WPSDGEREHC0032-2 | BRO-RCx | DnDeemDI | WPSDGEREHC0032-Rev02-Msr008 | None | Res | Res-DuctSeal-All | Res-sAll-mDuctSeal | None | SDG-DuctSeatRes | BaseCostZero | ExAnte2019 | IOU workpaper |  | Duct Seal Med to Low | 4390995 | Deemed | Proposed
SDG | 465513 | 2019-01-01 |  | WPSDGEREHC0032-2 | BRO-RCx | DnDeemDI | WPSDGEREHC0032-Rev02-Msr009 | None | Res | Res-DuctSeal-All | Res-sAll-mDuctSeal | None | SDG-DuctSeatRes | BaseCostZero | ExAnte2019 | IOU workpaper |  | Duct Seal High to Low | 4390995 | Deemed | Proposed
SDG | 465514 | 2019-01-01 |  | WPSDGEREHC0032-2 | BRO-RCx | DnDeemed | WPSDGEREHC0032-Rev02-Msr009 | None | Res | Res-DuctSeal-All | Res-sAll-mDuctSeal | None | SDG-DuctSeatRes | BaseCostZero | ExAnte2019 | IOU workpaper |  | Duct Seal High to Low | 4390995 | Deemed | Proposed
SDG | 465515 | 2019-01-01 |  | WPSDGEREHC1065-4 | AR | DnDeemDI | WPSDGEREHC1065-Rev04-Msr001 | None | Res | Def-GSIA | Res-Default>2 | None | SDG-Res_SupFanMtr_Brushless | SDG-Res_SupFanMtr_PSC | ExAnte2018 | IOU workpaper |  | HVAC Brushless Direct Current Blower Motor Replacing Standard Eff Motor-AR | 4390995 | Deemed | Proposed
SDG | 465516 | 2019-01-01 |  | WPSDGEREHC1065-4 | AR | DnDeemed | WPSDGEREHC1065-Rev04-Msr001 | None | Res | Def-GSIA | Res-Default>2 | None | SDG-Res_SupFanMtr_Brushless | SDG-Res_SupFanMtr_PSC | ExAnte2018 | IOU workpaper |  | HVAC Brushless Direct Current Blower Motor Replacing Standard Eff Motor-AR | 4390995 | Deemed | Proposed
SDG | 465517 | 2019-01-01 |  | WPSDGEREHC1065-4 | NR | DnDeemDI | WPSDGEREHC1065-Rev04-Msr002 | None | Res | Def-GSIA | Res-Default>2 | None | SDG-Res_SupFanMtr_Brushless | SDG-Res_SupFanMtr_PSC | ExAnte2018 | IOU workpaper |  | HVAC Brushless Direct Current Blower Motor Replacing Standard Eff Motor-NR | 4390995 | Deemed | Proposed
SDG | 465518 | 2019-01-01 |  | WPSDGEREHC1065-4 | NR | DnDeemed | WPSDGEREHC1065-Rev04-Msr002 | None | Res | Def-GSIA | Res-Default>2 | None | SDG-Res_SupFanMtr_Brushless | SDG-Res_SupFanMtr_PSC | ExAnte2018 | IOU workpaper |  | HVAC Brushless Direct Current Blower Motor Replacing Standard Eff Motor-NR | 4390995 | Deemed | Proposed
SDG | 465519 | 2019-01-01 |  | WPSDGEREHC0024-3 | AOE | DnDeemDI | WPSDGEREHC0024-Rev03-Msr004 | None | Res | Def-GSIA | Res-Default>2 | None | BaseCostZero | SDG-FanDelayController_per_install | ExAnte2018 | IOU workpaper |  | Fan Delay (Cycle Off) Controller for Residential Air Conditioners | 4390995 | Deemed | Proposed
SDG | 465520 | 2019-01-01 |  | WPSDGEREHC0024-3 | AOE | DnDeemed | WPSDGEREHC0024-Rev03-Msr004 | None | Res | Def-GSIA | Res-Default>2 | None | BaseCostZero | SDG-FanDelayController_per_install | ExAnte2018 | IOU workpaper |  | Fan Delay (Cycle Off) Controller for Residential Air Conditioners | 4390995 | Deemed | Proposed
SDG | 465521 | 2019-01-01 |  | WPSDGENRHC1052-0 | NR | UpDeemed | D03-084 | None | NonRes | Def-GSIA | Com-Default>2yrs | None | SDG-PTAC-lt7kBtuh-13p21eer | SDG-PTAC-lt7kBtuh-11p01eer | DEER2005 | D05 v2.01 |  | Packaged Terminal AC <7k-Rebate - Upstream | 4456531 | DEER | Proposed
SDG | 465522 | 2019-01-01 |  | WPSDGENRHC1052-0 | NR | UpDeemed | D03-100 | None | NonRes | Def-GSIA | Com-Default>2yrs | None | SDG-PTAC-gt15kBtuh-10p28eer | SDG-PTAC-gt15kBtuh-09p31eer | DEER2005 | D05 v2.01 |  | Packaged Terminal AC >15k-Rebate - Upstream | 4456531 | DEER | Proposed
SDG | 465523 | 2019-01-01 |  | WPSDGENRHC1052-0 | NR | UpDeemed | D03-099 | None | NonRes | Def-GSIA | Com-Default>2yrs | None | SDG-PTAC-7to15kBtuh-12p19eer | SDG-PTAC-7to15kBtuh-10p16eer | DEER2005 | D05 v2.01 |  | Packaged Terminal AC 7-15k-Rebate - Upstream | 4456531 | DEER | Proposed
SDG | 465524 | 2019-01-01 |  | WPSDGENRHC1052-0 | NR | UpDeemed | D03-085 | None | NonRes | Def-GSIA | Com-Default>2yrs | None | SDG-PTHP-lt7kBtuh-12p97eer-3p62cop | SDG-PTHP-lt7kBtuh-10p81eer-3p02cop | DEER2005 | D05 v2.01 |  | Packaged Terminal HP <7k-Rebate - Upstream | 4456531 | DEER | Proposed
SDG | 465525 | 2019-01-01 |  | WPSDGENRHC1052-0 | NR | UpDeemed | D03-102 | None | NonRes | Def-GSIA | Com-Default>2yrs | None | SDG-PTHP-gt15kBtuh-10p93eer-3p37cop | SDG-PTHP-gt15kBtuh-9p11eer-2p80cop | DEER2005 | D05 v2.01 |  | Packaged Terminal HP >15k-Rebate - Upstream | 4456531 | DEER | Proposed
SDG | 465526 | 2019-01-01 |  | WPSDGENRHC1052-0 | NR | UpDeemed | D03-101 | None | NonRes | Def-GSIA | Com-Default>2yrs | None | SDG-PTHP-7to15kBtuh-11p95eer-3p49cop | SDG-PTHP-7to15kBtuh-9p96eer-2p91cop | DEER2005 | D05 v2.01 |  | Packaged Terminal HP 7-15k-Rebate - Upstream | 4456531 | DEER | Proposed
SDG | 465943 | 2019-01-01 | 2019-12-31 | WPSDGEREWH0024-2 | NR | DnDeemed | RG-WtrHt-SmlStrg-Gas-Ite75kBtuh-40G-MD-0p64UEF | DEER2019 | Res | Def-GSIA | Res-Default>2 | None | SDG-Stor_UEF-Gas-40gal-MD_0p64 | SDG-Std-Stor_UEF-Gas-40gal-MD | DEER2019 | WaterHeater-Calculator-v3.1 | 2019-02-28 | Natural Gas W/H 40 Gal UEF (0.64) | 4522052 | DEER | Proposed
SDG | 465944 | 2019-01-01 | 2019-12-31 | WPSDGEREWH0024-2 | NR | DnDeemed | RG-WtrHt-SmlStrg-Gas-Ite75kBtuh-40G-HI-0p68UEF | DEER2019 | Res | Def-GSIA | Res-Default>2 | None | SDG-Stor_UEF-Gas-40gal-HD_0p68 | SDG-Std-Stor_UEF-Gas-40gal-HD | DEER2019 | WaterHeater-Calculator-v3.1 | 2019-02-28 | Natural Gas W/H 40 Gal UEF (0.68) | 4522052 | DEER | Proposed
SDG | 465945 | 2019-01-01 | 2019-12-31 | WPSDGEREWH0024-2 | NR | DnDeemed | RG-WtrHt-SmlStrg-Gas-Ite75kBtuh-50G-MD-0p64UEF | DEER2019 | Res | Def-GSIA | Res-Default>2 | None | SDG-Stor_UEF-Gas-50gal-MD_0p64 | SDG-Std-Stor_UEF-Gas-50gal-MD | DEER2019 | WaterHeater-Calculator-v3.1 | 2019-02-28 | Natural Gas W/H 50 Gal UEF (0.64) | 4522052 | DEER | Proposed
SDG | 465946 | 2019-01-01 | 2019-12-31 | WPSDGEREWH0024-2 | NR | DnDeemed | RG-WtrHt-SmlStrg-Gas-Ite75kBtuh-50G-HI-0p68UEF | DEER2019 | Res | Def-GSIA | Res-Default>2 | None | SDG-Stor_UEF-Gas-50gal-HD_0p68 | SDG-Std-Stor_UEF-Gas-50gal-HD | DEER2019 | WaterHeater-Calculator-v3.1 | 2019-02-28 | Natural Gas W/H 50 Gal UEF (0.68) | 4522052 | DEER | Proposed
SDG | 465947 | 2019-01-01 | 2019-12-31 | WPSDGEREWH0024-2 | NR | UpDeemed | RG-WtrHt-SmlStrg-Gas-Ite75kBtuh-40G-MD-0p64UEF | DEER2019 | Res | Def-GSIA | Res-Default>2 | None | SDG-Stor_UEF-Gas-40gal-MD_0p64 | SDG-Std-Stor_UEF-Gas-40gal-MD | DEER2019 | WaterHeater-Calculator-v3.1 | 2019-02-28 | Natural Gas W/H 40 Gal UEF (0.64) | 4522052 | DEER | Proposed
SDG | 465948 | 2019-01-01 | 2019-12-31 | WPSDGEREWH0024-2 | NR | UpDeemed | RG-WtrHt-SmlStrg-Gas-Ite75kBtuh-40G-HI-0p68UEF | DEER2019 | Res | Def-GSIA | Res-Default>2 | None | SDG-Stor_UEF-Gas-40gal-HD_0p68 | SDG-Std-Stor_UEF-Gas-40gal-HD | DEER2019 | WaterHeater-Calculator-v3.1 | 2019-02-28 | Natural Gas W/H 40 Gal UEF (0.68) | 4522052 | DEER | Proposed
SDG | 465949 | 2019-01-01 | 2019-12-31 | WPSDGEREWH0024-2 | NR | UpDeemed | RG-WtrHt-SmlStrg-Gas-Ite75kBtuh-50G-MD-0p64UEF | DEER2019 | Res | Def-GSIA | Res-Default>2 | None | SDG-Stor_UEF-Gas-50gal-MD_0p64 | SDG-Std-Stor_UEF-Gas-50gal-MD | DEER2019 | WaterHeater-Calculator-v3.1 | 2019-02-28 | Natural Gas W/H 50 Gal UEF (0.64) | 4522052 | DEER | Proposed
SDG | 465950 | 2019-01-01 | 2019-12-31 | WPSDGEREWH0024-2 | NR | UpDeemed | RG-WtrHt-SmlStrg-Gas-Ite75kBtuh-50G-HI-0p68UEF | DEER2019 | Res | Def-GSIA | Res-Default>2 | None | SDG-Stor_UEF-Gas-50gal-HD_0p68 | SDG-Std-Stor_UEF-Gas-50gal-HD | DEER2019 | WaterHeater-Calculator-v3.1 | 2019-02-28 | Natural Gas W/H 50 Gal UEF (0.68) | 4522052 | DEER | Proposed
SDG | 465951 | 2019-01-01 |  | WPSDGEREWH0022-3 | NR | DnDeemed | WPSDGEREWH0022-Rev03-Msr001 | None | Res | Def-GSIA | Res-Default>2 | None | SDG-Stor_UEF_Elec_050gal_3p09 | SDG-Std-Stor_UEF_Elec_030gal_0p92 | ExAnte2018 | IOU workpaper |  | Efficient water heater: 50 to 55 gallon HP Elec (UEF=3.09) replaces =35 gallon Electric water heater (UEF = 0.92) | 4390995 | Deemed | Proposed
SDG | 465952 | 2019-01-01 |  | WPSDGEREWH0022-3 | NR | DnDeemed | WPSDGEREWH0022-Rev03-Msr002 | None | Res | Def-GSIA | Res-Default>2 | None | SDG-Stor_UEF_Elec_050gal_3p11 | SDG-Std-Stor_UEF_Elec_030gal_0p92 | ExAnte2018 | IOU workpaper |  | Efficient water heater: 50 to 55 gallon HP Elec (UEF=3.31) replaces =35 gallon Electric water heater (UEF = 0.92) | 4390995 | Deemed | Proposed
SDG | 465953 | 2019-01-01 |  | WPSDGEREWH0022-3 | NR | DnDeemed | WPSDGEREWH0022-Rev03-Msr003 | None | Res | Def-GSIA | Res-Default>2 | None | SDG-Stor_UEF_Elec_050gal_3p09 | SDG-Std-Stor_UEF_Elec_040gal_0p92 | ExAnte2018 | IOU workpaper |  | Efficient water heater: 50 to 55 gallon HP Elec (UEF=3.09) replaces >35 to 45 gallon Electric water heater (UEF = 0.92) | 4390995 | Deemed | Proposed
SDG | 465954 | 2019-01-01 |  | WPSDGEREWH0022-3 | NR | DnDeemed | WPSDGEREWH0022-Rev03-Msr004 | None | Res | Def-GSIA | Res-Default>2 | None | SDG-Stor_UEF_Elec_050gal_3p11 | SDG-Std-Stor_UEF_Elec_040gal_0p92 | ExAnte2018 | IOU workpaper |  | Efficient water heater: 50 to 55 gallon HP Elec (UEF=3.31) replaces >35 to 45 gallon Electric water heater (UEF = 0.92) | 4390995 | Deemed | Proposed
SDG | 465955 | 2019-01-01 |  | WPSDGEREWH0022-3 | NR | DnDeemed | WPSDGEREWH0022-Rev03-Msr005 | None | Res | Def-GSIA | Res-Default>2 | None | SDG-Stor_UEF_Elec_050gal_3p09 | SDG-Std-Stor_UEF_Elec_050gal_0p92 | ExAnte2018 | IOU workpaper |  | Efficient water heater: 50 to 55 gallon HP Elec (UEF=3.09) replaces >45 to 55 gallon Electric water heater (UEF = 0.92) | 4390995 | Deemed | Proposed
SDG | 465956 | 2019-01-01 |  | WPSDGEREWH0022-3 | NR | DnDeemed | WPSDGEREWH0022-Rev03-Msr006 | None | Res | Def-GSIA | Res-Default>2 | None | SDG-Stor_UEF_Elec_050gal_3p11 | SDG-Std-Stor_UEF_Elec_050gal_0p92 | ExAnte2018 | IOU workpaper |  | Efficient water heater: 50 to 55 gallon HP Elec (UEF=3.31) replaces >45 to 55 gallon Electric water heater (UEF = 0.92) | 4390995 | Deemed | Proposed
SDG | 465957 | 2019-01-01 |  | WPSDGEREWH0022-3 | NR | DnDeemed | WPSDGEREWH0022-Rev03-Msr007 | None | Res | Def-GSIA | Res-Default>2 | None | SDG-Stor_UEF_Elec_060gal_3p33 | SDG-Std-Stor_UEF_Elec_060gal_2p91 | ExAnte2018 | IOU workpaper |  | Efficient water heater: >55 to 75 gallon HP Elec (UEF=3.33) replaces >55 to 75 gallon Electric water heater (UEF=2.91) | 4390995 | Deemed | Proposed
SDG | 465958 | 2019-01-01 |  | WPSDGEREWH0022-3 | NR | DnDeemed | WPSDGEREWH0022-Rev03-Msr008 | None | Res | Def-GSIA | Res-Default>2 | None | SDG-Stor_UEF_Elec_075gal_3p42 | SDG-Std-Stor_UEF_Elec_075gal_3p00 | ExAnte2018 | IOU workpaper |  | Efficient water heater: >75 gallon HP Elec (UEF=3.42) replaces >75 gallon Electric water heater (UEF=3.00) | 4390995 | Deemed | Proposed
SDG | 465959 | 2019-01-01 |  | WPSDGEREWH0022-3 | NR | UpDeemed | WPSDGEREWH0022-Rev03-Msr001 | None | Res | Def-GSIA | Res-Default>2 | None | SDG-Stor_UEF_Elec_050gal_3p09 | SDG-Std-Stor_UEF_Elec_030gal_0p92 | ExAnte2018 | IOU workpaper |  | Efficient water heater: 50 to 55 gallon HP Elec (UEF=3.09) replaces =35 gallon Electric water heater (UEF = 0.92) | 4390995 | Deemed | Proposed
SDG | 465960 | 2019-01-01 |  | WPSDGEREWH0022-3 | NR | UpDeemed | WPSDGEREWH0022-Rev03-Msr002 | None | Res | Def-GSIA | Res-Default>2 | None | SDG-Stor_UEF_Elec_050gal_3p11 | SDG-Std-Stor_UEF_Elec_030gal_0p92 | ExAnte2018 | IOU workpaper |  | Efficient water heater: 50 to 55 gallon HP Elec (UEF=3.31) replaces =35 gallon Electric water heater (UEF = 0.92) | 4390995 | Deemed | Proposed
SDG | 465961 | 2019-01-01 |  | WPSDGEREWH0022-3 | NR | UpDeemed | WPSDGEREWH0022-Rev03-Msr003 | None | Res | Def-GSIA | Res-Default>2 | None | SDG-Stor_UEF_Elec_050gal_3p09 | SDG-Std-Stor_UEF_Elec_040gal_0p92 | ExAnte2018 | IOU workpaper |  | Efficient water heater: 50 to 55 gallon HP Elec (UEF=3.09) replaces >35 to 45 gallon Electric water heater (UEF = 0.92) | 4390995 | Deemed | Proposed
SDG | 465962 | 2019-01-01 |  | WPSDGEREWH0022-3 | NR | UpDeemed | WPSDGEREWH0022-Rev03-Msr004 | None | Res | Def-GSIA | Res-Default>2 | None | SDG-Stor_UEF_Elec_050gal_3p11 | SDG-Std-Stor_UEF_Elec_040gal_0p92 | ExAnte2018 | IOU workpaper |  | Efficient water heater: 50 to 55 gallon HP Elec (UEF=3.31) replaces >35 to 45 gallon Electric water heater (UEF = 0.92) | 4390995 | Deemed | Proposed
SDG | 465963 | 2019-01-01 |  | WPSDGEREWH0022-3 | NR | UpDeemed | WPSDGEREWH0022-Rev03-Msr005 | None | Res | Def-GSIA | Res-Default>2 | None | SDG-Stor_UEF_Elec_050gal_3p09 | SDG-Std-Stor_UEF_Elec_050gal_0p92 | ExAnte2018 | IOU workpaper |  | Efficient water heater: 50 to 55 gallon HP Elec (UEF=3.09) replaces >45 to 55 gallon Electric water heater (UEF = 0.92) | 4390995 | Deemed | Proposed
SDG | 465964 | 2019-01-01 |  | WPSDGEREWH0022-3 | NR | UpDeemed | WPSDGEREWH0022-Rev03-Msr006 | None | Res | Def-GSIA | Res-Default>2 | None | SDG-Stor_UEF_Elec_050gal_3p11 | SDG-Std-Stor_UEF_Elec_050gal_0p92 | ExAnte2018 | IOU workpaper |  | Efficient water heater: 50 to 55 gallon HP Elec (UEF=3.31) replaces >45 to 55 gallon Electric water heater (UEF = 0.92) | 4390995 | Deemed | Proposed
SDG | 465965 | 2019-01-01 |  | WPSDGEREWH0022-3 | NR | UpDeemed | WPSDGEREWH0022-Rev03-Msr007 | None | Res | Def-GSIA | Res-Default>2 | None | SDG-Stor_UEF_Elec_060gal_3p33 | SDG-Std-Stor_UEF_Elec_060gal_2p91 | ExAnte2018 | IOU workpaper |  | Efficient water heater: >55 to 75 gallon HP Elec (UEF=3.33) replaces >55 to 75 gallon Electric water heater (UEF=2.91) | 4390995 | Deemed | Proposed
SDG | 465966 | 2019-01-01 |  | WPSDGEREWH0022-3 | NR | UpDeemed | WPSDGEREWH0022-Rev03-Msr008 | None | Res | Def-GSIA | Res-Default>2 | None | SDG-Stor_UEF_Elec_075gal_3p42 | SDG-Std-Stor_UEF_Elec_075gal_3p00 | ExAnte2018 | IOU workpaper |  | Efficient water heater: >75 gallon HP Elec (UEF=3.42) replaces >75 gallon Electric water heater (UEF=3.00) | 4390995 | Deemed | Proposed
SDG | 465967 | 2019-01-01 |  | WPSDGEREWH1012-2 | AOE | DnDeemDI | WPSDGEREWH1012-Rev02-Msr002 | None | Res | Res-LowF-FA-SDG | Res-mDHWaerator | None | SDG-DHW-FaucetAerator | WPSDGEREWH1012-Rev02-Msr001-BASE | ExAnte2018 | IOU workpaper |  | Kitchen Faucet Aerator - (MF Use Only) | 4456531 | Deemed | Proposed
SDG | 465968 | 2019-01-01 |  | WPSDGEREWH1012-2 | AOE | DnDeemDI | WPSDGEREWH1012-Rev02-Msr001 | None | Res | Res-LowF-FA-SDG | Res-mDHWaerator | None | SDG-DHW-FaucetAerator | SDG-DHW-FaucetAerator-Std | ExAnte2018 | IOU workpaper |  | Lavatory Faucet Aerator - (MF Use Only) | 4456531 | Deemed | Proposed
SDG | 465969 | 2019-01-01 | 2019-12-31 | WPSDGEREWH0025-2 | NR | DnDeemed | RG-WtrHt-SmlInst-Gas-Ite175kBtuh-It2G-LW-0p81UEF-40g | None | Res | Def-GSIA | Res-Default>2 | None | SDG-Inst_UEF-Gas-175kBtuh-LD-Tier1-0p81 | SDG-Std-Stor_UEF-Gas-040gal-LD-0p52 | DEER2019 | D20 v0 | 2019-02-28 | Small Tankless Water Heater, Tier 1 (UEF>=0.81), Low Draw | 4522052 | DEER | Proposed
SDG | 465970 | 2019-01-01 | 2019-12-31 | WPSDGEREWH0025-2 | NR | DnDeemed | RG-WtrHt-SmlInst-Gas-Ite175kBtuh-It2G-MD-0p81UEF-40g | None | Res | Def-GSIA | Res-Default>2 | None | SDG-Inst_UEF-Gas-175kBtuh-MD-Tier1-0p81 | SDG-Std-Stor_UEF-Gas-040gal-MD-0p58 | DEER2019 | D20 v0 | 2019-02-28 | Small Tankless Water Heater, Tier 1 (UEF>=0.81), Medium Draw | 4522052 | DEER | Proposed
SDG | 465971 | 2019-01-01 | 2019-12-31 | WPSDGEREWH0025-2 | NR | DnDeemed | RG-WtrHt-SmlInst-Gas-Ite175kBtuh-It2G-HI-0p81UEF-40g | None | Res | Def-GSIA | Res-Default>2 | None | SDG-Inst_UEF-Gas-175kBtuh-HD-Tier1-0p81 | SDG-Std-Stor_UEF-Gas-040gal-HD-0p64 | DEER2019 | D20 v0 | 2019-02-28 | Small Tankless Water Heater, Tier 1 (UEF>=0.81), High Draw | 4522052 | DEER | Proposed
SDG | 465972 | 2019-01-01 | 2019-12-31 | WPSDGEREWH0025-2 | NR | DnDeemed | RG-WtrHt-SmlInst-Gas-Ite175kBtuh-It2G-LW-0p87UEF-40g | None | Res | Def-GSIA | Res-Default>2 | None | SDG-Inst_UEF-Gas-175kBtuh-LD-Tier2-0p87 | SDG-Std-Stor_UEF-Gas-040gal-LD-0p52 | DEER2019 | D20 v0 | 2019-02-28 | Small Tankless Water Heater, Tier 2 (UEF>=0.87), Low Draw | 4522052 | DEER | Proposed
SDG | 465973 | 2019-01-01 | 2019-12-31 | WPSDGEREWH0025-2 | NR | DnDeemed | RG-WtrHt-SmlInst-Gas-Ite175kBtuh-It2G-MD-0p87UEF-40g | None | Res | Def-GSIA | Res-Default>2 | None | SDG-Inst_UEF-Gas-175kBtuh-MD-Tier2-0p87 | SDG-Std-Stor_UEF-Gas-040gal-MD-0p58 | DEER2019 | D20 v0 | 2019-02-28 | Small Tankless Water Heater, Tier 2 (UEF>=0.87), Medium Draw | 4522052 | DEER | Proposed
SDG | 465974 | 2019-01-01 | 2019-12-31 | WPSDGEREWH0025-2 | NR | DnDeemed | RG-WtrHt-SmlInst-Gas-Ite175kBtuh-It2G-HI-0p87UEF-40g | None | Res | Def-GSIA | Res-Default>2 | None | SDG-Inst_UEF-Gas-175kBtuh-HD-Tier2-0p87 | SDG-Std-Stor_UEF-Gas-040gal-HD-0p64 | DEER2019 | D20 v0 | 2019-02-28 | Small Tankless Water Heater, Tier 2 (UEF>=0.87), High Draw | 4522052 | DEER | Proposed
SDG | 465975 | 2019-01-01 | 2019-05-13 | WPSDGEREHC0030-0.2 | AR | DnDeemed | WPSDGEREHC0030-Rev00-Msr002 | None | Res | Def-GSIA | Res-Default>2 | None | WPSDGEREHC0030-Rev00-Msr001-FULL | WPSDGEREHC0030-Rev00-Msr001-BASE | ExAnte2017 | IOU workpaper |  | Residential Smart Communicating Thermostat (Only Electric) - AR | 4456531 | Deemed | Proposed
SDG | 465976 | 2019-01-01 | 2019-05-13 | WPSDGEREHC0030-0.2 | AR | DnDeemed | WPSDGEREHC0030-Rev00-Msr003 | None | Res | Def-GSIA | Res-Default>2 | None | WPSDGEREHC0030-Rev00-Msr001-FULL | WPSDGEREHC0030-Rev00-Msr001-BASE | ExAnte2017 | IOU workpaper |  | Residential Smart Communicating Thermostat (Only Gas) - AR | 4456531 | Deemed | Proposed
SDG | 465977 | 2019-01-01 | 2019-05-13 | WPSDGEREHC0030-0.2 | NR | DnDeemed | WPSDGEREHC0030-Rev00-Msr002 | None | Res | Def-GSIA | Res-Default>2 | None | WPSDGEREHC0030-Rev00-Msr001-FULL | WPSDGEREHC0030-Rev00-Msr001-BASE | ExAnte2017 | IOU workpaper |  | Residential Smart Communicating Thermostat (Only Electric) - NR | 4456531 | Deemed | Proposed
SDG | 465978 | 2019-01-01 | 2019-05-13 | WPSDGEREHC0030-0.2 | NR | DnDeemed | WPSDGEREHC0030-Rev00-Msr003 | None | Res | Def-GSIA | Res-Default>2 | None | WPSDGEREHC0030-Rev00-Msr001-FULL | WPSDGEREHC0030-Rev00-Msr001-BASE | ExAnte2017 | IOU workpaper |  | Residential Smart Communicating Thermostat (Only Gas) - NR | 4456531 | Deemed | Proposed
SDG | 465979 | 2019-01-01 | 2019-05-13 | WPSDGEREHC0030-0.2 | AR | DnDeemDI | WPSDGEREHC0030-Rev00-Msr002 | None | Res | Def-GSIA | Res-Default>2 | None | WPSDGEREHC0030-Rev00-Msr001-FULL | WPSDGEREHC0030-Rev00-Msr001-BASE | ExAnte2017 | IOU workpaper |  | Residential Smart Communicating Thermostat (DI) w/ common wire (Only Electric) - AR | 4456531 | Deemed | Proposed
SDG | 465980 | 2019-01-01 | 2019-05-13 | WPSDGEREHC0030-0.2 | AR | DnDeemDI | WPSDGEREHC0030-Rev00-Msr003 | None | Res | Def-GSIA | Res-Default>2 | None | WPSDGEREHC0030-Rev00-Msr001-FULL | WPSDGEREHC0030-Rev00-Msr001-BASE | ExAnte2017 | IOU workpaper |  | Residential Smart Communicating Thermostat (DI) w/ common wire (Only Gas) - AR | 4456531 | Deemed | Proposed
SDG | 465981 | 2019-01-01 | 2019-05-13 | WPSDGEREHC0030-0.2 | NR | DnDeemDI | WPSDGEREHC0030-Rev00-Msr002 | None | Res | Def-GSIA | Res-Default>2 | None | WPSDGEREHC0030-Rev00-Msr001-FULL | WPSDGEREHC0030-Rev00-Msr001-BASE | ExAnte2017 | IOU workpaper |  | Residential Smart Communicating Thermostat (DI) w/o common wire (Only Electric) - NR | 4456531 | Deemed | Proposed
SDG | 465982 | 2019-01-01 | 2019-05-13 | WPSDGEREHC0030-0.2 | NR | DnDeemDI | WPSDGEREHC0030-Rev00-Msr003 | None | Res | Def-GSIA | Res-Default>2 | None | WPSDGEREHC0030-Rev00-Msr001-FULL | WPSDGEREHC0030-Rev00-Msr001-BASE | ExAnte2017 | IOU workpaper |  | Residential Smart Communicating Thermostat (DI) w/o common wire (Only Gas) - NR | 4456531 | Deemed | Proposed
SDG | 465983 | 2019-01-01 | 2019-05-13 | WPSDGEREHC0030-0.2 | NR | DnDeemed | WPSDGEREHC0030-Rev00-Msr001 | None | Res | Def-GSIA | Res-Default>2 | None | WPSDGEREHC0030-Rev00-Msr001-FULL | WPSDGEREHC0030-Rev00-Msr001-BASE | ExAnte2017 | IOU workpaper |  | Residential Smart Communicating Thermostat - NR | 4456531 | Deemed | Proposed
SDG | 465984 | 2019-01-01 | 2019-05-13 | WPSDGEREHC0030-0.2 | NR | DnDeemDI | WPSDGEREHC0030-Rev00-Msr001 | None | Res | Def-GSIA | Res-Default>2 | None | WPSDGEREHC0030-Rev00-Msr001-FULL | WPSDGEREHC0030-Rev00-Msr001-BASE | ExAnte2017 | IOU workpaper |  | Residential Smart Communicating Thermostat (DI) w/ common wire - NR | 4456531 | Deemed | Proposed
SDG | 465985 | 2019-01-01 | 2019-05-13 | WPSDGEREHC0030-0.2 | NR | DnDeemDI | WPSDGEREHC0030-Rev00-Msr002 | None | Res | Def-GSIA | Res-Default>2 | None | WPSDGEREHC0030-Rev00-Msr001-FULL | WPSDGEREHC0030-Rev00-Msr001-BASE | ExAnte2017 | IOU workpaper |  | Residential Smart Communicating Thermostat (DI) w/ common wire (Only Electric) - NR | 4456531 | Deemed | Proposed
SDG | 465986 | 2019-01-01 | 2019-05-13 | WPSDGEREHC0030-0.2 | NR | DnDeemDI | WPSDGEREHC0030-Rev00-Msr003 | None | Res | Def-GSIA | Res-Default>2 | None | WPSDGEREHC0030-Rev00-Msr001-FULL | WPSDGEREHC0030-Rev00-Msr001-BASE | ExAnte2017 | IOU workpaper |  | Residential Smart Communicating Thermostat (DI) w/ common wire (Only Gas) - NR | 4456531 | Deemed | Proposed
SDG | 465987 | 2019-01-01 | 2019-05-13 | WPSDGEREHC0030-0.2 | AR | DnDeemDI | WPSDGEREHC0030-Rev00-Msr002 | None | Res | Def-GSIA | Res-Default>2 | None | WPSDGEREHC0030-Rev00-Msr001-FULL | WPSDGEREHC0030-Rev00-Msr001-BASE | ExAnte2017 | IOU workpaper |  | Residential Smart Communicating Thermostat (DI) w/o common wire (Only Electric) - AR | 4456531 | Deemed | Proposed
SDG | 465988 | 2019-01-01 | 2019-05-13 | WPSDGEREHC0030-0.2 | AR | DnDeemDI | WPSDGEREHC0030-Rev00-Msr003 | None | Res | Def-GSIA | Res-Default>2 | None | WPSDGEREHC0030-Rev00-Msr001-FULL | WPSDGEREHC0030-Rev00-Msr001-BASE | ExAnte2017 | IOU workpaper |  | Residential Smart Communicating Thermostat (DI) w/o common wire (Only Gas) - AR | 4456531 | Deemed | Proposed
SDG | 465989 | 2019-01-01 | 2019-05-13 | WPSDGEREHC0030-0.2 | NR | DnDeemDI | WPSDGEREHC0030-Rev00-Msr001 | None | Res | Def-GSIA | Res-Default>2 | None | WPSDGEREHC0030-Rev00-Msr001-FULL | WPSDGEREHC0030-Rev00-Msr001-BASE | ExAnte2017 | IOU workpaper |  | Residential Smart Communicating Thermostat (DI) w/o common wire - NR | 4456531 | Deemed | Proposed

## Measure
MeasureID | PA | Qualifier | SourceDesc | StartDate | ExpiryDate | Sector | EnergyImpactID | MeasCostID | StdCostID | EUL_ID | RUL_ID | Version | VersionSource | LastMod | Description | MeasDesc | MeasTechID | MeasImpactType | MeasImpactCalcType | UseCategory | UseSubCategory | TechGroup | TechType | Status | Comment | PreDesc | PreMultiTech | PreTechID | PreTechGroup | PreTechType | StdDesc | StdMultiTech | StdTechID | StdTechGroup | StdTechType | ScaleBasis | TechBased | ApplyIE | IETableName | ImpWeighting | WeightGroupID | LegacyID | StdScaleVal | PreScaleVal
Com-Lighting-InExit_Exit-Incand-40w-Double_Exit-CFL-21w-Double | SDG | DEER | No SourceDesc | 2014-07-01 | 2017-12-31 | Com | Com-Iltg-dWatt-Exit |  |  | ILtg-Exit | ILtg-Exit | DEER2014 | D13 v1.0 |  | Commercial Indoor Exit Lighting: more efficient Exit Lighting fixture installed. Measure includes Code case. Impacts: HOU = 8760; CDF = 1 | Exit fixture: 7 Watt CFL lamps (2), Double Face, Total fix watts = 21 | Exit-CFL-7w(21w) | DEER | Scaled | Lighting | InExit | Ltg_Fixture | Exit_fixt | Standard |  | Exit fixture: 20 Watt Incand lamps (2), Double Face, Total fix watts = 40 |  | Exit-Incand-20w(40w) |  |  | Exit fixture: 5 Watt Code lamps (2), Double Face, Total fix watts = 10 | 0 | Exit-Code-5w(10w) |  |  | None | 0 | 0 |  | None
Com-RefrigCharge-wtd | SDG | DEER | No SourceDesc | 2014-07-01 | 2017-12-31 | Com | Com-RefrigCharge-wtd | IT14-Com-RefrigCharge-wtd-FULL |  | HVAC-RefChg | HVAC-RefChg | DEER2014 | D11 v4.00 |  | adjust refrigerant charge of small, packaged AC (commercial) from off-charge to factory specified level | Small Pkg AC, adjust refrigerant charge to factory specified level |  | DEER | CrossMea | HVAC | SpaceCool | dxAC_equip | pkgSEER | Standard |  | Small Pkg AC w/ High and Typical Undercharge and Overcharge |  |  |  |  | NULL | 0 |  |  |  | None | 0 | 0 |  | None
NE-HVAC-airAC-Pkg-55to65kBtuh-15p0seer | SDG | None | No SourceDesc | 2015-01-01 | 2017-06-30 | Com | NE-HVAC-airAC-Pkg-55to65kBtuh-15p0seer | dxAC-Com-Pkg-55to65kBTUh-SEER-15.0 | dxAC-Com-Pkg-55to65kBTUh-SEER-14.0 | HVAC-airAC | HVAC-airAC | DEER2015 | D15 v1.0 |  | Commercial SEER-rated Packaged Air Conditioners, Size Range: 55 - 65 kBTU/h, SEER = 15 (EER = 12.6), EIR = 0.236, Fan W/CFM = 0.25, two-speed fan, with Econo (Pre-existing vintages do not include Economizer) | Commercial SEER-rated Packaged Air Conditioners, Size Range: 55 - 65 kBTU/h, SEER = 15 (EER = 12.6), EIR = 0.236, Fan W/CFM = 0.25, two-speed fan, with Econo | dxAC-Com-Pkg-55to65kBTUh-SEER-15.0 | DEER | Standard | HVAC | SpaceCool | dxAC_equip | pkgSEER | Standard |  | Com SEER-Rated Pkg AC, 18-65 kBTU/h; pre-2001: SEER = 9.7 (EER = 9.21), one-speed fan, no Econo; post-2001: SEER = 13 (EER = 11.06), one-speed fan, no Econo; 2014: SEER = 14 (EER = 11.75), two-speed fan, w/Econo |  |  |  |  | Commercial SEER-rated Packaged Air Conditioners, Size Range: 55 - 65 kBTU/h, SEER = 14 (EER = 11.7), EIR = 0.249, Fan W/CFM = 0.29, two-speed fan, with Econo | 0 | dxAC-Com-Pkg-55to65kBTUh-SEER-14.0 |  |  | None | 0 | 0 |  | None
NE-HVAC-airAC-Pkg-55to65kBtuh-16p0seer-wPreEcono | SDG | None | No SourceDesc | 2015-01-01 | 2017-06-30 | Com | NE-HVAC-airAC-Pkg-55to65kBtuh-16p0seer-wPreEcono | dxAC-Com-Pkg-55to65kBTUh-SEER-16.0 | dxAC-Com-Pkg-55to65kBTUh-SEER-14.0 | HVAC-airAC | HVAC-airAC | DEER2015 | D15 v1.0 |  | Commercial SEER-rated Packaged Air Conditioners, Size Range: 55 - 65 kBTU/h, SEER = 16 (EER = 12.5), EIR = 0.238, Fan W/CFM = 0.27, two-speed fan, with Econo (Pre-existing vintages include Economizer) | Commercial SEER-rated Packaged Air Conditioners, Size Range: 55 - 65 kBTU/h, SEER = 16 (EER = 12.5), EIR = 0.238, Fan W/CFM = 0.27, two-speed fan, with Econo | dxAC-Com-Pkg-55to65kBTUh-SEER-16.0 | DEER | Standard | HVAC | SpaceCool | dxAC_equip | pkgSEER | Standard |  | Com SEER-Rated Pkg AC, 18-65 kBTU/h; pre-2001: SEER = 9.7 (EER = 9.21), one-speed fan, w/Econo; post-2001: SEER = 13 (EER = 11.06), one-speed fan, w/Econo; 2014: SEER = 14 (EER = 11.75), two-speed fan, w/Econo |  |  |  |  | Commercial SEER-rated Packaged Air Conditioners, Size Range: 55 - 65 kBTU/h, SEER = 14 (EER = 11.7), EIR = 0.249, Fan W/CFM = 0.29, two-speed fan, with Econo | 0 | dxAC-Com-Pkg-55to65kBTUh-SEER-14.0 |  |  | None | 0 | 0 |  | None
NE-HVAC-airAC-Pkg-55to65kBtuh-17p0seer | SDG | None | No SourceDesc | 2015-01-01 | 2017-06-30 | Com | NE-HVAC-airAC-Pkg-55to65kBtuh-17p0seer | dxAC-Com-Pkg-55to65kBTUh-SEER-17.0 | dxAC-Com-Pkg-55to65kBTUh-SEER-14.0 | HVAC-airAC | HVAC-airAC | DEER2015 | D15 v1.0 |  | Commercial SEER-rated Packaged Air Conditioners, Size Range: 55 - 65 kBTU/h, SEER = 17 (EER = 13.3), EIR = 0.223, Fan W/CFM = 0.27, two-speed fan, with Econo (Pre-existing vintages do not include Economizer) | Commercial SEER-rated Packaged Air Conditioners, Size Range: 55 - 65 kBTU/h, SEER = 17 (EER = 13.3), EIR = 0.223, Fan W/CFM = 0.27, two-speed fan, with Econo | dxAC-Com-Pkg-55to65kBTUh-SEER-17.0 | DEER | Standard | HVAC | SpaceCool | dxAC_equip | pkgSEER | Standard |  | Com SEER-Rated Pkg AC, 18-65 kBTU/h; pre-2001: SEER = 9.7 (EER = 9.21), one-speed fan, no Econo; post-2001: SEER = 13 (EER = 11.06), one-speed fan, no Econo; 2014: SEER = 14 (EER = 11.75), two-speed fan, w/Econo |  |  |  |  | Commercial SEER-rated Packaged Air Conditioners, Size Range: 55 - 65 kBTU/h, SEER = 14 (EER = 11.7), EIR = 0.249, Fan W/CFM = 0.29, two-speed fan, with Econo | 0 | dxAC-Com-Pkg-55to65kBTUh-SEER-14.0 |  |  | None | 0 | 0 |  | None
NE-HVAC-airAC-Pkg-55to65kBtuh-17p0seer-wPreEcono | SDG | None | No SourceDesc | 2015-01-01 | 2017-06-30 | Com | NE-HVAC-airAC-Pkg-55to65kBtuh-17p0seer-wPreEcono | dxAC-Com-Pkg-55to65kBTUh-SEER-17.0 | dxAC-Com-Pkg-55to65kBTUh-SEER-14.0 | HVAC-airAC | HVAC-airAC | DEER2015 | D15 v1.0 |  | Commercial SEER-rated Packaged Air Conditioners, Size Range: 55 - 65 kBTU/h, SEER = 17 (EER = 13.3), EIR = 0.223, Fan W/CFM = 0.27, two-speed fan, with Econo (Pre-existing vintages include Economizer) | Commercial SEER-rated Packaged Air Conditioners, Size Range: 55 - 65 kBTU/h, SEER = 17 (EER = 13.3), EIR = 0.223, Fan W/CFM = 0.27, two-speed fan, with Econo | dxAC-Com-Pkg-55to65kBTUh-SEER-17.0 | DEER | Standard | HVAC | SpaceCool | dxAC_equip | pkgSEER | Standard |  | Com SEER-Rated Pkg AC, 18-65 kBTU/h; pre-2001: SEER = 9.7 (EER = 9.21), one-speed fan, w/Econo; post-2001: SEER = 13 (EER = 11.06), one-speed fan, w/Econo; 2014: SEER = 14 (EER = 11.75), two-speed fan, w/Econo |  |  |  |  | Commercial SEER-rated Packaged Air Conditioners, Size Range: 55 - 65 kBTU/h, SEER = 14 (EER = 11.7), EIR = 0.249, Fan W/CFM = 0.29, two-speed fan, with Econo | 0 | dxAC-Com-Pkg-55to65kBTUh-SEER-14.0 |  |  | None | 0 | 0 |  | None
NE-HVAC-airAC-Pkg-55to65kBtuh-18p0seer | SDG | None | No SourceDesc | 2015-01-01 | 2017-06-30 | Com | NE-HVAC-airAC-Pkg-55to65kBtuh-18p0seer | dxAC-Com-Pkg-55to65kBTUh-SEER-18.0 | dxAC-Com-Pkg-55to65kBTUh-SEER-14.0 | HVAC-airAC | HVAC-airAC | DEER2015 | D15 v1.0 |  | Commercial SEER-rated Packaged Air Conditioners, Size Range: 55 - 65 kBTU/h, SEER = 18 (EER = 14), EIR = 0.209, Fan W/CFM = 0.27, two-speed fan, with Econo (Pre-existing vintages do not include Economizer) | Commercial SEER-rated Packaged Air Conditioners, Size Range: 55 - 65 kBTU/h, SEER = 18 (EER = 14), EIR = 0.209, Fan W/CFM = 0.27, two-speed fan, with Econo | dxAC-Com-Pkg-55to65kBTUh-SEER-18.0 | DEER | Standard | HVAC | SpaceCool | dxAC_equip | pkgSEER | Standard |  | Com SEER-Rated Pkg AC, 18-65 kBTU/h; pre-2001: SEER = 9.7 (EER = 9.21), one-speed fan, no Econo; post-2001: SEER = 13 (EER = 11.06), one-speed fan, no Econo; 2014: SEER = 14 (EER = 11.75), two-speed fan, w/Econo |  |  |  |  | Commercial SEER-rated Packaged Air Conditioners, Size Range: 55 - 65 kBTU/h, SEER = 14 (EER = 11.7), EIR = 0.249, Fan W/CFM = 0.29, two-speed fan, with Econo | 0 | dxAC-Com-Pkg-55to65kBTUh-SEER-14.0 |  |  | None | 0 | 0 |  | None
NE-HVAC-airAC-Pkg-55to65kBtuh-18p0seer-wPreEcono | SDG | None | No SourceDesc | 2015-01-01 | 2017-06-30 | Com | NE-HVAC-airAC-Pkg-55to65kBtuh-18p0seer-wPreEcono | dxAC-Com-Pkg-55to65kBTUh-SEER-18.0 | dxAC-Com-Pkg-55to65kBTUh-SEER-14.0 | HVAC-airAC | HVAC-airAC | DEER2015 | D15 v1.0 |  | Commercial SEER-rated Packaged Air Conditioners, Size Range: 55 - 65 kBTU/h, SEER = 18 (EER = 14), EIR = 0.209, Fan W/CFM = 0.27, two-speed fan, with Econo (Pre-existing vintages include Economizer) | Commercial SEER-rated Packaged Air Conditioners, Size Range: 55 - 65 kBTU/h, SEER = 18 (EER = 14), EIR = 0.209, Fan W/CFM = 0.27, two-speed fan, with Econo | dxAC-Com-Pkg-55to65kBTUh-SEER-18.0 | DEER | Standard | HVAC | SpaceCool | dxAC_equip | pkgSEER | Standard |  | Com SEER-Rated Pkg AC, 18-65 kBTU/h; pre-2001: SEER = 9.7 (EER = 9.21), one-speed fan, w/Econo; post-2001: SEER = 13 (EER = 11.06), one-speed fan, w/Econo; 2014: SEER = 14 (EER = 11.75), two-speed fan, w/Econo |  |  |  |  | Commercial SEER-rated Packaged Air Conditioners, Size Range: 55 - 65 kBTU/h, SEER = 14 (EER = 11.7), EIR = 0.249, Fan W/CFM = 0.29, two-speed fan, with Econo | 0 | dxAC-Com-Pkg-55to65kBTUh-SEER-14.0 |  |  | None | 0 | 0 |  | None
NE-HVAC-airAC-Pkg-lt55kBtuh-15p0seer | SDG | None | No SourceDesc | 2015-01-01 | 2017-06-30 | Com | NE-HVAC-airAC-Pkg-lt55kBtuh-15p0seer | dxAC-Com-Pkg-lt55kBTUh-SEER-15.0 | dxAC-Com-Pkg-lt55kBTUh-SEER-14.0 | HVAC-airAC | HVAC-airAC | DEER2015 | D15 v1.0 |  | Commercial SEER-rated Packaged Air Conditioners, Size Range: 18 - 55 kBTU/h, SEER = 15 (EER = 12.9), EIR = 0.234, Fan W/CFM = 0.25, one-speed fan, without Econo | Commercial SEER-rated Packaged Air Conditioners, Size Range: 18 - 55 kBTU/h, SEER = 15 (EER = 12.9), EIR = 0.234, Fan W/CFM = 0.25, one-speed fan, without Econo | dxAC-Com-Pkg-lt55kBTUh-SEER-15.0 | DEER | Standard | HVAC | SpaceCool | dxAC_equip | pkgSEER | Standard |  | Com SEER-Rated Pkg AC, 18-65 kBTU/h; pre-2001: SEER = 9.7 (EER = 9.21), one-speed fan, no Econo; post-2001: SEER = 13 (EER = 11.06), one-speed fan, no Econo; 2014: SEER = 14 (EER = 12.04), one-speed fan, no Econo |  |  |  |  | Commercial SEER-rated Packaged Air Conditioners, Size Range: 18 - 55 kBTU/h, SEER = 14 (EER = 12), EIR = 0.246, Fan W/CFM = 0.29, one-speed fan, without Econo | 0 | dxAC-Com-Pkg-lt55kBTUh-SEER-14.0 |  |  | None | 0 | 0 |  | None
NE-HVAC-airAC-Pkg-lt55kBtuh-16p0seer | SDG | None | No SourceDesc | 2015-01-01 | 2017-06-30 | Com | NE-HVAC-airAC-Pkg-lt55kBtuh-16p0seer | dxAC-Com-Pkg-lt55kBTUh-SEER-16.0 | dxAC-Com-Pkg-lt55kBTUh-SEER-14.0 | HVAC-airAC | HVAC-airAC | DEER2015 | D15 v1.0 |  | Commercial SEER-rated Packaged Air Conditioners, Size Range: 18 - 55 kBTU/h, SEER = 16 (EER = 12.5), EIR = 0.238, Fan W/CFM = 0.27, two-speed fan, without Econo | Commercial SEER-rated Packaged Air Conditioners, Size Range: 18 - 55 kBTU/h, SEER = 16 (EER = 12.5), EIR = 0.238, Fan W/CFM = 0.27, two-speed fan, without Econo | dxAC-Com-Pkg-lt55kBTUh-SEER-16.0 | DEER | Standard | HVAC | SpaceCool | dxAC_equip | pkgSEER | Standard |  | Com SEER-Rated Pkg AC, 18-65 kBTU/h; pre-2001: SEER = 9.7 (EER = 9.21), one-speed fan, no Econo; post-2001: SEER = 13 (EER = 11.06), one-speed fan, no Econo; 2014: SEER = 14 (EER = 12.04), one-speed fan, no Econo |  |  |  |  | Commercial SEER-rated Packaged Air Conditioners, Size Range: 18 - 55 kBTU/h, SEER = 14 (EER = 12), EIR = 0.246, Fan W/CFM = 0.29, one-speed fan, without Econo | 0 | dxAC-Com-Pkg-lt55kBTUh-SEER-14.0 |  |  | None | 0 | 0 |  | None
NE-HVAC-airAC-Pkg-lt55kBtuh-17p0seer | SDG | None | No SourceDesc | 2015-01-01 | 2017-06-30 | Com | NE-HVAC-airAC-Pkg-lt55kBtuh-17p0seer | dxAC-Com-Pkg-lt55kBTUh-SEER-17.0 | dxAC-Com-Pkg-lt55kBTUh-SEER-14.0 | HVAC-airAC | HVAC-airAC | DEER2015 | D15 v1.0 |  | Commercial SEER-rated Packaged Air Conditioners, Size Range: 18 - 55 kBTU/h, SEER = 17 (EER = 13.3), EIR = 0.223, Fan W/CFM = 0.27, two-speed fan, without Econo | Commercial SEER-rated Packaged Air Conditioners, Size Range: 18 - 55 kBTU/h, SEER = 17 (EER = 13.3), EIR = 0.223, Fan W/CFM = 0.27, two-speed fan, without Econo | dxAC-Com-Pkg-lt55kBTUh-SEER-17.0 | DEER | Standard | HVAC | SpaceCool | dxAC_equip | pkgSEER | Standard |  | Com SEER-Rated Pkg AC, 18-65 kBTU/h; pre-2001: SEER = 9.7 (EER = 9.21), one-speed fan, no Econo; post-2001: SEER = 13 (EER = 11.06), one-speed fan, no Econo; 2014: SEER = 14 (EER = 12.04), one-speed fan, no Econo |  |  |  |  | Commercial SEER-rated Packaged Air Conditioners, Size Range: 18 - 55 kBTU/h, SEER = 14 (EER = 12), EIR = 0.246, Fan W/CFM = 0.29, one-speed fan, without Econo | 0 | dxAC-Com-Pkg-lt55kBTUh-SEER-14.0 |  |  | None | 0 | 0 |  | None
NE-HVAC-airAC-Pkg-lt55kBtuh-18p0seer | SDG | None | No SourceDesc | 2015-01-01 | 2017-06-30 | Com | NE-HVAC-airAC-Pkg-lt55kBtuh-18p0seer | dxAC-Com-Pkg-lt55kBTUh-SEER-18.0 | dxAC-Com-Pkg-lt55kBTUh-SEER-14.0 | HVAC-airAC | HVAC-airAC | DEER2015 | D15 v1.0 |  | Commercial SEER-rated Packaged Air Conditioners, Size Range: 18 - 55 kBTU/h, SEER = 18 (EER = 14), EIR = 0.209, Fan W/CFM = 0.27, two-speed fan, without Econo | Commercial SEER-rated Packaged Air Conditioners, Size Range: 18 - 55 kBTU/h, SEER = 18 (EER = 14), EIR = 0.209, Fan W/CFM = 0.27, two-speed fan, without Econo | dxAC-Com-Pkg-lt55kBTUh-SEER-18.0 | DEER | Standard | HVAC | SpaceCool | dxAC_equip | pkgSEER | Standard |  | Com SEER-Rated Pkg AC, 18-65 kBTU/h; pre-2001: SEER = 9.7 (EER = 9.21), one-speed fan, no Econo; post-2001: SEER = 13 (EER = 11.06), one-speed fan, no Econo; 2014: SEER = 14 (EER = 12.04), one-speed fan, no Econo |  |  |  |  | Commercial SEER-rated Packaged Air Conditioners, Size Range: 18 - 55 kBTU/h, SEER = 14 (EER = 12), EIR = 0.246, Fan W/CFM = 0.29, one-speed fan, without Econo | 0 | dxAC-Com-Pkg-lt55kBTUh-SEER-14.0 |  |  | None | 0 | 0 |  | None
NE-HVAC-airAC-Split-45to55kBtuh-15p0seer | SDG | None | No SourceDesc | 2015-01-01 | 2017-06-30 | Com | NE-HVAC-airAC-Split-45to55kBtuh-15p0seer | dxAC-Com-Split-45to55kBTUh-SEER-15.0 | dxAC-Com-Split-45to55kBTUh-SEER-14.0 | HVAC-airAC | HVAC-airAC | DEER2015 | D15 v1.0 |  | Commercial SEER-rated split Air Conditioners, Size Range: 45 - 55 kBTU/h, SEER = 15 (EER = 12.8), EIR = 0.232, Fan W/CFM = 0.25, one-speed fan, without Econo | Commercial SEER-rated split Air Conditioners, Size Range: 45 - 55 kBTU/h, SEER = 15 (EER = 12.8), EIR = 0.232, Fan W/CFM = 0.25, one-speed fan, without Econo | dxAC-Com-Split-45to55kBTUh-SEER-15.0 | DEER | Standard | HVAC | SpaceCool | dxAC_equip | spltSEER | Standard |  | Commercial SEER-rated split Air Conditioners, 18-65 kBTU/h; pre-2001: SEER = 10 (EER = 8.52), one-speed fan, no Econo; post-2001: SEER = 13 (EER = 11.08), one-speed fan, no Econo; 2014: SEER = 14 (EER = 11.82), one-speed fan, no Econo |  |  |  |  | Commercial SEER-rated split Air Conditioners, Size Range: 45 - 55 kBTU/h, SEER = 14 (EER = 11.8), EIR = 0.247, Fan W/CFM = 0.29, one-speed fan, without Econo | 0 | dxAC-Com-Split-45to55kBTUh-SEER-14.0 |  |  | None | 0 | 0 |  | None
NE-HVAC-airAC-Split-45to55kBtuh-16p0seer | SDG | None | No SourceDesc | 2015-01-01 | 2017-06-30 | Com | NE-HVAC-airAC-Split-45to55kBtuh-16p0seer | dxAC-Com-Split-45to55kBTUh-SEER-16.0 | dxAC-Com-Split-45to55kBTUh-SEER-14.0 | HVAC-airAC | HVAC-airAC | DEER2015 | D15 v1.0 |  | Commercial SEER-rated split Air Conditioners, Size Range: 45 - 55 kBTU/h, SEER = 16 (EER = 12.5), EIR = 0.238, Fan W/CFM = 0.27, two-speed fan, without Econo | Commercial SEER-rated split Air Conditioners, Size Range: 45 - 55 kBTU/h, SEER = 16 (EER = 12.5), EIR = 0.238, Fan W/CFM = 0.27, two-speed fan, without Econo | dxAC-Com-Split-45to55kBTUh-SEER-16.0 | DEER | Standard | HVAC | SpaceCool | dxAC_equip | spltSEER | Standard |  | Commercial SEER-rated split Air Conditioners, 18-65 kBTU/h; pre-2001: SEER = 10 (EER = 8.52), one-speed fan, no Econo; post-2001: SEER = 13 (EER = 11.08), one-speed fan, no Econo; 2014: SEER = 14 (EER = 11.82), one-speed fan, no Econo |  |  |  |  | Commercial SEER-rated split Air Conditioners, Size Range: 45 - 55 kBTU/h, SEER = 14 (EER = 11.8), EIR = 0.247, Fan W/CFM = 0.29, one-speed fan, without Econo | 0 | dxAC-Com-Split-45to55kBTUh-SEER-14.0 |  |  | None | 0 | 0 |  | None
NE-HVAC-airAC-Split-45to55kBtuh-17p0seer | SDG | None | No SourceDesc | 2015-01-01 | 2017-06-30 | Com | NE-HVAC-airAC-Split-45to55kBtuh-17p0seer | dxAC-Com-Split-45to55kBTUh-SEER-17.0 | dxAC-Com-Split-45to55kBTUh-SEER-14.0 | HVAC-airAC | HVAC-airAC | DEER2015 | D15 v1.0 |  | Commercial SEER-rated split Air Conditioners, Size Range: 45 - 55 kBTU/h, SEER = 17 (EER = 13.3), EIR = 0.223, Fan W/CFM = 0.27, two-speed fan, without Econo | Commercial SEER-rated split Air Conditioners, Size Range: 45 - 55 kBTU/h, SEER = 17 (EER = 13.3), EIR = 0.223, Fan W/CFM = 0.27, two-speed fan, without Econo | dxAC-Com-Split-45to55kBTUh-SEER-17.0 | DEER | Standard | HVAC | SpaceCool | dxAC_equip | spltSEER | Standard |  | Commercial SEER-rated split Air Conditioners, 18-65 kBTU/h; pre-2001: SEER = 10 (EER = 8.52), one-speed fan, no Econo; post-2001: SEER = 13 (EER = 11.08), one-speed fan, no Econo; 2014: SEER = 14 (EER = 11.82), one-speed fan, no Econo |  |  |  |  | Commercial SEER-rated split Air Conditioners, Size Range: 45 - 55 kBTU/h, SEER = 14 (EER = 11.8), EIR = 0.247, Fan W/CFM = 0.29, one-speed fan, without Econo | 0 | dxAC-Com-Split-45to55kBTUh-SEER-14.0 |  |  | None | 0 | 0 |  | None
NE-HVAC-airAC-Split-45to55kBtuh-18p0seer | SDG | None | No SourceDesc | 2015-01-01 | 2017-06-30 | Com | NE-HVAC-airAC-Split-45to55kBtuh-18p0seer | dxAC-Com-Split-45to55kBTUh-SEER-18.0 | dxAC-Com-Split-45to55kBTUh-SEER-14.0 | HVAC-airAC | HVAC-airAC | DEER2015 | D15 v1.0 |  | Commercial SEER-rated split Air Conditioners, Size Range: 45 - 55 kBTU/h, SEER = 18 (EER = 14), EIR = 0.209, Fan W/CFM = 0.27, two-speed fan, without Econo | Commercial SEER-rated split Air Conditioners, Size Range: 45 - 55 kBTU/h, SEER = 18 (EER = 14), EIR = 0.209, Fan W/CFM = 0.27, two-speed fan, without Econo | dxAC-Com-Split-45to55kBTUh-SEER-18.0 | DEER | Standard | HVAC | SpaceCool | dxAC_equip | spltSEER | Standard |  | Commercial SEER-rated split Air Conditioners, 18-65 kBTU/h; pre-2001: SEER = 10 (EER = 8.52), one-speed fan, no Econo; post-2001: SEER = 13 (EER = 11.08), one-speed fan, no Econo; 2014: SEER = 14 (EER = 11.82), one-speed fan, no Econo |  |  |  |  | Commercial SEER-rated split Air Conditioners, Size Range: 45 - 55 kBTU/h, SEER = 14 (EER = 11.8), EIR = 0.247, Fan W/CFM = 0.29, one-speed fan, without Econo | 0 | dxAC-Com-Split-45to55kBTUh-SEER-14.0 |  |  | None | 0 | 0 |  | None
NE-HVAC-airAC-Split-55to65kBtuh-15p0seer | SDG | None | No SourceDesc | 2015-01-01 | 2017-06-30 | Com | NE-HVAC-airAC-Split-55to65kBtuh-15p0seer | dxAC-Com-Split-55to65kBTUh-SEER-15.0 | dxAC-Com-Split-55to65kBTUh-SEER-14.0 | HVAC-airAC | HVAC-airAC | DEER2015 | D15 v1.0 |  | Commercial SEER-rated split Air Conditioners, Size Range: 55 - 65 kBTU/h, SEER = 15 (EER = 12.6), EIR = 0.236, Fan W/CFM = 0.25, two-speed fan, with Econo (Pre-existing vintages do not include Economizer) | Commercial SEER-rated split Air Conditioners, Size Range: 55 - 65 kBTU/h, SEER = 15 (EER = 12.6), EIR = 0.236, Fan W/CFM = 0.25, two-speed fan, with Econo | dxAC-Com-Split-55to65kBTUh-SEER-15.0 | DEER | Standard | HVAC | SpaceCool | dxAC_equip | spltSEER | Standard |  | Commercial SEER-rated split Air Conditioners, 18-65 kBTU/h; pre-2001: SEER = 10 (EER = 8.52), one-speed fan, no Econo; post-2001: SEER = 13 (EER = 11.08), one-speed fan, no Econo; 2014: SEER = 14 (EER = 11.75), two-speed fan, w/Econo |  |  |  |  | Commercial SEER-rated split Air Conditioners, Size Range: 55 - 65 kBTU/h, SEER = 14 (EER = 11.7), EIR = 0.249, Fan W/CFM = 0.29, two-speed fan, with Econo | 0 | dxAC-Com-Split-55to65kBTUh-SEER-14.0 |  |  | None | 0 | 0 |  | None
NE-HVAC-airAC-Split-55to65kBtuh-15p0seer-wPreEcono | SDG | None | No SourceDesc | 2015-01-01 | 2017-06-30 | Com | NE-HVAC-airAC-Split-55to65kBtuh-15p0seer-wPreEcono | dxAC-Com-Split-55to65kBTUh-SEER-15.0 | dxAC-Com-Split-55to65kBTUh-SEER-14.0 | HVAC-airAC | HVAC-airAC | DEER2015 | D15 v1.0 |  | Commercial SEER-rated split Air Conditioners, Size Range: 55 - 65 kBTU/h, SEER = 15 (EER = 12.6), EIR = 0.236, Fan W/CFM = 0.25, two-speed fan, with Econo (Pre-existing vintages include Economizer) | Commercial SEER-rated split Air Conditioners, Size Range: 55 - 65 kBTU/h, SEER = 15 (EER = 12.6), EIR = 0.236, Fan W/CFM = 0.25, two-speed fan, with Econo | dxAC-Com-Split-55to65kBTUh-SEER-15.0 | DEER | Standard | HVAC | SpaceCool | dxAC_equip | spltSEER | Standard |  | Commercial SEER-rated split Air Conditioners, 18-65 kBTU/h; pre-2001: SEER = 10 (EER = 8.52), one-speed fan, w/Econo; post-2001: SEER = 13 (EER = 11.08), one-speed fan, w/Econo; 2014: SEER = 14 (EER = 11.75), two-speed fan, w/Econo |  |  |  |  | Commercial SEER-rated split Air Conditioners, Size Range: 55 - 65 kBTU/h, SEER = 14 (EER = 11.7), EIR = 0.249, Fan W/CFM = 0.29, two-speed fan, with Econo | 0 | dxAC-Com-Split-55to65kBTUh-SEER-14.0 |  |  | None | 0 | 0 |  | None
NE-HVAC-airAC-Split-55to65kBtuh-16p0seer | SDG | None | No SourceDesc | 2015-01-01 | 2017-06-30 | Com | NE-HVAC-airAC-Split-55to65kBtuh-16p0seer | dxAC-Com-Split-55to65kBTUh-SEER-16.0 | dxAC-Com-Split-55to65kBTUh-SEER-14.0 | HVAC-airAC | HVAC-airAC | DEER2015 | D15 v1.0 |  | Commercial SEER-rated split Air Conditioners, Size Range: 55 - 65 kBTU/h, SEER = 16 (EER = 12.5), EIR = 0.238, Fan W/CFM = 0.27, two-speed fan, with Econo (Pre-existing vintages do not include Economizer) | Commercial SEER-rated split Air Conditioners, Size Range: 55 - 65 kBTU/h, SEER = 16 (EER = 12.5), EIR = 0.238, Fan W/CFM = 0.27, two-speed fan, with Econo | dxAC-Com-Split-55to65kBTUh-SEER-16.0 | DEER | Standard | HVAC | SpaceCool | dxAC_equip | spltSEER | Standard |  | Commercial SEER-rated split Air Conditioners, 18-65 kBTU/h; pre-2001: SEER = 10 (EER = 8.52), one-speed fan, no Econo; post-2001: SEER = 13 (EER = 11.08), one-speed fan, no Econo; 2014: SEER = 14 (EER = 11.75), two-speed fan, w/Econo |  |  |  |  | Commercial SEER-rated split Air Conditioners, Size Range: 55 - 65 kBTU/h, SEER = 14 (EER = 11.7), EIR = 0.249, Fan W/CFM = 0.29, two-speed fan, with Econo | 0 | dxAC-Com-Split-55to65kBTUh-SEER-14.0 |  |  | None | 0 | 0 |  | None
NE-HVAC-airAC-Split-55to65kBtuh-17p0seer | SDG | None | No SourceDesc | 2015-01-01 | 2017-06-30 | Com | NE-HVAC-airAC-Split-55to65kBtuh-17p0seer | dxAC-Com-Split-55to65kBTUh-SEER-17.0 | dxAC-Com-Split-55to65kBTUh-SEER-14.0 | HVAC-airAC | HVAC-airAC | DEER2015 | D15 v1.0 |  | Commercial SEER-rated split Air Conditioners, Size Range: 55 - 65 kBTU/h, SEER = 17 (EER = 13.3), EIR = 0.223, Fan W/CFM = 0.27, two-speed fan, with Econo (Pre-existing vintages do not include Economizer) | Commercial SEER-rated split Air Conditioners, Size Range: 55 - 65 kBTU/h, SEER = 17 (EER = 13.3), EIR = 0.223, Fan W/CFM = 0.27, two-speed fan, with Econo | dxAC-Com-Split-55to65kBTUh-SEER-17.0 | DEER | Standard | HVAC | SpaceCool | dxAC_equip | spltSEER | Standard |  | Commercial SEER-rated split Air Conditioners, 18-65 kBTU/h; pre-2001: SEER = 10 (EER = 8.52), one-speed fan, no Econo; post-2001: SEER = 13 (EER = 11.08), one-speed fan, no Econo; 2014: SEER = 14 (EER = 11.75), two-speed fan, w/Econo |  |  |  |  | Commercial SEER-rated split Air Conditioners, Size Range: 55 - 65 kBTU/h, SEER = 14 (EER = 11.7), EIR = 0.249, Fan W/CFM = 0.29, two-speed fan, with Econo | 0 | dxAC-Com-Split-55to65kBTUh-SEER-14.0 |  |  | None | 0 | 0 |  | None
NE-HVAC-airAC-Split-55to65kBtuh-17p0seer-wPreEcono | SDG | None | No SourceDesc | 2015-01-01 | 2017-06-30 | Com | NE-HVAC-airAC-Split-55to65kBtuh-17p0seer-wPreEcono | dxAC-Com-Split-55to65kBTUh-SEER-17.0 | dxAC-Com-Split-55to65kBTUh-SEER-14.0 | HVAC-airAC | HVAC-airAC | DEER2015 | D15 v1.0 |  | Commercial SEER-rated split Air Conditioners, Size Range: 55 - 65 kBTU/h, SEER = 17 (EER = 13.3), EIR = 0.223, Fan W/CFM = 0.27, two-speed fan, with Econo (Pre-existing vintages include Economizer) | Commercial SEER-rated split Air Conditioners, Size Range: 55 - 65 kBTU/h, SEER = 17 (EER = 13.3), EIR = 0.223, Fan W/CFM = 0.27, two-speed fan, with Econo | dxAC-Com-Split-55to65kBTUh-SEER-17.0 | DEER | Standard | HVAC | SpaceCool | dxAC_equip | spltSEER | Standard |  | Commercial SEER-rated split Air Conditioners, 18-65 kBTU/h; pre-2001: SEER = 10 (EER = 8.52), one-speed fan, w/Econo; post-2001: SEER = 13 (EER = 11.08), one-speed fan, w/Econo; 2014: SEER = 14 (EER = 11.75), two-speed fan, w/Econo |  |  |  |  | Commercial SEER-rated split Air Conditioners, Size Range: 55 - 65 kBTU/h, SEER = 14 (EER = 11.7), EIR = 0.249, Fan W/CFM = 0.29, two-speed fan, with Econo | 0 | dxAC-Com-Split-55to65kBTUh-SEER-14.0 |  |  | None | 0 | 0 |  | None
NE-HVAC-airAC-Split-55to65kBtuh-18p0seer | SDG | None | No SourceDesc | 2015-01-01 | 2017-06-30 | Com | NE-HVAC-airAC-Split-55to65kBtuh-18p0seer | dxAC-Com-Split-55to65kBTUh-SEER-18.0 | dxAC-Com-Split-55to65kBTUh-SEER-14.0 | HVAC-airAC | HVAC-airAC | DEER2015 | D15 v1.0 |  | Commercial SEER-rated split Air Conditioners, Size Range: 55 - 65 kBTU/h, SEER = 18 (EER = 14), EIR = 0.209, Fan W/CFM = 0.27, two-speed fan, with Econo (Pre-existing vintages do not include Economizer) | Commercial SEER-rated split Air Conditioners, Size Range: 55 - 65 kBTU/h, SEER = 18 (EER = 14), EIR = 0.209, Fan W/CFM = 0.27, two-speed fan, with Econo | dxAC-Com-Split-55to65kBTUh-SEER-18.0 | DEER | Standard | HVAC | SpaceCool | dxAC_equip | spltSEER | Standard |  | Commercial SEER-rated split Air Conditioners, 18-65 kBTU/h; pre-2001: SEER = 10 (EER = 8.52), one-speed fan, no Econo; post-2001: SEER = 13 (EER = 11.08), one-speed fan, no Econo; 2014: SEER = 14 (EER = 11.75), two-speed fan, w/Econo |  |  |  |  | Commercial SEER-rated split Air Conditioners, Size Range: 55 - 65 kBTU/h, SEER = 14 (EER = 11.7), EIR = 0.249, Fan W/CFM = 0.29, two-speed fan, with Econo | 0 | dxAC-Com-Split-55to65kBTUh-SEER-14.0 |  |  | None | 0 | 0 |  | None
NE-HVAC-airAC-Split-55to65kBtuh-18p0seer-wPreEcono | SDG | None | No SourceDesc | 2015-01-01 | 2017-06-30 | Com | NE-HVAC-airAC-Split-55to65kBtuh-18p0seer-wPreEcono | dxAC-Com-Split-55to65kBTUh-SEER-18.0 | dxAC-Com-Split-55to65kBTUh-SEER-14.0 | HVAC-airAC | HVAC-airAC | DEER2015 | D15 v1.0 |  | Commercial SEER-rated split Air Conditioners, Size Range: 55 - 65 kBTU/h, SEER = 18 (EER = 14), EIR = 0.209, Fan W/CFM = 0.27, two-speed fan, with Econo (Pre-existing vintages include Economizer) | Commercial SEER-rated split Air Conditioners, Size Range: 55 - 65 kBTU/h, SEER = 18 (EER = 14), EIR = 0.209, Fan W/CFM = 0.27, two-speed fan, with Econo | dxAC-Com-Split-55to65kBTUh-SEER-18.0 | DEER | Standard | HVAC | SpaceCool | dxAC_equip | spltSEER | Standard |  | Commercial SEER-rated split Air Conditioners, 18-65 kBTU/h; pre-2001: SEER = 10 (EER = 8.52), one-speed fan, w/Econo; post-2001: SEER = 13 (EER = 11.08), one-speed fan, w/Econo; 2014: SEER = 14 (EER = 11.75), two-speed fan, w/Econo |  |  |  |  | Commercial SEER-rated split Air Conditioners, Size Range: 55 - 65 kBTU/h, SEER = 14 (EER = 11.7), EIR = 0.249, Fan W/CFM = 0.29, two-speed fan, with Econo | 0 | dxAC-Com-Split-55to65kBTUh-SEER-14.0 |  |  | None | 0 | 0 |  | None
NE-HVAC-airAC-Split-lt45kBtuh-15p0seer | SDG | None | No SourceDesc | 2015-01-01 | 2017-06-30 | Com | NE-HVAC-airAC-Split-lt45kBtuh-15p0seer | dxAC-Com-Split-lt45kBTUh-SEER-15.0 | dxAC-Com-Split-lt45kBTUh-SEER-14.0 | HVAC-airAC | HVAC-airAC | DEER2015 | D15 v1.0 |  | Commercial SEER-rated split Air Conditioners, Size Range: 18 - 45 kBTU/h, SEER = 15 (EER = 12.8), EIR = 0.232, Fan W/CFM = 0.25, one-speed fan, without Econo | Commercial SEER-rated split Air Conditioners, Size Range: 18 - 45 kBTU/h, SEER = 15 (EER = 12.8), EIR = 0.232, Fan W/CFM = 0.25, one-speed fan, without Econo | dxAC-Com-Split-lt45kBTUh-SEER-15.0 | DEER | Standard | HVAC | SpaceCool | dxAC_equip | spltSEER | Standard |  | Commercial SEER-rated split Air Conditioners, 18-65 kBTU/h; pre-2001: SEER = 10 (EER = 8.52), one-speed fan, no Econo; post-2001: SEER = 13 (EER = 11.08), one-speed fan, no Econo; 2014: SEER = 14 (EER = 12.17), one-speed fan, no Econo |  |  |  |  | Commercial SEER-rated split Air Conditioners, Size Range: 18 - 45 kBTU/h, SEER = 14 (EER = 12.2), EIR = 0.239, Fan W/CFM = 0.29, one-speed fan, without Econo | 0 | dxAC-Com-Split-lt45kBTUh-SEER-14.0 |  |  | None | 0 | 0 |  | None
NE-HVAC-airAC-Split-lt45kBtuh-16p0seer | SDG | None | No SourceDesc | 2015-01-01 | 2017-06-30 | Com | NE-HVAC-airAC-Split-lt45kBtuh-16p0seer | dxAC-Com-Split-lt45kBTUh-SEER-16.0 | dxAC-Com-Split-lt45kBTUh-SEER-14.0 | HVAC-airAC | HVAC-airAC | DEER2015 | D15 v1.0 |  | Commercial SEER-rated split Air Conditioners, Size Range: 18 - 45 kBTU/h, SEER = 16 (EER = 12.5), EIR = 0.238, Fan W/CFM = 0.27, two-speed fan, without Econo | Commercial SEER-rated split Air Conditioners, Size Range: 18 - 45 kBTU/h, SEER = 16 (EER = 12.5), EIR = 0.238, Fan W/CFM = 0.27, two-speed fan, without Econo | dxAC-Com-Split-lt45kBTUh-SEER-16.0 | DEER | Standard | HVAC | SpaceCool | dxAC_equip | spltSEER | Standard |  | Commercial SEER-rated split Air Conditioners, 18-65 kBTU/h; pre-2001: SEER = 10 (EER = 8.52), one-speed fan, no Econo; post-2001: SEER = 13 (EER = 11.08), one-speed fan, no Econo; 2014: SEER = 14 (EER = 12.17), one-speed fan, no Econo |  |  |  |  | Commercial SEER-rated split Air Conditioners, Size Range: 18 - 45 kBTU/h, SEER = 14 (EER = 12.2), EIR = 0.239, Fan W/CFM = 0.29, one-speed fan, without Econo | 0 | dxAC-Com-Split-lt45kBTUh-SEER-14.0 |  |  | None | 0 | 0 |  | None
NE-HVAC-airAC-Split-lt45kBtuh-17p0seer | SDG | None | No SourceDesc | 2015-01-01 | 2017-06-30 | Com | NE-HVAC-airAC-Split-lt45kBtuh-17p0seer | dxAC-Com-Split-lt45kBTUh-SEER-17.0 | dxAC-Com-Split-lt45kBTUh-SEER-14.0 | HVAC-airAC | HVAC-airAC | DEER2015 | D15 v1.0 |  | Commercial SEER-rated split Air Conditioners, Size Range: 18 - 45 kBTU/h, SEER = 17 (EER = 13.3), EIR = 0.223, Fan W/CFM = 0.27, two-speed fan, without Econo | Commercial SEER-rated split Air Conditioners, Size Range: 18 - 45 kBTU/h, SEER = 17 (EER = 13.3), EIR = 0.223, Fan W/CFM = 0.27, two-speed fan, without Econo | dxAC-Com-Split-lt45kBTUh-SEER-17.0 | DEER | Standard | HVAC | SpaceCool | dxAC_equip | spltSEER | Standard |  | Commercial SEER-rated split Air Conditioners, 18-65 kBTU/h; pre-2001: SEER = 10 (EER = 8.52), one-speed fan, no Econo; post-2001: SEER = 13 (EER = 11.08), one-speed fan, no Econo; 2014: SEER = 14 (EER = 12.17), one-speed fan, no Econo |  |  |  |  | Commercial SEER-rated split Air Conditioners, Size Range: 18 - 45 kBTU/h, SEER = 14 (EER = 12.2), EIR = 0.239, Fan W/CFM = 0.29, one-speed fan, without Econo | 0 | dxAC-Com-Split-lt45kBTUh-SEER-14.0 |  |  | None | 0 | 0 |  | None
NE-HVAC-airAC-Split-lt45kBtuh-18p0seer | SDG | None | No SourceDesc | 2015-01-01 | 2017-06-30 | Com | NE-HVAC-airAC-Split-lt45kBtuh-18p0seer | dxAC-Com-Split-lt45kBTUh-SEER-18.0 | dxAC-Com-Split-lt45kBTUh-SEER-14.0 | HVAC-airAC | HVAC-airAC | DEER2015 | D15 v1.0 |  | Commercial SEER-rated split Air Conditioners, Size Range: 18 - 45 kBTU/h, SEER = 18 (EER = 14), EIR = 0.209, Fan W/CFM = 0.27, two-speed fan, without Econo | Commercial SEER-rated split Air Conditioners, Size Range: 18 - 45 kBTU/h, SEER = 18 (EER = 14), EIR = 0.209, Fan W/CFM = 0.27, two-speed fan, without Econo | dxAC-Com-Split-lt45kBTUh-SEER-18.0 | DEER | Standard | HVAC | SpaceCool | dxAC_equip | spltSEER | Standard |  | Commercial SEER-rated split Air Conditioners, 18-65 kBTU/h; pre-2001: SEER = 10 (EER = 8.52), one-speed fan, no Econo; post-2001: SEER = 13 (EER = 11.08), one-speed fan, no Econo; 2014: SEER = 14 (EER = 12.17), one-speed fan, no Econo |  |  |  |  | Commercial SEER-rated split Air Conditioners, Size Range: 18 - 45 kBTU/h, SEER = 14 (EER = 12.2), EIR = 0.239, Fan W/CFM = 0.29, one-speed fan, without Econo | 0 | dxAC-Com-Split-lt45kBTUh-SEER-14.0 |  |  | None | 0 | 0 |  | None
NE-HVAC-airAC-SpltPkg-240to759kBtuh-10p8eer | SDG | DEER | No SourceDesc | 2014-07-01 | 2014-12-31 | Com | NE-HVAC-airAC-SpltPkg-240to759kBtuh-10p8eer | dxAC-Com-Pkg-240to760kBTUh-EER10.8-2Spd | dxAC-Com-Pkg-240to760kBTUh-EER9.8-2Spd | HVAC-airAC | HVAC-airAC | DEER2014 | D13 v1.0 |  | Pkg AC EER = 10.8 (240-759 kBTUh); w/Econo; 2-spd Fan | Pkg AC EER = 10.8 (240-759 kBtuh); w/Econo; 2-spd Fan |  | DEER | Standard | HVAC | SpaceCool | dxAC_equip | pkgEER | Standard |  | Pkg AC EER (240-759 kBtuh), Clg EIR, Supply Fan W/cfm, and Cond Fan W/Btuh based on vintage |  |  |  |  | Pkg AC EER = 9.8 (240-759 kBtuh); w/Econo; 2-spd Fan | 0 |  |  |  | None | 0 | 0 |  | None
NE-HVAC-airAC-SpltPkg-240to759kBtuh-10p8eer | SDG | DEER | No SourceDesc | 2014-07-01 | 2014-12-31 | Com | NE-HVAC-airAC-SpltPkg-240to759kBtuh-10p8eer | dxAC-Com-Pkg-240to760kBTUh-EER10.8-2Spd | dxAC-Com-Pkg-240to760kBTUh-EER9.8-2Spd | HVAC-airAC | HVAC-airAC | DEER2014 | D13 v1.0 |  | Pkg AC EER = 10.8 (240-759 kBTUh); w/Econo; 2-spd Fan | Pkg AC EER = 10.8 (240-759 kBtuh); w/Econo; 2-spd Fan |  | DEER | Standard | HVAC | SpaceCool | dxAC_equip | pkgEER | Standard |  | Pkg AC EER (240-759 kBtuh), Clg EIR, Supply Fan W/cfm, and Cond Fan W/Btuh based on vintage |  |  |  |  | Pkg AC EER = 9.8 (240-759 kBtuh); w/Econo; 2-spd Fan | 0 |  |  |  | None | 0 | 0 |  | None
NE-HVAC-airAC-SpltPkg-240to759kBtuh-10p8eer | SDG | None | No SourceDesc | 2015-01-01 | 2017-06-30 | Com | NE-HVAC-airAC-SpltPkg-240to759kBtuh-10p8eer | dxAC-Com-Pkg-240to760kBTUh-EER10.8-2Spd | dxAC-Com-Pkg-240to760kBTUh-EER9.8-2Spd | HVAC-airAC | HVAC-airAC | DEER2015 | D15 v1.0 |  | EER-rated packaged Air Conditioner, Size Range: 240 - 760 kBTU/h, EER = 10.8 (1 spd IEER = 11.6, 2 spd IEER = 12.8), EIR = 0.255, Fan W/CFM = 0.61, two-speed fan, with Econo | EER-rated packaged Air Conditioner, Size Range: 240 - 760 kBTU/h, EER = 10.8 (1 spd IEER = 11.6, 2 spd IEER = 12.8), EIR = 0.255, Fan W/CFM = 0.61, two-speed fan, with Econo | dxAC-Com-Pkg-240to760kBTUh-EER10.8-2Spd | DEER | Standard | HVAC | SpaceCool | dxAC_equip | pkgEER | Standard |  | EER-Rated Pkg AC, 240-760 kBTU/h; Pre-2005: EER = 9.3 (1 spd IEER = 9.8, 2 spd IEER = 11.1), one-speed fan, w/Econo; 2006 - 2009: EER = 9.3 (1 spd IEER = 9.8, 2 spd IEER = 11.1), one-speed fan, w/Econo; 2010 - 2013: EER = 9.8 (1 spd IEER = 10.4, 2 spd |  |  |  |  | EER-rated packaged Air Conditioner, Size Range: 240 - 760 kBTU/h, EER = 9.8 (1 spd IEER = 10.4, 2 spd IEER = 11.7), EIR = 0.286, Fan W/CFM = 0.61, two-speed fan, with Econo | 0 | dxAC-Com-Pkg-240to760kBTUh-EER9.8-2Spd |  |  | None | 0 | 0 |  | None
NE-HVAC-airAC-SpltPkg-240to759kBtuh-12p5eer | SDG | None | No SourceDesc | 2015-01-01 | 2017-06-30 | Com | NE-HVAC-airAC-SpltPkg-240to759kBtuh-12p5eer | dxAC-Com-Pkg-240to760kBTUh-EER12.5-2Spd | dxAC-Com-Pkg-240to760kBTUh-EER9.8-2Spd | HVAC-airAC | HVAC-airAC | DEER2015 | D15 v1.0 |  | EER-rated packaged Air Conditioner, Size Range: 240 - 760 kBTU/h, EER = 12.5 (1 spd IEER = 13.6, 2 spd IEER = 14.8), EIR = 0.213, Fan W/CFM = 0.61, two-speed fan, with Econo | EER-rated packaged Air Conditioner, Size Range: 240 - 760 kBTU/h, EER = 12.5 (1 spd IEER = 13.6, 2 spd IEER = 14.8), EIR = 0.213, Fan W/CFM = 0.61, two-speed fan, with Econo | dxAC-Com-Pkg-240to760kBTUh-EER12.5-2Spd | DEER | Standard | HVAC | SpaceCool | dxAC_equip | pkgEER | Standard |  | EER-Rated Pkg AC, 240-760 kBTU/h; Pre-2005: EER = 9.3 (1 spd IEER = 9.8, 2 spd IEER = 11.1), one-speed fan, w/Econo; 2006 - 2009: EER = 9.3 (1 spd IEER = 9.8, 2 spd IEER = 11.1), one-speed fan, w/Econo; 2010 - 2013: EER = 9.8 (1 spd IEER = 10.4, 2 spd |  |  |  |  | EER-rated packaged Air Conditioner, Size Range: 240 - 760 kBTU/h, EER = 9.8 (1 spd IEER = 10.4, 2 spd IEER = 11.7), EIR = 0.286, Fan W/CFM = 0.61, two-speed fan, with Econo | 0 | dxAC-Com-Pkg-240to760kBTUh-EER9.8-2Spd |  |  | None | 0 | 0 |  | None
NE-HVAC-airAC-SpltPkg-gte760kBtuh-10p2eer | SDG | None | No SourceDesc | 2015-01-01 | 2017-06-30 | Com | NE-HVAC-airAC-SpltPkg-gte760kBtuh-10p2eer | dxAC-Com-Pkg-gte760kBTUh-EER10.2-2Spd | dxAC-Com-Pkg-gte760kBTUh-EER9.5-2Spd | HVAC-airAC | HVAC-airAC | DEER2015 | D15 v1.0 |  | EER-rated packaged Air Conditioner, Size Range: 760 - kBTU/h, EER = 10.2 (1 spd IEER = 10.9, 2 spd IEER = 12.1), EIR = 0.273, Fan W/CFM = 0.61, two-speed fan, with Econo | EER-rated packaged Air Conditioner, Size Range: 760 - kBTU/h, EER = 10.2 (1 spd IEER = 10.9, 2 spd IEER = 12.1), EIR = 0.273, Fan W/CFM = 0.61, two-speed fan, with Econo | dxAC-Com-Pkg-gte760kBTUh-EER10.2-2Spd | DEER | Standard | HVAC | SpaceCool | dxAC_equip | pkgEER | Standard |  | EER-Rated Pkg AC, 760+ kBTU/h; Pre-2005: EER = 9 (1 spd IEER = 9.4, 2 spd IEER = 10.7), one-speed fan, w/Econo; 2006 - 2009: EER = 9 (1 spd IEER = 9.4, 2 spd IEER = 10.7), one-speed fan, w/Econo; 2010 - 2013: EER = 9.5 (1 spd IEER = 10, 2 spd IEER = 1 |  |  |  |  | EER-rated packaged Air Conditioner, Size Range: 760 - kBTU/h, EER = 9.5 (1 spd IEER = 10, 2 spd IEER = 11.3), EIR = 0.297, Fan W/CFM = 0.61, two-speed fan, with Econo | 0 | dxAC-Com-Pkg-gte760kBTUh-EER9.5-2Spd |  |  | None | 0 | 0 |  | None
NE-HVAC-airHP-Pkg-55to65kBtuh-15p0seer-8p2hspf | SDG | None | No SourceDesc | 2015-01-01 | 2016-12-31 | Com | NE-HVAC-airHP-Pkg-55to65kBtuh-15p0seer-8p2hspf | dxHP-Com-Pkg-55to65kBTUh-SEER-15.0 | dxHP-Com-Pkg-55to65kBTUh-SEER-14.0 | HVAC-airHP | HVAC-airHP | DEER2015 | D15 v1.0 |  | Commercial SEER-rated Packaged Heat Pumps, Size Range: 55 - 65 kBTU/h, SEER = 15 (HSPF = 8.2), EIR = 0.256, Fan W/CFM = 0.25, two-speed fan, with Econo | Commercial SEER-rated Packaged Heat Pumps, Size Range: 55 - 65 kBTU/h, SEER = 15 (HSPF = 8.2), EIR = 0.256, Fan W/CFM = 0.25, two-speed fan, with Econo | dxHP-Com-Pkg-55to65kBTUh-SEER-15.0 | DEER | Standard | HVAC | HeatCool | dxHP_equip | pkgSEER | Standard |  | Com SEER-Rated Pkg HP, 18-65 kBTU/h; pre-2001: SEER = 10 (HSPF = 7.1), one-speed fan, no Econo; post-2001: SEER = 13 (HSPF = 8.2), one-speed fan, no Econo; 2014: SEER = 14 (HSPF = 8), two-speed fan, w/Econo |  |  |  |  | Commercial SEER-rated Packaged Heat Pumps, Size Range: 55 - 65 kBTU/h, SEER = 14 (HSPF = 8.0), EIR = 0.27, Fan W/CFM = 0.29, two-speed fan, with Econo | 0 | dxHP-Com-Pkg-55to65kBTUh-SEER-14.0 |  |  | None | 0 | 0 |  | None
NE-HVAC-airHP-Pkg-55to65kBtuh-15p0seer-8p2hspf-wPreEcono | SDG | None | No SourceDesc | 2015-01-01 | 2016-12-31 | Com | NE-HVAC-airHP-Pkg-55to65kBtuh-15p0seer-8p2hspf-wPreEcono | dxHP-Com-Pkg-55to65kBTUh-SEER-15.0 | dxHP-Com-Pkg-55to65kBTUh-SEER-14.0 | HVAC-airHP | HVAC-airHP | DEER2015 | D15 v1.0 |  | Commercial SEER-rated Packaged Heat Pumps, Size Range: 55 - 65 kBTU/h, SEER = 15 (HSPF = 8.2), EIR = 0.256, Fan W/CFM = 0.25, two-speed fan, with Econo | Commercial SEER-rated Packaged Heat Pumps, Size Range: 55 - 65 kBTU/h, SEER = 15 (HSPF = 8.2), EIR = 0.256, Fan W/CFM = 0.25, two-speed fan, with Econo | dxHP-Com-Pkg-55to65kBTUh-SEER-15.0 | DEER | Standard | HVAC | HeatCool | dxHP_equip | pkgSEER | Standard |  | Com SEER-Rated Pkg HP, 18-65 kBTU/h; pre-2001: SEER = 10 (HSPF = 7.1), one-speed fan, w/Econo; post-2001: SEER = 13 (HSPF = 8.2), one-speed fan, w/Econo; 2014: SEER = 14 (HSPF = 8), two-speed fan, w/Econo |  |  |  |  | Commercial SEER-rated Packaged Heat Pumps, Size Range: 55 - 65 kBTU/h, SEER = 14 (HSPF = 8.0), EIR = 0.27, Fan W/CFM = 0.29, two-speed fan, with Econo | 0 | dxHP-Com-Pkg-55to65kBTUh-SEER-14.0 |  |  | None | 0 | 0 |  | None
NE-HVAC-airHP-Pkg-55to65kBtuh-16p0seer-8p5hspf | SDG | None | No SourceDesc | 2015-01-01 | 2016-12-31 | Com | NE-HVAC-airHP-Pkg-55to65kBtuh-16p0seer-8p5hspf | dxHP-Com-Pkg-55to65kBTUh-SEER-16.0 | dxHP-Com-Pkg-55to65kBTUh-SEER-14.0 | HVAC-airHP | HVAC-airHP | DEER2015 | D15 v1.0 |  | Commercial SEER-rated Packaged Heat Pumps, Size Range: 55 - 65 kBTU/h, SEER = 16 (HSPF = 8.5), EIR = 0.238, Fan W/CFM = 0.27, two-speed fan, with Econo | Commercial SEER-rated Packaged Heat Pumps, Size Range: 55 - 65 kBTU/h, SEER = 16 (HSPF = 8.5), EIR = 0.238, Fan W/CFM = 0.27, two-speed fan, with Econo | dxHP-Com-Pkg-55to65kBTUh-SEER-16.0 | DEER | Standard | HVAC | HeatCool | dxHP_equip | pkgSEER | Standard |  | Com SEER-Rated Pkg HP, 18-65 kBTU/h; pre-2001: SEER = 10 (HSPF = 7.1), one-speed fan, no Econo; post-2001: SEER = 13 (HSPF = 8.2), one-speed fan, no Econo; 2014: SEER = 14 (HSPF = 8), two-speed fan, w/Econo |  |  |  |  | Commercial SEER-rated Packaged Heat Pumps, Size Range: 55 - 65 kBTU/h, SEER = 14 (HSPF = 8.0), EIR = 0.27, Fan W/CFM = 0.29, two-speed fan, with Econo | 0 | dxHP-Com-Pkg-55to65kBTUh-SEER-14.0 |  |  | None | 0 | 0 |  | None
NE-HVAC-airHP-Pkg-55to65kBtuh-16p0seer-8p5hspf-wPreEcono | SDG | None | No SourceDesc | 2015-01-01 | 2016-12-31 | Com | NE-HVAC-airHP-Pkg-55to65kBtuh-16p0seer-8p5hspf-wPreEcono | dxHP-Com-Pkg-55to65kBTUh-SEER-16.0 | dxHP-Com-Pkg-55to65kBTUh-SEER-14.0 | HVAC-airHP | HVAC-airHP | DEER2015 | D15 v1.0 |  | Commercial SEER-rated Packaged Heat Pumps, Size Range: 55 - 65 kBTU/h, SEER = 16 (HSPF = 8.5), EIR = 0.238, Fan W/CFM = 0.27, two-speed fan, with Econo | Commercial SEER-rated Packaged Heat Pumps, Size Range: 55 - 65 kBTU/h, SEER = 16 (HSPF = 8.5), EIR = 0.238, Fan W/CFM = 0.27, two-speed fan, with Econo | dxHP-Com-Pkg-55to65kBTUh-SEER-16.0 | DEER | Standard | HVAC | HeatCool | dxHP_equip | pkgSEER | Standard |  | Com SEER-Rated Pkg HP, 18-65 kBTU/h; pre-2001: SEER = 10 (HSPF = 7.1), one-speed fan, w/Econo; post-2001: SEER = 13 (HSPF = 8.2), one-speed fan, w/Econo; 2014: SEER = 14 (HSPF = 8), two-speed fan, w/Econo |  |  |  |  | Commercial SEER-rated Packaged Heat Pumps, Size Range: 55 - 65 kBTU/h, SEER = 14 (HSPF = 8.0), EIR = 0.27, Fan W/CFM = 0.29, two-speed fan, with Econo | 0 | dxHP-Com-Pkg-55to65kBTUh-SEER-14.0 |  |  | None | 0 | 0 |  | None
NE-HVAC-airHP-Pkg-55to65kBtuh-17p0seer-9p0hspf | SDG | None | No SourceDesc | 2015-01-01 | 2016-12-31 | Com | NE-HVAC-airHP-Pkg-55to65kBtuh-17p0seer-9p0hspf | dxHP-Com-Pkg-55to65kBTUh-SEER-17.0 | dxHP-Com-Pkg-55to65kBTUh-SEER-14.0 | HVAC-airHP | HVAC-airHP | DEER2015 | D15 v1.0 |  | Commercial SEER-rated Packaged Heat Pumps, Size Range: 55 - 65 kBTU/h, SEER = 17 (HSPF = 9.0), EIR = 0.223, Fan W/CFM = 0.27, two-speed fan, with Econo | Commercial SEER-rated Packaged Heat Pumps, Size Range: 55 - 65 kBTU/h, SEER = 17 (HSPF = 9.0), EIR = 0.223, Fan W/CFM = 0.27, two-speed fan, with Econo | dxHP-Com-Pkg-55to65kBTUh-SEER-17.0 | DEER | Standard | HVAC | HeatCool | dxHP_equip | pkgSEER | Standard |  | Com SEER-Rated Pkg HP, 18-65 kBTU/h; pre-2001: SEER = 10 (HSPF = 7.1), one-speed fan, no Econo; post-2001: SEER = 13 (HSPF = 8.2), one-speed fan, no Econo; 2014: SEER = 14 (HSPF = 8), two-speed fan, w/Econo |  |  |  |  | Commercial SEER-rated Packaged Heat Pumps, Size Range: 55 - 65 kBTU/h, SEER = 14 (HSPF = 8.0), EIR = 0.27, Fan W/CFM = 0.29, two-speed fan, with Econo | 0 | dxHP-Com-Pkg-55to65kBTUh-SEER-14.0 |  |  | None | 0 | 0 |  | None
NE-HVAC-airHP-Pkg-55to65kBtuh-17p0seer-9p0hspf-wPreEcono | SDG | None | No SourceDesc | 2015-01-01 | 2016-12-31 | Com | NE-HVAC-airHP-Pkg-55to65kBtuh-17p0seer-9p0hspf-wPreEcono | dxHP-Com-Pkg-55to65kBTUh-SEER-17.0 | dxHP-Com-Pkg-55to65kBTUh-SEER-14.0 | HVAC-airHP | HVAC-airHP | DEER2015 | D15 v1.0 |  | Commercial SEER-rated Packaged Heat Pumps, Size Range: 55 - 65 kBTU/h, SEER = 17 (HSPF = 9.0), EIR = 0.223, Fan W/CFM = 0.27, two-speed fan, with Econo | Commercial SEER-rated Packaged Heat Pumps, Size Range: 55 - 65 kBTU/h, SEER = 17 (HSPF = 9.0), EIR = 0.223, Fan W/CFM = 0.27, two-speed fan, with Econo | dxHP-Com-Pkg-55to65kBTUh-SEER-17.0 | DEER | Standard | HVAC | HeatCool | dxHP_equip | pkgSEER | Standard |  | Com SEER-Rated Pkg HP, 18-65 kBTU/h; pre-2001: SEER = 10 (HSPF = 7.1), one-speed fan, w/Econo; post-2001: SEER = 13 (HSPF = 8.2), one-speed fan, w/Econo; 2014: SEER = 14 (HSPF = 8), two-speed fan, w/Econo |  |  |  |  | Commercial SEER-rated Packaged Heat Pumps, Size Range: 55 - 65 kBTU/h, SEER = 14 (HSPF = 8.0), EIR = 0.27, Fan W/CFM = 0.29, two-speed fan, with Econo | 0 | dxHP-Com-Pkg-55to65kBTUh-SEER-14.0 |  |  | None | 0 | 0 |  | None
NE-HVAC-airHP-Pkg-lt55kBtuh-15p0seer-8p2hspf | SDG | None | No SourceDesc | 2015-01-01 | 2016-12-31 | Com | NE-HVAC-airHP-Pkg-lt55kBtuh-15p0seer-8p2hspf | dxHP-Com-Pkg-lt55kBTUh-SEER-15.0 | dxHP-Com-Pkg-lt55kBTUh-SEER-14.0 | HVAC-airHP | HVAC-airHP | DEER2015 | D15 v1.0 |  | Commercial SEER-rated Packaged Heat Pumps, Size Range: 18 - 65 kBTU/h, SEER = 15 (HSPF = 8.2), EIR = 0.226, Fan W/CFM = 0.29, one-speed fan, without Econo | Commercial SEER-rated Packaged Heat Pumps, Size Range: 18 - 65 kBTU/h, SEER = 15 (HSPF = 8.2), EIR = 0.226, Fan W/CFM = 0.29, one-speed fan, without Econo | dxHP-Com-Pkg-lt55kBTUh-SEER-15.0 | DEER | Standard | HVAC | HeatCool | dxHP_equip | pkgSEER | Standard |  | Com SEER-Rated Pkg HP, 18-65 kBTU/h; pre-2001: SEER = 10 (HSPF = 7.1), one-speed fan, no Econo; post-2001: SEER = 13 (HSPF = 8.2), one-speed fan, no Econo; 2014: SEER = 14 (HSPF = 8), one-speed fan, no Econo |  |  |  |  | Commercial SEER-rated Packaged Heat Pumps, Size Range: 18 - 55 kBTU/h, SEER = 14 (HSPF = 8.0), EIR = 0.245, Fan W/CFM = 0.29, one-speed fan, without Econo | 0 | dxHP-Com-Pkg-lt55kBTUh-SEER-14.0 |  |  | None | 0 | 0 |  | None
NE-HVAC-airHP-Pkg-lt55kBtuh-16p0seer-8p5hspf | SDG | None | No SourceDesc | 2015-01-01 | 2016-12-31 | Com | NE-HVAC-airHP-Pkg-lt55kBtuh-16p0seer-8p5hspf | dxHP-Com-Pkg-lt55kBTUh-SEER-16.0 | dxHP-Com-Pkg-lt55kBTUh-SEER-14.0 | HVAC-airHP | HVAC-airHP | DEER2015 | D15 v1.0 |  | Commercial SEER-rated Packaged Heat Pumps, Size Range: 18 - 65 kBTU/h, SEER = 16 (HSPF = 8.5), EIR = 0.238, Fan W/CFM = 0.27, two-speed fan, without Econo | Commercial SEER-rated Packaged Heat Pumps, Size Range: 18 - 65 kBTU/h, SEER = 16 (HSPF = 8.5), EIR = 0.238, Fan W/CFM = 0.27, two-speed fan, without Econo | dxHP-Com-Pkg-lt55kBTUh-SEER-16.0 | DEER | Standard | HVAC | HeatCool | dxHP_equip | pkgSEER | Standard |  | Com SEER-Rated Pkg HP, 18-65 kBTU/h; pre-2001: SEER = 10 (HSPF = 7.1), one-speed fan, no Econo; post-2001: SEER = 13 (HSPF = 8.2), one-speed fan, no Econo; 2014: SEER = 14 (HSPF = 8), one-speed fan, no Econo |  |  |  |  | Commercial SEER-rated Packaged Heat Pumps, Size Range: 18 - 55 kBTU/h, SEER = 14 (HSPF = 8.0), EIR = 0.245, Fan W/CFM = 0.29, one-speed fan, without Econo | 0 | dxHP-Com-Pkg-lt55kBTUh-SEER-14.0 |  |  | None | 0 | 0 |  | None
NE-HVAC-airHP-Pkg-lt55kBtuh-17p0seer-9p0hspf | SDG | None | No SourceDesc | 2015-01-01 | 2016-12-31 | Com | NE-HVAC-airHP-Pkg-lt55kBtuh-17p0seer-9p0hspf | dxHP-Com-Pkg-lt55kBTUh-SEER-17.0 | dxHP-Com-Pkg-lt55kBTUh-SEER-14.0 | HVAC-airHP | HVAC-airHP | DEER2015 | D15 v1.0 |  | Commercial SEER-rated Packaged Heat Pumps, Size Range: 18 - 65 kBTU/h, SEER = 17 (HSPF = 9.0), EIR = 0.223, Fan W/CFM = 0.27, two-speed fan, without Econo | Commercial SEER-rated Packaged Heat Pumps, Size Range: 18 - 65 kBTU/h, SEER = 17 (HSPF = 9.0), EIR = 0.223, Fan W/CFM = 0.27, two-speed fan, without Econo | dxHP-Com-Pkg-lt55kBTUh-SEER-17.0 | DEER | Standard | HVAC | HeatCool | dxHP_equip | pkgSEER | Standard |  | Com SEER-Rated Pkg HP, 18-65 kBTU/h; pre-2001: SEER = 10 (HSPF = 7.1), one-speed fan, no Econo; post-2001: SEER = 13 (HSPF = 8.2), one-speed fan, no Econo; 2014: SEER = 14 (HSPF = 8), one-speed fan, no Econo |  |  |  |  | Commercial SEER-rated Packaged Heat Pumps, Size Range: 18 - 55 kBTU/h, SEER = 14 (HSPF = 8.0), EIR = 0.245, Fan W/CFM = 0.29, one-speed fan, without Econo | 0 | dxHP-Com-Pkg-lt55kBTUh-SEER-14.0 |  |  | None | 0 | 0 |  | None
NE-HVAC-airHP-Split-55to65kBtuh-15p0seer-8p7hspf | SDG | None | No SourceDesc | 2015-01-01 | 2016-12-31 | Com | NE-HVAC-airHP-Split-55to65kBtuh-15p0seer-8p7hspf | dxHP-Com-Split-55to65kBTUh-SEER-15.0 | dxHP-Com-Split-55to65kBTUh-SEER-14.0 | HVAC-airHP | HVAC-airHP | DEER2015 | D15 v1.0 |  | Commercial SEER-rated Split Heat Pumps, Size Range: 55 - 65 kBTU/h, SEER = 15 (HSPF = 8.7), EIR = 0.256, Fan W/CFM = 0.25, two-speed fan, with Econo | Commercial SEER-rated Split Heat Pumps, Size Range: 55 - 65 kBTU/h, SEER = 15 (HSPF = 8.7), EIR = 0.256, Fan W/CFM = 0.25, two-speed fan, with Econo | dxHP-Com-Split-55to65kBTUh-SEER-15.0 | DEER | Standard | HVAC | HeatCool | dxHP_equip | spltSEER | Standard |  | Com SEER-Rated Split HP, 18-65 kBTU/h; pre-2001: SEER = 10 (HSPF = 7.1), one-speed fan, no Econo; post-2001: SEER = 13 (HSPF = 8.2), one-speed fan, no Econo; 2014: SEER = 14 (HSPF = 8.2), two-speed fan, w/Econo |  |  |  |  | Commercial SEER-rated Split Heat Pumps, Size Range: 55 - 65 kBTU/h, SEER = 14 (HSPF = 8.2), EIR = 0.27, Fan W/CFM = 0.29, two-speed fan, with Econo | 0 | dxHP-Com-Split-55to65kBTUh-SEER-14.0 |  |  | None | 0 | 0 |  | None
NE-HVAC-airHP-Split-55to65kBtuh-15p0seer-8p7hspf-wPreEcono | SDG | None | No SourceDesc | 2015-01-01 | 2016-12-31 | Com | NE-HVAC-airHP-Split-55to65kBtuh-15p0seer-8p7hspf-wPreEcono | dxHP-Com-Split-55to65kBTUh-SEER-15.0 | dxHP-Com-Split-55to65kBTUh-SEER-14.0 | HVAC-airHP | HVAC-airHP | DEER2015 | D15 v1.0 |  | Commercial SEER-rated Split Heat Pumps, Size Range: 55 - 65 kBTU/h, SEER = 15 (HSPF = 8.7), EIR = 0.256, Fan W/CFM = 0.25, two-speed fan, with Econo | Commercial SEER-rated Split Heat Pumps, Size Range: 55 - 65 kBTU/h, SEER = 15 (HSPF = 8.7), EIR = 0.256, Fan W/CFM = 0.25, two-speed fan, with Econo | dxHP-Com-Split-55to65kBTUh-SEER-15.0 | DEER | Standard | HVAC | HeatCool | dxHP_equip | spltSEER | Standard |  | Com SEER-Rated Split HP, 18-65 kBTU/h; pre-2001: SEER = 10 (HSPF = 7.1), one-speed fan, w/Econo; post-2001: SEER = 13 (HSPF = 8.2), one-speed fan, w/Econo; 2014: SEER = 14 (HSPF = 8.2), two-speed fan, w/Econo |  |  |  |  | Commercial SEER-rated Split Heat Pumps, Size Range: 55 - 65 kBTU/h, SEER = 14 (HSPF = 8.2), EIR = 0.27, Fan W/CFM = 0.29, two-speed fan, with Econo | 0 | dxHP-Com-Split-55to65kBTUh-SEER-14.0 |  |  | None | 0 | 0 |  | None
NE-HVAC-airHP-Split-55to65kBtuh-16p0seer-9p0hspf | SDG | None | No SourceDesc | 2015-01-01 | 2016-12-31 | Com | NE-HVAC-airHP-Split-55to65kBtuh-16p0seer-9p0hspf | dxHP-Com-Split-55to65kBTUh-SEER-16.0 | dxHP-Com-Split-55to65kBTUh-SEER-14.0 | HVAC-airHP | HVAC-airHP | DEER2015 | D15 v1.0 |  | Commercial SEER-rated Split Heat Pumps, Size Range: 55 - 65 kBTU/h, SEER = 16 (HSPF = 9.0), EIR = 0.238, Fan W/CFM = 0.27, two-speed fan, with Econo | Commercial SEER-rated Split Heat Pumps, Size Range: 55 - 65 kBTU/h, SEER = 16 (HSPF = 9.0), EIR = 0.238, Fan W/CFM = 0.27, two-speed fan, with Econo | dxHP-Com-Split-55to65kBTUh-SEER-16.0 | DEER | Standard | HVAC | HeatCool | dxHP_equip | spltSEER | Standard |  | Com SEER-Rated Split HP, 18-65 kBTU/h; pre-2001: SEER = 10 (HSPF = 7.1), one-speed fan, no Econo; post-2001: SEER = 13 (HSPF = 8.2), one-speed fan, no Econo; 2014: SEER = 14 (HSPF = 8.2), two-speed fan, w/Econo |  |  |  |  | Commercial SEER-rated Split Heat Pumps, Size Range: 55 - 65 kBTU/h, SEER = 14 (HSPF = 8.2), EIR = 0.27, Fan W/CFM = 0.29, two-speed fan, with Econo | 0 | dxHP-Com-Split-55to65kBTUh-SEER-14.0 |  |  | None | 0 | 0 |  | None
NE-HVAC-airHP-Split-55to65kBtuh-16p0seer-9p0hspf-wPreEcono | SDG | None | No SourceDesc | 2015-01-01 | 2016-12-31 | Com | NE-HVAC-airHP-Split-55to65kBtuh-16p0seer-9p0hspf-wPreEcono | dxHP-Com-Split-55to65kBTUh-SEER-16.0 | dxHP-Com-Split-55to65kBTUh-SEER-14.0 | HVAC-airHP | HVAC-airHP | DEER2015 | D15 v1.0 |  | Commercial SEER-rated Split Heat Pumps, Size Range: 55 - 65 kBTU/h, SEER = 16 (HSPF = 9.0), EIR = 0.238, Fan W/CFM = 0.27, two-speed fan, with Econo | Commercial SEER-rated Split Heat Pumps, Size Range: 55 - 65 kBTU/h, SEER = 16 (HSPF = 9.0), EIR = 0.238, Fan W/CFM = 0.27, two-speed fan, with Econo | dxHP-Com-Split-55to65kBTUh-SEER-16.0 | DEER | Standard | HVAC | HeatCool | dxHP_equip | spltSEER | Standard |  | Com SEER-Rated Split HP, 18-65 kBTU/h; pre-2001: SEER = 10 (HSPF = 7.1), one-speed fan, w/Econo; post-2001: SEER = 13 (HSPF = 8.2), one-speed fan, w/Econo; 2014: SEER = 14 (HSPF = 8.2), two-speed fan, w/Econo |  |  |  |  | Commercial SEER-rated Split Heat Pumps, Size Range: 55 - 65 kBTU/h, SEER = 14 (HSPF = 8.2), EIR = 0.27, Fan W/CFM = 0.29, two-speed fan, with Econo | 0 | dxHP-Com-Split-55to65kBTUh-SEER-14.0 |  |  | None | 0 | 0 |  | None
NE-HVAC-airHP-Split-55to65kBtuh-17p0seer-9p4hspf | SDG | None | No SourceDesc | 2015-01-01 | 2016-12-31 | Com | NE-HVAC-airHP-Split-55to65kBtuh-17p0seer-9p4hspf | dxHP-Com-Split-55to65kBTUh-SEER-17.0 | dxHP-Com-Split-55to65kBTUh-SEER-14.0 | HVAC-airHP | HVAC-airHP | DEER2015 | D15 v1.0 |  | Commercial SEER-rated Split Heat Pumps, Size Range: 55 - 65 kBTU/h, SEER = 17 (HSPF = 9.4), EIR = 0.223, Fan W/CFM = 0.27, two-speed fan, with Econo | Commercial SEER-rated Split Heat Pumps, Size Range: 55 - 65 kBTU/h, SEER = 17 (HSPF = 9.4), EIR = 0.223, Fan W/CFM = 0.27, two-speed fan, with Econo | dxHP-Com-Split-55to65kBTUh-SEER-17.0 | DEER | Standard | HVAC | HeatCool | dxHP_equip | spltSEER | Standard |  | Com SEER-Rated Split HP, 18-65 kBTU/h; pre-2001: SEER = 10 (HSPF = 7.1), one-speed fan, no Econo; post-2001: SEER = 13 (HSPF = 8.2), one-speed fan, no Econo; 2014: SEER = 14 (HSPF = 8.2), two-speed fan, w/Econo |  |  |  |  | Commercial SEER-rated Split Heat Pumps, Size Range: 55 - 65 kBTU/h, SEER = 14 (HSPF = 8.2), EIR = 0.27, Fan W/CFM = 0.29, two-speed fan, with Econo | 0 | dxHP-Com-Split-55to65kBTUh-SEER-14.0 |  |  | None | 0 | 0 |  | None
NE-HVAC-airHP-Split-55to65kBtuh-17p0seer-9p4hspf-wPreEcono | SDG | None | No SourceDesc | 2015-01-01 | 2016-12-31 | Com | NE-HVAC-airHP-Split-55to65kBtuh-17p0seer-9p4hspf-wPreEcono | dxHP-Com-Split-55to65kBTUh-SEER-17.0 | dxHP-Com-Split-55to65kBTUh-SEER-14.0 | HVAC-airHP | HVAC-airHP | DEER2015 | D15 v1.0 |  | Commercial SEER-rated Split Heat Pumps, Size Range: 55 - 65 kBTU/h, SEER = 17 (HSPF = 9.4), EIR = 0.223, Fan W/CFM = 0.27, two-speed fan, with Econo | Commercial SEER-rated Split Heat Pumps, Size Range: 55 - 65 kBTU/h, SEER = 17 (HSPF = 9.4), EIR = 0.223, Fan W/CFM = 0.27, two-speed fan, with Econo | dxHP-Com-Split-55to65kBTUh-SEER-17.0 | DEER | Standard | HVAC | HeatCool | dxHP_equip | spltSEER | Standard |  | Com SEER-Rated Split HP, 18-65 kBTU/h; pre-2001: SEER = 10 (HSPF = 7.1), one-speed fan, w/Econo; post-2001: SEER = 13 (HSPF = 8.2), one-speed fan, w/Econo; 2014: SEER = 14 (HSPF = 8.2), two-speed fan, w/Econo |  |  |  |  | Commercial SEER-rated Split Heat Pumps, Size Range: 55 - 65 kBTU/h, SEER = 14 (HSPF = 8.2), EIR = 0.27, Fan W/CFM = 0.29, two-speed fan, with Econo | 0 | dxHP-Com-Split-55to65kBTUh-SEER-14.0 |  |  | None | 0 | 0 |  | None
NE-HVAC-airHP-Split-55to65kBtuh-18p0seer-9p7hspf | SDG | None | No SourceDesc | 2015-01-01 | 2016-12-31 | Com | NE-HVAC-airHP-Split-55to65kBtuh-18p0seer-9p7hspf | dxHP-Com-Split-55to65kBTUh-SEER-18.0 | dxHP-Com-Split-55to65kBTUh-SEER-14.0 | HVAC-airHP | HVAC-airHP | DEER2015 | D15 v1.0 |  | Commercial SEER-rated Split Heat Pumps, Size Range: 55 - 65 kBTU/h, SEER = 18 (HSPF = 9.7), EIR = 0.209, Fan W/CFM = 0.27, two-speed fan, with Econo | Commercial SEER-rated Split Heat Pumps, Size Range: 55 - 65 kBTU/h, SEER = 18 (HSPF = 9.7), EIR = 0.209, Fan W/CFM = 0.27, two-speed fan, with Econo | dxHP-Com-Split-55to65kBTUh-SEER-18.0 | DEER | Standard | HVAC | HeatCool | dxHP_equip | spltSEER | Standard |  | Com SEER-Rated Split HP, 18-65 kBTU/h; pre-2001: SEER = 10 (HSPF = 7.1), one-speed fan, no Econo; post-2001: SEER = 13 (HSPF = 8.2), one-speed fan, no Econo; 2014: SEER = 14 (HSPF = 8.2), two-speed fan, w/Econo |  |  |  |  | Commercial SEER-rated Split Heat Pumps, Size Range: 55 - 65 kBTU/h, SEER = 14 (HSPF = 8.2), EIR = 0.27, Fan W/CFM = 0.29, two-speed fan, with Econo | 0 | dxHP-Com-Split-55to65kBTUh-SEER-14.0 |  |  | None | 0 | 0 |  | None
NE-HVAC-airHP-Split-55to65kBtuh-18p0seer-9p7hspf-wPreEcono | SDG | None | No SourceDesc | 2015-01-01 | 2016-12-31 | Com | NE-HVAC-airHP-Split-55to65kBtuh-18p0seer-9p7hspf-wPreEcono | dxHP-Com-Split-55to65kBTUh-SEER-18.0 | dxHP-Com-Split-55to65kBTUh-SEER-14.0 | HVAC-airHP | HVAC-airHP | DEER2015 | D15 v1.0 |  | Commercial SEER-rated Split Heat Pumps, Size Range: 55 - 65 kBTU/h, SEER = 18 (HSPF = 9.7), EIR = 0.209, Fan W/CFM = 0.27, two-speed fan, with Econo | Commercial SEER-rated Split Heat Pumps, Size Range: 55 - 65 kBTU/h, SEER = 18 (HSPF = 9.7), EIR = 0.209, Fan W/CFM = 0.27, two-speed fan, with Econo | dxHP-Com-Split-55to65kBTUh-SEER-18.0 | DEER | Standard | HVAC | HeatCool | dxHP_equip | spltSEER | Standard |  | Com SEER-Rated Split HP, 18-65 kBTU/h; pre-2001: SEER = 10 (HSPF = 7.1), one-speed fan, w/Econo; post-2001: SEER = 13 (HSPF = 8.2), one-speed fan, w/Econo; 2014: SEER = 14 (HSPF = 8.2), two-speed fan, w/Econo |  |  |  |  | Commercial SEER-rated Split Heat Pumps, Size Range: 55 - 65 kBTU/h, SEER = 14 (HSPF = 8.2), EIR = 0.27, Fan W/CFM = 0.29, two-speed fan, with Econo | 0 | dxHP-Com-Split-55to65kBTUh-SEER-14.0 |  |  | None | 0 | 0 |  | None
NE-HVAC-airHP-Split-lt55kBtuh-15p0seer-8p7hspf | SDG | None | No SourceDesc | 2015-01-01 | 2016-12-31 | Com | NE-HVAC-airHP-Split-lt55kBtuh-15p0seer-8p7hspf | dxHP-Com-Split-lt55kBTUh-SEER-15.0 | dxHP-Com-Split-lt55kBTUh-SEER-14.0 | HVAC-airHP | HVAC-airHP | DEER2015 | D15 v1.0 |  | Commercial SEER-rated Split Heat Pumps, Size Range: 18 - 65 kBTU/h, SEER = 15 (HSPF = 8.7), EIR = 0.232, Fan W/CFM = 0.25, one-speed fan, without Econo | Commercial SEER-rated Split Heat Pumps, Size Range: 18 - 65 kBTU/h, SEER = 15 (HSPF = 8.7), EIR = 0.232, Fan W/CFM = 0.25, one-speed fan, without Econo | dxHP-Com-Split-lt55kBTUh-SEER-15.0 | DEER | Standard | HVAC | HeatCool | dxHP_equip | spltSEER | Standard |  | Com SEER-Rated Split HP, 18-65 kBTU/h; pre-2001: SEER = 10 (HSPF = 7.1), one-speed fan, no Econo; post-2001: SEER = 13 (HSPF = 8.2), one-speed fan, no Econo; 2014: SEER = 14 (HSPF = 8.2), one-speed fan, no Econo |  |  |  |  | Commercial SEER-rated Split Heat Pumps, Size Range: 18 - 55 kBTU/h, SEER = 14 (HSPF = 8.2), EIR = 0.245, Fan W/CFM = 0.29, one-speed fan, without Econo | 0 | dxHP-Com-Split-lt55kBTUh-SEER-14.0 |  |  | None | 0 | 0 |  | None
NE-HVAC-airHP-Split-lt55kBtuh-16p0seer-9p0hspf | SDG | None | No SourceDesc | 2015-01-01 | 2016-12-31 | Com | NE-HVAC-airHP-Split-lt55kBtuh-16p0seer-9p0hspf | dxHP-Com-Split-lt55kBTUh-SEER-16.0 | dxHP-Com-Split-lt55kBTUh-SEER-14.0 | HVAC-airHP | HVAC-airHP | DEER2015 | D15 v1.0 |  | Commercial SEER-rated Split Heat Pumps, Size Range: 18 - 65 kBTU/h, SEER = 16 (HSPF = 9.0), EIR = 0.238, Fan W/CFM = 0.27, two-speed fan, without Econo | Commercial SEER-rated Split Heat Pumps, Size Range: 18 - 65 kBTU/h, SEER = 16 (HSPF = 9.0), EIR = 0.238, Fan W/CFM = 0.27, two-speed fan, without Econo | dxHP-Com-Split-lt55kBTUh-SEER-16.0 | DEER | Standard | HVAC | HeatCool | dxHP_equip | spltSEER | Standard |  | Com SEER-Rated Split HP, 18-65 kBTU/h; pre-2001: SEER = 10 (HSPF = 7.1), one-speed fan, no Econo; post-2001: SEER = 13 (HSPF = 8.2), one-speed fan, no Econo; 2014: SEER = 14 (HSPF = 8.2), one-speed fan, no Econo |  |  |  |  | Commercial SEER-rated Split Heat Pumps, Size Range: 18 - 55 kBTU/h, SEER = 14 (HSPF = 8.2), EIR = 0.245, Fan W/CFM = 0.29, one-speed fan, without Econo | 0 | dxHP-Com-Split-lt55kBTUh-SEER-14.0 |  |  | None | 0 | 0 |  | None
NE-HVAC-airHP-Split-lt55kBtuh-17p0seer-9p4hspf | SDG | None | No SourceDesc | 2015-01-01 | 2016-12-31 | Com | NE-HVAC-airHP-Split-lt55kBtuh-17p0seer-9p4hspf | dxHP-Com-Split-lt55kBTUh-SEER-17.0 | dxHP-Com-Split-lt55kBTUh-SEER-14.0 | HVAC-airHP | HVAC-airHP | DEER2015 | D15 v1.0 |  | Commercial SEER-rated Split Heat Pumps, Size Range: 18 - 65 kBTU/h, SEER = 17 (HSPF = 9.4), EIR = 0.223, Fan W/CFM = 0.27, two-speed fan, without Econo | Commercial SEER-rated Split Heat Pumps, Size Range: 18 - 65 kBTU/h, SEER = 17 (HSPF = 9.4), EIR = 0.223, Fan W/CFM = 0.27, two-speed fan, without Econo | dxHP-Com-Split-lt55kBTUh-SEER-17.0 | DEER | Standard | HVAC | HeatCool | dxHP_equip | spltSEER | Standard |  | Com SEER-Rated Split HP, 18-65 kBTU/h; pre-2001: SEER = 10 (HSPF = 7.1), one-speed fan, no Econo; post-2001: SEER = 13 (HSPF = 8.2), one-speed fan, no Econo; 2014: SEER = 14 (HSPF = 8.2), one-speed fan, no Econo |  |  |  |  | Commercial SEER-rated Split Heat Pumps, Size Range: 18 - 55 kBTU/h, SEER = 14 (HSPF = 8.2), EIR = 0.245, Fan W/CFM = 0.29, one-speed fan, without Econo | 0 | dxHP-Com-Split-lt55kBTUh-SEER-14.0 |  |  | None | 0 | 0 |  | None
NE-HVAC-airHP-Split-lt55kBtuh-18p0seer-9p7hspf | SDG | None | No SourceDesc | 2015-01-01 | 2016-12-31 | Com | NE-HVAC-airHP-Split-lt55kBtuh-18p0seer-9p7hspf | dxHP-Com-Split-lt55kBTUh-SEER-18.0 | dxHP-Com-Split-lt55kBTUh-SEER-14.0 | HVAC-airHP | HVAC-airHP | DEER2015 | D15 v1.0 |  | Commercial SEER-rated Split Heat Pumps, Size Range: 18 - 65 kBTU/h, SEER = 18 (HSPF = 9.7), EIR = 0.209, Fan W/CFM = 0.27, two-speed fan, without Econo | Commercial SEER-rated Split Heat Pumps, Size Range: 18 - 65 kBTU/h, SEER = 18 (HSPF = 9.7), EIR = 0.209, Fan W/CFM = 0.27, two-speed fan, without Econo | dxHP-Com-Split-lt55kBTUh-SEER-18.0 | DEER | Standard | HVAC | HeatCool | dxHP_equip | spltSEER | Standard |  | Com SEER-Rated Split HP, 18-65 kBTU/h; pre-2001: SEER = 10 (HSPF = 7.1), one-speed fan, no Econo; post-2001: SEER = 13 (HSPF = 8.2), one-speed fan, no Econo; 2014: SEER = 14 (HSPF = 8.2), one-speed fan, no Econo |  |  |  |  | Commercial SEER-rated Split Heat Pumps, Size Range: 18 - 55 kBTU/h, SEER = 14 (HSPF = 8.2), EIR = 0.245, Fan W/CFM = 0.29, one-speed fan, without Econo | 0 | dxHP-Com-Split-lt55kBTUh-SEER-14.0 |  |  | None | 0 | 0 |  | None
NG-WtrHt-LrgInst-Gas-gt200kBtuh-0p85Et | SDG | DEER | No SourceDesc | 2014-07-01 | 2017-12-31 | Com | NG-WtrHt-LrgInst-Gas-gt200kBtuh-0p85Et | SDG-NG-WtrHt-LrgInst-Gas-gt200kBtuh-0p85Et-FULL | SDG-Stor_TE-Gas-gte75kBtuh-0.80TE | WtrHt-Com | WtrHt-Com | DEER2014 | D13 v1.0 |  | Large Gas Instantaneous Water Heater, Et = 0.85, Stdby Loss = 0.23%/hr | Large Gas Instantaneous Water Heater, Et = 0.85, Stdby Loss = 0.23%/hr | NG-WtrHt-LrgInst-Gas-gt200kBtuh-0p85Et | DEER | Standard | SHW | Heating | WaterHtg_eq | Instant_Et | Standard |  | Large Gas Storage Water Heater, Et and Stdby Loss based on vintage |  |  |  |  | Large Gas Storage Water Heater, Et = 0.80, Stdby Loss = 0.56%/hr | 0 |  |  |  | None | 0 | 0 |  | None
NG-WtrHt-LrgInst-Gas-gt200kBtuh-0p90Et | SDG | DEER | No SourceDesc | 2014-07-01 | 2017-12-31 | Com | NG-WtrHt-LrgInst-Gas-gt200kBtuh-0p90Et | SDG-NG-WtrHt-LrgInst-Gas-gt200kBtuh-0p90Et-FULL | SDG-Stor_TE-Gas-gte75kBtuh-0.80TE | WtrHt-Com | WtrHt-Com | DEER2014 | D13 v1.0 |  | Large Gas Instantaneous Water Heater, Et = 0.90, Stdby Loss = 0.23%/hr | Large Gas Instantaneous Water Heater, Et = 0.90, Stdby Loss = 0.23%/hr | NG-WtrHt-LrgInst-Gas-gt200kBtuh-0p90Et | DEER | Standard | SHW | Heating | WaterHtg_eq | Instant_Et | Standard |  | Large Gas Storage Water Heater, Et and Stdby Loss based on vintage |  |  |  |  | Large Gas Storage Water Heater, Et = 0.80, Stdby Loss = 0.56%/hr | 0 |  |  |  | None | 0 | 0 |  | None
RB-Appl-EffCW-med-Tier2-Top | SDG | None | No SourceDesc | 2016-01-01 | 2017-12-31 | Res | RB-Appl-EffCW-med-Tier2-Top | WPSDGEREWH0011-Rev03-Msr001-FULL | WPSDGEREWH0011-Rev03-Msr001-BASE | Appl-EffCW | Appl-EffCW | DEER2017 | D17 v3 |  | Clothes washer, Top loading, Weighted Fuel Type, Tier2, IMEF = 2.32 to < 2.76, IWF <= 4.0 | Clothes washer, Top loading, Weighted Fuel Types, Tier2, IMEF = 2.32, IWF <= 4.0 |  | DEER | CrossMea | AppPlug | Laundry | Clean_equip | ClothesWash | Standard |  | Clothes washer, Top loading, Weighted Fuel Types, Standard, IMEF = 1.08, IWF <= 9.4 |  |  |  |  | Clothes washer, Top loading, Weighted Fuel Types, Standard, IMEF = 1.29, IWF <= 8.4 | 0 |  |  |  | None | 0 | 0 |  | None
RB-BS-CeilIns-R0-R38 | SDG | DEER | No SourceDesc | 2017-01-01 | 2017-12-31 | Res | RB-BS-CeilIns-R0-R38 | SDG-ClgInsModIncome |  | BS-CeilIns | BS-CeilIns | DEER2017 | D17 v1.0 |  | Ceiling R-0 to R-38 Insulation-Batts | Ceiling R-0 to R-38 Insulation-Batts |  | DEER | Standard | BldgEnv | Opaque | BldgShell | AttBatIns | Standard |  | R-0 Ceiling Insulation |  |  |  |  | Overall ceiling U-factor based on climate zone | 0 |  |  |  | None | 0 | 0 |  | None
RB-BS-CeilIns-R0-R38 | SDG | DEER | No SourceDesc | 2017-01-01 | 2017-12-31 | Res | RB-BS-CeilIns-R0-R38 | SDG-ClgInsModIncome |  | BS-CeilIns | BS-CeilIns | DEER2017 | D17 v1.0 |  | Ceiling R-0 to R-38 Insulation-Batts | Ceiling R-0 to R-38 Insulation-Batts |  | DEER | Standard | BldgEnv | Opaque | BldgShell | AttBatIns | Standard |  | R-0 Ceiling Insulation |  |  |  |  | Overall ceiling U-factor based on climate zone | 0 |  |  |  | None | 0 | 0 |  | None
RB-BS-CeilIns-VintR-AddR19 | SDG | DEER | No SourceDesc | 2017-01-01 | 2017-12-31 | Res | RB-BS-CeilIns-VintR-AddR19 | SDG-ClgInsModIncome |  | BS-CeilIns | BS-CeilIns | DEER2017 | D17 v1.0 |  | Ceiling - Add R-19 batts on top of vintage-specific existing insulation | Ceiling - Add R-19 batts on top of vintage-specific existing insulation |  | DEER | Standard | BldgEnv | Opaque | BldgShell | AttBatIns | Standard |  | Per prototype description |  |  |  |  | Overall ceiling U-factor based on climate zone | 0 |  |  |  | None | 0 | 0 |  | None
RB-BS-CeilIns-VintR-AddR19 | SDG | DEER | No SourceDesc | 2017-01-01 | 2017-12-31 | Res | RB-BS-CeilIns-VintR-AddR19 | SDG-ClgInsModIncome |  | BS-CeilIns | BS-CeilIns | DEER2017 | D17 v1.0 |  | Ceiling - Add R-19 batts on top of vintage-specific existing insulation | Ceiling - Add R-19 batts on top of vintage-specific existing insulation |  | DEER | Standard | BldgEnv | Opaque | BldgShell | AttBatIns | Standard |  | Per prototype description |  |  |  |  | Overall ceiling U-factor based on climate zone | 0 |  |  |  | None | 0 | 0 |  | None
RE-HV-ResAC-45to65kBtuh-15S | SDG | None | No SourceDesc | 2015-01-01 | 2016-12-31 | Res | RE-HV-ResAC-45to65kBtuh-15S | dxAC-Res-Split-SEER-15.0 | dxAC-Res-Split-45to65kBTUh-SEER-14.0 | HV-ResAC | HV-ResAC | DEER2015 | D17 v2.00 |  | Residential SEER-rated split Air Conditioners, Size Range: 45 - 65 kBTU/h, SEER = 15 (EER = 12.8), EIR = 0.232, Fan W/CFM = 0.25, one-speed fan | Residential SEER-rated split Air Conditioners, Size Range: 45 - 65 kBTU/h, SEER = 15 (EER = 12.8), EIR = 0.232, Fan W/CFM = 0.25, one-speed fan | dxAC-Res-Split-SEER-15.0 | DEER | Standard | HVAC | SpaceCool | dxAC_equip | spltSEER | Standard |  | Residential SEER-rated split Air Conditioners, 45-65 kBTU/h; pre-2001: SEER = 10 (EER = 8.52), one-speed fan; post-2001: SEER = 13 (EER = 11.08), one-speed fan; 2014: SEER = 14 (EER = 12.17), one-speed fan |  |  |  |  | Residential SEER-rated split Air Conditioners, Size Range: 45 - 65 kBTU/h, SEER = 14 (EER = 11.8), EIR = 0.247, Fan W/CFM = 0.29, one-speed fan | 0 | dxAC-Res-Split-45to65kBTUh-SEER-14.0 |  |  | None | 0 | 0 |  | None
RE-HV-ResAC-45to65kBtuh-16S | SDG | None | No SourceDesc | 2015-01-01 | 2016-12-31 | Res | RE-HV-ResAC-45to65kBtuh-16S | dxAC-Res-Split-SEER-16.0 | dxAC-Res-Split-45to65kBTUh-SEER-14.0 | HV-ResAC | HV-ResAC | DEER2015 | D17 v2.00 |  | Residential SEER-rated split Air Conditioners, Size Range: 45 - 65 kBTU/h, SEER = 16 (EER = 12.5), EIR = 0.238, Fan W/CFM = 0.27, two-speed fan | Residential SEER-rated split Air Conditioners, Size Range: 45 - 65 kBTU/h, SEER = 16 (EER = 12.5), EIR = 0.238, Fan W/CFM = 0.27, two-speed fan | dxAC-Res-Split-SEER-16.0 | DEER | Standard | HVAC | SpaceCool | dxAC_equip | spltSEER | Standard |  | Residential SEER-rated split Air Conditioners, 45-65 kBTU/h; pre-2001: SEER = 10 (EER = 8.52), one-speed fan; post-2001: SEER = 13 (EER = 11.08), one-speed fan; 2014: SEER = 14 (EER = 12.17), one-speed fan |  |  |  |  | Residential SEER-rated split Air Conditioners, Size Range: 45 - 65 kBTU/h, SEER = 14 (EER = 11.8), EIR = 0.247, Fan W/CFM = 0.29, one-speed fan | 0 | dxAC-Res-Split-45to65kBTUh-SEER-14.0 |  |  | None | 0 | 0 |  | None
RE-HV-ResAC-45to65kBtuh-16S | SDG | DEER | No SourceDesc | 2017-01-01 | 2017-12-31 | Res | RE-HV-ResAC-45to65kBtuh-16S | dxAC-Res-Split-SEER-16.0 | dxAC-Res-Split-45to65kBTUh-SEER-14.0 | HV-ResAC | HV-ResAC | DEER2017 | D17 v2 |  | Residential SEER-rated split Air Conditioners, Size Range: 45 - 65 kBTU/h, SEER = 16 (EER = 12.5), EIR = 0.238, Fan W/CFM = 0.27, two-speed fan | Residential SEER-rated split Air Conditioners, Size Range: 45 - 65 kBTU/h, SEER = 16 (EER = 12.5), EIR = 0.238, Fan W/CFM = 0.27, two-speed fan | dxAC-Res-Split-SEER-16.0 | DEER | Standard | HVAC | SpaceCool | dxAC_equip | spltSEER | Standard |  | Residential SEER-rated split Air Conditioners, 45-65 kBTU/h; pre-2001: mix of SEER 10 and SEER 13 units with an average SEER = 11.4, one-speed fan; post-2001: SEER = 13 (EER = 11.08), one-speed fan; 2014: SEER = 14 (EER = 12.17), one-speed fan |  |  |  |  | Residential SEER-rated split Air Conditioners, Size Range: 45 - 65 kBTU/h, SEER = 14 (EER = 11.8), EIR = 0.247, Fan W/CFM = 0.29, one-speed fan | 0 | dxAC-Res-Split-45to65kBTUh-SEER-14.0 |  |  | None | 0 | 0 |  | None
RE-HV-ResAC-45to65kBtuh-17S | SDG | None | No SourceDesc | 2015-01-01 | 2016-12-31 | Res | RE-HV-ResAC-45to65kBtuh-17S | dxAC-Res-Split-SEER-17.0 | dxAC-Res-Split-45to65kBTUh-SEER-14.0 | HV-ResAC | HV-ResAC | DEER2015 | D17 v2.00 |  | Residential SEER-rated split Air Conditioners, Size Range: 45 - 65 kBTU/h, SEER = 17 (EER = 13.3), EIR = 0.223, Fan W/CFM = 0.27, two-speed fan | Residential SEER-rated split Air Conditioners, Size Range: 45 - 65 kBTU/h, SEER = 17 (EER = 13.3), EIR = 0.223, Fan W/CFM = 0.27, two-speed fan | dxAC-Res-Split-SEER-17.0 | DEER | Standard | HVAC | SpaceCool | dxAC_equip | spltSEER | Standard |  | Residential SEER-rated split Air Conditioners, 45-65 kBTU/h; pre-2001: SEER = 10 (EER = 8.52), one-speed fan; post-2001: SEER = 13 (EER = 11.08), one-speed fan; 2014: SEER = 14 (EER = 12.17), one-speed fan |  |  |  |  | Residential SEER-rated split Air Conditioners, Size Range: 45 - 65 kBTU/h, SEER = 14 (EER = 11.8), EIR = 0.247, Fan W/CFM = 0.29, one-speed fan | 0 | dxAC-Res-Split-45to65kBTUh-SEER-14.0 |  |  | None | 0 | 0 |  | None
RE-HV-ResAC-45to65kBtuh-18S | SDG | None | No SourceDesc | 2015-01-01 | 2016-12-31 | Res | RE-HV-ResAC-45to65kBtuh-18S | dxAC-Res-Split-SEER-18.0 | dxAC-Res-Split-45to65kBTUh-SEER-14.0 | HV-ResAC | HV-ResAC | DEER2015 | D17 v2.00 |  | Residential SEER-rated split Air Conditioners, Size Range: 45 - 65 kBTU/h, SEER = 18 (EER = 14), EIR = 0.209, Fan W/CFM = 0.27, two-speed fan | Residential SEER-rated split Air Conditioners, Size Range: 45 - 65 kBTU/h, SEER = 18 (EER = 14), EIR = 0.209, Fan W/CFM = 0.27, two-speed fan | dxAC-Res-Split-SEER-18.0 | DEER | Standard | HVAC | SpaceCool | dxAC_equip | spltSEER | Standard |  | Residential SEER-rated split Air Conditioners, 45-65 kBTU/h; pre-2001: SEER = 10 (EER = 8.52), one-speed fan; post-2001: SEER = 13 (EER = 11.08), one-speed fan; 2014: SEER = 14 (EER = 12.17), one-speed fan |  |  |  |  | Residential SEER-rated split Air Conditioners, Size Range: 45 - 65 kBTU/h, SEER = 14 (EER = 11.8), EIR = 0.247, Fan W/CFM = 0.29, one-speed fan | 0 | dxAC-Res-Split-45to65kBTUh-SEER-14.0 |  |  | None | 0 | 0 |  | None
RE-HV-ResAC-lt45kBtuh-15S | SDG | None | No SourceDesc | 2015-01-01 | 2016-12-31 | Res | RE-HV-ResAC-lt45kBtuh-15S | dxAC-Res-Split-SEER-15.0 | dxAC-Res-Split-lt45kBTUh-SEER-14.0 | HV-ResAC | HV-ResAC | DEER2015 | D17 v2.00 |  | Residential SEER-rated split Air Conditioners, Size Range: 18 - 45 kBTU/h, SEER = 15 (EER = 12.8), EIR = 0.232, Fan W/CFM = 0.25, one-speed fan | Residential SEER-rated split Air Conditioners, Size Range: 18 - 45 kBTU/h, SEER = 15 (EER = 12.8), EIR = 0.232, Fan W/CFM = 0.25, one-speed fan | dxAC-Res-Split-SEER-15.0 | DEER | Standard | HVAC | SpaceCool | dxAC_equip | spltSEER | Standard |  | Residential SEER-rated split Air Conditioners, 18-45 kBTU/h; pre-2001: SEER = 10 (EER = 8.52), one-speed fan; post-2001: SEER = 13 (EER = 11.08), one-speed fan; 2014: SEER = 14 (EER = 12.17), one-speed fan |  |  |  |  | Residential SEER-rated split Air Conditioners, Size Range: 18 - 45 kBTU/h, SEER = 14 (EER = 12.2), EIR = 0.239, Fan W/CFM = 0.29, one-speed fan | 0 | dxAC-Res-Split-lt45kBTUh-SEER-14.0 |  |  | None | 0 | 0 |  | None
RE-HV-ResAC-lt45kBtuh-16S | SDG | None | No SourceDesc | 2015-01-01 | 2016-12-31 | Res | RE-HV-ResAC-lt45kBtuh-16S | dxAC-Res-Split-SEER-16.0 | dxAC-Res-Split-lt45kBTUh-SEER-14.0 | HV-ResAC | HV-ResAC | DEER2015 | D17 v2.00 |  | Residential SEER-rated split Air Conditioners, Size Range: 18 - 45 kBTU/h, SEER = 16 (EER = 12.5), EIR = 0.238, Fan W/CFM = 0.27, two-speed fan | Residential SEER-rated split Air Conditioners, Size Range: 18 - 45 kBTU/h, SEER = 16 (EER = 12.5), EIR = 0.238, Fan W/CFM = 0.27, two-speed fan | dxAC-Res-Split-SEER-16.0 | DEER | Standard | HVAC | SpaceCool | dxAC_equip | spltSEER | Standard |  | Residential SEER-rated split Air Conditioners, 18-45 kBTU/h; pre-2001: SEER = 10 (EER = 8.52), one-speed fan; post-2001: SEER = 13 (EER = 11.08), one-speed fan; 2014: SEER = 14 (EER = 12.17), one-speed fan |  |  |  |  | Residential SEER-rated split Air Conditioners, Size Range: 18 - 45 kBTU/h, SEER = 14 (EER = 12.2), EIR = 0.239, Fan W/CFM = 0.29, one-speed fan | 0 | dxAC-Res-Split-lt45kBTUh-SEER-14.0 |  |  | None | 0 | 0 |  | None
RE-HV-ResAC-lt45kBtuh-18S | SDG | None | No SourceDesc | 2015-01-01 | 2016-12-31 | Res | RE-HV-ResAC-lt45kBtuh-18S | dxAC-Res-Split-SEER-18.0 | dxAC-Res-Split-lt45kBTUh-SEER-14.0 | HV-ResAC | HV-ResAC | DEER2015 | D17 v2.00 |  | Residential SEER-rated split Air Conditioners, Size Range: 18 - 45 kBTU/h, SEER = 18 (EER = 14), EIR = 0.209, Fan W/CFM = 0.27, two-speed fan | Residential SEER-rated split Air Conditioners, Size Range: 18 - 45 kBTU/h, SEER = 18 (EER = 14), EIR = 0.209, Fan W/CFM = 0.27, two-speed fan | dxAC-Res-Split-SEER-18.0 | DEER | Standard | HVAC | SpaceCool | dxAC_equip | spltSEER | Standard |  | Residential SEER-rated split Air Conditioners, 18-45 kBTU/h; pre-2001: SEER = 10 (EER = 8.52), one-speed fan; post-2001: SEER = 13 (EER = 11.08), one-speed fan; 2014: SEER = 14 (EER = 12.17), one-speed fan |  |  |  |  | Residential SEER-rated split Air Conditioners, Size Range: 18 - 45 kBTU/h, SEER = 14 (EER = 12.2), EIR = 0.239, Fan W/CFM = 0.29, one-speed fan | 0 | dxAC-Res-Split-lt45kBTUh-SEER-14.0 |  |  | None | 0 | 0 |  | None
RE-HV-ResHP-15p0S-8p7H | SDG | DEER | No SourceDesc | 2017-01-01 | 2017-12-31 | Res | RE-HV-ResHP-15p0S-8p7H | dxHP-Res-Split-SEER-15.0 | dxHP-Res-Split-SEER-14.0 | HVAC-airHP | HVAC-airHP | DEER2017 | D17 v1.0 |  | Residential SEER-rated split Heat Pumps, SEER = 15 (EER = 12.8), HSPF = 8.7 (COP = 3.68), EIR = 0.232, Fan W/CFM = 0.25, one-speed fan | Residential SEER-rated split Heat Pumps, SEER = 15 (EER = 12.8), HSPF = 8.7 (COP = 3.68), EIR = 0.232, Fan W/CFM = 0.25, one-speed fan | dxHP-Res-Split-SEER-15.0 | DEER | Standard | HVAC | HeatCool | dxHP_equip | spltSEER | Standard |  | Res SEER-Rated Splt HP, 7.1-3.01 kBTU/h; pre-2001: SEER = 10 (HSPF = 7.1), one-speed fan; post-2001: SEER = 13 (HSPF = 8.2), one-speed fan; 2014: SEER = 14 (HSPF = 8.2), one-speed fan |  |  |  |  | Residential SEER-rated split Heat Pumps, SEER = 14 (EER = 11.9), HSPF = 8.2 (COP = 3.48), EIR = 0.245, Fan W/CFM = 0.29, one-speed fan | 0 | dxHP-Res-Split-SEER-14.0 |  |  | None | 0 | 0 |  | None
RE-HV-ResHP-16p0S-9p0H | SDG | DEER | No SourceDesc | 2017-01-01 | 2017-12-31 | Res | RE-HV-ResHP-16p0S-9p0H | dxHP-Res-Split-SEER-16.0 | dxHP-Res-Split-SEER-14.0 | HVAC-airHP | HVAC-airHP | DEER2017 | D17 v1.0 |  | Residential SEER-rated split Heat Pumps, SEER = 16 (EER = 12.5), HSPF = 9 (COP = 3.57), EIR = 0.238, Fan W/CFM = 0.27, two-speed fan | Residential SEER-rated split Heat Pumps, SEER = 16 (EER = 12.5), HSPF = 9 (COP = 3.57), EIR = 0.238, Fan W/CFM = 0.27, two-speed fan | dxHP-Res-Split-SEER-16.0 | DEER | Standard | HVAC | HeatCool | dxHP_equip | spltSEER | Standard |  | Res SEER-Rated Splt HP, 7.1-3.01 kBTU/h; pre-2001: SEER = 10 (HSPF = 7.1), one-speed fan; post-2001: SEER = 13 (HSPF = 8.2), one-speed fan; 2014: SEER = 14 (HSPF = 8.2), one-speed fan |  |  |  |  | Residential SEER-rated split Heat Pumps, SEER = 14 (EER = 11.9), HSPF = 8.2 (COP = 3.48), EIR = 0.245, Fan W/CFM = 0.29, one-speed fan | 0 | dxHP-Res-Split-SEER-14.0 |  |  | None | 0 | 0 |  | None
RE-HV-ResHP-17p0S-9p4H | SDG | DEER | No SourceDesc | 2017-01-01 | 2017-12-31 | Res | RE-HV-ResHP-17p0S-9p4H | dxHP-Res-Split-SEER-17.0 | dxHP-Res-Split-SEER-14.0 | HVAC-airHP | HVAC-airHP | DEER2017 | D17 v1.0 |  | Residential SEER-rated split Heat Pumps, SEER = 17 (EER = 13.3), HSPF = 9.4 (COP = 3.74), EIR = 0.223, Fan W/CFM = 0.27, two-speed fan | Residential SEER-rated split Heat Pumps, SEER = 17 (EER = 13.3), HSPF = 9.4 (COP = 3.74), EIR = 0.223, Fan W/CFM = 0.27, two-speed fan | dxHP-Res-Split-SEER-17.0 | DEER | Standard | HVAC | HeatCool | dxHP_equip | spltSEER | Standard |  | Res SEER-Rated Splt HP, 7.1-3.01 kBTU/h; pre-2001: SEER = 10 (HSPF = 7.1), one-speed fan; post-2001: SEER = 13 (HSPF = 8.2), one-speed fan; 2014: SEER = 14 (HSPF = 8.2), one-speed fan |  |  |  |  | Residential SEER-rated split Heat Pumps, SEER = 14 (EER = 11.9), HSPF = 8.2 (COP = 3.48), EIR = 0.245, Fan W/CFM = 0.29, one-speed fan | 0 | dxHP-Res-Split-SEER-14.0 |  |  | None | 0 | 0 |  | None
RE-HV-ResHP-18p0S-9p7H | SDG | DEER | No SourceDesc | 2017-01-01 | 2017-12-31 | Res | RE-HV-ResHP-18p0S-9p7H | dxHP-Res-Split-SEER-18.0 | dxHP-Res-Split-SEER-14.0 | HVAC-airHP | HVAC-airHP | DEER2017 | D17 v1.0 |  | Residential SEER-rated split Heat Pumps, SEER = 18 (EER = 14), HSPF = 9.7 (COP = 3.86), EIR = 0.209, Fan W/CFM = 0.27, two-speed fan | Residential SEER-rated split Heat Pumps, SEER = 18 (EER = 14), HSPF = 9.7 (COP = 3.86), EIR = 0.209, Fan W/CFM = 0.27, two-speed fan | dxHP-Res-Split-SEER-18.0 | DEER | Standard | HVAC | HeatCool | dxHP_equip | spltSEER | Standard |  | Res SEER-Rated Splt HP, 7.1-3.01 kBTU/h; pre-2001: SEER = 10 (HSPF = 7.1), one-speed fan; post-2001: SEER = 13 (HSPF = 8.2), one-speed fan; 2014: SEER = 14 (HSPF = 8.2), one-speed fan |  |  |  |  | Residential SEER-rated split Heat Pumps, SEER = 14 (EER = 11.9), HSPF = 8.2 (COP = 3.48), EIR = 0.245, Fan W/CFM = 0.29, one-speed fan | 0 | dxHP-Res-Split-SEER-14.0 |  |  | None | 0 | 0 |  | None
RE-RefgFrz-Wtd-Tier1 | SDG | DEER | No SourceDesc | 2017-01-01 | 2017-12-31 | Res | Res-Frzr-dKWH-Cond | RefgFrz-Wtd-Tier1 | RefgFrz-Wtd-Code | Appl-ESRefg | Appl-ESRefg | DEER2017 | D17 v2 |  | Weighted Refrigerator Type, Size Range: Weighted Size, Energy Star (10% less than Code Maximum) | Refrigerator-freezers, weighted configuration and size range, AV = 26, Energy Star qualified, Rated kWh = 491 | RefgFrz-Wtd-Tier1 | DEER | Scaled | AppPlug | Refrig | Ref_Storage | RefrigFrz | Standard |  | Refrigerator/Freezer: pre-existing technology rated-kWh is 1.18 times code rated-kWh |  |  |  |  | Refrigerator-freezers, weighted configuration and size range, AV = 26, Minimum code compiant, Rated kWh = 545 | 0 | RefgFrz-Wtd-Code |  |  | None | 0 | 0 |  | None
Res-GasFurnace-AFUE92 | SDG | DEER | No SourceDesc | 2014-07-01 | 2016-12-31 | Res | Res-Furnace-dHIR | Res-GasFurnace-AFUE92-noVS_WO17SDG | Res-GasFurnace-AFUE80-noVS_WO17SDG | HV-EffFurn | HV-EffFurn | DEER2014 | D14 |  | Efficient Residential Gas Furnace - AFUE 92 | Efficient Residential Gas Furnace - AFUE 92 |  | DEER | Scaled | HVAC | SpaceHeat | SpaceHtg_eq | GasFurnace | Standard |  | Furnace AFUE 78 |  |  |  |  | Furnace AFUE 80 | 0 |  |  |  | None | 0 | 0 |  | None
Res-GasFurnace-AFUE92 | SDG | DEER | No SourceDesc | 2014-07-01 | 2016-12-31 | Res | Res-Furnace-dHIR | Res-GasFurnace-AFUE92-noVS_WO17SDG | Res-GasFurnace-AFUE80-noVS_WO17SDG | HV-EffFurn | HV-EffFurn | DEER2014 | D14 |  | Efficient Residential Gas Furnace - AFUE 92 | Efficient Residential Gas Furnace - AFUE 92 |  | DEER | Scaled | HVAC | SpaceHeat | SpaceHtg_eq | GasFurnace | Standard |  | Furnace AFUE 78 |  |  |  |  | Furnace AFUE 80 | 0 |  |  |  | None | 0 | 0 |  | None
Res-GasFurnace-AFUE95 | SDG | DEER | No SourceDesc | 2014-07-01 | 2016-12-31 | Res | Res-Furnace-dHIR | Res-GasFurnace-AFUE95-noVS_WO17SDG | Res-GasFurnace-AFUE80-noVS_WO17SDG | HV-EffFurn | HV-EffFurn | DEER2014 | D14 |  | Efficient Residential Gas Furnace - AFUE 95 | Efficient Residential Gas Furnace - AFUE 95 |  | DEER | Scaled | HVAC | SpaceHeat | SpaceHtg_eq | GasFurnace | Standard |  | Furnace AFUE 78 |  |  |  |  | Furnace AFUE 80 | 0 |  |  |  | None | 0 | 0 |  | None
Res-GasFurnace-AFUE95 | SDG | DEER | No SourceDesc | 2014-07-01 | 2016-12-31 | Res | Res-Furnace-dHIR | Res-GasFurnace-AFUE95-noVS_WO17SDG | Res-GasFurnace-AFUE80-noVS_WO17SDG | HV-EffFurn | HV-EffFurn | DEER2014 | D14 |  | Efficient Residential Gas Furnace - AFUE 95 | Efficient Residential Gas Furnace - AFUE 95 |  | DEER | Scaled | HVAC | SpaceHeat | SpaceHtg_eq | GasFurnace | Standard |  | Furnace AFUE 78 |  |  |  |  | Furnace AFUE 80 | 0 |  |  |  | None | 0 | 0 |  | None
Res-GasFurnace-AFUE96 | SDG | DEER | No SourceDesc | 2014-07-01 | 2016-12-31 | Res | Res-Furnace-dHIR | Res-GasFurnace-AFUE96-noVS_WO17SDG | Res-GasFurnace-AFUE80-noVS_WO17SDG | HV-EffFurn | HV-EffFurn | DEER2014 | D14 |  | Efficient Residential Gas Furnace - AFUE 96 | Efficient Residential Gas Furnace - AFUE 96 |  | DEER | Scaled | HVAC | SpaceHeat | SpaceHtg_eq | GasFurnace | Standard |  | Furnace AFUE 78 |  |  |  |  | Furnace AFUE 80 | 0 |  |  |  | None | 0 | 0 |  | None
Res-GasFurnace-AFUE96 | SDG | DEER | No SourceDesc | 2014-07-01 | 2016-12-31 | Res | Res-Furnace-dHIR | Res-GasFurnace-AFUE96-noVS_WO17SDG | Res-GasFurnace-AFUE80-noVS_WO17SDG | HV-EffFurn | HV-EffFurn | DEER2014 | D14 |  | Efficient Residential Gas Furnace - AFUE 96 | Efficient Residential Gas Furnace - AFUE 96 |  | DEER | Scaled | HVAC | SpaceHeat | SpaceHtg_eq | GasFurnace | Standard |  | Furnace AFUE 78 |  |  |  |  | Furnace AFUE 80 | 0 |  |  |  | None | 0 | 0 |  | None
Res-GasFurnace-AFUE97 | SDG | DEER | No SourceDesc | 2014-07-01 | 2016-12-31 | Res | Res-Furnace-dHIR | Res-GasFurnace-AFUE97-noVS_WO17SDG | Res-GasFurnace-AFUE80-noVS_WO17SDG | HV-EffFurn | HV-EffFurn | DEER2014 | D14 |  | Efficient Residential Gas Furnace - AFUE 97 | Efficient Residential Gas Furnace - AFUE 97 |  | DEER | Scaled | HVAC | SpaceHeat | SpaceHtg_eq | GasFurnace | Standard |  | Furnace AFUE 78 |  |  |  |  | Furnace AFUE 80 | 0 |  |  |  | None | 0 | 0 |  | None
Res-GasFurnace-AFUE97 | SDG | DEER | No SourceDesc | 2014-07-01 | 2016-12-31 | Res | Res-Furnace-dHIR | Res-GasFurnace-AFUE97-noVS_WO17SDG | Res-GasFurnace-AFUE80-noVS_WO17SDG | HV-EffFurn | HV-EffFurn | DEER2014 | D14 |  | Efficient Residential Gas Furnace - AFUE 97 | Efficient Residential Gas Furnace - AFUE 97 |  | DEER | Scaled | HVAC | SpaceHeat | SpaceHtg_eq | GasFurnace | Standard |  | Furnace AFUE 78 |  |  |  |  | Furnace AFUE 80 | 0 |  |  |  | None | 0 | 0 |  | None
RG-WtrHt-SmlStrg-Gas-lte75kBtuh-40G-0p67EF | SDG | DEER | No SourceDesc | 2015-04-16 | 2017-12-31 | Res | RG-WtrHt-SmlStrg-Gas-lte75kBtuh-40G-0p67EF | Stor_EF-Gas-040gal-0.67EF | Stor_EF-Gas-040gal-0.62EF | WtrHt-Res-Gas | WtrHt-Res-Gas | DEER2014 | D11 v4.00 |  | High Efficiency Small Gas Storage Water Heater - 40 Gal , 0.67 EF | High Efficiency Small Gas Storage Water Heater - 40 Gal , 0.67 EF | RG-WtrHt-SmlStrg-Gas-lte75kBtuh-40G-0p67EF | DEER | Standard | SHW | Heating | WaterHtg_eq | Stor_EF | Standard |  | Small Gas Storage Water Heater 40 Gal; EF = 0.57; Recov Eff = 0.76 |  |  |  |  | Small Gas Storage Water Heater 40 Gal; EF = 0.59; Recov Eff = 0.76 | 0 |  |  |  | None | 0 | 0 |  | None
RG-WtrHt-SmlStrg-Gas-lte75kBtuh-40G-0p67EF | SDG | DEER | No SourceDesc | 2015-04-16 | 2017-12-31 | Res | RG-WtrHt-SmlStrg-Gas-lte75kBtuh-40G-0p67EF | Stor_EF-Gas-040gal-0.67EF | Stor_EF-Gas-040gal-0.62EF | WtrHt-Res-Gas | WtrHt-Res-Gas | DEER2014 | D11 v4.00 |  | High Efficiency Small Gas Storage Water Heater - 40 Gal , 0.67 EF | High Efficiency Small Gas Storage Water Heater - 40 Gal , 0.67 EF | RG-WtrHt-SmlStrg-Gas-lte75kBtuh-40G-0p67EF | DEER | Standard | SHW | Heating | WaterHtg_eq | Stor_EF | Standard |  | Small Gas Storage Water Heater 40 Gal; EF = 0.57; Recov Eff = 0.76 |  |  |  |  | Small Gas Storage Water Heater 40 Gal; EF = 0.59; Recov Eff = 0.76 | 0 |  |  |  | None | 0 | 0 |  | None
WPSDGENRAG0001-Rev02-Msr001 | SDG | None | WPSDGENRAG0001-2 | 2019-01-01 |  | Ag | WPSDGENRAG0001-Rev02-Msr001 | SDG_Agr-DripIrr | SDG_Agr-Sprinkler_BASE | Agr-DripIrr |  | ExAnte2019 | IOU Workpaper |  | Sprinkler to Drip Irrigation | This measure replaces high pressure sprinkler irrigation with micro (or drip) irrigation system |  | Deemed | Standard | Irrigate | FarmIrrig | WaterFixt | FlowRestrict | Standard |  | High-pressure, impact- type sprinkler irrigation (50 psi or higher operating pressure). |  |  | WaterFixt |  | High-pressure, impact- type sprinkler irrigation (50 psi or higher operating pressure). | 0 |  | WaterFixt |  | None | 0 | 0 |  | None
Grnhs-Shell-ThermCurt | SDG | None | WPSDGENRAG0003-0 | 2013-01-01 | 2020-12-31 | Ag | Grnhs-Shell-ThermCurt | SDG-Agr-GHC-mHtCrtn-FULL | BaseCostZero | Agr-GHC | BldgEnv-CoolRoof | DEER2011 | WPSDGENRAG000 |  | Agriculture Greenhouse Thermal Curtains | Heat curtain installed in greenhouse with bare walls and bare double-poly roofs |  | DEER | Standard | BldgEnv | FarmIrrig | Fenest | ThermCurtain | Standard |  | bare walls and bare double-poly roof |  |  | Fenest | ThermCurtain |  | 0 |  | Fenest | ThermCurtain | None | 0 | 0 |  | None
WPSDGENRBS0001-Rev02-Msr001 | SDG | None | WPSDGENRBS0001-2 | 2017-01-01 |  | NonRes | WPSDGENRBS0001-Rev02-Msr001 | WPSDGENRBS0001-Rev02-Msr001-FULL | WPSDGENRBS0001-Rev02-Msr001-BASE | GlazDaylt-WinFilm |  | ExAnte2017 |  |  | Reflective Window Film | Reflective Window Film - SHGC 20% less than required by T-24 |  | Deemed |  | BldgEnv | Fenestration | Fenest | WinFilm | Standard |  | Single pane, clear |  |  | Fenest | SiteBuiltWin | Reflective Window Film | 0 |  | Fenest | WinFilm | None | 0 | 0 |  | None
WPSDGENRCC0001-Rev04-Msr001 | SDG | None | WPSDGENRCC0001-4 | 2016-01-01 |  | NonRes | WPSDGENRCC0001-Rev04-Msr001 | WPSDGENRCC0001-Rev04-Msr001-FULL | WPSDGENRCC0001-Rev04-Msr001-BASE | Cook-ElecStmCooker |  | ExAnte2016 |  |  | Commercial Steam Cooker (Electric) | Electric Steam Cooker - 68% Avg Efficiency ASTM F1484 |  | Deemed |  | ProcHeat | Cooking | Cook_equip | Steamer | Standard |  | Electric Steam Cooker - 26% Avg Efficiency ASTM F1484 |  |  | Cook_equip | Steamer | Electric Steam Cooker - 26% Avg Efficiency ASTM 1484 | 0 |  | Cook_equip | Steamer | None | 0 | 0 |  | None
WPSDGENRCC0001-Rev04-Msr002 | SDG | None | WPSDGENRCC0001-4 | 2016-01-01 |  | NonRes | WPSDGENRCC0001-Rev04-Msr002 | WPSDGENRCC0001-Rev04-Msr002-FULL | WPSDGENRCC0001-Rev04-Msr002-BASE | Cook-GasStmCooker |  | ExAnte2016 |  |  | Commercial Steam Cooker (Gas) | Gas Steam Cooker - 45% Avg Efficiency ASTM F1484 |  | Deemed |  | ProcHeat | Cooking | Cook_equip | Steamer | Standard |  | Gas Steam Cooker - 38% Avg Efficiency ASTM F1484 |  |  | Cook_equip | Steamer | Gas Steam Cooker - 38% Avg Efficiency ASTM F1484 | 0 |  | Cook_equip | Steamer | None | 0 | 0 |  | None
WPSDGENRCC0004-Rev04-Msr001 | SDG | None | WPSDGENRCC0004-4 | 2018-01-01 |  | NonRes | WPSDGENRCC0004-Rev04-Msr001 | WPSDGENRCC0004-Rev04-Msr001-FULL | WPSDGENRCC0004-Rev04-Msr001-BASE | Cook-IceMach |  | ExAnte2018 |  |  | Food Service - IceMach-Commercial Ice Machines SCU <110 lbs/day | Commercial Ice Machines SCU <110 lbs/day-Super High-Efficiency Ice Machine |  | Deemed |  | ComRefrig | Equipment | Ref_SelfCon | IceMach | Standard |  | No Ice Machine or below Title 20 ice machine equipment |  |  | Ref_SelfCon | IceMach | Ice Machine meeting Title 20 requirements | 0 |  | Ref_SelfCon | IceMach | None | 0 | 0 |  | None
WPSDGENRCC0004-Rev04-Msr002 | SDG | None | WPSDGENRCC0004-4 | 2018-01-01 |  | NonRes | WPSDGENRCC0004-Rev04-Msr002 | WPSDGENRCC0004-Rev04-Msr002-FULL | WPSDGENRCC0004-Rev04-Msr002-BASE | Cook-IceMach |  | ExAnte2018 |  |  | Food Service - IceMach-Commercial Ice Machines SCU 110-200 lbs/day | Commercial Ice Machines SCU 110-200 lbs/day-Super High-Efficiency Ice Machine |  | Deemed |  | ComRefrig | Equipment | Ref_SelfCon | IceMach | Standard |  | No Ice Machine or below Title 20 ice machine equipment |  |  | Ref_SelfCon | IceMach | Ice Machine meeting Title 20 requirements | 0 |  | Ref_SelfCon | IceMach | None | 0 | 0 |  | None
WPSDGENRCC0004-Rev04-Msr003 | SDG | None | WPSDGENRCC0004-4 | 2018-01-01 |  | NonRes | WPSDGENRCC0004-Rev04-Msr003 | WPSDGENRCC0004-Rev04-Msr003-FULL | WPSDGENRCC0004-Rev04-Msr003-BASE | Cook-IceMach |  | ExAnte2018 |  |  | Food Service - IceMach-Commercial Ice Machines SCU >200 lbs/day | Commercial Ice Machines SCU >200 lbs/day-Super High-Efficiency Ice Machine |  | Deemed |  | ComRefrig | Equipment | Ref_SelfCon | IceMach | Standard |  | No Ice Machine or below Title 20 ice machine equipment |  |  | Ref_SelfCon | IceMach | Ice Machine meeting Title 20 requirements | 0 |  | Ref_SelfCon | IceMach | None | 0 | 0 |  | None
WPSDGENRCC0004-Rev04-Msr004 | SDG | None | WPSDGENRCC0004-4 | 2018-01-01 |  | NonRes | WPSDGENRCC0004-Rev04-Msr004 | WPSDGENRCC0004-Rev04-Msr004-FULL | WPSDGENRCC0004-Rev04-Msr004-BASE | Cook-IceMach |  | ExAnte2018 |  |  | Food Service - IceMach-Commercial Ice Machines IMH <300 lbs/day | Commercial Ice Machines IMH <300 lbs/day-Super High-Efficiency Ice Machine |  | Deemed |  | ComRefrig | Equipment | Ref_SelfCon | IceMach | Standard |  | No Ice Machine or below Title 20 ice machine equipment |  |  | Ref_SelfCon | IceMach | Ice Machine meeting Title 20 requirements | 0 |  | Ref_SelfCon | IceMach | None | 0 | 0 |  | None
WPSDGENRCC0004-Rev04-Msr005 | SDG | None | WPSDGENRCC0004-4 | 2018-01-01 |  | NonRes | WPSDGENRCC0004-Rev04-Msr005 | WPSDGENRCC0004-Rev04-Msr005-FULL | WPSDGENRCC0004-Rev04-Msr005-BASE | Cook-IceMach |  | ExAnte2018 |  |  | Food Service - IceMach-Commercial Ice Machines IMH 300 to 800 lbs/day | Commercial Ice Machines IMH 300 to 800 lbs/day-Super High-Efficiency Ice Machine |  | Deemed |  | ComRefrig | Equipment | Ref_SelfCon | IceMach | Standard |  | No Ice Machine or below Title 20 ice machine equipment |  |  | Ref_SelfCon | IceMach | Ice Machine meeting Title 20 requirements | 0 |  | Ref_SelfCon | IceMach | None | 0 | 0 |  | None
WPSDGENRCC0004-Rev04-Msr006 | SDG | None | WPSDGENRCC0004-4 | 2018-01-01 |  | NonRes | WPSDGENRCC0004-Rev04-Msr006 | WPSDGENRCC0004-Rev04-Msr006-FULL | WPSDGENRCC0004-Rev04-Msr006-BASE | Cook-IceMach |  | ExAnte2018 |  |  | Food Service - IceMach-Commercial Ice Machines IMH 801 to 1500 lbs/day | Commercial Ice Machines IMH 801 to 1500 lbs/day-Super High-Efficiency Ice Machine |  | Deemed |  | ComRefrig | Equipment | Ref_SelfCon | IceMach | Standard |  | No Ice Machine or below Title 20 ice machine equipment |  |  | Ref_SelfCon | IceMach | Ice Machine meeting Title 20 requirements | 0 |  | Ref_SelfCon | IceMach | None | 0 | 0 |  | None
WPSDGENRCC0004-Rev04-Msr007 | SDG | None | WPSDGENRCC0004-4 | 2018-01-01 |  | NonRes | WPSDGENRCC0004-Rev04-Msr007 | WPSDGENRCC0004-Rev04-Msr007-FULL | WPSDGENRCC0004-Rev04-Msr007-BASE | Cook-IceMach |  | ExAnte2018 |  |  | Food Service - IceMach-Commercial Ice Machines IMH >1500 lbs/day | Commercial Ice Machines IMH >1500 lbs/day-Super High-Efficiency Ice Machine |  | Deemed |  | ComRefrig | Equipment | Ref_SelfCon | IceMach | Standard |  | No Ice Machine or below Title 20 ice machine equipment |  |  | Ref_SelfCon | IceMach | Ice Machine meeting Title 20 requirements | 0 |  | Ref_SelfCon | IceMach | None | 0 | 0 |  | None
WPSDGENRCC0004-Rev04-Msr008 | SDG | None | WPSDGENRCC0004-4 | 2018-01-01 |  | NonRes | WPSDGENRCC0004-Rev04-Msr008 | WPSDGENRCC0004-Rev04-Msr008-FULL | WPSDGENRCC0004-Rev04-Msr008-BASE | Cook-IceMach |  | ExAnte2018 |  |  | Food Service - IceMach-Commercial Ice Machines RCU <988 lbs/day | Commercial Ice Machines RCU <988 lbs/day-Super High-Efficiency Ice Machine |  | Deemed |  | ComRefrig | Equipment | Ref_SelfCon | IceMach | Standard |  | No Ice Machine or below Title 20 ice machine equipment |  |  | Ref_SelfCon | IceMach | Ice Machine meeting Title 20 requirements | 0 |  | Ref_SelfCon | IceMach | None | 0 | 0 |  | None
WPSDGENRCC0004-Rev04-Msr009 | SDG | None | WPSDGENRCC0004-4 | 2018-01-01 |  | NonRes | WPSDGENRCC0004-Rev04-Msr009 | WPSDGENRCC0004-Rev04-Msr009-FULL | WPSDGENRCC0004-Rev04-Msr009-BASE | Cook-IceMach |  | ExAnte2018 |  |  | Food Service - IceMach-Commercial Ice Machines RCU 988 or greater lbs/day | Commercial Ice Machines RCU 988 or greater lbs/day-Super High-Efficiency Ice Machine |  | Deemed |  | ComRefrig | Equipment | Ref_SelfCon | IceMach | Standard |  | No Ice Machine or below Title 20 ice machine equipment |  |  | Ref_SelfCon | IceMach | Ice Machine meeting Title 20 requirements | 0 |  | Ref_SelfCon | IceMach | None | 0 | 0 |  | None
WPSDGENRCC0005-Rev04-Msr003 | SDG | None | WPSDGENRCC0005-4 | 2016-01-01 |  | NonRes | WPSDGENRCC0005-Rev04-Msr003 | WPSDGENRCC0005-Rev04-Msr003-FULL | WPSDGENRCC0005-Rev04-Msr003-BASE | Cook-ElecCombOven |  | ExAnte2016 |  |  | Cooking Eff >=50% Stm and >=70% Conv-Comm Elc Combi <15 Pans Oven | Electric Combination Oven (Pans <15) with Eff >=50% Stm and >=70% Conv |  | Deemed |  | ProcHeat | Cooking | Cook_equip | OvenComb | Standard |  | Existing Electric Combination Oven Eff <50% Stm or <70% Conv |  |  | Cook_equip | OvenComb | Commercial Oven - Standard Electric | 0 |  | Cook_equip | OvenComb | None | 0 | 0 |  | None
WPSDGENRCC0005-Rev04-Msr004 | SDG | None | WPSDGENRCC0005-4 | 2016-01-01 |  | NonRes | WPSDGENRCC0005-Rev04-Msr004 | WPSDGENRCC0005-Rev04-Msr004-FULL | WPSDGENRCC0005-Rev04-Msr004-BASE | Cook-ElecCombOven |  | ExAnte2016 |  |  | Cooking Eff >=50% Stm and >=70% Conv-Comm Elc Combi 15 to 28 Pans Oven | Electric Combination Oven (15 to 28 Pans) with Eff >=50% Stm and >=70% Conv |  | Deemed |  | ProcHeat | Cooking | Cook_equip | OvenComb | Standard |  | Existing Electric Combination Oven Eff <50% Stm or <70% Conv |  |  | Cook_equip | OvenComb | Commercial Oven - Standard Electric | 0 |  | Cook_equip | OvenComb | None | 0 | 0 |  | None
WPSDGENRCC0005-Rev04-Msr006 | SDG | None | WPSDGENRCC0005-4 | 2016-01-01 |  | NonRes | WPSDGENRCC0005-Rev04-Msr006 | WPSDGENRCC0005-Rev04-Msr006-FULL | WPSDGENRCC0005-Rev04-Msr006-BASE | Cook-ElecCombOven |  | ExAnte2016 |  |  | Cooking Eff >=50% Stm and >=70% Conv-Comm Elc Combi >28 Pans Oven | Electric Combination Oven (Pans >28) with Eff >=50% Stm and >=70% Conv |  | Deemed |  | ProcHeat | Cooking | Cook_equip | OvenComb | Standard |  | Existing Electric Combination Oven Eff <50% Stm or <70% Conv |  |  | Cook_equip | OvenComb | Commercial Oven - Standard Electric | 0 |  | Cook_equip | OvenComb | None | 0 | 0 |  | None
WPSDGENRCC0005-Rev04-Msr007 | SDG | None | WPSDGENRCC0005-4 | 2016-01-01 |  | NonRes | WPSDGENRCC0005-Rev04-Msr007 | WPSDGENRCC0005-Rev04-Msr007-FULL | WPSDGENRCC0005-Rev04-Msr007-BASE | Cook-GasCombOVen |  | ExAnte2016 |  |  | Cooking Eff >=38% Stm and >=44% Conv-Comm Gas Combi <15 Pans Oven | Gas Combination Oven (Pans <15) with Eff >=38% Stm and >=44% Conv |  | Deemed |  | ProcHeat | Cooking | Cook_equip | OvenComb | Standard |  | Existing Gas Combination Oven Eff <38% Stm or <44% Conv |  |  | Cook_equip | OvenComb | Commercial Oven - Standard Gas | 0 |  | Cook_equip | OvenComb | None | 0 | 0 |  | None
WPSDGENRCC0005-Rev04-Msr008 | SDG | None | WPSDGENRCC0005-4 | 2016-01-01 |  | NonRes | WPSDGENRCC0005-Rev04-Msr008 | WPSDGENRCC0005-Rev04-Msr008-FULL | WPSDGENRCC0005-Rev04-Msr008-BASE | Cook-GasCombOVen |  | ExAnte2016 |  |  | Cooking Eff >=38% Stm and >=44% Conv-Comm Gas Combi 15 to 28 Pans Oven | Gas Combination Oven (15 to 28 Pans) with Eff >=38% Stm and >=44% Conv |  | Deemed |  | ProcHeat | Cooking | Cook_equip | OvenComb | Standard |  | Existing Gas Combination Oven Eff <38% Stm or <44% Conv |  |  | Cook_equip | OvenComb | Commercial Oven - Standard Gas | 0 |  | Cook_equip | OvenComb | None | 0 | 0 |  | None
WPSDGENRCC0005-Rev04-Msr009 | SDG | None | WPSDGENRCC0005-4 | 2016-01-01 |  | NonRes | WPSDGENRCC0005-Rev04-Msr009 | WPSDGENRCC0005-Rev04-Msr009-FULL | WPSDGENRCC0005-Rev04-Msr009-BASE | Cook-GasCombOVen |  | ExAnte2016 |  |  | Cooking Eff >=38% Stm and >=44% Conv-Comm Gas Combi >28 Pans Oven | Gas Combination Oven (>28 Pans) with Eff >=38% Stm and >=44% Conv |  | Deemed |  | ProcHeat | Cooking | Cook_equip | OvenComb | Standard |  | Existing Gas Combination Oven Eff <38% Stm or <44% Conv |  |  | Cook_equip | OvenComb | Commercial Oven - Standard Gas | 0 |  | Cook_equip | OvenComb | None | 0 | 0 |  | None
WPSDGENRCC0006-Rev04-Msr002 | SDG | None | WPSDGENRCC0006-4 | 2016-01-01 |  | NonRes | WPSDGENRCC0006-Rev04-Msr002 | WPSDGENRCC0006-Rev04-Msr002-FULL | WPSDGENRCC0006-Rev04-Msr002-BASE | Cook-ElecConvOven |  | ExAnte2016 |  |  | Commercial Full-Size Convection Oven (Electric) | Electric Full-Size (<= 5 pans) Convection Ovens >=71% |  | Deemed |  | FoodServ | Cooking | Cook_equip | OvenConv | Standard |  | Electric Full-Size (<= 5 pans) Convection Ovens <71% |  |  | Cook_equip | OvenConv | Electric Full-Size (<= 5 pans) Convection Ovens ~65% | 0 |  | Cook_equip | OvenConv | None | 0 | 0 |  | None
WPSDGENRCC0006-Rev04-Msr005 | SDG | None | WPSDGENRCC0006-4 | 2016-01-01 |  | NonRes | WPSDGENRCC0006-Rev04-Msr005 | WPSDGENRCC0006-Rev04-Msr005-FULL | WPSDGENRCC0006-Rev04-Msr005-BASE | Cook-GasConvOven |  | ExAnte2016 |  |  | Commercial Full-Size Convection Oven (Gas) | Gas Full-Size (<= 5 pans) Convection Ovens >=46% |  | Deemed |  | FoodServ | Cooking | Cook_equip | OvenConv | Standard |  | Gas Full-Size (<= 5 pans) Convection Ovens <30% |  |  | Cook_equip | OvenConv | Gas Full-Size (<= 5 pans) Convection Ovens ~30% | 0 |  | Cook_equip | OvenConv | None | 0 | 0 |  | None
WPSDGENRCC0011-Rev03-Msr002 | SDG | None | WPSDGENRCC0011-3 | 2016-01-01 |  | NonRes | WPSDGENRCC0011-Rev03-Msr002 | WPSDGENRCC0011-Rev03-Msr002-FULL | WPSDGENRCC0011-Rev03-Msr002-BASE | Cook-GasRackOven |  | ExAnte2016 |  |  | Commercial Gas Rack Oven- Double, Cooking Efficiency >= 50% | Commercial Gas Rack Oven- Double, Cooking Efficiency >= 50% |  | Deemed |  | FoodServ | Cooking | Cook_equip | OvenConv | Standard |  | Commercial Gas Rack Oven- Double, Cooking Efficiency = 30% |  |  | Cook_equip | OvenConv | Commercial Gas Rack Oven- Double, Cooking Efficiency = 30% | 0 |  | Cook_equip | OvenConv | None | 0 | 0 |  | None
WPSDGENRCC0014-Rev04-Msr001 | SDG | None | WPSDGENRCC0014-4 | 2016-01-01 |  | NonRes | WPSDGENRCC0014-Rev04-Msr001 | WPSDGENRCC0014-Rev04-Msr001-FULL | WPSDGENRCC0014-Rev04-Msr001-BASE | Cook-ElecFryer |  | ExAnte2016 |  |  | Commercial Electric Large Vat Fryer, (Vat Width>= 18") Cooking Efficiency >= 80% | Commercial electric fryer (vat width >= 18-inches) >=80% |  | Deemed |  | FoodServ | Cooking | Cook_equip | Fryer | Standard |  | Commercial electric fryer (vat width >= 18-inches) <80% |  |  | Cook_equip | Fryer | Commercial electric fryer (vat width >= 18-inches) Non Energy Star | 0 |  | Cook_equip | Fryer | None | 0 | 0 |  | None
WPSDGENRCC0014-Rev04-Msr002 | SDG | None | WPSDGENRCC0014-4 | 2016-01-01 |  | NonRes | WPSDGENRCC0014-Rev04-Msr002 | WPSDGENRCC0014-Rev04-Msr002-FULL | WPSDGENRCC0014-Rev04-Msr002-BASE | Cook-GasFryer |  | ExAnte2016 |  |  | Commercial Gas Large Vat Fryer, (Vat Width>= 18") Cooking Efficiency >= 50% | Commercial gas fryer (vat width >= 18-inches) >=50% |  | Deemed |  | FoodServ | Cooking | Cook_equip | Fryer | Standard |  | Commercial gas fryer (vat width >= 18-inches) <50% |  |  | Cook_equip | Fryer | Commercial gas fryer (vat width >= 18-inches) Non Energy Star | 0 |  | Cook_equip | Fryer | None | 0 | 0 |  | None
WPSDGENRCC0014-Rev04-Msr003 | SDG | None | WPSDGENRCC0014-4 | 2016-01-01 |  | NonRes | WPSDGENRCC0014-Rev04-Msr003 | WPSDGENRCC0014-Rev04-Msr003-FULL | WPSDGENRCC0014-Rev04-Msr003-BASE | Cook-ElecFryer |  | ExAnte2016 |  |  | Commercial Electric Fryer (Vat Width<18-inches) Cooking Efficiency >= 80% | Commercial electric large vat fryer (vat width < 18-inches >=80% |  | Deemed |  | FoodServ | Cooking | Cook_equip | Fryer | Standard |  | Commercial electric large vat fryer (vat width < 18-inches <80% |  |  | Cook_equip | Fryer | Commercial electric large vat fryer (vat width < 18-inches Non Energy Star | 0 |  | Cook_equip | Fryer | None | 0 | 0 |  | None
WPSDGENRCC0014-Rev04-Msr004 | SDG | None | WPSDGENRCC0014-4 | 2016-01-01 |  | NonRes | WPSDGENRCC0014-Rev04-Msr004 | WPSDGENRCC0014-Rev04-Msr004-FULL | WPSDGENRCC0014-Rev04-Msr004-BASE | Cook-GasFryer |  | ExAnte2016 |  |  | Commercial Gas Fryer (vat width < 18-inches) Cooking Efficiency >= 50% | Commercial electric fryer (vat width < 18-inches) >=50% |  | Deemed |  | FoodServ | Cooking | Cook_equip | Fryer | Standard |  | Commercial electric fryer (vat width < 18-inches) <50% |  |  | Cook_equip | Fryer | Commercial electric fryer (vat width < 18-inches) Non Energy Star | 0 |  | Cook_equip | Fryer | None | 0 | 0 |  | None
WPSDGENRCC0015-Rev01-Msr001 | SDG | None | WPSDGENRCC0015-1 | 2018-01-01 |  | NonRes | WPSDGENRCC0015-Rev01-Msr001 | FoodServ-Gas-ConvOvn-ln25in-42p0 | FoodServ-Gas-ConvOvn-ln25in-20p0 | Cook-GasConvOven |  | ExAnte2018 |  |  | Conveyor Oven sm <=25" total conveyor width with 42% minimum cooking efficiency | New Conveyor Oven - minimum efficiency of 42% |  | Deemed |  | FoodServ | Cooking | Cook_equip | OvenComb | Standard |  | Existing Conveyor Oven |  |  | Cook_equip | OvenComb | Standard Conveyor Over -efficiency below 41% | 0 |  | Cook_equip | OvenComb | None | 0 | 0 |  | None
WPSDGENRCC0015-Rev01-Msr002 | SDG | None | WPSDGENRCC0015-1 | 2018-01-01 |  | NonRes | WPSDGENRCC0015-Rev01-Msr002 | FoodServ-Gas-ConveyorOvn-gt25in-42p0 | FoodServ-Gas-ConveyorOvn-gt25in-20p0 | Cook-GasConvOven |  | ExAnte2018 |  |  | Conveyor Oven lg >25" total conveyor width with 42% minimum cooking efficiency | New Conveyor Oven - minimum efficiency of 42% |  | Deemed |  | FoodServ | Cooking | Cook_equip | OvenConv | Standard |  | Existing Conveyor Oven |  |  | Cook_equip | OvenComb | Standard Conveyor Over -efficiency below 41% | 0 |  | Cook_equip | OvenComb | None | 0 | 0 |  | None
WPSDGENRCC0016-Rev02-Msr001 | SDG | None | WPSDGENRCC0016-2 | 2016-01-01 |  | Com | WPSDGENRCC0016-Rev02-Msr001 | WPSDGENRCC0016-Rev02-Msr001-FULL | WPSDGENRCC0016-Rev02-Msr001-BASE | Cook-ElecGriddle |  | ExAnte2016 |  |  | Commercial Griddle - Electric | Commercial Electric Griddle - Energy Star or HLCEE >= 70% & IER <= 320 W/sqft |  | Deemed |  | ProcHeat | Cooking | Cook_equip | Griddle | Standard |  | Griddle - Electric (60% efficiency) |  |  | Cook_equip | Griddle | Griddle - Electric (60% efficiency) | 0 |  | Cook_equip | Griddle | None | 0 | 0 |  | None
WPSDGENRCC0016-Rev02-Msr002 | SDG | None | WPSDGENRCC0016-2 | 2016-01-01 |  | Com | WPSDGENRCC0016-Rev02-Msr002 | WPSDGENRCC0016-Rev02-Msr002-FULL | WPSDGENRCC0016-Rev02-Msr002-BASE | Cook-GasGriddle |  | ExAnte2016 |  |  | Commercial Griddle - Gas | Commercial Gas Griddle - Energy Star or HLCEE >= 38% & IER <= 2650 Btu/h/sqft |  | Deemed |  | ProcHeat | Cooking | Cook_equip | Griddle | Standard |  | Griddle - Gas (30% efficiency) |  |  | Cook_equip | Griddle | Griddle - Gas (30% efficiency) | 0 |  | Cook_equip | Griddle | None | 0 | 0 |  | None
WPSDGENRCC0018-Rev01-Msr001 | SDG | None | WPSDGENRCC0018-1 | 2018-01-01 |  | NonRes | WPSDGENRCC0018-Rev01-Msr001 | SDG_FoodServ-Cook-HoldCab-FullSz-Msr | SDG_FoodServ-Cook-HoldCab-FullSz-Base | Cook-HoldCab |  | ExAnte2018 |  |  | Hot Food Holding Cabinet-Full-Size (>=15 cuft) | Efficient, Commercial Hot Food Holding Cabinet, Full, Electric | SWCC007v00B | Deemed |  | FoodServ | Cooking | FoodService | HoldCab | Standard |  | Insulated Holding Cabinet, Full-Size - Unrated |  |  | FoodService | HoldCab | Insulated Holding Cabinet, Full-Size >20W/CF Idle Operating | 0 |  | FoodService | HoldCab | None | 0 | 0 |  | None
WPSDGENRCC0018-Rev01-Msr002 | SDG | None | WPSDGENRCC0018-1 | 2018-01-01 |  | NonRes | WPSDGENRCC0018-Rev01-Msr002 | SDG_FoodServ-Cook-HoldCab-HalfSz-Msr | SDG_FoodServ-Cook-HoldCab-HalfSz-Base | Cook-HoldCab |  | ExAnte2018 |  |  | Hot Food Holding Cabinet-Half-Size (<15 cuft) | Efficient, Commercial Hot Food Holding Cabinet, Half, Electric | SWCC007v00A | Deemed |  | FoodServ | Cooking | FoodService | HoldCab | Standard |  | Insulated Holding Cabinet, Half-Size - Unrated |  |  | FoodService | HoldCab | Insulated Holding Cabinet, Half-Size >20W/CF Idle Operating | 0 |  | FoodService | HoldCab | None | 0 | 0 |  | None
WPSDGENRCC0019-Rev02-Msr001 | SDG | None | WPSDGENRCC0019-2 | 2016-01-01 |  | NonRes | WPSDGENRCC0019-Rev02-Msr001 | WPSDGENRCC0019-Rev02-Msr001-FULL | WPSDGENRCC0019-Rev02-Msr001-BASE | HVAC-EMS |  | ExAnte2016 |  |  | Commercial Kitchen Demand Ventilation Control | Commercial Kitchen Demand Ventilation Control |  | Deemed |  | HVAC | VentAirDist | HV_AirDist | ExFanMtr | Standard |  | Manual Ventilation Control |  |  | HV_AirDist | ExFanMtr | Demand Ventilation Control if CFM>5,000/Manual if CFM<5,000 | 0 |  | HV_AirDist | ExFanMtr | None | 0 | 0 |  | None
WPSDGENRCC0019-Rev02-Msr002 | SDG | None | WPSDGENRCC0019-2 | 2016-01-01 |  | NonRes | WPSDGENRCC0019-Rev02-Msr002 | WPSDGENRCC0019-Rev02-Msr002-FULL | WPSDGENRCC0019-Rev02-Msr002-BASE | HVAC-EMS |  | ExAnte2016 |  |  | Commercial Kitchen Demand Ventilation Control - New | Commercial Kitchen Demand Ventilation Control |  | Deemed |  | HVAC | VentAirDist | HV_AirDist | ExFanMtr | Standard |  | Manual Ventilation Control |  |  | HV_AirDist | ExFanMtr | Demand Ventilation Control if CFM>5,000/Manual if CFM<5,000 | 0 |  | HV_AirDist | ExFanMtr | None | 0 | 0 |  | None
WPSDGENRCS0001-Rev01-Msr001 | SDG | None | WPSDGENRCS0001-1 | 2016-01-01 |  | NonRes | WPSDGENRCS0001-Rev01-Msr001 | WPSDGENRCS0001-Rev01-Msr001-FULL | WPSDGENRCS0001-Rev01-Msr001-BASE | Plug-VendCtrler |  | ExAnte2016 |  |  | Vending Machine Controller - Refrigerated (Non-Residential) | Refrigeration - Vending Machine Controller (21 cuft) |  | Deemed |  | AppPlug | Refrig | LiquidCirc | FlowCtrl | Standard |  | Refrigeration - No Vending Machine Controller |  |  | Ref_Storage | VMController | Refrigeration - No Vending Machine Controller | 0 |  | Ref_Storage | VMController | None | 0 | 0 |  | None
WPSDGENRCS0001-Rev01-Msr002 | SDG | None | WPSDGENRCS0001-1 | 2016-01-01 |  | Res | WPSDGENRCS0001-Rev01-Msr002 | WPSDGENRCS0001-Rev01-Msr002-FULL | WPSDGENRCS0001-Rev01-Msr002-BASE | Plug-VendCtrler |  | ExAnte2016 |  |  | Vending Machine Controller - Refrigerated (Residential) | Refrigeration - Vending Machine Controller (21cuft) |  | Deemed |  | AppPlug | Refrig | LiquidCirc | FlowCtrl | Standard |  | Refrigeration - No Vending Machine Controller |  |  | Ref_Storage | VMController | Refrigeration - No Vending Machine Controller | 0 |  | Ref_Storage | VMController | None | 0 | 0 |  | None
NE-HVAC-airAC-Pkg-55to65kBtuh-15p0seer | SDG | None | WPSDGENRHC0023-2 | 2017-07-01 |  | Com | NE-HVAC-airAC-Pkg-55to65kBtuh-15p0seer | dxAC-Com-Pkg-55to65kBTUh-SEER-15.0 | dxAC-Com-Pkg-55to65kBTUh-SEER-14.0 | HVAC-airAC | HVAC-airAC | DEER2017 | D17 v2 |  | Commercial SEER-rated Packaged Air Conditioners, Size Range: 55 - 65 kBTU/h, SEER = 15 (EER = 12.6), EIR = 0.236, Fan W/CFM = 0.25, two-speed fan, with Econo (Pre-existing vintages do not include Economizer) | Commercial SEER-rated Packaged Air Conditioners, Size Range: 55 - 65 kBTU/h, SEER = 15 (EER = 12.6), EIR = 0.236, Fan W/CFM = 0.25, two-speed fan, with Econo | dxAC-Com-Pkg-55to65kBTUh-SEER-15.0 | DEER | Standard | HVAC | SpaceCool | dxAC_equip | pkgSEER | Standard |  | Com SEER-Rated Pkg AC, 18-65 kBTU/h; pre-2001: SEER = 11.6, one-speed fan, no Econo; post-2001: SEER = 13 (EER = 11.06), one-speed fan, no Econo; 2014: SEER = 14 (EER = 11.75), two-speed fan, w/Econo |  |  |  |  | Commercial SEER-rated Packaged Air Conditioners, Size Range: 55 - 65 kBTU/h, SEER = 14 (EER = 11.7), EIR = 0.249, Fan W/CFM = 0.29, two-speed fan, with Econo | 0 | dxAC-Com-Pkg-55to65kBTUh-SEER-14.0 |  |  | None | 0 | 0 |  | None
NE-HVAC-airAC-Pkg-55to65kBtuh-15p0seer-wPreEcono | SDG | None | WPSDGENRHC0023-2 | 2017-07-01 |  | Com | NE-HVAC-airAC-Pkg-55to65kBtuh-15p0seer-wPreEcono | dxAC-Com-Pkg-55to65kBTUh-SEER-15.0 | dxAC-Com-Pkg-55to65kBTUh-SEER-14.0 | HVAC-airAC | HVAC-airAC | DEER2017 | D17 v2 |  | Commercial SEER-rated Packaged Air Conditioners, Size Range: 55 - 65 kBTU/h, SEER = 15 (EER = 12.6), EIR = 0.236, Fan W/CFM = 0.25, two-speed fan, with Econo (Pre-existing vintages include Economizer) | Commercial SEER-rated Packaged Air Conditioners, Size Range: 55 - 65 kBTU/h, SEER = 15 (EER = 12.6), EIR = 0.236, Fan W/CFM = 0.25, two-speed fan, with Econo | dxAC-Com-Pkg-55to65kBTUh-SEER-15.0 | DEER | Standard | HVAC | SpaceCool | dxAC_equip | pkgSEER | Standard |  | Com SEER-Rated Pkg AC, 18-65 kBTU/h; pre-2001: SEER = 11.6, one-speed fan, w/ Econo; post-2001: SEER = 13 (EER = 11.06), one-speed fan, w/Econo; 2014: SEER = 14 (EER = 11.75), two-speed fan, w/Econo |  |  |  |  | Commercial SEER-rated Packaged Air Conditioners, Size Range: 55 - 65 kBTU/h, SEER = 14 (EER = 11.7), EIR = 0.249, Fan W/CFM = 0.29, two-speed fan, with Econo | 0 | dxAC-Com-Pkg-55to65kBTUh-SEER-14.0 |  |  | None | 0 | 0 |  | None
NE-HVAC-airAC-Pkg-55to65kBtuh-16p0seer | SDG | None | WPSDGENRHC0023-2 | 2017-07-01 |  | Com | NE-HVAC-airAC-Pkg-55to65kBtuh-16p0seer | dxAC-Com-Pkg-55to65kBTUh-SEER-16.0 | dxAC-Com-Pkg-55to65kBTUh-SEER-14.0 | HVAC-airAC | HVAC-airAC | DEER2017 | D17 v2 |  | Commercial SEER-rated Packaged Air Conditioners, Size Range: 55 - 65 kBTU/h, SEER = 16 (EER = 12.5), EIR = 0.238, Fan W/CFM = 0.27, two-speed fan, with Econo (Pre-existing vintages do not include Economizer) | Commercial SEER-rated Packaged Air Conditioners, Size Range: 55 - 65 kBTU/h, SEER = 16 (EER = 12.5), EIR = 0.238, Fan W/CFM = 0.27, two-speed fan, with Econo | dxAC-Com-Pkg-55to65kBTUh-SEER-16.0 | DEER | Standard | HVAC | SpaceCool | dxAC_equip | pkgSEER | Standard |  | Com SEER-Rated Pkg AC, 18-65 kBTU/h; pre-2001: SEER = 11.6, one-speed fan, no Econo; post-2001: SEER = 13 (EER = 11.06), one-speed fan, no Econo; 2014: SEER = 14 (EER = 11.75), two-speed fan, w/Econo |  |  |  |  | Commercial SEER-rated Packaged Air Conditioners, Size Range: 55 - 65 kBTU/h, SEER = 14 (EER = 11.7), EIR = 0.249, Fan W/CFM = 0.29, two-speed fan, with Econo | 0 | dxAC-Com-Pkg-55to65kBTUh-SEER-14.0 |  |  | None | 0 | 0 |  | None
NE-HVAC-airAC-Pkg-55to65kBtuh-16p0seer-wPreEcono | SDG | None | WPSDGENRHC0023-2 | 2017-07-01 |  | Com | NE-HVAC-airAC-Pkg-55to65kBtuh-16p0seer-wPreEcono | dxAC-Com-Pkg-55to65kBTUh-SEER-16.0 | dxAC-Com-Pkg-55to65kBTUh-SEER-14.0 | HVAC-airAC | HVAC-airAC | DEER2017 | D17 v2 |  | Commercial SEER-rated Packaged Air Conditioners, Size Range: 55 - 65 kBTU/h, SEER = 16 (EER = 12.5), EIR = 0.238, Fan W/CFM = 0.27, two-speed fan, with Econo (Pre-existing vintages include Economizer) | Commercial SEER-rated Packaged Air Conditioners, Size Range: 55 - 65 kBTU/h, SEER = 16 (EER = 12.5), EIR = 0.238, Fan W/CFM = 0.27, two-speed fan, with Econo | dxAC-Com-Pkg-55to65kBTUh-SEER-16.0 | DEER | Standard | HVAC | SpaceCool | dxAC_equip | pkgSEER | Standard |  | Com SEER-Rated Pkg AC, 18-65 kBTU/h; pre-2001: SEER = 11.6, one-speed fan, w/ Econo; post-2001: SEER = 13 (EER = 11.06), one-speed fan, w/Econo; 2014: SEER = 14 (EER = 11.75), two-speed fan, w/Econo |  |  |  |  | Commercial SEER-rated Packaged Air Conditioners, Size Range: 55 - 65 kBTU/h, SEER = 14 (EER = 11.7), EIR = 0.249, Fan W/CFM = 0.29, two-speed fan, with Econo | 0 | dxAC-Com-Pkg-55to65kBTUh-SEER-14.0 |  |  | None | 0 | 0 |  | None
NE-HVAC-airAC-Pkg-55to65kBtuh-17p0seer | SDG | None | WPSDGENRHC0023-2 | 2017-07-01 |  | Com | NE-HVAC-airAC-Pkg-55to65kBtuh-17p0seer | dxAC-Com-Pkg-55to65kBTUh-SEER-17.0 | dxAC-Com-Pkg-55to65kBTUh-SEER-14.0 | HVAC-airAC | HVAC-airAC | DEER2017 | D17 v2 |  | Commercial SEER-rated Packaged Air Conditioners, Size Range: 55 - 65 kBTU/h, SEER = 17 (EER = 13.3), EIR = 0.223, Fan W/CFM = 0.27, two-speed fan, with Econo (Pre-existing vintages do not include Economizer) | Commercial SEER-rated Packaged Air Conditioners, Size Range: 55 - 65 kBTU/h, SEER = 17 (EER = 13.3), EIR = 0.223, Fan W/CFM = 0.27, two-speed fan, with Econo | dxAC-Com-Pkg-55to65kBTUh-SEER-17.0 | DEER | Standard | HVAC | SpaceCool | dxAC_equip | pkgSEER | Standard |  | Com SEER-Rated Pkg AC, 18-65 kBTU/h; pre-2001: SEER = 11.6, one-speed fan, no Econo; post-2001: SEER = 13 (EER = 11.06), one-speed fan, no Econo; 2014: SEER = 14 (EER = 11.75), two-speed fan, w/Econo |  |  |  |  | Commercial SEER-rated Packaged Air Conditioners, Size Range: 55 - 65 kBTU/h, SEER = 14 (EER = 11.7), EIR = 0.249, Fan W/CFM = 0.29, two-speed fan, with Econo | 0 | dxAC-Com-Pkg-55to65kBTUh-SEER-14.0 |  |  | None | 0 | 0 |  | None
NE-HVAC-airAC-Pkg-55to65kBtuh-17p0seer-wPreEcono | SDG | None | WPSDGENRHC0023-2 | 2017-07-01 |  | Com | NE-HVAC-airAC-Pkg-55to65kBtuh-17p0seer-wPreEcono | dxAC-Com-Pkg-55to65kBTUh-SEER-17.0 | dxAC-Com-Pkg-55to65kBTUh-SEER-14.0 | HVAC-airAC | HVAC-airAC | DEER2017 | D17 v2 |  | Commercial SEER-rated Packaged Air Conditioners, Size Range: 55 - 65 kBTU/h, SEER = 17 (EER = 13.3), EIR = 0.223, Fan W/CFM = 0.27, two-speed fan, with Econo (Pre-existing vintages include Economizer) | Commercial SEER-rated Packaged Air Conditioners, Size Range: 55 - 65 kBTU/h, SEER = 17 (EER = 13.3), EIR = 0.223, Fan W/CFM = 0.27, two-speed fan, with Econo | dxAC-Com-Pkg-55to65kBTUh-SEER-17.0 | DEER | Standard | HVAC | SpaceCool | dxAC_equip | pkgSEER | Standard |  | Com SEER-Rated Pkg AC, 18-65 kBTU/h; pre-2001: SEER = 11.6, one-speed fan, w/ Econo; post-2001: SEER = 13 (EER = 11.06), one-speed fan, w/Econo; 2014: SEER = 14 (EER = 11.75), two-speed fan, w/Econo |  |  |  |  | Commercial SEER-rated Packaged Air Conditioners, Size Range: 55 - 65 kBTU/h, SEER = 14 (EER = 11.7), EIR = 0.249, Fan W/CFM = 0.29, two-speed fan, with Econo | 0 | dxAC-Com-Pkg-55to65kBTUh-SEER-14.0 |  |  | None | 0 | 0 |  | None
NE-HVAC-airAC-Pkg-55to65kBtuh-18p0seer | SDG | None | WPSDGENRHC0023-2 | 2017-07-01 |  | Com | NE-HVAC-airAC-Pkg-55to65kBtuh-18p0seer | dxAC-Com-Pkg-55to65kBTUh-SEER-18.0 | dxAC-Com-Pkg-55to65kBTUh-SEER-14.0 | HVAC-airAC | HVAC-airAC | DEER2017 | D17 v2 |  | Commercial SEER-rated Packaged Air Conditioners, Size Range: 55 - 65 kBTU/h, SEER = 18 (EER = 14), EIR = 0.209, Fan W/CFM = 0.27, two-speed fan, with Econo (Pre-existing vintages do not include Economizer) | Commercial SEER-rated Packaged Air Conditioners, Size Range: 55 - 65 kBTU/h, SEER = 18 (EER = 14), EIR = 0.209, Fan W/CFM = 0.27, two-speed fan, with Econo | dxAC-Com-Pkg-55to65kBTUh-SEER-18.0 | DEER | Standard | HVAC | SpaceCool | dxAC_equip | pkgSEER | Standard |  | Com SEER-Rated Pkg AC, 18-65 kBTU/h; pre-2001: SEER = 11.6, one-speed fan, no Econo; post-2001: SEER = 13 (EER = 11.06), one-speed fan, no Econo; 2014: SEER = 14 (EER = 11.75), two-speed fan, w/Econo |  |  |  |  | Commercial SEER-rated Packaged Air Conditioners, Size Range: 55 - 65 kBTU/h, SEER = 14 (EER = 11.7), EIR = 0.249, Fan W/CFM = 0.29, two-speed fan, with Econo | 0 | dxAC-Com-Pkg-55to65kBTUh-SEER-14.0 |  |  | None | 0 | 0 |  | None
NE-HVAC-airAC-Pkg-55to65kBtuh-18p0seer-wPreEcono | SDG | None | WPSDGENRHC0023-2 | 2017-07-01 |  | Com | NE-HVAC-airAC-Pkg-55to65kBtuh-18p0seer-wPreEcono | dxAC-Com-Pkg-55to65kBTUh-SEER-18.0 | dxAC-Com-Pkg-55to65kBTUh-SEER-14.0 | HVAC-airAC | HVAC-airAC | DEER2017 | D17 v2 |  | Commercial SEER-rated Packaged Air Conditioners, Size Range: 55 - 65 kBTU/h, SEER = 18 (EER = 14), EIR = 0.209, Fan W/CFM = 0.27, two-speed fan, with Econo (Pre-existing vintages include Economizer) | Commercial SEER-rated Packaged Air Conditioners, Size Range: 55 - 65 kBTU/h, SEER = 18 (EER = 14), EIR = 0.209, Fan W/CFM = 0.27, two-speed fan, with Econo | dxAC-Com-Pkg-55to65kBTUh-SEER-18.0 | DEER | Standard | HVAC | SpaceCool | dxAC_equip | pkgSEER | Standard |  | Com SEER-Rated Pkg AC, 18-65 kBTU/h; pre-2001: SEER = 11.6, one-speed fan, w/ Econo; post-2001: SEER = 13 (EER = 11.06), one-speed fan, w/Econo; 2014: SEER = 14 (EER = 11.75), two-speed fan, w/Econo |  |  |  |  | Commercial SEER-rated Packaged Air Conditioners, Size Range: 55 - 65 kBTU/h, SEER = 14 (EER = 11.7), EIR = 0.249, Fan W/CFM = 0.29, two-speed fan, with Econo | 0 | dxAC-Com-Pkg-55to65kBTUh-SEER-14.0 |  |  | None | 0 | 0 |  | None
NE-HVAC-airAC-Pkg-lt55kBtuh-15p0seer | SDG | None | WPSDGENRHC0023-2 | 2017-07-01 |  | Com | NE-HVAC-airAC-Pkg-lt55kBtuh-15p0seer | dxAC-Com-Pkg-lt55kBTUh-SEER-15.0 | dxAC-Com-Pkg-lt55kBTUh-SEER-14.0 | HVAC-airAC | HVAC-airAC | DEER2017 | D17 v2 |  | Commercial SEER-rated Packaged Air Conditioners, Size Range: 18 - 55 kBTU/h, SEER = 15 (EER = 12.9), EIR = 0.234, Fan W/CFM = 0.25, one-speed fan, without Econo | Commercial SEER-rated Packaged Air Conditioners, Size Range: 18 - 55 kBTU/h, SEER = 15 (EER = 12.9), EIR = 0.234, Fan W/CFM = 0.25, one-speed fan, without Econo | dxAC-Com-Pkg-lt55kBTUh-SEER-15.0 | DEER | Standard | HVAC | SpaceCool | dxAC_equip | pkgSEER | Standard |  | Com SEER-Rated Pkg AC, 18-65 kBTU/h; pre-2001: SEER = 11.6, one-speed fan, no Econo; post-2001: SEER = 13 (EER = 11.06), one-speed fan, no Econo; 2014: SEER = 14 (EER = 12.04), one-speed fan, no Econo |  |  |  |  | Commercial SEER-rated Packaged Air Conditioners, Size Range: 18 - 55 kBTU/h, SEER = 14 (EER = 12), EIR = 0.246, Fan W/CFM = 0.29, one-speed fan, without Econo | 0 | dxAC-Com-Pkg-lt55kBTUh-SEER-14.0 |  |  | None | 0 | 0 |  | None
NE-HVAC-airAC-Pkg-lt55kBtuh-16p0seer | SDG | None | WPSDGENRHC0023-2 | 2017-07-01 |  | Com | NE-HVAC-airAC-Pkg-lt55kBtuh-16p0seer | dxAC-Com-Pkg-lt55kBTUh-SEER-16.0 | dxAC-Com-Pkg-lt55kBTUh-SEER-14.0 | HVAC-airAC | HVAC-airAC | DEER2017 | D17 v2 |  | Commercial SEER-rated Packaged Air Conditioners, Size Range: 18 - 55 kBTU/h, SEER = 16 (EER = 12.5), EIR = 0.238, Fan W/CFM = 0.27, two-speed fan, without Econo | Commercial SEER-rated Packaged Air Conditioners, Size Range: 18 - 55 kBTU/h, SEER = 16 (EER = 12.5), EIR = 0.238, Fan W/CFM = 0.27, two-speed fan, without Econo | dxAC-Com-Pkg-lt55kBTUh-SEER-16.0 | DEER | Standard | HVAC | SpaceCool | dxAC_equip | pkgSEER | Standard |  | Com SEER-Rated Pkg AC, 18-65 kBTU/h; pre-2001: SEER = 11.6, one-speed fan, no Econo; post-2001: SEER = 13 (EER = 11.06), one-speed fan, no Econo; 2014: SEER = 14 (EER = 12.04), one-speed fan, no Econo |  |  |  |  | Commercial SEER-rated Packaged Air Conditioners, Size Range: 18 - 55 kBTU/h, SEER = 14 (EER = 12), EIR = 0.246, Fan W/CFM = 0.29, one-speed fan, without Econo | 0 | dxAC-Com-Pkg-lt55kBTUh-SEER-14.0 |  |  | None | 0 | 0 |  | None
NE-HVAC-airAC-Pkg-lt55kBtuh-17p0seer | SDG | None | WPSDGENRHC0023-2 | 2017-07-01 |  | Com | NE-HVAC-airAC-Pkg-lt55kBtuh-17p0seer | dxAC-Com-Pkg-lt55kBTUh-SEER-17.0 | dxAC-Com-Pkg-lt55kBTUh-SEER-14.0 | HVAC-airAC | HVAC-airAC | DEER2017 | D17 v2 |  | Commercial SEER-rated Packaged Air Conditioners, Size Range: 18 - 55 kBTU/h, SEER = 17 (EER = 13.3), EIR = 0.223, Fan W/CFM = 0.27, two-speed fan, without Econo | Commercial SEER-rated Packaged Air Conditioners, Size Range: 18 - 55 kBTU/h, SEER = 17 (EER = 13.3), EIR = 0.223, Fan W/CFM = 0.27, two-speed fan, without Econo | dxAC-Com-Pkg-lt55kBTUh-SEER-17.0 | DEER | Standard | HVAC | SpaceCool | dxAC_equip | pkgSEER | Standard |  | Com SEER-Rated Pkg AC, 18-65 kBTU/h; pre-2001: SEER = 11.6, one-speed fan, no Econo; post-2001: SEER = 13 (EER = 11.06), one-speed fan, no Econo; 2014: SEER = 14 (EER = 12.04), one-speed fan, no Econo |  |  |  |  | Commercial SEER-rated Packaged Air Conditioners, Size Range: 18 - 55 kBTU/h, SEER = 14 (EER = 12), EIR = 0.246, Fan W/CFM = 0.29, one-speed fan, without Econo | 0 | dxAC-Com-Pkg-lt55kBTUh-SEER-14.0 |  |  | None | 0 | 0 |  | None
NE-HVAC-airAC-Pkg-lt55kBtuh-18p0seer | SDG | None | WPSDGENRHC0023-2 | 2017-07-01 |  | Com | NE-HVAC-airAC-Pkg-lt55kBtuh-18p0seer | dxAC-Com-Pkg-lt55kBTUh-SEER-18.0 | dxAC-Com-Pkg-lt55kBTUh-SEER-14.0 | HVAC-airAC | HVAC-airAC | DEER2017 | D17 v2 |  | Commercial SEER-rated Packaged Air Conditioners, Size Range: 18 - 55 kBTU/h, SEER = 18 (EER = 14), EIR = 0.209, Fan W/CFM = 0.27, two-speed fan, without Econo | Commercial SEER-rated Packaged Air Conditioners, Size Range: 18 - 55 kBTU/h, SEER = 18 (EER = 14), EIR = 0.209, Fan W/CFM = 0.27, two-speed fan, without Econo | dxAC-Com-Pkg-lt55kBTUh-SEER-18.0 | DEER | Standard | HVAC | SpaceCool | dxAC_equip | pkgSEER | Standard |  | Com SEER-Rated Pkg AC, 18-65 kBTU/h; pre-2001: SEER = 11.6, one-speed fan, no Econo; post-2001: SEER = 13 (EER = 11.06), one-speed fan, no Econo; 2014: SEER = 14 (EER = 12.04), one-speed fan, no Econo |  |  |  |  | Commercial SEER-rated Packaged Air Conditioners, Size Range: 18 - 55 kBTU/h, SEER = 14 (EER = 12), EIR = 0.246, Fan W/CFM = 0.29, one-speed fan, without Econo | 0 | dxAC-Com-Pkg-lt55kBTUh-SEER-14.0 |  |  | None | 0 | 0 |  | None
NE-HVAC-airAC-Split-45to55kBtuh-15p0seer | SDG | None | WPSDGENRHC0023-2 | 2017-07-01 |  | Com | NE-HVAC-airAC-Split-45to55kBtuh-15p0seer | dxAC-Com-Split-45to55kBTUh-SEER-15.0 | dxAC-Com-Split-45to55kBTUh-SEER-14.0 | HVAC-airAC | HVAC-airAC | DEER2017 | D17 v2 |  | Commercial SEER-rated split Air Conditioners, Size Range: 45 - 55 kBTU/h, SEER = 15 (EER = 12.8), EIR = 0.232, Fan W/CFM = 0.25, one-speed fan, without Econo | Commercial SEER-rated split Air Conditioners, Size Range: 45 - 55 kBTU/h, SEER = 15 (EER = 12.8), EIR = 0.232, Fan W/CFM = 0.25, one-speed fan, without Econo | dxAC-Com-Split-45to55kBTUh-SEER-15.0 | DEER | Standard | HVAC | SpaceCool | dxAC_equip | spltSEER | Standard |  | Commercial SEER-rated split Air Conditioners, 18-65 kBTU/h; pre-2001: SEER = 11.5, one-speed fan, no Econo; post-2001: SEER = 13 (EER = 11.08), one-speed fan, no Econo; 2014: SEER = 14 (EER = 11.82), one-speed fan, no Econo |  |  |  |  | Commercial SEER-rated split Air Conditioners, Size Range: 45 - 55 kBTU/h, SEER = 14 (EER = 11.8), EIR = 0.247, Fan W/CFM = 0.29, one-speed fan, without Econo | 0 | dxAC-Com-Split-45to55kBTUh-SEER-14.0 |  |  | None | 0 | 0 |  | None
NE-HVAC-airAC-Split-45to55kBtuh-16p0seer | SDG | None | WPSDGENRHC0023-2 | 2017-07-01 |  | Com | NE-HVAC-airAC-Split-45to55kBtuh-16p0seer | dxAC-Com-Split-45to55kBTUh-SEER-16.0 | dxAC-Com-Split-45to55kBTUh-SEER-14.0 | HVAC-airAC | HVAC-airAC | DEER2017 | D17 v2 |  | Commercial SEER-rated split Air Conditioners, Size Range: 45 - 55 kBTU/h, SEER = 16 (EER = 12.5), EIR = 0.238, Fan W/CFM = 0.27, two-speed fan, without Econo | Commercial SEER-rated split Air Conditioners, Size Range: 45 - 55 kBTU/h, SEER = 16 (EER = 12.5), EIR = 0.238, Fan W/CFM = 0.27, two-speed fan, without Econo | dxAC-Com-Split-45to55kBTUh-SEER-16.0 | DEER | Standard | HVAC | SpaceCool | dxAC_equip | spltSEER | Standard |  | Commercial SEER-rated split Air Conditioners, 18-65 kBTU/h; pre-2001: SEER = 11.5, one-speed fan, no Econo; post-2001: SEER = 13 (EER = 11.08), one-speed fan, no Econo; 2014: SEER = 14 (EER = 11.82), one-speed fan, no Econo |  |  |  |  | Commercial SEER-rated split Air Conditioners, Size Range: 45 - 55 kBTU/h, SEER = 14 (EER = 11.8), EIR = 0.247, Fan W/CFM = 0.29, one-speed fan, without Econo | 0 | dxAC-Com-Split-45to55kBTUh-SEER-14.0 |  |  | None | 0 | 0 |  | None
NE-HVAC-airAC-Split-45to55kBtuh-17p0seer | SDG | None | WPSDGENRHC0023-2 | 2017-07-01 |  | Com | NE-HVAC-airAC-Split-45to55kBtuh-17p0seer | dxAC-Com-Split-45to55kBTUh-SEER-17.0 | dxAC-Com-Split-45to55kBTUh-SEER-14.0 | HVAC-airAC | HVAC-airAC | DEER2017 | D17 v2 |  | Commercial SEER-rated split Air Conditioners, Size Range: 45 - 55 kBTU/h, SEER = 17 (EER = 13.3), EIR = 0.223, Fan W/CFM = 0.27, two-speed fan, without Econo | Commercial SEER-rated split Air Conditioners, Size Range: 45 - 55 kBTU/h, SEER = 17 (EER = 13.3), EIR = 0.223, Fan W/CFM = 0.27, two-speed fan, without Econo | dxAC-Com-Split-45to55kBTUh-SEER-17.0 | DEER | Standard | HVAC | SpaceCool | dxAC_equip | spltSEER | Standard |  | Commercial SEER-rated split Air Conditioners, 18-65 kBTU/h; pre-2001: SEER = 11.5, one-speed fan, no Econo; post-2001: SEER = 13 (EER = 11.08), one-speed fan, no Econo; 2014: SEER = 14 (EER = 11.82), one-speed fan, no Econo |  |  |  |  | Commercial SEER-rated split Air Conditioners, Size Range: 45 - 55 kBTU/h, SEER = 14 (EER = 11.8), EIR = 0.247, Fan W/CFM = 0.29, one-speed fan, without Econo | 0 | dxAC-Com-Split-45to55kBTUh-SEER-14.0 |  |  | None | 0 | 0 |  | None
NE-HVAC-airAC-Split-45to55kBtuh-18p0seer | SDG | None | WPSDGENRHC0023-2 | 2017-07-01 |  | Com | NE-HVAC-airAC-Split-45to55kBtuh-18p0seer | dxAC-Com-Split-45to55kBTUh-SEER-18.0 | dxAC-Com-Split-45to55kBTUh-SEER-14.0 | HVAC-airAC | HVAC-airAC | DEER2017 | D17 v2 |  | Commercial SEER-rated split Air Conditioners, Size Range: 45 - 55 kBTU/h, SEER = 18 (EER = 14), EIR = 0.209, Fan W/CFM = 0.27, two-speed fan, without Econo | Commercial SEER-rated split Air Conditioners, Size Range: 45 - 55 kBTU/h, SEER = 18 (EER = 14), EIR = 0.209, Fan W/CFM = 0.27, two-speed fan, without Econo | dxAC-Com-Split-45to55kBTUh-SEER-18.0 | DEER | Standard | HVAC | SpaceCool | dxAC_equip | spltSEER | Standard |  | Commercial SEER-rated split Air Conditioners, 18-65 kBTU/h; pre-2001: SEER = 11.5, one-speed fan, no Econo; post-2001: SEER = 13 (EER = 11.08), one-speed fan, no Econo; 2014: SEER = 14 (EER = 11.82), one-speed fan, no Econo |  |  |  |  | Commercial SEER-rated split Air Conditioners, Size Range: 45 - 55 kBTU/h, SEER = 14 (EER = 11.8), EIR = 0.247, Fan W/CFM = 0.29, one-speed fan, without Econo | 0 | dxAC-Com-Split-45to55kBTUh-SEER-14.0 |  |  | None | 0 | 0 |  | None
NE-HVAC-airAC-Split-55to65kBtuh-15p0seer | SDG | None | WPSDGENRHC0023-2 | 2017-07-01 |  | Com | NE-HVAC-airAC-Split-55to65kBtuh-15p0seer | dxAC-Com-Split-55to65kBTUh-SEER-15.0 | dxAC-Com-Split-55to65kBTUh-SEER-14.0 | HVAC-airAC | HVAC-airAC | DEER2017 | D17 v2 |  | Commercial SEER-rated split Air Conditioners, Size Range: 55 - 65 kBTU/h, SEER = 15 (EER = 12.6), EIR = 0.236, Fan W/CFM = 0.25, two-speed fan, with Econo (Pre-existing vintages do not include Economizer) | Commercial SEER-rated split Air Conditioners, Size Range: 55 - 65 kBTU/h, SEER = 15 (EER = 12.6), EIR = 0.236, Fan W/CFM = 0.25, two-speed fan, with Econo | dxAC-Com-Split-55to65kBTUh-SEER-15.0 | DEER | Standard | HVAC | SpaceCool | dxAC_equip | spltSEER | Standard |  | Commercial SEER-rated split Air Conditioners, 18-65 kBTU/h; pre-2001: SEER = 11.5, one-speed fan, no Econo; post-2001: SEER = 13 (EER = 11.08), one-speed fan, no Econo; 2014: SEER = 14 (EER = 11.75), two-speed fan, w/Econo |  |  |  |  | Commercial SEER-rated split Air Conditioners, Size Range: 55 - 65 kBTU/h, SEER = 14 (EER = 11.7), EIR = 0.249, Fan W/CFM = 0.29, two-speed fan, with Econo | 0 | dxAC-Com-Split-55to65kBTUh-SEER-14.0 |  |  | None | 0 | 0 |  | None
NE-HVAC-airAC-Split-55to65kBtuh-15p0seer-wPreEcono | SDG | None | WPSDGENRHC0023-2 | 2017-07-01 |  | Com | NE-HVAC-airAC-Split-55to65kBtuh-15p0seer-wPreEcono | dxAC-Com-Split-55to65kBTUh-SEER-15.0 | dxAC-Com-Split-55to65kBTUh-SEER-14.0 | HVAC-airAC | HVAC-airAC | DEER2017 | D17 v2 |  | Commercial SEER-rated split Air Conditioners, Size Range: 55 - 65 kBTU/h, SEER = 15 (EER = 12.6), EIR = 0.236, Fan W/CFM = 0.25, two-speed fan, with Econo (Pre-existing vintages include Economizer) | Commercial SEER-rated split Air Conditioners, Size Range: 55 - 65 kBTU/h, SEER = 15 (EER = 12.6), EIR = 0.236, Fan W/CFM = 0.25, two-speed fan, with Econo | dxAC-Com-Split-55to65kBTUh-SEER-15.0 | DEER | Standard | HVAC | SpaceCool | dxAC_equip | spltSEER | Standard |  | Commercial SEER-rated split Air Conditioners, 18-65 kBTU/h; pre-2001: SEER = 11.5, one-speed fan, w/Econo; post-2001: SEER = 13 (EER = 11.08), one-speed fan, w/Econo; 2014: SEER = 14 (EER = 11.75), two-speed fan, w/Econo |  |  |  |  | Commercial SEER-rated split Air Conditioners, Size Range: 55 - 65 kBTU/h, SEER = 14 (EER = 11.7), EIR = 0.249, Fan W/CFM = 0.29, two-speed fan, with Econo | 0 | dxAC-Com-Split-55to65kBTUh-SEER-14.0 |  |  | None | 0 | 0 |  | None
NE-HVAC-airAC-Split-55to65kBtuh-16p0seer | SDG | None | WPSDGENRHC0023-2 | 2017-07-01 |  | Com | NE-HVAC-airAC-Split-55to65kBtuh-16p0seer | dxAC-Com-Split-55to65kBTUh-SEER-16.0 | dxAC-Com-Split-55to65kBTUh-SEER-14.0 | HVAC-airAC | HVAC-airAC | DEER2017 | D17 v2 |  | Commercial SEER-rated split Air Conditioners, Size Range: 55 - 65 kBTU/h, SEER = 16 (EER = 12.5), EIR = 0.238, Fan W/CFM = 0.27, two-speed fan, with Econo (Pre-existing vintages do not include Economizer) | Commercial SEER-rated split Air Conditioners, Size Range: 55 - 65 kBTU/h, SEER = 16 (EER = 12.5), EIR = 0.238, Fan W/CFM = 0.27, two-speed fan, with Econo | dxAC-Com-Split-55to65kBTUh-SEER-16.0 | DEER | Standard | HVAC | SpaceCool | dxAC_equip | spltSEER | Standard |  | Commercial SEER-rated split Air Conditioners, 18-65 kBTU/h; pre-2001: SEER = 11.5, one-speed fan, no Econo; post-2001: SEER = 13 (EER = 11.08), one-speed fan, no Econo; 2014: SEER = 14 (EER = 11.75), two-speed fan, w/Econo |  |  |  |  | Commercial SEER-rated split Air Conditioners, Size Range: 55 - 65 kBTU/h, SEER = 14 (EER = 11.7), EIR = 0.249, Fan W/CFM = 0.29, two-speed fan, with Econo | 0 | dxAC-Com-Split-55to65kBTUh-SEER-14.0 |  |  | None | 0 | 0 |  | None
NE-HVAC-airAC-Split-55to65kBtuh-16p0seer-wPreEcono | SDG | None | WPSDGENRHC0023-2 | 2017-07-01 |  | Com | NE-HVAC-airAC-Split-55to65kBtuh-16p0seer-wPreEcono | dxAC-Com-Split-55to65kBTUh-SEER-16.0 | dxAC-Com-Split-55to65kBTUh-SEER-14.0 | HVAC-airAC | HVAC-airAC | DEER2017 | D17 v2 |  | Commercial SEER-rated split Air Conditioners, Size Range: 55 - 65 kBTU/h, SEER = 16 (EER = 12.5), EIR = 0.238, Fan W/CFM = 0.27, two-speed fan, with Econo (Pre-existing vintages include Economizer) | Commercial SEER-rated split Air Conditioners, Size Range: 55 - 65 kBTU/h, SEER = 16 (EER = 12.5), EIR = 0.238, Fan W/CFM = 0.27, two-speed fan, with Econo | dxAC-Com-Split-55to65kBTUh-SEER-16.0 | DEER | Standard | HVAC | SpaceCool | dxAC_equip | spltSEER | Standard |  | Commercial SEER-rated split Air Conditioners, 18-65 kBTU/h; pre-2001: SEER = 11.5, one-speed fan, w/Econo; post-2001: SEER = 13 (EER = 11.08), one-speed fan, w/Econo; 2014: SEER = 14 (EER = 11.75), two-speed fan, w/Econo |  |  |  |  | Commercial SEER-rated split Air Conditioners, Size Range: 55 - 65 kBTU/h, SEER = 14 (EER = 11.7), EIR = 0.249, Fan W/CFM = 0.29, two-speed fan, with Econo | 0 | dxAC-Com-Split-55to65kBTUh-SEER-14.0 |  |  | None | 0 | 0 |  | None
NE-HVAC-airAC-Split-55to65kBtuh-17p0seer | SDG | None | WPSDGENRHC0023-2 | 2017-07-01 |  | Com | NE-HVAC-airAC-Split-55to65kBtuh-17p0seer | dxAC-Com-Split-55to65kBTUh-SEER-17.0 | dxAC-Com-Split-55to65kBTUh-SEER-14.0 | HVAC-airAC | HVAC-airAC | DEER2017 | D17 v2 |  | Commercial SEER-rated split Air Conditioners, Size Range: 55 - 65 kBTU/h, SEER = 17 (EER = 13.3), EIR = 0.223, Fan W/CFM = 0.27, two-speed fan, with Econo (Pre-existing vintages do not include Economizer) | Commercial SEER-rated split Air Conditioners, Size Range: 55 - 65 kBTU/h, SEER = 17 (EER = 13.3), EIR = 0.223, Fan W/CFM = 0.27, two-speed fan, with Econo | dxAC-Com-Split-55to65kBTUh-SEER-17.0 | DEER | Standard | HVAC | SpaceCool | dxAC_equip | spltSEER | Standard |  | Commercial SEER-rated split Air Conditioners, 18-65 kBTU/h; pre-2001: SEER = 11.5, one-speed fan, no Econo; post-2001: SEER = 13 (EER = 11.08), one-speed fan, no Econo; 2014: SEER = 14 (EER = 11.75), two-speed fan, w/Econo |  |  |  |  | Commercial SEER-rated split Air Conditioners, Size Range: 55 - 65 kBTU/h, SEER = 14 (EER = 11.7), EIR = 0.249, Fan W/CFM = 0.29, two-speed fan, with Econo | 0 | dxAC-Com-Split-55to65kBTUh-SEER-14.0 |  |  | None | 0 | 0 |  | None
NE-HVAC-airAC-Split-55to65kBtuh-17p0seer-wPreEcono | SDG | None | WPSDGENRHC0023-2 | 2017-07-01 |  | Com | NE-HVAC-airAC-Split-55to65kBtuh-17p0seer-wPreEcono | dxAC-Com-Split-55to65kBTUh-SEER-17.0 | dxAC-Com-Split-55to65kBTUh-SEER-14.0 | HVAC-airAC | HVAC-airAC | DEER2017 | D17 v2 |  | Commercial SEER-rated split Air Conditioners, Size Range: 55 - 65 kBTU/h, SEER = 17 (EER = 13.3), EIR = 0.223, Fan W/CFM = 0.27, two-speed fan, with Econo (Pre-existing vintages include Economizer) | Commercial SEER-rated split Air Conditioners, Size Range: 55 - 65 kBTU/h, SEER = 17 (EER = 13.3), EIR = 0.223, Fan W/CFM = 0.27, two-speed fan, with Econo | dxAC-Com-Split-55to65kBTUh-SEER-17.0 | DEER | Standard | HVAC | SpaceCool | dxAC_equip | spltSEER | Standard |  | Commercial SEER-rated split Air Conditioners, 18-65 kBTU/h; pre-2001: SEER = 11.5, one-speed fan, w/Econo; post-2001: SEER = 13 (EER = 11.08), one-speed fan, w/Econo; 2014: SEER = 14 (EER = 11.75), two-speed fan, w/Econo |  |  |  |  | Commercial SEER-rated split Air Conditioners, Size Range: 55 - 65 kBTU/h, SEER = 14 (EER = 11.7), EIR = 0.249, Fan W/CFM = 0.29, two-speed fan, with Econo | 0 | dxAC-Com-Split-55to65kBTUh-SEER-14.0 |  |  | None | 0 | 0 |  | None
NE-HVAC-airAC-Split-55to65kBtuh-18p0seer | SDG | None | WPSDGENRHC0023-2 | 2017-07-01 |  | Com | NE-HVAC-airAC-Split-55to65kBtuh-18p0seer | dxAC-Com-Split-55to65kBTUh-SEER-18.0 | dxAC-Com-Split-55to65kBTUh-SEER-14.0 | HVAC-airAC | HVAC-airAC | DEER2017 | D17 v2 |  | Commercial SEER-rated split Air Conditioners, Size Range: 55 - 65 kBTU/h, SEER = 18 (EER = 14), EIR = 0.209, Fan W/CFM = 0.27, two-speed fan, with Econo (Pre-existing vintages do not include Economizer) | Commercial SEER-rated split Air Conditioners, Size Range: 55 - 65 kBTU/h, SEER = 18 (EER = 14), EIR = 0.209, Fan W/CFM = 0.27, two-speed fan, with Econo | dxAC-Com-Split-55to65kBTUh-SEER-18.0 | DEER | Standard | HVAC | SpaceCool | dxAC_equip | spltSEER | Standard |  | Commercial SEER-rated split Air Conditioners, 18-65 kBTU/h; pre-2001: SEER = 11.5, one-speed fan, no Econo; post-2001: SEER = 13 (EER = 11.08), one-speed fan, no Econo; 2014: SEER = 14 (EER = 11.75), two-speed fan, w/Econo |  |  |  |  | Commercial SEER-rated split Air Conditioners, Size Range: 55 - 65 kBTU/h, SEER = 14 (EER = 11.7), EIR = 0.249, Fan W/CFM = 0.29, two-speed fan, with Econo | 0 | dxAC-Com-Split-55to65kBTUh-SEER-14.0 |  |  | None | 0 | 0 |  | None
NE-HVAC-airAC-Split-55to65kBtuh-18p0seer-wPreEcono | SDG | None | WPSDGENRHC0023-2 | 2017-07-01 |  | Com | NE-HVAC-airAC-Split-55to65kBtuh-18p0seer-wPreEcono | dxAC-Com-Split-55to65kBTUh-SEER-18.0 | dxAC-Com-Split-55to65kBTUh-SEER-14.0 | HVAC-airAC | HVAC-airAC | DEER2017 | D17 v2 |  | Commercial SEER-rated split Air Conditioners, Size Range: 55 - 65 kBTU/h, SEER = 18 (EER = 14), EIR = 0.209, Fan W/CFM = 0.27, two-speed fan, with Econo (Pre-existing vintages include Economizer) | Commercial SEER-rated split Air Conditioners, Size Range: 55 - 65 kBTU/h, SEER = 18 (EER = 14), EIR = 0.209, Fan W/CFM = 0.27, two-speed fan, with Econo | dxAC-Com-Split-55to65kBTUh-SEER-18.0 | DEER | Standard | HVAC | SpaceCool | dxAC_equip | spltSEER | Standard |  | Commercial SEER-rated split Air Conditioners, 18-65 kBTU/h; pre-2001: SEER = 11.5, one-speed fan, w/Econo; post-2001: SEER = 13 (EER = 11.08), one-speed fan, w/Econo; 2014: SEER = 14 (EER = 11.75), two-speed fan, w/Econo |  |  |  |  | Commercial SEER-rated split Air Conditioners, Size Range: 55 - 65 kBTU/h, SEER = 14 (EER = 11.7), EIR = 0.249, Fan W/CFM = 0.29, two-speed fan, with Econo | 0 | dxAC-Com-Split-55to65kBTUh-SEER-14.0 |  |  | None | 0 | 0 |  | None
NE-HVAC-airAC-Split-lt45kBtuh-15p0seer | SDG | None | WPSDGENRHC0023-2 | 2017-07-01 |  | Com | NE-HVAC-airAC-Split-lt45kBtuh-15p0seer | dxAC-Com-Split-lt45kBTUh-SEER-15.0 | dxAC-Com-Split-lt45kBTUh-SEER-14.0 | HVAC-airAC | HVAC-airAC | DEER2017 | D17 v2 |  | Commercial SEER-rated split Air Conditioners, Size Range: 18 - 45 kBTU/h, SEER = 15 (EER = 12.8), EIR = 0.232, Fan W/CFM = 0.25, one-speed fan, without Econo | Commercial SEER-rated split Air Conditioners, Size Range: 18 - 45 kBTU/h, SEER = 15 (EER = 12.8), EIR = 0.232, Fan W/CFM = 0.25, one-speed fan, without Econo | dxAC-Com-Split-lt45kBTUh-SEER-15.0 | DEER | Standard | HVAC | SpaceCool | dxAC_equip | spltSEER | Standard |  | Commercial SEER-rated split Air Conditioners, 18-65 kBTU/h; pre-2001: SEER = 11.5, one-speed fan, no Econo; post-2001: SEER = 13 (EER = 11.08), one-speed fan, no Econo; 2014: SEER = 14 (EER = 12.17), one-speed fan, no Econo |  |  |  |  | Commercial SEER-rated split Air Conditioners, Size Range: 18 - 45 kBTU/h, SEER = 14 (EER = 12.2), EIR = 0.239, Fan W/CFM = 0.29, one-speed fan, without Econo | 0 | dxAC-Com-Split-lt45kBTUh-SEER-14.0 |  |  | None | 0 | 0 |  | None
NE-HVAC-airAC-Split-lt45kBtuh-16p0seer | SDG | None | WPSDGENRHC0023-2 | 2017-07-01 |  | Com | NE-HVAC-airAC-Split-lt45kBtuh-16p0seer | dxAC-Com-Split-lt45kBTUh-SEER-16.0 | dxAC-Com-Split-lt45kBTUh-SEER-14.0 | HVAC-airAC | HVAC-airAC | DEER2017 | D17 v2 |  | Commercial SEER-rated split Air Conditioners, Size Range: 18 - 45 kBTU/h, SEER = 16 (EER = 12.5), EIR = 0.238, Fan W/CFM = 0.27, two-speed fan, without Econo | Commercial SEER-rated split Air Conditioners, Size Range: 18 - 45 kBTU/h, SEER = 16 (EER = 12.5), EIR = 0.238, Fan W/CFM = 0.27, two-speed fan, without Econo | dxAC-Com-Split-lt45kBTUh-SEER-16.0 | DEER | Standard | HVAC | SpaceCool | dxAC_equip | spltSEER | Standard |  | Commercial SEER-rated split Air Conditioners, 18-65 kBTU/h; pre-2001: SEER = 11.5, one-speed fan, no Econo; post-2001: SEER = 13 (EER = 11.08), one-speed fan, no Econo; 2014: SEER = 14 (EER = 12.17), one-speed fan, no Econo |  |  |  |  | Commercial SEER-rated split Air Conditioners, Size Range: 18 - 45 kBTU/h, SEER = 14 (EER = 12.2), EIR = 0.239, Fan W/CFM = 0.29, one-speed fan, without Econo | 0 | dxAC-Com-Split-lt45kBTUh-SEER-14.0 |  |  | None | 0 | 0 |  | None
NE-HVAC-airAC-Split-lt45kBtuh-17p0seer | SDG | None | WPSDGENRHC0023-2 | 2017-07-01 |  | Com | NE-HVAC-airAC-Split-lt45kBtuh-17p0seer | dxAC-Com-Split-lt45kBTUh-SEER-17.0 | dxAC-Com-Split-lt45kBTUh-SEER-14.0 | HVAC-airAC | HVAC-airAC | DEER2017 | D17 v2 |  | Commercial SEER-rated split Air Conditioners, Size Range: 18 - 45 kBTU/h, SEER = 17 (EER = 13.3), EIR = 0.223, Fan W/CFM = 0.27, two-speed fan, without Econo | Commercial SEER-rated split Air Conditioners, Size Range: 18 - 45 kBTU/h, SEER = 17 (EER = 13.3), EIR = 0.223, Fan W/CFM = 0.27, two-speed fan, without Econo | dxAC-Com-Split-lt45kBTUh-SEER-17.0 | DEER | Standard | HVAC | SpaceCool | dxAC_equip | spltSEER | Standard |  | Commercial SEER-rated split Air Conditioners, 18-65 kBTU/h; pre-2001: SEER = 11.5, one-speed fan, no Econo; post-2001: SEER = 13 (EER = 11.08), one-speed fan, no Econo; 2014: SEER = 14 (EER = 12.17), one-speed fan, no Econo |  |  |  |  | Commercial SEER-rated split Air Conditioners, Size Range: 18 - 45 kBTU/h, SEER = 14 (EER = 12.2), EIR = 0.239, Fan W/CFM = 0.29, one-speed fan, without Econo | 0 | dxAC-Com-Split-lt45kBTUh-SEER-14.0 |  |  | None | 0 | 0 |  | None
NE-HVAC-airAC-Split-lt45kBtuh-18p0seer | SDG | None | WPSDGENRHC0023-2 | 2017-07-01 |  | Com | NE-HVAC-airAC-Split-lt45kBtuh-18p0seer | dxAC-Com-Split-lt45kBTUh-SEER-18.0 | dxAC-Com-Split-lt45kBTUh-SEER-14.0 | HVAC-airAC | HVAC-airAC | DEER2017 | D17 v2 |  | Commercial SEER-rated split Air Conditioners, Size Range: 18 - 45 kBTU/h, SEER = 18 (EER = 14), EIR = 0.209, Fan W/CFM = 0.27, two-speed fan, without Econo | Commercial SEER-rated split Air Conditioners, Size Range: 18 - 45 kBTU/h, SEER = 18 (EER = 14), EIR = 0.209, Fan W/CFM = 0.27, two-speed fan, without Econo | dxAC-Com-Split-lt45kBTUh-SEER-18.0 | DEER | Standard | HVAC | SpaceCool | dxAC_equip | spltSEER | Standard |  | Commercial SEER-rated split Air Conditioners, 18-65 kBTU/h; pre-2001: SEER = 11.5, one-speed fan, no Econo; post-2001: SEER = 13 (EER = 11.08), one-speed fan, no Econo; 2014: SEER = 14 (EER = 12.17), one-speed fan, no Econo |  |  |  |  | Commercial SEER-rated split Air Conditioners, Size Range: 18 - 45 kBTU/h, SEER = 14 (EER = 12.2), EIR = 0.239, Fan W/CFM = 0.29, one-speed fan, without Econo | 0 | dxAC-Com-Split-lt45kBTUh-SEER-14.0 |  |  | None | 0 | 0 |  | None
NE-HVAC-airHP-Pkg-55to65kBtuh-15p0seer-8p2hspf | SDG | None | WPSDGENRHC0023-2 | 2017-01-01 |  | Com | NE-HVAC-airHP-Pkg-55to65kBtuh-15p0seer-8p2hspf | dxHP-Com-Pkg-55to65kBTUh-SEER-15.0 | dxHP-Com-Pkg-55to65kBTUh-SEER-14.0 | HVAC-airHP | HVAC-airHP | DEER2017 | D17 v2 |  | Commercial SEER-rated Packaged Heat Pumps, Size Range: 55 - 65 kBTU/h, SEER = 15 (HSPF = 8.2), EIR = 0.256, Fan W/CFM = 0.25, two-speed fan, with Econo | Commercial SEER-rated Packaged Heat Pumps, Size Range: 55 - 65 kBTU/h, SEER = 15 (HSPF = 8.2), EIR = 0.256, Fan W/CFM = 0.25, two-speed fan, with Econo | dxHP-Com-Pkg-55to65kBTUh-SEER-15.0 | DEER | Standard | HVAC | HeatCool | dxHP_equip | pkgSEER | Standard |  | Com SEER-Rated Pkg HP, 18-65 kBTU/h; pre-2001: SEER = 10 (HSPF = 7.1), one-speed fan, no Econo; post-2001: SEER = 13 (HSPF = 8.2), one-speed fan, no Econo; 2014: SEER = 14 (HSPF = 8), two-speed fan, w/Econo |  |  |  |  | Commercial SEER-rated Packaged Heat Pumps, Size Range: 55 - 65 kBTU/h, SEER = 14 (HSPF = 8.0), EIR = 0.27, Fan W/CFM = 0.29, two-speed fan, with Econo | 0 | dxHP-Com-Pkg-55to65kBTUh-SEER-14.0 |  |  | None | 0 | 0 |  | None
NE-HVAC-airHP-Pkg-55to65kBtuh-15p0seer-8p2hspf-wPreEcono | SDG | None | WPSDGENRHC0023-2 | 2017-01-01 |  | Com | NE-HVAC-airHP-Pkg-55to65kBtuh-15p0seer-8p2hspf-wPreEcono | dxHP-Com-Pkg-55to65kBTUh-SEER-15.0 | dxHP-Com-Pkg-55to65kBTUh-SEER-14.0 | HVAC-airHP | HVAC-airHP | DEER2017 | D17 v2 |  | Commercial SEER-rated Packaged Heat Pumps, Size Range: 55 - 65 kBTU/h, SEER = 15 (HSPF = 8.2), EIR = 0.256, Fan W/CFM = 0.25, two-speed fan, with Econo | Commercial SEER-rated Packaged Heat Pumps, Size Range: 55 - 65 kBTU/h, SEER = 15 (HSPF = 8.2), EIR = 0.256, Fan W/CFM = 0.25, two-speed fan, with Econo | dxHP-Com-Pkg-55to65kBTUh-SEER-15.0 | DEER | Standard | HVAC | HeatCool | dxHP_equip | pkgSEER | Standard |  | Com SEER-Rated Pkg HP, 18-65 kBTU/h; pre-2001: SEER = 10 (HSPF = 7.1), one-speed fan, w/Econo; post-2001: SEER = 13 (HSPF = 8.2), one-speed fan, w/Econo; 2014: SEER = 14 (HSPF = 8), two-speed fan, w/Econo |  |  |  |  | Commercial SEER-rated Packaged Heat Pumps, Size Range: 55 - 65 kBTU/h, SEER = 14 (HSPF = 8.0), EIR = 0.27, Fan W/CFM = 0.29, two-speed fan, with Econo | 0 | dxHP-Com-Pkg-55to65kBTUh-SEER-14.0 |  |  | None | 0 | 0 |  | None
NE-HVAC-airHP-Pkg-55to65kBtuh-16p0seer-8p5hspf | SDG | None | WPSDGENRHC0023-2 | 2017-01-01 |  | Com | NE-HVAC-airHP-Pkg-55to65kBtuh-16p0seer-8p5hspf | dxHP-Com-Pkg-55to65kBTUh-SEER-16.0 | dxHP-Com-Pkg-55to65kBTUh-SEER-14.0 | HVAC-airHP | HVAC-airHP | DEER2017 | D17 v2 |  | Commercial SEER-rated Packaged Heat Pumps, Size Range: 55 - 65 kBTU/h, SEER = 16 (HSPF = 8.5), EIR = 0.238, Fan W/CFM = 0.27, two-speed fan, with Econo | Commercial SEER-rated Packaged Heat Pumps, Size Range: 55 - 65 kBTU/h, SEER = 16 (HSPF = 8.5), EIR = 0.238, Fan W/CFM = 0.27, two-speed fan, with Econo | dxHP-Com-Pkg-55to65kBTUh-SEER-16.0 | DEER | Standard | HVAC | HeatCool | dxHP_equip | pkgSEER | Standard |  | Com SEER-Rated Pkg HP, 18-65 kBTU/h; pre-2001: SEER = 10 (HSPF = 7.1), one-speed fan, no Econo; post-2001: SEER = 13 (HSPF = 8.2), one-speed fan, no Econo; 2014: SEER = 14 (HSPF = 8), two-speed fan, w/Econo |  |  |  |  | Commercial SEER-rated Packaged Heat Pumps, Size Range: 55 - 65 kBTU/h, SEER = 14 (HSPF = 8.0), EIR = 0.27, Fan W/CFM = 0.29, two-speed fan, with Econo | 0 | dxHP-Com-Pkg-55to65kBTUh-SEER-14.0 |  |  | None | 0 | 0 |  | None
NE-HVAC-airHP-Pkg-55to65kBtuh-16p0seer-8p5hspf-wPreEcono | SDG | None | WPSDGENRHC0023-2 | 2017-01-01 |  | Com | NE-HVAC-airHP-Pkg-55to65kBtuh-16p0seer-8p5hspf-wPreEcono | dxHP-Com-Pkg-55to65kBTUh-SEER-16.0 | dxHP-Com-Pkg-55to65kBTUh-SEER-14.0 | HVAC-airHP | HVAC-airHP | DEER2017 | D17 v2 |  | Commercial SEER-rated Packaged Heat Pumps, Size Range: 55 - 65 kBTU/h, SEER = 16 (HSPF = 8.5), EIR = 0.238, Fan W/CFM = 0.27, two-speed fan, with Econo | Commercial SEER-rated Packaged Heat Pumps, Size Range: 55 - 65 kBTU/h, SEER = 16 (HSPF = 8.5), EIR = 0.238, Fan W/CFM = 0.27, two-speed fan, with Econo | dxHP-Com-Pkg-55to65kBTUh-SEER-16.0 | DEER | Standard | HVAC | HeatCool | dxHP_equip | pkgSEER | Standard |  | Com SEER-Rated Pkg HP, 18-65 kBTU/h; pre-2001: SEER = 10 (HSPF = 7.1), one-speed fan, w/Econo; post-2001: SEER = 13 (HSPF = 8.2), one-speed fan, w/Econo; 2014: SEER = 14 (HSPF = 8), two-speed fan, w/Econo |  |  |  |  | Commercial SEER-rated Packaged Heat Pumps, Size Range: 55 - 65 kBTU/h, SEER = 14 (HSPF = 8.0), EIR = 0.27, Fan W/CFM = 0.29, two-speed fan, with Econo | 0 | dxHP-Com-Pkg-55to65kBTUh-SEER-14.0 |  |  | None | 0 | 0 |  | None
NE-HVAC-airHP-Pkg-55to65kBtuh-17p0seer-9p0hspf | SDG | None | WPSDGENRHC0023-2 | 2017-01-01 |  | Com | NE-HVAC-airHP-Pkg-55to65kBtuh-17p0seer-9p0hspf | dxHP-Com-Pkg-55to65kBTUh-SEER-17.0 | dxHP-Com-Pkg-55to65kBTUh-SEER-14.0 | HVAC-airHP | HVAC-airHP | DEER2017 | D17 v2 |  | Commercial SEER-rated Packaged Heat Pumps, Size Range: 55 - 65 kBTU/h, SEER = 17 (HSPF = 9.0), EIR = 0.223, Fan W/CFM = 0.27, two-speed fan, with Econo | Commercial SEER-rated Packaged Heat Pumps, Size Range: 55 - 65 kBTU/h, SEER = 17 (HSPF = 9.0), EIR = 0.223, Fan W/CFM = 0.27, two-speed fan, with Econo | dxHP-Com-Pkg-55to65kBTUh-SEER-17.0 | DEER | Standard | HVAC | HeatCool | dxHP_equip | pkgSEER | Standard |  | Com SEER-Rated Pkg HP, 18-65 kBTU/h; pre-2001: SEER = 10 (HSPF = 7.1), one-speed fan, no Econo; post-2001: SEER = 13 (HSPF = 8.2), one-speed fan, no Econo; 2014: SEER = 14 (HSPF = 8), two-speed fan, w/Econo |  |  |  |  | Commercial SEER-rated Packaged Heat Pumps, Size Range: 55 - 65 kBTU/h, SEER = 14 (HSPF = 8.0), EIR = 0.27, Fan W/CFM = 0.29, two-speed fan, with Econo | 0 | dxHP-Com-Pkg-55to65kBTUh-SEER-14.0 |  |  | None | 0 | 0 |  | None
NE-HVAC-airHP-Pkg-55to65kBtuh-17p0seer-9p0hspf-wPreEcono | SDG | None | WPSDGENRHC0023-2 | 2017-01-01 |  | Com | NE-HVAC-airHP-Pkg-55to65kBtuh-17p0seer-9p0hspf-wPreEcono | dxHP-Com-Pkg-55to65kBTUh-SEER-17.0 | dxHP-Com-Pkg-55to65kBTUh-SEER-14.0 | HVAC-airHP | HVAC-airHP | DEER2017 | D17 v2 |  | Commercial SEER-rated Packaged Heat Pumps, Size Range: 55 - 65 kBTU/h, SEER = 17 (HSPF = 9.0), EIR = 0.223, Fan W/CFM = 0.27, two-speed fan, with Econo | Commercial SEER-rated Packaged Heat Pumps, Size Range: 55 - 65 kBTU/h, SEER = 17 (HSPF = 9.0), EIR = 0.223, Fan W/CFM = 0.27, two-speed fan, with Econo | dxHP-Com-Pkg-55to65kBTUh-SEER-17.0 | DEER | Standard | HVAC | HeatCool | dxHP_equip | pkgSEER | Standard |  | Com SEER-Rated Pkg HP, 18-65 kBTU/h; pre-2001: SEER = 10 (HSPF = 7.1), one-speed fan, w/Econo; post-2001: SEER = 13 (HSPF = 8.2), one-speed fan, w/Econo; 2014: SEER = 14 (HSPF = 8), two-speed fan, w/Econo |  |  |  |  | Commercial SEER-rated Packaged Heat Pumps, Size Range: 55 - 65 kBTU/h, SEER = 14 (HSPF = 8.0), EIR = 0.27, Fan W/CFM = 0.29, two-speed fan, with Econo | 0 | dxHP-Com-Pkg-55to65kBTUh-SEER-14.0 |  |  | None | 0 | 0 |  | None
NE-HVAC-airHP-Pkg-lt55kBtuh-15p0seer-8p2hspf | SDG | None | WPSDGENRHC0023-2 | 2017-01-01 |  | Com | NE-HVAC-airHP-Pkg-lt55kBtuh-15p0seer-8p2hspf | dxHP-Com-Pkg-lt55kBTUh-SEER-15.0 | dxHP-Com-Pkg-lt55kBTUh-SEER-14.0 | HVAC-airHP | HVAC-airHP | DEER2017 | D17 v2 |  | Commercial SEER-rated Packaged Heat Pumps, Size Range: 18 - 65 kBTU/h, SEER = 15 (HSPF = 8.2), EIR = 0.226, Fan W/CFM = 0.29, one-speed fan, without Econo | Commercial SEER-rated Packaged Heat Pumps, Size Range: 18 - 65 kBTU/h, SEER = 15 (HSPF = 8.2), EIR = 0.226, Fan W/CFM = 0.29, one-speed fan, without Econo | dxHP-Com-Pkg-lt55kBTUh-SEER-15.0 | DEER | Standard | HVAC | HeatCool | dxHP_equip | pkgSEER | Standard |  | Com SEER-Rated Pkg HP, 18-65 kBTU/h; pre-2001: SEER = 10 (HSPF = 7.1), one-speed fan, no Econo; post-2001: SEER = 13 (HSPF = 8.2), one-speed fan, no Econo; 2014: SEER = 14 (HSPF = 8), one-speed fan, no Econo |  |  |  |  | Commercial SEER-rated Packaged Heat Pumps, Size Range: 18 - 55 kBTU/h, SEER = 14 (HSPF = 8.0), EIR = 0.245, Fan W/CFM = 0.29, one-speed fan, without Econo | 0 | dxHP-Com-Pkg-lt55kBTUh-SEER-14.0 |  |  | None | 0 | 0 |  | None
NE-HVAC-airHP-Pkg-lt55kBtuh-16p0seer-8p5hspf | SDG | None | WPSDGENRHC0023-2 | 2017-01-01 |  | Com | NE-HVAC-airHP-Pkg-lt55kBtuh-16p0seer-8p5hspf | dxHP-Com-Pkg-lt55kBTUh-SEER-16.0 | dxHP-Com-Pkg-lt55kBTUh-SEER-14.0 | HVAC-airHP | HVAC-airHP | DEER2017 | D17 v2 |  | Commercial SEER-rated Packaged Heat Pumps, Size Range: 18 - 65 kBTU/h, SEER = 16 (HSPF = 8.5), EIR = 0.238, Fan W/CFM = 0.27, two-speed fan, without Econo | Commercial SEER-rated Packaged Heat Pumps, Size Range: 18 - 65 kBTU/h, SEER = 16 (HSPF = 8.5), EIR = 0.238, Fan W/CFM = 0.27, two-speed fan, without Econo | dxHP-Com-Pkg-lt55kBTUh-SEER-16.0 | DEER | Standard | HVAC | HeatCool | dxHP_equip | pkgSEER | Standard |  | Com SEER-Rated Pkg HP, 18-65 kBTU/h; pre-2001: SEER = 10 (HSPF = 7.1), one-speed fan, no Econo; post-2001: SEER = 13 (HSPF = 8.2), one-speed fan, no Econo; 2014: SEER = 14 (HSPF = 8), one-speed fan, no Econo |  |  |  |  | Commercial SEER-rated Packaged Heat Pumps, Size Range: 18 - 55 kBTU/h, SEER = 14 (HSPF = 8.0), EIR = 0.245, Fan W/CFM = 0.29, one-speed fan, without Econo | 0 | dxHP-Com-Pkg-lt55kBTUh-SEER-14.0 |  |  | None | 0 | 0 |  | None
NE-HVAC-airHP-Pkg-lt55kBtuh-17p0seer-9p0hspf | SDG | None | WPSDGENRHC0023-2 | 2017-01-01 |  | Com | NE-HVAC-airHP-Pkg-lt55kBtuh-17p0seer-9p0hspf | dxHP-Com-Pkg-lt55kBTUh-SEER-17.0 | dxHP-Com-Pkg-lt55kBTUh-SEER-14.0 | HVAC-airHP | HVAC-airHP | DEER2017 | D17 v2 |  | Commercial SEER-rated Packaged Heat Pumps, Size Range: 18 - 65 kBTU/h, SEER = 17 (HSPF = 9.0), EIR = 0.223, Fan W/CFM = 0.27, two-speed fan, without Econo | Commercial SEER-rated Packaged Heat Pumps, Size Range: 18 - 65 kBTU/h, SEER = 17 (HSPF = 9.0), EIR = 0.223, Fan W/CFM = 0.27, two-speed fan, without Econo | dxHP-Com-Pkg-lt55kBTUh-SEER-17.0 | DEER | Standard | HVAC | HeatCool | dxHP_equip | pkgSEER | Standard |  | Com SEER-Rated Pkg HP, 18-65 kBTU/h; pre-2001: SEER = 10 (HSPF = 7.1), one-speed fan, no Econo; post-2001: SEER = 13 (HSPF = 8.2), one-speed fan, no Econo; 2014: SEER = 14 (HSPF = 8), one-speed fan, no Econo |  |  |  |  | Commercial SEER-rated Packaged Heat Pumps, Size Range: 18 - 55 kBTU/h, SEER = 14 (HSPF = 8.0), EIR = 0.245, Fan W/CFM = 0.29, one-speed fan, without Econo | 0 | dxHP-Com-Pkg-lt55kBTUh-SEER-14.0 |  |  | None | 0 | 0 |  | None
NE-HVAC-airHP-Split-55to65kBtuh-15p0seer-8p7hspf | SDG | None | WPSDGENRHC0023-2 | 2017-01-01 |  | Com | NE-HVAC-airHP-Split-55to65kBtuh-15p0seer-8p7hspf | dxHP-Com-Split-55to65kBTUh-SEER-15.0 | dxHP-Com-Split-55to65kBTUh-SEER-14.0 | HVAC-airHP | HVAC-airHP | DEER2017 | D17 v2 |  | Commercial SEER-rated Split Heat Pumps, Size Range: 55 - 65 kBTU/h, SEER = 15 (HSPF = 8.7), EIR = 0.256, Fan W/CFM = 0.25, two-speed fan, with Econo | Commercial SEER-rated Split Heat Pumps, Size Range: 55 - 65 kBTU/h, SEER = 15 (HSPF = 8.7), EIR = 0.256, Fan W/CFM = 0.25, two-speed fan, with Econo | dxHP-Com-Split-55to65kBTUh-SEER-15.0 | DEER | Standard | HVAC | HeatCool | dxHP_equip | spltSEER | Standard |  | Com SEER-Rated Split HP, 18-65 kBTU/h; pre-2001: SEER = 10 (HSPF = 7.1), one-speed fan, no Econo; post-2001: SEER = 13 (HSPF = 8.2), one-speed fan, no Econo; 2014: SEER = 14 (HSPF = 8.2), two-speed fan, w/Econo |  |  |  |  | Commercial SEER-rated Split Heat Pumps, Size Range: 55 - 65 kBTU/h, SEER = 14 (HSPF = 8.2), EIR = 0.27, Fan W/CFM = 0.29, two-speed fan, with Econo | 0 | dxHP-Com-Split-55to65kBTUh-SEER-14.0 |  |  | None | 0 | 0 |  | None
NE-HVAC-airHP-Split-55to65kBtuh-15p0seer-8p7hspf-wPreEcono | SDG | None | WPSDGENRHC0023-2 | 2017-01-01 |  | Com | NE-HVAC-airHP-Split-55to65kBtuh-15p0seer-8p7hspf-wPreEcono | dxHP-Com-Split-55to65kBTUh-SEER-15.0 | dxHP-Com-Split-55to65kBTUh-SEER-14.0 | HVAC-airHP | HVAC-airHP | DEER2017 | D17 v2 |  | Commercial SEER-rated Split Heat Pumps, Size Range: 55 - 65 kBTU/h, SEER = 15 (HSPF = 8.7), EIR = 0.256, Fan W/CFM = 0.25, two-speed fan, with Econo | Commercial SEER-rated Split Heat Pumps, Size Range: 55 - 65 kBTU/h, SEER = 15 (HSPF = 8.7), EIR = 0.256, Fan W/CFM = 0.25, two-speed fan, with Econo | dxHP-Com-Split-55to65kBTUh-SEER-15.0 | DEER | Standard | HVAC | HeatCool | dxHP_equip | spltSEER | Standard |  | Com SEER-Rated Split HP, 18-65 kBTU/h; pre-2001: SEER = 10 (HSPF = 7.1), one-speed fan, w/Econo; post-2001: SEER = 13 (HSPF = 8.2), one-speed fan, w/Econo; 2014: SEER = 14 (HSPF = 8.2), two-speed fan, w/Econo |  |  |  |  | Commercial SEER-rated Split Heat Pumps, Size Range: 55 - 65 kBTU/h, SEER = 14 (HSPF = 8.2), EIR = 0.27, Fan W/CFM = 0.29, two-speed fan, with Econo | 0 | dxHP-Com-Split-55to65kBTUh-SEER-14.0 |  |  | None | 0 | 0 |  | None
NE-HVAC-airHP-Split-55to65kBtuh-16p0seer-9p0hspf | SDG | None | WPSDGENRHC0023-2 | 2017-01-01 |  | Com | NE-HVAC-airHP-Split-55to65kBtuh-16p0seer-9p0hspf | dxHP-Com-Split-55to65kBTUh-SEER-16.0 | dxHP-Com-Split-55to65kBTUh-SEER-14.0 | HVAC-airHP | HVAC-airHP | DEER2017 | D17 v2 |  | Commercial SEER-rated Split Heat Pumps, Size Range: 55 - 65 kBTU/h, SEER = 16 (HSPF = 9.0), EIR = 0.238, Fan W/CFM = 0.27, two-speed fan, with Econo | Commercial SEER-rated Split Heat Pumps, Size Range: 55 - 65 kBTU/h, SEER = 16 (HSPF = 9.0), EIR = 0.238, Fan W/CFM = 0.27, two-speed fan, with Econo | dxHP-Com-Split-55to65kBTUh-SEER-16.0 | DEER | Standard | HVAC | HeatCool | dxHP_equip | spltSEER | Standard |  | Com SEER-Rated Split HP, 18-65 kBTU/h; pre-2001: SEER = 10 (HSPF = 7.1), one-speed fan, no Econo; post-2001: SEER = 13 (HSPF = 8.2), one-speed fan, no Econo; 2014: SEER = 14 (HSPF = 8.2), two-speed fan, w/Econo |  |  |  |  | Commercial SEER-rated Split Heat Pumps, Size Range: 55 - 65 kBTU/h, SEER = 14 (HSPF = 8.2), EIR = 0.27, Fan W/CFM = 0.29, two-speed fan, with Econo | 0 | dxHP-Com-Split-55to65kBTUh-SEER-14.0 |  |  | None | 0 | 0 |  | None
NE-HVAC-airHP-Split-55to65kBtuh-16p0seer-9p0hspf-wPreEcono | SDG | None | WPSDGENRHC0023-2 | 2017-01-01 |  | Com | NE-HVAC-airHP-Split-55to65kBtuh-16p0seer-9p0hspf-wPreEcono | dxHP-Com-Split-55to65kBTUh-SEER-16.0 | dxHP-Com-Split-55to65kBTUh-SEER-14.0 | HVAC-airHP | HVAC-airHP | DEER2017 | D17 v2 |  | Commercial SEER-rated Split Heat Pumps, Size Range: 55 - 65 kBTU/h, SEER = 16 (HSPF = 9.0), EIR = 0.238, Fan W/CFM = 0.27, two-speed fan, with Econo | Commercial SEER-rated Split Heat Pumps, Size Range: 55 - 65 kBTU/h, SEER = 16 (HSPF = 9.0), EIR = 0.238, Fan W/CFM = 0.27, two-speed fan, with Econo | dxHP-Com-Split-55to65kBTUh-SEER-16.0 | DEER | Standard | HVAC | HeatCool | dxHP_equip | spltSEER | Standard |  | Com SEER-Rated Split HP, 18-65 kBTU/h; pre-2001: SEER = 10 (HSPF = 7.1), one-speed fan, w/Econo; post-2001: SEER = 13 (HSPF = 8.2), one-speed fan, w/Econo; 2014: SEER = 14 (HSPF = 8.2), two-speed fan, w/Econo |  |  |  |  | Commercial SEER-rated Split Heat Pumps, Size Range: 55 - 65 kBTU/h, SEER = 14 (HSPF = 8.2), EIR = 0.27, Fan W/CFM = 0.29, two-speed fan, with Econo | 0 | dxHP-Com-Split-55to65kBTUh-SEER-14.0 |  |  | None | 0 | 0 |  | None
NE-HVAC-airHP-Split-55to65kBtuh-17p0seer-9p4hspf | SDG | None | WPSDGENRHC0023-2 | 2017-01-01 |  | Com | NE-HVAC-airHP-Split-55to65kBtuh-17p0seer-9p4hspf | dxHP-Com-Split-55to65kBTUh-SEER-17.0 | dxHP-Com-Split-55to65kBTUh-SEER-14.0 | HVAC-airHP | HVAC-airHP | DEER2017 | D17 v2 |  | Commercial SEER-rated Split Heat Pumps, Size Range: 55 - 65 kBTU/h, SEER = 17 (HSPF = 9.4), EIR = 0.223, Fan W/CFM = 0.27, two-speed fan, with Econo | Commercial SEER-rated Split Heat Pumps, Size Range: 55 - 65 kBTU/h, SEER = 17 (HSPF = 9.4), EIR = 0.223, Fan W/CFM = 0.27, two-speed fan, with Econo | dxHP-Com-Split-55to65kBTUh-SEER-17.0 | DEER | Standard | HVAC | HeatCool | dxHP_equip | spltSEER | Standard |  | Com SEER-Rated Split HP, 18-65 kBTU/h; pre-2001: SEER = 10 (HSPF = 7.1), one-speed fan, no Econo; post-2001: SEER = 13 (HSPF = 8.2), one-speed fan, no Econo; 2014: SEER = 14 (HSPF = 8.2), two-speed fan, w/Econo |  |  |  |  | Commercial SEER-rated Split Heat Pumps, Size Range: 55 - 65 kBTU/h, SEER = 14 (HSPF = 8.2), EIR = 0.27, Fan W/CFM = 0.29, two-speed fan, with Econo | 0 | dxHP-Com-Split-55to65kBTUh-SEER-14.0 |  |  | None | 0 | 0 |  | None
NE-HVAC-airHP-Split-55to65kBtuh-17p0seer-9p4hspf-wPreEcono | SDG | None | WPSDGENRHC0023-2 | 2017-01-01 |  | Com | NE-HVAC-airHP-Split-55to65kBtuh-17p0seer-9p4hspf-wPreEcono | dxHP-Com-Split-55to65kBTUh-SEER-17.0 | dxHP-Com-Split-55to65kBTUh-SEER-14.0 | HVAC-airHP | HVAC-airHP | DEER2017 | D17 v2 |  | Commercial SEER-rated Split Heat Pumps, Size Range: 55 - 65 kBTU/h, SEER = 17 (HSPF = 9.4), EIR = 0.223, Fan W/CFM = 0.27, two-speed fan, with Econo | Commercial SEER-rated Split Heat Pumps, Size Range: 55 - 65 kBTU/h, SEER = 17 (HSPF = 9.4), EIR = 0.223, Fan W/CFM = 0.27, two-speed fan, with Econo | dxHP-Com-Split-55to65kBTUh-SEER-17.0 | DEER | Standard | HVAC | HeatCool | dxHP_equip | spltSEER | Standard |  | Com SEER-Rated Split HP, 18-65 kBTU/h; pre-2001: SEER = 10 (HSPF = 7.1), one-speed fan, w/Econo; post-2001: SEER = 13 (HSPF = 8.2), one-speed fan, w/Econo; 2014: SEER = 14 (HSPF = 8.2), two-speed fan, w/Econo |  |  |  |  | Commercial SEER-rated Split Heat Pumps, Size Range: 55 - 65 kBTU/h, SEER = 14 (HSPF = 8.2), EIR = 0.27, Fan W/CFM = 0.29, two-speed fan, with Econo | 0 | dxHP-Com-Split-55to65kBTUh-SEER-14.0 |  |  | None | 0 | 0 |  | None
NE-HVAC-airHP-Split-55to65kBtuh-18p0seer-9p7hspf | SDG | None | WPSDGENRHC0023-2 | 2017-01-01 |  | Com | NE-HVAC-airHP-Split-55to65kBtuh-18p0seer-9p7hspf | dxHP-Com-Split-55to65kBTUh-SEER-18.0 | dxHP-Com-Split-55to65kBTUh-SEER-14.0 | HVAC-airHP | HVAC-airHP | DEER2017 | D17 v2 |  | Commercial SEER-rated Split Heat Pumps, Size Range: 55 - 65 kBTU/h, SEER = 18 (HSPF = 9.7), EIR = 0.209, Fan W/CFM = 0.27, two-speed fan, with Econo | Commercial SEER-rated Split Heat Pumps, Size Range: 55 - 65 kBTU/h, SEER = 18 (HSPF = 9.7), EIR = 0.209, Fan W/CFM = 0.27, two-speed fan, with Econo | dxHP-Com-Split-55to65kBTUh-SEER-18.0 | DEER | Standard | HVAC | HeatCool | dxHP_equip | spltSEER | Standard |  | Com SEER-Rated Split HP, 18-65 kBTU/h; pre-2001: SEER = 10 (HSPF = 7.1), one-speed fan, no Econo; post-2001: SEER = 13 (HSPF = 8.2), one-speed fan, no Econo; 2014: SEER = 14 (HSPF = 8.2), two-speed fan, w/Econo |  |  |  |  | Commercial SEER-rated Split Heat Pumps, Size Range: 55 - 65 kBTU/h, SEER = 14 (HSPF = 8.2), EIR = 0.27, Fan W/CFM = 0.29, two-speed fan, with Econo | 0 | dxHP-Com-Split-55to65kBTUh-SEER-14.0 |  |  | None | 0 | 0 |  | None
NE-HVAC-airHP-Split-55to65kBtuh-18p0seer-9p7hspf-wPreEcono | SDG | None | WPSDGENRHC0023-2 | 2017-01-01 |  | Com | NE-HVAC-airHP-Split-55to65kBtuh-18p0seer-9p7hspf-wPreEcono | dxHP-Com-Split-55to65kBTUh-SEER-18.0 | dxHP-Com-Split-55to65kBTUh-SEER-14.0 | HVAC-airHP | HVAC-airHP | DEER2017 | D17 v2 |  | Commercial SEER-rated Split Heat Pumps, Size Range: 55 - 65 kBTU/h, SEER = 18 (HSPF = 9.7), EIR = 0.209, Fan W/CFM = 0.27, two-speed fan, with Econo | Commercial SEER-rated Split Heat Pumps, Size Range: 55 - 65 kBTU/h, SEER = 18 (HSPF = 9.7), EIR = 0.209, Fan W/CFM = 0.27, two-speed fan, with Econo | dxHP-Com-Split-55to65kBTUh-SEER-18.0 | DEER | Standard | HVAC | HeatCool | dxHP_equip | spltSEER | Standard |  | Com SEER-Rated Split HP, 18-65 kBTU/h; pre-2001: SEER = 10 (HSPF = 7.1), one-speed fan, w/Econo; post-2001: SEER = 13 (HSPF = 8.2), one-speed fan, w/Econo; 2014: SEER = 14 (HSPF = 8.2), two-speed fan, w/Econo |  |  |  |  | Commercial SEER-rated Split Heat Pumps, Size Range: 55 - 65 kBTU/h, SEER = 14 (HSPF = 8.2), EIR = 0.27, Fan W/CFM = 0.29, two-speed fan, with Econo | 0 | dxHP-Com-Split-55to65kBTUh-SEER-14.0 |  |  | None | 0 | 0 |  | None
NE-HVAC-airHP-Split-lt55kBtuh-15p0seer-8p7hspf | SDG | None | WPSDGENRHC0023-2 | 2017-01-01 |  | Com | NE-HVAC-airHP-Split-lt55kBtuh-15p0seer-8p7hspf | dxHP-Com-Split-lt55kBTUh-SEER-15.0 | dxHP-Com-Split-lt55kBTUh-SEER-14.0 | HVAC-airHP | HVAC-airHP | DEER2017 | D17 v2 |  | Commercial SEER-rated Split Heat Pumps, Size Range: 18 - 65 kBTU/h, SEER = 15 (HSPF = 8.7), EIR = 0.232, Fan W/CFM = 0.25, one-speed fan, without Econo | Commercial SEER-rated Split Heat Pumps, Size Range: 18 - 65 kBTU/h, SEER = 15 (HSPF = 8.7), EIR = 0.232, Fan W/CFM = 0.25, one-speed fan, without Econo | dxHP-Com-Split-lt55kBTUh-SEER-15.0 | DEER | Standard | HVAC | HeatCool | dxHP_equip | spltSEER | Standard |  | Com SEER-Rated Split HP, 18-65 kBTU/h; pre-2001: SEER = 10 (HSPF = 7.1), one-speed fan, no Econo; post-2001: SEER = 13 (HSPF = 8.2), one-speed fan, no Econo; 2014: SEER = 14 (HSPF = 8.2), one-speed fan, no Econo |  |  |  |  | Commercial SEER-rated Split Heat Pumps, Size Range: 18 - 55 kBTU/h, SEER = 14 (HSPF = 8.2), EIR = 0.245, Fan W/CFM = 0.29, one-speed fan, without Econo | 0 | dxHP-Com-Split-lt55kBTUh-SEER-14.0 |  |  | None | 0 | 0 |  | None
NE-HVAC-airHP-Split-lt55kBtuh-16p0seer-9p0hspf | SDG | None | WPSDGENRHC0023-2 | 2017-01-01 |  | Com | NE-HVAC-airHP-Split-lt55kBtuh-16p0seer-9p0hspf | dxHP-Com-Split-lt55kBTUh-SEER-16.0 | dxHP-Com-Split-lt55kBTUh-SEER-14.0 | HVAC-airHP | HVAC-airHP | DEER2017 | D17 v2 |  | Commercial SEER-rated Split Heat Pumps, Size Range: 18 - 65 kBTU/h, SEER = 16 (HSPF = 9.0), EIR = 0.238, Fan W/CFM = 0.27, two-speed fan, without Econo | Commercial SEER-rated Split Heat Pumps, Size Range: 18 - 65 kBTU/h, SEER = 16 (HSPF = 9.0), EIR = 0.238, Fan W/CFM = 0.27, two-speed fan, without Econo | dxHP-Com-Split-lt55kBTUh-SEER-16.0 | DEER | Standard | HVAC | HeatCool | dxHP_equip | spltSEER | Standard |  | Com SEER-Rated Split HP, 18-65 kBTU/h; pre-2001: SEER = 10 (HSPF = 7.1), one-speed fan, no Econo; post-2001: SEER = 13 (HSPF = 8.2), one-speed fan, no Econo; 2014: SEER = 14 (HSPF = 8.2), one-speed fan, no Econo |  |  |  |  | Commercial SEER-rated Split Heat Pumps, Size Range: 18 - 55 kBTU/h, SEER = 14 (HSPF = 8.2), EIR = 0.245, Fan W/CFM = 0.29, one-speed fan, without Econo | 0 | dxHP-Com-Split-lt55kBTUh-SEER-14.0 |  |  | None | 0 | 0 |  | None
NE-HVAC-airHP-Split-lt55kBtuh-17p0seer-9p4hspf | SDG | None | WPSDGENRHC0023-2 | 2017-01-01 |  | Com | NE-HVAC-airHP-Split-lt55kBtuh-17p0seer-9p4hspf | dxHP-Com-Split-lt55kBTUh-SEER-17.0 | dxHP-Com-Split-lt55kBTUh-SEER-14.0 | HVAC-airHP | HVAC-airHP | DEER2017 | D17 v2 |  | Commercial SEER-rated Split Heat Pumps, Size Range: 18 - 65 kBTU/h, SEER = 17 (HSPF = 9.4), EIR = 0.223, Fan W/CFM = 0.27, two-speed fan, without Econo | Commercial SEER-rated Split Heat Pumps, Size Range: 18 - 65 kBTU/h, SEER = 17 (HSPF = 9.4), EIR = 0.223, Fan W/CFM = 0.27, two-speed fan, without Econo | dxHP-Com-Split-lt55kBTUh-SEER-17.0 | DEER | Standard | HVAC | HeatCool | dxHP_equip | spltSEER | Standard |  | Com SEER-Rated Split HP, 18-65 kBTU/h; pre-2001: SEER = 10 (HSPF = 7.1), one-speed fan, no Econo; post-2001: SEER = 13 (HSPF = 8.2), one-speed fan, no Econo; 2014: SEER = 14 (HSPF = 8.2), one-speed fan, no Econo |  |  |  |  | Commercial SEER-rated Split Heat Pumps, Size Range: 18 - 55 kBTU/h, SEER = 14 (HSPF = 8.2), EIR = 0.245, Fan W/CFM = 0.29, one-speed fan, without Econo | 0 | dxHP-Com-Split-lt55kBTUh-SEER-14.0 |  |  | None | 0 | 0 |  | None
NE-HVAC-airHP-Split-lt55kBtuh-18p0seer-9p7hspf | SDG | None | WPSDGENRHC0023-2 | 2017-01-01 |  | Com | NE-HVAC-airHP-Split-lt55kBtuh-18p0seer-9p7hspf | dxHP-Com-Split-lt55kBTUh-SEER-18.0 | dxHP-Com-Split-lt55kBTUh-SEER-14.0 | HVAC-airHP | HVAC-airHP | DEER2017 | D17 v2 |  | Commercial SEER-rated Split Heat Pumps, Size Range: 18 - 65 kBTU/h, SEER = 18 (HSPF = 9.7), EIR = 0.209, Fan W/CFM = 0.27, two-speed fan, without Econo | Commercial SEER-rated Split Heat Pumps, Size Range: 18 - 65 kBTU/h, SEER = 18 (HSPF = 9.7), EIR = 0.209, Fan W/CFM = 0.27, two-speed fan, without Econo | dxHP-Com-Split-lt55kBTUh-SEER-18.0 | DEER | Standard | HVAC | HeatCool | dxHP_equip | spltSEER | Standard |  | Com SEER-Rated Split HP, 18-65 kBTU/h; pre-2001: SEER = 10 (HSPF = 7.1), one-speed fan, no Econo; post-2001: SEER = 13 (HSPF = 8.2), one-speed fan, no Econo; 2014: SEER = 14 (HSPF = 8.2), one-speed fan, no Econo |  |  |  |  | Commercial SEER-rated Split Heat Pumps, Size Range: 18 - 55 kBTU/h, SEER = 14 (HSPF = 8.2), EIR = 0.245, Fan W/CFM = 0.29, one-speed fan, without Econo | 0 | dxHP-Com-Split-lt55kBTUh-SEER-14.0 |  |  | None | 0 | 0 |  | None
RE-HV-ResAC-45to65kBtuh-15S | SDG | None | WPSDGENRHC0023-2 | 2017-01-01 |  | Res | RE-HV-ResAC-45to65kBtuh-15S | dxAC-Res-Split-SEER-15.0 | dxAC-Res-Split-45to65kBTUh-SEER-14.0 | HV-ResAC | HV-ResAC | DEER2017 | D17 v2 |  | Residential SEER-rated split Air Conditioners, Size Range: 45 - 65 kBTU/h, SEER = 15 (EER = 12.8), EIR = 0.232, Fan W/CFM = 0.25, one-speed fan | Residential SEER-rated split Air Conditioners, Size Range: 45 - 65 kBTU/h, SEER = 15 (EER = 12.8), EIR = 0.232, Fan W/CFM = 0.25, one-speed fan | dxAC-Res-Split-SEER-15.0 | DEER | Standard | HVAC | SpaceCool | dxAC_equip | spltSEER | Standard |  | Residential SEER-rated split Air Conditioners, 45-65 kBTU/h; pre-2001: mix of SEER 10 and SEER 13 units with an average SEER = 11.4, one-speed fan; post-2001: SEER = 13 (EER = 11.08), one-speed fan; 2014: SEER = 14 (EER = 12.17), one-speed fan |  |  |  |  | Residential SEER-rated split Air Conditioners, Size Range: 45 - 65 kBTU/h, SEER = 14 (EER = 11.8), EIR = 0.247, Fan W/CFM = 0.29, one-speed fan | 0 | dxAC-Res-Split-45to65kBTUh-SEER-14.0 |  |  | None | 0 | 0 |  | None
RE-HV-ResAC-45to65kBtuh-16S | SDG | None | WPSDGENRHC0023-2 | 2017-01-01 |  | Res | RE-HV-ResAC-45to65kBtuh-16S | dxAC-Res-Split-SEER-16.0 | dxAC-Res-Split-45to65kBTUh-SEER-14.0 | HV-ResAC | HV-ResAC | DEER2017 | D17 v2 |  | Residential SEER-rated split Air Conditioners, Size Range: 45 - 65 kBTU/h, SEER = 16 (EER = 12.5), EIR = 0.238, Fan W/CFM = 0.27, two-speed fan | Residential SEER-rated split Air Conditioners, Size Range: 45 - 65 kBTU/h, SEER = 16 (EER = 12.5), EIR = 0.238, Fan W/CFM = 0.27, two-speed fan | dxAC-Res-Split-SEER-16.0 | DEER | Standard | HVAC | SpaceCool | dxAC_equip | spltSEER | Standard |  | Residential SEER-rated split Air Conditioners, 45-65 kBTU/h; pre-2001: mix of SEER 10 and SEER 13 units with an average SEER = 11.4, one-speed fan; post-2001: SEER = 13 (EER = 11.08), one-speed fan; 2014: SEER = 14 (EER = 12.17), one-speed fan |  |  |  |  | Residential SEER-rated split Air Conditioners, Size Range: 45 - 65 kBTU/h, SEER = 14 (EER = 11.8), EIR = 0.247, Fan W/CFM = 0.29, one-speed fan | 0 | dxAC-Res-Split-45to65kBTUh-SEER-14.0 |  |  | None | 0 | 0 |  | None
RE-HV-ResAC-45to65kBtuh-17S | SDG | None | WPSDGENRHC0023-2 | 2017-01-01 |  | Res | RE-HV-ResAC-45to65kBtuh-17S | dxAC-Res-Split-SEER-17.0 | dxAC-Res-Split-45to65kBTUh-SEER-14.0 | HV-ResAC | HV-ResAC | DEER2017 | D17 v2 |  | Residential SEER-rated split Air Conditioners, Size Range: 45 - 65 kBTU/h, SEER = 17 (EER = 13.3), EIR = 0.223, Fan W/CFM = 0.27, two-speed fan | Residential SEER-rated split Air Conditioners, Size Range: 45 - 65 kBTU/h, SEER = 17 (EER = 13.3), EIR = 0.223, Fan W/CFM = 0.27, two-speed fan | dxAC-Res-Split-SEER-17.0 | DEER | Standard | HVAC | SpaceCool | dxAC_equip | spltSEER | Standard |  | Residential SEER-rated split Air Conditioners, 45-65 kBTU/h; pre-2001: mix of SEER 10 and SEER 13 units with an average SEER = 11.4, one-speed fan; post-2001: SEER = 13 (EER = 11.08), one-speed fan; 2014: SEER = 14 (EER = 12.17), one-speed fan |  |  |  |  | Residential SEER-rated split Air Conditioners, Size Range: 45 - 65 kBTU/h, SEER = 14 (EER = 11.8), EIR = 0.247, Fan W/CFM = 0.29, one-speed fan | 0 | dxAC-Res-Split-45to65kBTUh-SEER-14.0 |  |  | None | 0 | 0 |  | None
RE-HV-ResAC-45to65kBtuh-18S | SDG | None | WPSDGENRHC0023-2 | 2017-01-01 |  | Res | RE-HV-ResAC-45to65kBtuh-18S | dxAC-Res-Split-SEER-18.0 | dxAC-Res-Split-45to65kBTUh-SEER-14.0 | HV-ResAC | HV-ResAC | DEER2017 | D17 v2 |  | Residential SEER-rated split Air Conditioners, Size Range: 45 - 65 kBTU/h, SEER = 18 (EER = 14), EIR = 0.209, Fan W/CFM = 0.27, two-speed fan | Residential SEER-rated split Air Conditioners, Size Range: 45 - 65 kBTU/h, SEER = 18 (EER = 14), EIR = 0.209, Fan W/CFM = 0.27, two-speed fan | dxAC-Res-Split-SEER-18.0 | DEER | Standard | HVAC | SpaceCool | dxAC_equip | spltSEER | Standard |  | Residential SEER-rated split Air Conditioners, 45-65 kBTU/h; pre-2001: mix of SEER 10 and SEER 13 units with an average SEER = 11.4, one-speed fan; post-2001: SEER = 13 (EER = 11.08), one-speed fan; 2014: SEER = 14 (EER = 12.17), one-speed fan |  |  |  |  | Residential SEER-rated split Air Conditioners, Size Range: 45 - 65 kBTU/h, SEER = 14 (EER = 11.8), EIR = 0.247, Fan W/CFM = 0.29, one-speed fan | 0 | dxAC-Res-Split-45to65kBTUh-SEER-14.0 |  |  | None | 0 | 0 |  | None
RE-HV-ResAC-lt45kBtuh-15S | SDG | None | WPSDGENRHC0023-2 | 2017-01-01 |  | Res | RE-HV-ResAC-lt45kBtuh-15S | dxAC-Res-Split-SEER-15.0 | dxAC-Res-Split-lt45kBTUh-SEER-14.0 | HV-ResAC | HV-ResAC | DEER2017 | D17 v2 |  | Residential SEER-rated split Air Conditioners, Size Range: 18 - 45 kBTU/h, SEER = 15 (EER = 12.8), EIR = 0.232, Fan W/CFM = 0.25, one-speed fan | Residential SEER-rated split Air Conditioners, Size Range: 18 - 45 kBTU/h, SEER = 15 (EER = 12.8), EIR = 0.232, Fan W/CFM = 0.25, one-speed fan | dxAC-Res-Split-SEER-15.0 | DEER | Standard | HVAC | SpaceCool | dxAC_equip | spltSEER | Standard |  | Residential SEER-rated split Air Conditioners, 18-45 kBTU/h; pre-2001: mix of SEER 10 and SEER 13 units with an average SEER = 11.4, one-speed fan; post-2001: SEER = 13 (EER = 11.08), one-speed fan; 2014: SEER = 14 (EER = 12.17), one-speed fan |  |  |  |  | Residential SEER-rated split Air Conditioners, Size Range: 18 - 45 kBTU/h, SEER = 14 (EER = 12.2), EIR = 0.239, Fan W/CFM = 0.29, one-speed fan | 0 | dxAC-Res-Split-lt45kBTUh-SEER-14.0 |  |  | None | 0 | 0 |  | None
RE-HV-ResAC-lt45kBtuh-16S | SDG | None | WPSDGENRHC0023-2 | 2017-01-01 |  | Res | RE-HV-ResAC-lt45kBtuh-16S | dxAC-Res-Split-SEER-16.0 | dxAC-Res-Split-lt45kBTUh-SEER-14.0 | HV-ResAC | HV-ResAC | DEER2017 | D17 v2 |  | Residential SEER-rated split Air Conditioners, Size Range: 18 - 45 kBTU/h, SEER = 16 (EER = 12.5), EIR = 0.238, Fan W/CFM = 0.27, two-speed fan | Residential SEER-rated split Air Conditioners, Size Range: 18 - 45 kBTU/h, SEER = 16 (EER = 12.5), EIR = 0.238, Fan W/CFM = 0.27, two-speed fan | dxAC-Res-Split-SEER-16.0 | DEER | Standard | HVAC | SpaceCool | dxAC_equip | spltSEER | Standard |  | Residential SEER-rated split Air Conditioners, 18-45 kBTU/h; pre-2001: mix of SEER 10 and SEER 13 units with an average SEER = 11.4, one-speed fan; post-2001: SEER = 13 (EER = 11.08), one-speed fan; 2014: SEER = 14 (EER = 12.17), one-speed fan |  |  |  |  | Residential SEER-rated split Air Conditioners, Size Range: 18 - 45 kBTU/h, SEER = 14 (EER = 12.2), EIR = 0.239, Fan W/CFM = 0.29, one-speed fan | 0 | dxAC-Res-Split-lt45kBTUh-SEER-14.0 |  |  | None | 0 | 0 |  | None
RE-HV-ResAC-lt45kBtuh-17S | SDG | None | WPSDGENRHC0023-2 | 2017-01-01 |  | Res | RE-HV-ResAC-lt45kBtuh-17S | dxAC-Res-Split-SEER-17.0 | dxAC-Res-Split-lt45kBTUh-SEER-14.0 | HV-ResAC | HV-ResAC | DEER2017 | D17 v2 |  | Residential SEER-rated split Air Conditioners, Size Range: 18 - 45 kBTU/h, SEER = 17 (EER = 13.3), EIR = 0.223, Fan W/CFM = 0.27, two-speed fan | Residential SEER-rated split Air Conditioners, Size Range: 18 - 45 kBTU/h, SEER = 17 (EER = 13.3), EIR = 0.223, Fan W/CFM = 0.27, two-speed fan | dxAC-Res-Split-SEER-17.0 | DEER | Standard | HVAC | SpaceCool | dxAC_equip | spltSEER | Standard |  | Residential SEER-rated split Air Conditioners, 18-45 kBTU/h; pre-2001: mix of SEER 10 and SEER 13 units with an average SEER = 11.4, one-speed fan; post-2001: SEER = 13 (EER = 11.08), one-speed fan; 2014: SEER = 14 (EER = 12.17), one-speed fan |  |  |  |  | Residential SEER-rated split Air Conditioners, Size Range: 18 - 45 kBTU/h, SEER = 14 (EER = 12.2), EIR = 0.239, Fan W/CFM = 0.29, one-speed fan | 0 | dxAC-Res-Split-lt45kBTUh-SEER-14.0 |  |  | None | 0 | 0 |  | None
RE-HV-ResAC-lt45kBtuh-18S | SDG | None | WPSDGENRHC0023-2 | 2017-01-01 |  | Res | RE-HV-ResAC-lt45kBtuh-18S | dxAC-Res-Split-SEER-18.0 | dxAC-Res-Split-lt45kBTUh-SEER-14.0 | HV-ResAC | HV-ResAC | DEER2017 | D17 v2 |  | Residential SEER-rated split Air Conditioners, Size Range: 18 - 45 kBTU/h, SEER = 18 (EER = 14), EIR = 0.209, Fan W/CFM = 0.27, two-speed fan | Residential SEER-rated split Air Conditioners, Size Range: 18 - 45 kBTU/h, SEER = 18 (EER = 14), EIR = 0.209, Fan W/CFM = 0.27, two-speed fan | dxAC-Res-Split-SEER-18.0 | DEER | Standard | HVAC | SpaceCool | dxAC_equip | spltSEER | Standard |  | Residential SEER-rated split Air Conditioners, 18-45 kBTU/h; pre-2001: mix of SEER 10 and SEER 13 units with an average SEER = 11.4, one-speed fan; post-2001: SEER = 13 (EER = 11.08), one-speed fan; 2014: SEER = 14 (EER = 12.17), one-speed fan |  |  |  |  | Residential SEER-rated split Air Conditioners, Size Range: 18 - 45 kBTU/h, SEER = 14 (EER = 12.2), EIR = 0.239, Fan W/CFM = 0.29, one-speed fan | 0 | dxAC-Res-Split-lt45kBTUh-SEER-14.0 |  |  | None | 0 | 0 |  | None
RE-HV-ResHP-15p0S-8p7H | SDG | DEER | WPSDGENRHC0023-2 | 2017-01-01 |  | Res | RE-HV-ResHP-15p0S-8p7H | dxHP-Res-Split-SEER-15.0 | dxHP-Res-Split-SEER-14.0 | HVAC-airHP | HVAC-airHP | DEER2017 | D17 v1.0 |  | Residential SEER-rated split Heat Pumps, SEER = 15 (EER = 12.8), HSPF = 8.7 (COP = 3.68), EIR = 0.232, Fan W/CFM = 0.25, one-speed fan | Residential SEER-rated split Heat Pumps, SEER = 15 (EER = 12.8), HSPF = 8.7 (COP = 3.68), EIR = 0.232, Fan W/CFM = 0.25, one-speed fan | dxHP-Res-Split-SEER-15.0 | DEER | Standard | HVAC | HeatCool | dxHP_equip | spltSEER | Standard |  | Res SEER-Rated Splt HP, 7.1-3.01 kBTU/h; pre-2001: SEER = 10 (HSPF = 7.1), one-speed fan; post-2001: SEER = 13 (HSPF = 8.2), one-speed fan; 2014: SEER = 14 (HSPF = 8.2), one-speed fan |  |  |  |  | Residential SEER-rated split Heat Pumps, SEER = 14 (EER = 11.9), HSPF = 8.2 (COP = 3.48), EIR = 0.245, Fan W/CFM = 0.29, one-speed fan | 0 | dxHP-Res-Split-SEER-14.0 |  |  | None | 0 | 0 |  | None
RE-HV-ResHP-16p0S-9p0H | SDG | DEER | WPSDGENRHC0023-2 | 2017-01-01 |  | Res | RE-HV-ResHP-16p0S-9p0H | dxHP-Res-Split-SEER-16.0 | dxHP-Res-Split-SEER-14.0 | HVAC-airHP | HVAC-airHP | DEER2017 | D17 v1.0 |  | Residential SEER-rated split Heat Pumps, SEER = 16 (EER = 12.5), HSPF = 9 (COP = 3.57), EIR = 0.238, Fan W/CFM = 0.27, two-speed fan | Residential SEER-rated split Heat Pumps, SEER = 16 (EER = 12.5), HSPF = 9 (COP = 3.57), EIR = 0.238, Fan W/CFM = 0.27, two-speed fan | dxHP-Res-Split-SEER-16.0 | DEER | Standard | HVAC | HeatCool | dxHP_equip | spltSEER | Standard |  | Res SEER-Rated Splt HP, 7.1-3.01 kBTU/h; pre-2001: SEER = 10 (HSPF = 7.1), one-speed fan; post-2001: SEER = 13 (HSPF = 8.2), one-speed fan; 2014: SEER = 14 (HSPF = 8.2), one-speed fan |  |  |  |  | Residential SEER-rated split Heat Pumps, SEER = 14 (EER = 11.9), HSPF = 8.2 (COP = 3.48), EIR = 0.245, Fan W/CFM = 0.29, one-speed fan | 0 | dxHP-Res-Split-SEER-14.0 |  |  | None | 0 | 0 |  | None
RE-HV-ResHP-17p0S-9p4H | SDG | DEER | WPSDGENRHC0023-2 | 2017-01-01 |  | Res | RE-HV-ResHP-17p0S-9p4H | dxHP-Res-Split-SEER-17.0 | dxHP-Res-Split-SEER-14.0 | HVAC-airHP | HVAC-airHP | DEER2017 | D17 v1.0 |  | Residential SEER-rated split Heat Pumps, SEER = 17 (EER = 13.3), HSPF = 9.4 (COP = 3.74), EIR = 0.223, Fan W/CFM = 0.27, two-speed fan | Residential SEER-rated split Heat Pumps, SEER = 17 (EER = 13.3), HSPF = 9.4 (COP = 3.74), EIR = 0.223, Fan W/CFM = 0.27, two-speed fan | dxHP-Res-Split-SEER-17.0 | DEER | Standard | HVAC | HeatCool | dxHP_equip | spltSEER | Standard |  | Res SEER-Rated Splt HP, 7.1-3.01 kBTU/h; pre-2001: SEER = 10 (HSPF = 7.1), one-speed fan; post-2001: SEER = 13 (HSPF = 8.2), one-speed fan; 2014: SEER = 14 (HSPF = 8.2), one-speed fan |  |  |  |  | Residential SEER-rated split Heat Pumps, SEER = 14 (EER = 11.9), HSPF = 8.2 (COP = 3.48), EIR = 0.245, Fan W/CFM = 0.29, one-speed fan | 0 | dxHP-Res-Split-SEER-14.0 |  |  | None | 0 | 0 |  | None
RE-HV-ResHP-18p0S-9p7H | SDG | DEER | WPSDGENRHC0023-2 | 2017-01-01 |  | Res | RE-HV-ResHP-18p0S-9p7H | dxHP-Res-Split-SEER-18.0 | dxHP-Res-Split-SEER-14.0 | HVAC-airHP | HVAC-airHP | DEER2017 | D17 v1.0 |  | Residential SEER-rated split Heat Pumps, SEER = 18 (EER = 14), HSPF = 9.7 (COP = 3.86), EIR = 0.209, Fan W/CFM = 0.27, two-speed fan | Residential SEER-rated split Heat Pumps, SEER = 18 (EER = 14), HSPF = 9.7 (COP = 3.86), EIR = 0.209, Fan W/CFM = 0.27, two-speed fan | dxHP-Res-Split-SEER-18.0 | DEER | Standard | HVAC | HeatCool | dxHP_equip | spltSEER | Standard |  | Res SEER-Rated Splt HP, 7.1-3.01 kBTU/h; pre-2001: SEER = 10 (HSPF = 7.1), one-speed fan; post-2001: SEER = 13 (HSPF = 8.2), one-speed fan; 2014: SEER = 14 (HSPF = 8.2), one-speed fan |  |  |  |  | Residential SEER-rated split Heat Pumps, SEER = 14 (EER = 11.9), HSPF = 8.2 (COP = 3.48), EIR = 0.245, Fan W/CFM = 0.29, one-speed fan | 0 | dxHP-Res-Split-SEER-14.0 |  |  | None | 0 | 0 |  | None
NE-HVAC-airAC-SpltPkg-135to239kBtuh-12p5eer | SDG | None | WPSDGENRHC0025-0 | 2017-07-01 |  | Com | NE-HVAC-airAC-SpltPkg-135to239kBtuh-12p5eer | dxAC-Com-Pkg-135to240kBTUh-EER12.5-2Spd | dxAC-Com-Pkg-135to240kBTUh-EER10.8-2Spd | HVAC-airAC | HVAC-airAC | DEER2017 | D17 v2 |  | EER-rated packaged Air Conditioner, Size Range: 135 - 240 kBTU/h, EER = 12.5, min IEER = 14, EIR = 0.231, Fan W/CFM = 0.41, two-speed fan, with Econo | EER-rated packaged Air Conditioner, Size Range: 135 - 240 kBTU/h, EER = 12.5, min IEER = 14, EIR = 0.231, Fan W/CFM = 0.41, two-speed fan, with Econo |  | DEER | Standard | HVAC | SpaceCool | dxAC_equip | pkgEER | Standard |  | EER-Rated Pkg AC, 135-240 kBTU/h; Pre-2005: EER = 9.7, one-speed fan, w/Econo; 2006 - 2009: EER = 9.7, one-speed fan, w/Econo; 2010 - 2013: EER = 10.8, one-speed fan, w/Econo; 2014 - 2015: EER = 10.8, IEER = 12.2, two-speed fan, w/Econo |  |  |  |  | EER-rated packaged Air Conditioner, Size Range: 135 - 240 kBTU/h, EER = 10.8, IEER = 12.2, EIR = 0.274, Fan W/CFM = 0.41, two-speed fan, with Econo | 0 |  |  |  | None | 0 | 0 |  | None
NE-HVAC-airAC-SpltPkg-240to759kBtuh-10p8eer | SDG | None | WPSDGENRHC0025-0 | 2017-07-01 |  | Com | NE-HVAC-airAC-SpltPkg-240to759kBtuh-10p8eer | dxAC-Com-Pkg-240to760kBTUh-EER10.8-2Spd | dxAC-Com-Pkg-240to760kBTUh-EER9.8-2Spd | HVAC-airAC | HVAC-airAC | DEER2017 | D17 v2 |  | EER-rated packaged Air Conditioner, Size Range: 240 - 760 kBTU/h, EER = 10.8, min IEER = 12.2, EIR = 0.255, Fan W/CFM = 0.61, two-speed fan, with Econo | EER-rated packaged Air Conditioner, Size Range: 240 - 760 kBTU/h, EER = 10.8, Mix of Single-zone (20%) and Multi-zone (80%) system configurations where applicable |  | DEER | Standard | HVAC | SpaceCool | dxAC_equip | pkgEER | Standard |  | EER-Rated Pkg AC, 240-760 kBTU/h; Mix of Single-zone 9.8 EER (20%) and Multi-zone 10.0 EER (80%) system configurations where applicable |  |  |  |  | EER-rated packaged Air Conditioner, Size Range: 240 - 760 kBTU/h, Mix of Single-zone 9.8 EER (20%) and Multi-zone 10.0 EER (80%) system configurations where applicable | 0 |  |  |  | None | 0 | 0 |  | None
NE-HVAC-airAC-SpltPkg-240to759kBtuh-11p5eer | SDG | None | WPSDGENRHC0025-0 | 2017-07-01 |  | Com | NE-HVAC-airAC-SpltPkg-240to759kBtuh-11p5eer | dxAC-Com-Pkg-240to760kBTUh-EER11.5-2Spd | dxAC-Com-Pkg-240to760kBTUh-EER9.8-2Spd | HVAC-airAC | HVAC-airAC | DEER2017 | D17 v2 |  | EER-rated packaged Air Conditioner, Size Range: 240 - 760 kBTU/h, EER = 11.5, min IEER = 12.7, EIR = 0.236, Fan W/CFM = 0.61, two-speed fan, with Econo | EER-rated packaged Air Conditioner, Size Range: 240 - 760 kBTU/h, EER = 11.5, Mix of Single-zone (20%) and Multi-zone (80%) system configurations where applicable |  | DEER | Standard | HVAC | SpaceCool | dxAC_equip | pkgEER | Standard |  | EER-Rated Pkg AC, 240-760 kBTU/h; Mix of Single-zone 9.8 EER (20%) and Multi-zone 10.0 EER (80%) system configurations where applicable |  |  |  |  | EER-rated packaged Air Conditioner, Size Range: 240 - 760 kBTU/h, Mix of Single-zone 9.8 EER (20%) and Multi-zone 10.0 EER (80%) system configurations where applicable | 0 |  |  |  | None | 0 | 0 |  | None
NE-HVAC-airAC-SpltPkg-240to759kBtuh-12p5eer | SDG | None | WPSDGENRHC0025-0 | 2017-07-01 |  | Com | NE-HVAC-airAC-SpltPkg-240to759kBtuh-12p5eer | dxAC-Com-Pkg-240to760kBTUh-EER12.5-2Spd | dxAC-Com-Pkg-240to760kBTUh-EER9.8-2Spd | HVAC-airAC | HVAC-airAC | DEER2017 | D17 v2 |  | EER-rated packaged Air Conditioner, Size Range: 240 - 760 kBTU/h, EER = 12.5, min IEER = 15.5, EIR = 0.213, Fan W/CFM = 0.61, two-speed fan, with Econo | EER-rated packaged Air Conditioner, Size Range: 240 - 760 kBTU/h, EER = 12.5, Mix of Single-zone (20%) and Multi-zone (80%) system configurations where applicable |  | DEER | Standard | HVAC | SpaceCool | dxAC_equip | pkgEER | Standard |  | EER-Rated Pkg AC, 240-760 kBTU/h; Mix of Single-zone 9.8 EER (20%) and Multi-zone 10.0 EER (80%) system configurations where applicable |  |  |  |  | EER-rated packaged Air Conditioner, Size Range: 240 - 760 kBTU/h, Mix of Single-zone 9.8 EER (20%) and Multi-zone 10.0 EER (80%) system configurations where applicable | 0 |  |  |  | None | 0 | 0 |  | None
NE-HVAC-airAC-SpltPkg-65to134kBtuh-11p5eer-wPreEcono | SDG | None | WPSDGENRHC0025-0 | 2017-07-01 |  | Com | NE-HVAC-airAC-SpltPkg-65to109kBtuh-11p5eer-wPreEcono | dxAC-Com-Pkg-65to134kBtuh-EER11.5-2Spd | dxAC-Com-Pkg-65to134kBtuh-EER11.0-2Spd | HVAC-airAC | HVAC-airAC | DEER2017 | D17 v2 |  | EER-rated packaged Air Conditioner, Size Range: 65 - 134 kBTU/h, EER = 11.5, min IEER = 13, EIR = 0.26, Fan W/CFM = 0.4, two-speed fan, with Econo (Pre-existing vintages include Economizer) | EER-rated packaged Air Conditioner, Size Range: 65 - 134 kBTU/h, EER = 11.5, min IEER = 13, EIR = 0.26, Fan W/CFM = 0.4, two-speed fan, with Econo |  | DEER | Standard | HVAC | SpaceCool | dxAC_equip | pkgEER | Standard |  | EER-Rated Pkg AC, 65-134 kBTU/h; Pre-2005: EER = 10.0, one-speed fan, w/Econo; 2006 - 2009: EER = 10.0, one-speed fan, w/Econo; 2010 - 2013: EER = 11, one-speed fan, w/Econo; 2014 - 2015: EER = 11, IEER 12.7, two-speed fan, w/Econo |  |  |  |  | EER-rated packaged Air Conditioner, Size Range: 65 - 134 kBTU/h, EER = 11, IEER = 12.7, EIR = 0.273, Fan W/CFM = 0.4, two-speed fan, with Econo | 0 |  |  |  | None | 0 | 0 |  | None
NE-HVAC-airAC-SpltPkg-65to134kBtuh-12p0eer-wPreEcono | SDG | None | WPSDGENRHC0025-0 | 2017-07-01 |  | Com | NE-HVAC-airAC-SpltPkg-65to109kBtuh-12p0eer-wPreEcono | dxAC-Com-Pkg-65to134kBtuh-EER12.0-2Spd | dxAC-Com-Pkg-65to134kBtuh-EER11.0-2Spd | HVAC-airAC | HVAC-airAC | DEER2017 | D17 v2 |  | EER-rated packaged Air Conditioner, Size Range: 65 - 134 kBTU/h, EER = 12, min IEER = 13.5 EIR = 0.247, Fan W/CFM = 0.4, two-speed fan, with Econo (Pre-existing vintages include Economizer) | EER-rated packaged Air Conditioner, Size Range: 65 - 134 kBTU/h, EER = 12, min IEER = 13.5 EIR = 0.247, Fan W/CFM = 0.4, two-speed fan, with Econo |  | DEER | Standard | HVAC | SpaceCool | dxAC_equip | pkgEER | Standard |  | EER-Rated Pkg AC, 65-134 kBTU/h; Pre-2005: EER = 10.0, one-speed fan, w/Econo; 2006 - 2009: EER = 10.0, one-speed fan, w/Econo; 2010 - 2013: EER = 11, one-speed fan, w/Econo; 2014 - 2015: EER = 11, IEER 12.7, two-speed fan, w/Econo |  |  |  |  | EER-rated packaged Air Conditioner, Size Range: 65 - 134 kBTU/h, EER = 11, IEER = 12.7, EIR = 0.273, Fan W/CFM = 0.4, two-speed fan, with Econo | 0 |  |  |  | None | 0 | 0 |  | None
NE-HVAC-airAC-SpltPkg-65to134kBtuh-12p5eer-wPreEcono | SDG | None | WPSDGENRHC0025-0 | 2017-07-01 |  | Com | NE-HVAC-airAC-SpltPkg-65to135kBtuh-12p5eer-wPreEcono | dxAC-Com-Pkg-65to134kBtuh-EER12.5-2Spd | dxAC-Com-Pkg-65to134kBtuh-EER11.0-2Spd | HVAC-airAC | HVAC-airAC | DEER2017 | D17 v2 |  | EER-rated packaged Air Conditioner, Size Range: 65 - 134 kBTU/h, EER = 12.5, min IEER = 14, EIR = 0.236, Fan W/CFM = 0.4, two-speed fan, with Econo (Pre-existing vintages include Economizer) | EER-rated packaged Air Conditioner, Size Range: 65 - 134 kBTU/h, EER = 12.5, min IEER = 14, EIR = 0.236, Fan W/CFM = 0.4, two-speed fan, with Econo |  | DEER | CrossMea | HVAC | SpaceCool | dxAC_equip | pkgEER | Standard |  | EER-Rated Pkg AC, 65-134 kBTU/h; Pre-2005: EER = 10.0, one-speed fan, w/Econo; 2006 - 2009: EER = 10.0, one-speed fan, w/Econo; 2010 - 2013: EER = 11, one-speed fan, w/Econo; 2014 - 2015: EER = 11, IEER 12.7, two-speed fan, w/Econo |  |  |  |  | EER-rated packaged Air Conditioner, Size Range: 65 - 134 kBTU/h, EER = 11, IEER = 12.7, EIR = 0.273, Fan W/CFM = 0.4, two-speed fan, with Econo | 0 |  |  |  | None | 0 | 0 |  | None
NE-HVAC-airAC-SpltPkg-65to134kBtuh-13p0eer-wPreEcono | SDG | None | WPSDGENRHC0025-0 | 2017-07-01 |  | Com | NE-HVAC-airAC-SpltPkg-65to109kBtuh-13p0eer-wPreEcono | dxAC-Com-Pkg-65to134kBtuh-EER13.0-2Spd | dxAC-Com-Pkg-65to134kBtuh-EER11.0-2Spd | HVAC-airAC | HVAC-airAC | DEER2017 | D17 v2 |  | EER-rated packaged Air Conditioner, Size Range: 65 - 134 kBTU/h, EER = 13, min IEER = 15, EIR = 0.226, Fan W/CFM = 0.4, two-speed fan, with Econo (Pre-existing vintages include Economizer) | EER-rated packaged Air Conditioner, Size Range: 65 - 134 kBTU/h, EER = 13, min IEER = 15, EIR = 0.226, Fan W/CFM = 0.4, two-speed fan, with Econo |  | DEER | Standard | HVAC | SpaceCool | dxAC_equip | pkgEER | Standard |  | EER-Rated Pkg AC, 65-134 kBTU/h; Pre-2005: EER = 10.0, one-speed fan, w/Econo; 2006 - 2009: EER = 10.0, one-speed fan, w/Econo; 2010 - 2013: EER = 11, one-speed fan, w/Econo; 2014 - 2015: EER = 11, IEER 12.7, two-speed fan, w/Econo |  |  |  |  | EER-rated packaged Air Conditioner, Size Range: 65 - 134 kBTU/h, EER = 11, IEER = 12.7, EIR = 0.273, Fan W/CFM = 0.4, two-speed fan, with Econo | 0 |  |  |  | None | 0 | 0 |  | None
NE-HVAC-airAC-SpltPkg-gte760kBtuh-10p2eer | SDG | None | WPSDGENRHC0025-0 | 2017-07-01 |  | Com | NE-HVAC-airAC-SpltPkg-gte760kBtuh-10p2eer | dxAC-Com-Pkg-gte760kBTUh-EER10.2-2Spd | dxAC-Com-Pkg-gte760kBTUh-EER9.5-2Spd | HVAC-airAC | HVAC-airAC | DEER2017 | D17 v2 |  | EER-rated packaged Air Conditioner, Size Range: 760 - kBTU/h, EER = 10.2, min IEER = 11.6, EIR = 0.273, Fan W/CFM = 0.61, two-speed fan, with Econo | EER-rated packaged Air Conditioner, Size Range: 760 - kBTU/h, EER = 10.2, min IEER = 11.6, EIR = 0.273, Fan W/CFM = 0.61, two-speed fan, with Econo |  | DEER | Standard | HVAC | SpaceCool | dxAC_equip | pkgEER | Standard |  | EER-Rated Pkg AC, 760+ kBTU/h; Pre-2005: EER = 9.2, one-speed fan, w/Econo; 2006 - 2009: EER = 9.2, one-speed fan, w/Econo; 2010 - 2013: EER = 9.5, one-speed fan, w/Econo; 2014 - 2015: EER = 9.5, IEER = 11, two-speed fan, w/Econo |  |  |  |  | EER-rated packaged Air Conditioner, Size Range: 760 - kBTU/h, EER = 9.5, IEEER = 11, EIR = 0.297, Fan W/CFM = 0.61, two-speed fan, with Econo | 0 |  |  |  | None | 0 | 0 |  | None
WPSDGENRHC1051-Rev01-Msr001 | SDG | None | WPSDGENRHC1051-1 | 2016-01-01 |  | NonRes | WPSDGENRHC1051-Rev01-Msr001 | WPSDGENRHC1051-Rev01-Msr001-FULL | WPSDGENRHC1051-Rev01-Msr001-BASE | HVAC-PTACCtrl | HVAC-PTACCtrl | ExAnte2016 |  |  | Guest Rm PTAC Adaptive Climate Controller | Guest Room PTAC Adaptive Climate Controller (ACC) |  | Deemed |  | HVAC | SpaceCool | HV_Tech | TStat | Standard |  | No ACC/VFD |  |  | dxAC_equip | spltEER | Without VFD Fan Control | 0 |  | dxAC_equip | spltEER | None | 0 | 0 |  | None
WPSDGENRHC1051-Rev01-Msr002 | SDG | None | WPSDGENRHC1051-1 | 2016-01-01 |  | NonRes | WPSDGENRHC1051-Rev01-Msr002 | WPSDGENRHC1051-Rev01-Msr002-FULL | WPSDGENRHC1051-Rev01-Msr002-BASE | HVAC-PTACCtrl | HVAC-PTACCtrl | ExAnte2016 |  |  | Guest Rm PTHP Adaptive Climate Controller | Guest Room PTAC Adaptive Climate Controller (ACC) |  | Deemed |  | HVAC | SpaceCool | HV_Tech | TStat | Standard |  | No ACC/VFD |  |  | dxHP_equip | spltEER | Without VFD Fan Control | 0 |  | dxHP_equip | spltEER | None | 0 | 0 |  | None
D03-084 | SDG | None | WPSDGENRHC1052-0 | 2013-01-01 |  | Com | D03-084 | SDG-PTAC-lt7kBtuh-13p21eer | SDG-PTAC-lt7kBtuh-11p01eer |  |  | DEER2005 | D05 v2.01 |  | H.E. Package Terminal A/C < 7k | 11.29 EER (based on vintage) package terminal A/C |  | DEER | Standard | HVAC | SpaceCool | dxAC_equip | pkgTerm | Standard |  | 8.88 EER (based on vintage) package terminal A/C |  |  |  |  | T24 minimum: 9.41 EER (based on vintage) package terminal A/C | 0 |  |  |  | None | 0 | 0 |  | None
D03-085 | SDG | None | WPSDGENRHC1052-0 | 2013-01-01 |  | Com | D03-085 | SDG-PTHP-lt7kBtuh-12p97eer-3p62cop | SDG-PTHP-lt7kBtuh-10p81eer-3p02cop |  |  | DEER2005 | D05 v2.01 |  | H.E. Package Terminal HP < 7k | 11.17 EER / 3.3 COP (based on vintage) package terminal HP |  | DEER | Standard | HVAC | HeatCool | dxHP_equip | pkgTerm | Standard |  | 8.90 EER / 2.7 COP (based on vintage) package terminal HP |  |  |  |  | T24 minimum: 9.31 EER / 2.7 COP (based on vintage) package terminal HP | 0 |  |  |  | None | 0 | 0 |  | None
D03-099 | SDG | None | WPSDGENRHC1052-0 | 2013-01-01 |  | Com | D03-099 | SDG-PTAC-7to15kBtuh-12p19eer | SDG-PTAC-7to15kBtuh-10p16eer |  |  | DEER2005 | D05 v2.01 |  | H.E. Package Terminal A/C 7k-15k | 10.27 EER (based on vintage) package terminal A/C |  | DEER | Standard | HVAC | SpaceCool | dxAC_equip | pkgTerm | Standard |  | 8.50 EER (based on vintage) package terminal A/C |  |  |  |  | T24 minimum: 8.56 EER (based on vintage) package terminal A/C | 0 |  |  |  | None | 0 | 0 |  | None
D03-100 | SDG | None | WPSDGENRHC1052-0 | 2013-01-01 |  | Com | D03-100 | SDG-PTAC-gt15kBtuh-10p28eer | SDG-PTAC-gt15kBtuh-09p31eer |  |  | DEER2005 | D05 v2.01 |  | H.E. Package Terminal A/C > 15k | 9.25 EER (based on vintage) package terminal A/C |  | DEER | Standard | HVAC | SpaceCool | dxAC_equip | pkgTerm | Standard |  | 8.50 EER (based on vintage) package terminal A/C |  |  |  |  | T24 minimum: 7.71 EER (based on vintage) package terminal A/C | 0 |  |  |  | None | 0 | 0 |  | None
D03-101 | SDG | None | WPSDGENRHC1052-0 | 2013-01-01 |  | Com | D03-101 | SDG-PTHP-7to15kBtuh-11p95eer-3p49cop | SDG-PTHP-7to15kBtuh-9p96eer-2p91cop |  |  | DEER2005 | D05 v2.01 |  | H.E. Package Terminal HP 7k-15k | 10.15 EER / 3.1 COP (based on vintage) package terminal HP |  | DEER | Standard | HVAC | HeatCool | dxHP_equip | pkgTerm | Standard |  | 8.90 EER / 2.7 COP (based on vintage) package terminal HP |  |  |  |  | T24 minimum: 8.46 EER / 2.6 COP (based on vintage) package terminal HP | 0 |  |  |  | None | 0 | 0 |  | None
D03-102 | SDG | None | WPSDGENRHC1052-0 | 2013-01-01 |  | Com | D03-102 | SDG-PTHP-gt15kBtuh-10p93eer-3p37cop | SDG-PTHP-gt15kBtuh-9p11eer-2p80cop |  |  | DEER2005 | D05 v2.01 |  | H.E. Package Terminal HP > 15k | 9.13 EER / 3.0 COP (based on vintage) package terminal HP |  | DEER | Standard | HVAC | HeatCool | dxHP_equip | pkgTerm | Standard |  | 8.90 EER / 2.7 COP (based on vintage) package terminal HP |  |  |  |  | T24 minimum: 7.61 EER / 2.5 COP (based on vintage) package terminal HP | 0 |  |  |  | None | 0 | 0 |  | None
WPSDGENRLG0028-Rev01-Msr001 | SDG | None | WPSDGENRLG0028-1 | 2017-01-01 |  | Res | WPSDGENRLG0028-Rev01-Msr001 | SDGLEDPoolSpaFixture15.5W | SDGIncandescentPoolSpaFixture100W | OLtg-Res-LED-20000hr | OLtg-Com-LED-20000hr | ExAnte2017 |  |  | 15.5 Watt Pool Fixture (Res) LED replacing 100 Watt Incandescent | LED Pool Light 15.5W Replacing 100W |  | Deemed |  | Recreate | Pool | Ltg_Fixture | LED_fixt | Standard |  | 100 Watt Incandescent |  |  |  |  | 100 Watt Incandescent | 0 |  |  |  | None | 0 | 0 |  | None
WPSDGENRLG0028-Rev01-Msr002 | SDG | None | WPSDGENRLG0028-1 | 2017-01-01 |  | Res | WPSDGENRLG0028-Rev01-Msr002 | SDGLEDPoolSpaFixture15.5W | SDGIncandescentPoolSpaFixture100W | OLtg-Res-LED-20000hr | OLtg-Com-LED-20000hr | ExAnte2017 |  |  | 15.5 Watt Spa Fixture (Res) LED replacing 100 Watt Incandescent | LED Spa Light 15.5W Replacing 100W |  | Deemed |  | Recreate | Spa | Ltg_Fixture | LED_fixt | Standard |  | 100 Watt Incandescent |  |  |  |  | 100 Watt Incandescent | 0 |  |  |  | None | 0 | 0 |  | None
WPSDGENRLG0028-Rev01-Msr003 | SDG | None | WPSDGENRLG0028-1 | 2017-01-01 |  | Res | WPSDGENRLG0028-Rev01-Msr003 | SDGLEDPoolSpaFixture45.8W | SDGIncandescentPoolSpaFixture300W | OLtg-Res-LED-20000hr | OLtg-Res-LED-20000hr | ExAnte2017 |  |  | 45.8 Watt Pool Fixture (Res) LED replacing 300 Watt Incandescent | LED Pool Light 45.8W Replacing 300W |  | Deemed |  | Recreate | Pool | Ltg_Fixture | LED_fixt | Standard |  | 300 Watt Incandescent |  |  |  |  | 300 Watt Incandescent | 0 |  |  |  | None | 0 | 0 |  | None
WPSDGENRLG0028-Rev01-Msr004 | SDG | None | WPSDGENRLG0028-1 | 2017-01-01 |  | Res | WPSDGENRLG0028-Rev01-Msr004 | SDGLEDPoolSpaFixture45.8W | SDGIncandescentPoolSpaFixture300W | OLtg-Res-LED-20000hr | OLtg-Res-LED-20000hr | ExAnte2017 |  |  | 45.8 Watt Spa Fixture (Res) LED replacing 300 Watt Incandescent | LED Spa Light 45.8W Replacing 300W |  | Deemed |  | Recreate | Spa | Ltg_Fixture | LED_fixt | Standard |  | 300 Watt Incandescent |  |  |  |  | 300 Watt Incandescent | 0 |  |  |  | None | 0 | 0 |  | None
WPSDGENRLG0028-Rev01-Msr005 | SDG | None | WPSDGENRLG0028-1 | 2017-01-01 |  | Res | WPSDGENRLG0028-Rev01-Msr005 | SDGLEDPoolSpaFixture52.4W | SDGIncandescentPoolSpaFixture400W | OLtg-Res-LED-20000hr | OLtg-Res-LED-20000hr | ExAnte2017 |  |  | 52.4 Watt Pool Fixture (Res) LED replacing 400 Watt Incandescent | LED Pool Light 52.4W Replacing 400W |  | Deemed |  | Recreate | Pool | Ltg_Fixture | LED_fixt | Standard |  | 400 Watt Incandescent |  |  |  |  | 400 Watt Incandescent | 0 |  |  |  | None | 0 | 0 |  | None
WPSDGENRLG0028-Rev01-Msr006 | SDG | None | WPSDGENRLG0028-1 | 2017-01-01 |  | Res | WPSDGENRLG0028-Rev01-Msr006 | SDGLEDPoolSpaFixture52.4W | SDGIncandescentPoolSpaFixture400W | OLtg-Res-LED-20000hr | OLtg-Res-LED-20000hr | ExAnte2017 |  |  | 52.4 Watt Spa Fixture (Res) LED replacing 400 Watt Incandescent | LED Spa Light 52.4W Replacing 400W |  | Deemed |  | Recreate | Spa | Ltg_Fixture | LED_fixt | Standard |  | 400 Watt Incandescent |  |  |  |  | 400 Watt Incandescent | 0 |  |  |  | None | 0 | 0 |  | None
WPSDGENRLG0028-Rev01-Msr007 | SDG | None | WPSDGENRLG0028-1 | 2017-01-01 |  | Res | WPSDGENRLG0028-Rev01-Msr007 | SDGLEDPoolSpaFixture67.4W | SDGIncandescentPoolSpaFixture500W | OLtg-Res-LED-20000hr | OLtg-Res-LED-20000hr | ExAnte2017 |  |  | 67.4 Watt Pool Fixture (Res) LED replacing 500 Watt Incandescent | LED Pool Light 67.4W Replacing 500W |  | Deemed |  | Recreate | Pool | Ltg_Fixture | LED_fixt | Standard |  | 500 Watt Incandescent |  |  |  |  | 500 Watt Incandescent | 0 |  |  |  | None | 0 | 0 |  | None
WPSDGENRLG0028-Rev01-Msr008 | SDG | None | WPSDGENRLG0028-1 | 2017-01-01 |  | Res | WPSDGENRLG0028-Rev01-Msr008 | SDGLEDPoolSpaFixture67.4W | SDGIncandescentPoolSpaFixture500W | OLtg-Res-LED-20000hr | OLtg-Res-LED-20000hr | ExAnte2017 |  |  | 67.4 Watt Spa Fixture (Res) LED replacing 500 Watt Incandescent | LED Spa Light 67.4W Replacing 500W |  | Deemed |  | Recreate | Spa | Ltg_Fixture | LED_fixt | Standard |  | 500 Watt Incandescent |  |  |  |  | 500 Watt Incandescent | 0 |  |  |  | None | 0 | 0 |  | None
WPSDGENRLG0028-Rev01-Msr009 | SDG | None | WPSDGENRLG0028-1 | 2017-01-01 |  | Res | WPSDGENRLG0028-Rev01-Msr009 | SDGLEDPoolSpaLamp15.5W | SDGIncandescentPoolSpaLamp100W | OLtg-Res-LED-20000hr | OLtg-Res-LED-20000hr | ExAnte2017 |  |  | 15.5 Watt Pool Lamp (Res) LED replacing 100 Watt Incandescent | LED Pool Lamp 15.5W Replacing 100W |  | Deemed |  | Recreate | Pool | Ltg_Lamp | LED_lamp | Standard |  | 100 Watt Incandescent |  |  |  |  | 100 Watt Incandescent | 0 |  |  |  | None | 0 | 0 |  | None
WPSDGENRLG0028-Rev01-Msr010 | SDG | None | WPSDGENRLG0028-1 | 2017-01-01 |  | Res | WPSDGENRLG0028-Rev01-Msr010 | SDGLEDPoolSpaLamp15.5W | SDGIncandescentPoolSpaLamp100W | OLtg-Res-LED-20000hr | OLtg-Res-LED-20000hr | ExAnte2017 |  |  | 15.5 Watt Spa Lamp (Res) LED replacing 100 Watt Incandescent | LED Spa Lamp 15.5W Replacing 100W |  | Deemed |  | Recreate | Spa | Ltg_Lamp | LED_lamp | Standard |  | 100 Watt Incandescent |  |  |  |  | 100 Watt Incandescent | 0 |  |  |  | None | 0 | 0 |  | None
WPSDGENRLG0028-Rev01-Msr011 | SDG | None | WPSDGENRLG0028-1 | 2017-01-01 |  | Res | WPSDGENRLG0028-Rev01-Msr011 | SDGLEDPoolSpaLamp45.8W | SDGIncandescentPoolSpaLamp300W | OLtg-Res-LED-20000hr | OLtg-Res-LED-20000hr | ExAnte2017 |  |  | 45.8 Watt Pool Lamp (Res) LED replacing 300 Watt Incandescent | LED Pool Lamp 45.8W Replacing 300W |  | Deemed |  | Recreate | Pool | Ltg_Lamp | LED_lamp | Standard |  | 300 Watt Incandescent |  |  |  |  | 300 Watt Incandescent | 0 |  |  |  | None | 0 | 0 |  | None
WPSDGENRLG0028-Rev01-Msr012 | SDG | None | WPSDGENRLG0028-1 | 2017-01-01 |  | Res | WPSDGENRLG0028-Rev01-Msr012 | SDGLEDPoolSpaLamp45.8W | SDGIncandescentPoolSpaLamp300W | OLtg-Res-LED-20000hr | OLtg-Res-LED-20000hr | ExAnte2017 |  |  | 45.8 Watt Spa Lamp (Res) LED replacing 300 Watt Incandescent | LED Spa Lamp 45.8W Replacing 300W |  | Deemed |  | Recreate | Spa | Ltg_Lamp | LED_lamp | Standard |  | 300 Watt Incandescent |  |  |  |  | 300 Watt Incandescent | 0 |  |  |  | None | 0 | 0 |  | None
WPSDGENRLG0028-Rev01-Msr013 | SDG | None | WPSDGENRLG0028-1 | 2017-01-01 |  | Res | WPSDGENRLG0028-Rev01-Msr013 | SDGLEDPoolSpaLamp52.4W | SDGIncandescentPoolSpaLamp400W | OLtg-Res-LED-20000hr | OLtg-Res-LED-20000hr | ExAnte2017 |  |  | 52.4 Watt Pool Lamp (Res) LED replacing 400 Watt Incandescent | LED Pool Lamp 52.4W Replacing 400W |  | Deemed |  | Recreate | Pool | Ltg_Lamp | LED_lamp | Standard |  | 400 Watt Incandescent |  |  |  |  | 400 Watt Incandescent | 0 |  |  |  | None | 0 | 0 |  | None
WPSDGENRLG0028-Rev01-Msr014 | SDG | None | WPSDGENRLG0028-1 | 2017-01-01 |  | Res | WPSDGENRLG0028-Rev01-Msr014 | SDGLEDPoolSpaLamp52.4W | SDGIncandescentPoolSpaLamp400W | OLtg-Res-LED-20000hr | OLtg-Res-LED-20000hr | ExAnte2017 |  |  | 52.4 Watt Spa Lamp (Res) LED replacing 400 Watt Incandescent | LED Spa Lamp 52.4W Replacing 400W |  | Deemed |  | Recreate | Spa | Ltg_Lamp | LED_lamp | Standard |  | 400 Watt Incandescent |  |  |  |  | 400 Watt Incandescent | 0 |  |  |  | None | 0 | 0 |  | None
WPSDGENRLG0028-Rev01-Msr015 | SDG | None | WPSDGENRLG0028-1 | 2017-01-01 |  | Res | WPSDGENRLG0028-Rev01-Msr015 | SDGLEDPoolSpaLamp67.4W | SDGIncandescentPoolSpaLamp500W | OLtg-Res-LED-20000hr | OLtg-Res-LED-20000hr | ExAnte2017 |  |  | 67.4 Watt Pool Lamp (Res) LED replacing 500 Watt Incandescent | LED Pool Lamp 67.4W Replacing 500W |  | Deemed |  | Recreate | Pool | Ltg_Lamp | LED_lamp | Standard |  | 500 Watt Incandescent |  |  |  |  | 500 Watt Incandescent | 0 |  |  |  | None | 0 | 0 |  | None
WPSDGENRLG0028-Rev01-Msr016 | SDG | None | WPSDGENRLG0028-1 | 2017-01-01 |  | Res | WPSDGENRLG0028-Rev01-Msr016 | SDGLEDPoolSpaLamp67.4W | SDGIncandescentPoolSpaLamp500W | OLtg-Res-LED-20000hr | OLtg-Res-LED-20000hr | ExAnte2017 |  |  | 67.4 Watt Spa Lamp (Res) LED replacing 500 Watt Incandescent | LED Spa Lamp 67.4W Replacing 500W |  | Deemed |  | Recreate | Spa | Ltg_Lamp | LED_lamp | Standard |  | 500 Watt Incandescent |  |  |  |  | 500 Watt Incandescent | 0 |  |  |  | None | 0 | 0 |  | None
WPSDGENRLG0028-Rev01-Msr017 | SDG | None | WPSDGENRLG0028-1 | 2017-01-01 |  | NonRes | WPSDGENRLG0028-Rev01-Msr017 | SDGLEDPoolSpaFixture15.5W | SDGIncandescentPoolSpaFixture100W | OLtg-Com-LED-50000hr | OLtg-Com-LED-50000hr | ExAnte2017 |  |  | 15.5 Watt Pool Fixture (Dusk to Close) LED replacing 100 Watt Incandescent | LED Pool Light 15.5W Replacing 100W |  | Deemed |  | Recreate | Pool | Ltg_Fixture | LED_fixt | Standard |  | 100 Watt Incandescent |  |  |  |  | 100 Watt Incandescent | 0 |  |  |  | None | 0 | 0 |  | None
WPSDGENRLG0028-Rev01-Msr018 | SDG | None | WPSDGENRLG0028-1 | 2017-01-01 |  | NonRes | WPSDGENRLG0028-Rev01-Msr018 | SDGLEDPoolSpaFixture15.5W | SDGIncandescentPoolSpaFixture100W | OLtg-Com-LED-50000hr | OLtg-Com-LED-50000hr | ExAnte2017 |  |  | 15.5 Watt Pool Fixture (Dusk to Dawn) LED replacing 100 Watt Incandescent | LED Spa Light 15.5W Replacing 100W |  | Deemed |  | Recreate | Pool | Ltg_Fixture | LED_fixt | Standard |  | 100 Watt Incandescent |  |  |  |  | 100 Watt Incandescent | 0 |  |  |  | None | 0 | 0 |  | None
WPSDGENRLG0028-Rev01-Msr019 | SDG | None | WPSDGENRLG0028-1 | 2017-01-01 |  | NonRes | WPSDGENRLG0028-Rev01-Msr019 | SDGLEDPoolSpaFixture45.8W | SDGIncandescentPoolSpaFixture300W | OLtg-Com-LED-50000hr | OLtg-Com-LED-50000hr | ExAnte2017 |  |  | 45.8 Watt Pool Fixture (Dusk to Close) LED replacing 300 Watt Incandescent | LED Pool Light 45.8W Replacing 300W |  | Deemed |  | Recreate | Pool | Ltg_Fixture | LED_fixt | Standard |  | 300 Watt Incandescent |  |  |  |  | 300 Watt Incandescent | 0 |  |  |  | None | 0 | 0 |  | None
WPSDGENRLG0028-Rev01-Msr020 | SDG | None | WPSDGENRLG0028-1 | 2017-01-01 |  | NonRes | WPSDGENRLG0028-Rev01-Msr020 | SDGLEDPoolSpaFixture45.8W | SDGIncandescentPoolSpaFixture300W | OLtg-Com-LED-50000hr | OLtg-Com-LED-50000hr | ExAnte2017 |  |  | 45.8 Watt Pool Fixture (Dusk to Dawn) LED replacing 300 Watt Incandescent | LED Pool Light 45.8W Replacing 300W |  | Deemed |  | Recreate | Pool | Ltg_Fixture | LED_fixt | Standard |  | 300 Watt Incandescent |  |  |  |  | 300 Watt Incandescent | 0 |  |  |  | None | 0 | 0 |  | None
WPSDGENRLG0028-Rev01-Msr021 | SDG | None | WPSDGENRLG0028-1 | 2017-01-01 |  | NonRes | WPSDGENRLG0028-Rev01-Msr021 | SDGLEDPoolSpaFixture52.4W | SDGIncandescentPoolSpaFixture400W | OLtg-Com-LED-50000hr | OLtg-Com-LED-50000hr | ExAnte2017 |  |  | 52.4 Watt Pool Fixture (Dusk to Close) LED replacing 400 Watt Incandescent | LED Pool Light 52.4W Replacing 400W |  | Deemed |  | Recreate | Pool | Ltg_Fixture | LED_fixt | Standard |  | 400 Watt Incandescent |  |  |  |  | 400 Watt Incandescent | 0 |  |  |  | None | 0 | 0 |  | None
WPSDGENRLG0028-Rev01-Msr022 | SDG | None | WPSDGENRLG0028-1 | 2017-01-01 |  | NonRes | WPSDGENRLG0028-Rev01-Msr022 | SDGLEDPoolSpaFixture52.4W | SDGIncandescentPoolSpaFixture400W | OLtg-Com-LED-50000hr | OLtg-Com-LED-50000hr | ExAnte2017 |  |  | 52.4 Watt Pool Fixture (Dusk to Dawn) LED replacing 400 Watt Incandescent | LED Pool Light 52.4W Replacing 400W |  | Deemed |  | Recreate | Pool | Ltg_Fixture | LED_fixt | Standard |  | 400 Watt Incandescent |  |  |  |  | 400 Watt Incandescent | 0 |  |  |  | None | 0 | 0 |  | None
WPSDGENRLG0028-Rev01-Msr023 | SDG | None | WPSDGENRLG0028-1 | 2017-01-01 |  | NonRes | WPSDGENRLG0028-Rev01-Msr023 | SDGLEDPoolSpaFixture67.4W | SDGIncandescentPoolSpaFixture500W | OLtg-Com-LED-50000hr | OLtg-Com-LED-50000hr | ExAnte2017 |  |  | 67.4 Watt Pool Fixture (Dusk to Close) LED replacing 500 Watt Incandescent | LED Pool Light 67.4W Replacing 500W |  | Deemed |  | Recreate | Pool | Ltg_Fixture | LED_fixt | Standard |  | 500 Watt Incandescent |  |  |  |  | 500 Watt Incandescent | 0 |  |  |  | None | 0 | 0 |  | None
WPSDGENRLG0028-Rev01-Msr024 | SDG | None | WPSDGENRLG0028-1 | 2017-01-01 |  | NonRes | WPSDGENRLG0028-Rev01-Msr024 | SDGLEDPoolSpaFixture67.4W | SDGIncandescentPoolSpaFixture500W | OLtg-Com-LED-50000hr | OLtg-Com-LED-50000hr | ExAnte2017 |  |  | 67.4 Watt Pool Fixture (Dusk to Dawn) LED replacing 500 Watt Incandescent | LED Pool Light 67.4W Replacing 500W |  | Deemed |  | Recreate | Pool | Ltg_Fixture | LED_fixt | Standard |  | 500 Watt Incandescent |  |  |  |  | 500 Watt Incandescent | 0 |  |  |  | None | 0 | 0 |  | None
WPSDGENRLG0028-Rev01-Msr025 | SDG | None | WPSDGENRLG0028-1 | 2017-01-01 |  | NonRes | WPSDGENRLG0028-Rev01-Msr025 | SDGLEDPoolSpaLamp15.5W | SDGIncandescentPoolSpaLamp100W | OLtg-Com-LED-50000hr | OLtg-Com-LED-50000hr | ExAnte2017 |  |  | 15.5 Watt Pool Lamp (Dusk to Close) LED replacing 100 Watt Incandescent | LED Pool Lamp 15.5W Replacing 100W |  | Deemed |  | Recreate | Pool | Ltg_Lamp | LED_lamp | Standard |  | 100 Watt Incandescent |  |  |  |  | 100 Watt Incandescent | 0 |  |  |  | None | 0 | 0 |  | None
WPSDGENRLG0028-Rev01-Msr026 | SDG | None | WPSDGENRLG0028-1 | 2017-01-01 |  | NonRes | WPSDGENRLG0028-Rev01-Msr026 | SDGLEDPoolSpaLamp15.5W | SDGIncandescentPoolSpaLamp100W | OLtg-Com-LED-50000hr | OLtg-Com-LED-50000hr | ExAnte2017 |  |  | 15.5 Watt Pool Lamp (Dusk to Dawn) LED replacing 100 Watt Incandescent | LED Pool Lamp 15.5W Replacing 100W |  | Deemed |  | Recreate | Pool | Ltg_Lamp | LED_lamp | Standard |  | 100 Watt Incandescent |  |  |  |  | 100 Watt Incandescent | 0 |  |  |  | None | 0 | 0 |  | None
WPSDGENRLG0028-Rev01-Msr027 | SDG | None | WPSDGENRLG0028-1 | 2017-01-01 |  | NonRes | WPSDGENRLG0028-Rev01-Msr027 | SDGLEDPoolSpaLamp45.8W | SDGIncandescentPoolSpaLamp300W | OLtg-Com-LED-50000hr | OLtg-Com-LED-50000hr | ExAnte2017 |  |  | 45.8 Watt Pool Lamp (Dusk to Close) LED replacing 300 Watt Incandescent | LED Pool Lamp 45.8W Replacing 300W |  | Deemed |  | Recreate | Pool | Ltg_Lamp | LED_lamp | Standard |  | 300 Watt Incandescent |  |  |  |  | 300 Watt Incandescent | 0 |  |  |  | None | 0 | 0 |  | None
WPSDGENRLG0028-Rev01-Msr028 | SDG | None | WPSDGENRLG0028-1 | 2017-01-01 |  | NonRes | WPSDGENRLG0028-Rev01-Msr028 | SDGLEDPoolSpaLamp45.8W | SDGIncandescentPoolSpaLamp300W | OLtg-Com-LED-50000hr | OLtg-Com-LED-50000hr | ExAnte2017 |  |  | 45.8 Watt Pool Lamp (Dusk to Dawn) LED replacing 300 Watt Incandescent | LED Pool Lamp 45.8W Replacing 300W |  | Deemed |  | Recreate | Pool | Ltg_Lamp | LED_lamp | Standard |  | 300 Watt Incandescent |  |  |  |  | 300 Watt Incandescent | 0 |  |  |  | None | 0 | 0 |  | None
WPSDGENRLG0028-Rev01-Msr029 | SDG | None | WPSDGENRLG0028-1 | 2017-01-01 |  | NonRes | WPSDGENRLG0028-Rev01-Msr029 | SDGLEDPoolSpaLamp52.4W | SDGIncandescentPoolSpaLamp400W | OLtg-Com-LED-50000hr | OLtg-Com-LED-50000hr | ExAnte2017 |  |  | 52.4 Watt Pool Lamp (Dusk to Close) LED replacing 400 Watt Incandescent | LED Pool Lamp 52.4W Replacing 400W |  | Deemed |  | Recreate | Pool | Ltg_Lamp | LED_lamp | Standard |  | 400 Watt Incandescent |  |  |  |  | 400 Watt Incandescent | 0 |  |  |  | None | 0 | 0 |  | None
WPSDGENRLG0028-Rev01-Msr030 | SDG | None | WPSDGENRLG0028-1 | 2017-01-01 |  | NonRes | WPSDGENRLG0028-Rev01-Msr030 | SDGLEDPoolSpaLamp52.4W | SDGIncandescentPoolSpaLamp400W | OLtg-Com-LED-50000hr | OLtg-Com-LED-50000hr | ExAnte2017 |  |  | 52.4 Watt Pool Lamp (Dusk to Dawn) LED replacing 400 Watt Incandescent | LED Pool Lamp 52.4W Replacing 400W |  | Deemed |  | Recreate | Pool | Ltg_Lamp | LED_lamp | Standard |  | 400 Watt Incandescent |  |  |  |  | 400 Watt Incandescent | 0 |  |  |  | None | 0 | 0 |  | None
WPSDGENRLG0028-Rev01-Msr031 | SDG | None | WPSDGENRLG0028-1 | 2017-01-01 |  | NonRes | WPSDGENRLG0028-Rev01-Msr031 | SDGLEDPoolSpaLamp67.4W | SDGIncandescentPoolSpaLamp500W | OLtg-Com-LED-50000hr | OLtg-Com-LED-50000hr | ExAnte2017 |  |  | 67.4 Watt Pool Lamp (Dusk to Close) LED replacing 500 Watt Incandescent | LED Pool Lamp 67.4W Replacing 500W |  | Deemed |  | Recreate | Pool | Ltg_Lamp | LED_lamp | Standard |  | 500 Watt Incandescent |  |  |  |  | 500 Watt Incandescent | 0 |  |  |  | None | 0 | 0 |  | None
WPSDGENRLG0028-Rev01-Msr032 | SDG | None | WPSDGENRLG0028-1 | 2017-01-01 |  | NonRes | WPSDGENRLG0028-Rev01-Msr032 | SDGLEDPoolSpaLamp67.4W | SDGIncandescentPoolSpaLamp500W | OLtg-Com-LED-50000hr | OLtg-Com-LED-50000hr | ExAnte2017 |  |  | 67.4 Watt Pool Lamp (Dusk to Dawn) LED replacing 500 Watt Incandescent | LED Pool Lamp 67.4W Replacing 500W |  | Deemed |  | Recreate | Pool | Ltg_Lamp | LED_lamp | Standard |  | 500 Watt Incandescent |  |  |  |  | 500 Watt Incandescent | 0 |  |  |  | None | 0 | 0 |  | None
C-In-LEDFixt(112.99w)-dwP29.6 | SDG | None | WPSDGENRLG0080-4 | 2018-04-01 | 2019-12-31 | Com | Com-Iltg-dWatt-HB_OSbldg | LEDFixt(112.99w) | BaseCostZero | ILtg-Com-LED-50000hr |  | DEER2016 | Disposition |  | Commercial Indoor High/Low Bay Lighting: LED Fixture. Normal Replacement (NR) and New Construction (NC) applications. Savings calculated above a standard practice baseline. | LED Fixture: High/Low Bay, >=130 LPW, 82 to <113 W |  | DEER | Scaled | Lighting | InGen-HB | Ltg_Fixture | LED_fixt | Standard | [6 empty] | 10% HPT8 6 lamp LF Fixture & 90% LED 25th percentile Efficacy | 0 |  |  |  | None | 0 | 0 |  | None
C-In-LEDFixt(124.99w)-dwP17.6 | SDG | None | WPSDGENRLG0080-4 | 2018-04-01 | 2019-12-31 | Com | Com-Iltg-dWatt-HB_OSbldg | LEDFixt(124.99w) | BaseCostZero | ILtg-Com-LED-50000hr |  | DEER2016 | Disposition |  | Commercial Indoor High/Low Bay Lighting: LED Fixture. Normal Replacement (NR) and New Construction (NC) applications. Savings calculated above a standard practice baseline. | LED Fixture: High/Low Bay, 120 LPW to <130 LPW, 90 to <125 W |  | DEER | Scaled | Lighting | InGen-HB | Ltg_Fixture | LED_fixt | Standard | [6 empty] | 10% HPT8 6 lamp LF Fixture & 90% LED 25th percentile Efficacy | 0 |  |  |  | None | 0 | 0 |  | None
C-In-LEDFixt(139.99w)-dwP36.7 | SDG | None | WPSDGENRLG0080-4 | 2018-04-01 | 2019-12-31 | Com | Com-Iltg-dWatt-HB_OSbldg | LEDFixt(139.99w) | BaseCostZero | ILtg-Com-LED-50000hr |  | DEER2016 | Disposition |  | Commercial Indoor High/Low Bay Lighting: LED Fixture. Normal Replacement (NR) and New Construction (NC) applications. Savings calculated above a standard practice baseline. | LED Fixture: High/Low Bay, >=130 LPW, 113 to <140 W |  | DEER | Scaled | Lighting | InGen-HB | Ltg_Fixture | LED_fixt | Standard | [6 empty] | 10% HPT8 8 lamp LF Fixture & 90% LED 25th percentile Efficacy | 0 |  |  |  | None | 0 | 0 |  | None
C-In-LEDFixt(152.99w)-dwP23.7 | SDG | None | WPSDGENRLG0080-4 | 2018-04-01 | 2019-12-31 | Com | Com-Iltg-dWatt-HB_OSbldg | LEDFixt(152.99w) | BaseCostZero | ILtg-Com-LED-50000hr |  | DEER2016 | Disposition |  | Commercial Indoor High/Low Bay Lighting: LED Fixture. Normal Replacement (NR) and New Construction (NC) applications. Savings calculated above a standard practice baseline. | LED Fixture: High/Low Bay, 120 LPW to <130 LPW, 125 to <153 W |  | DEER | Scaled | Lighting | InGen-HB | Ltg_Fixture | LED_fixt | Standard | [6 empty] | 10% HPT8 8 lamp LF Fixture & 90% LED 25th percentile Efficacy | 0 |  |  |  | None | 0 | 0 |  | None
C-In-LEDFixt(173.99w)-dwP49.9 | SDG | None | WPSDGENRLG0080-4 | 2018-04-01 | 2019-12-31 | Com | Com-Iltg-dWatt-HB_OSbldg | LEDFixt(173.99w) | BaseCostZero | ILtg-Com-LED-50000hr |  | DEER2016 | Disposition |  | Commercial Indoor High/Low Bay Lighting: LED Fixture. Normal Replacement (NR) and New Construction (NC) applications. Savings calculated above a standard practice baseline. | LED Fixture: High/Low Bay, >=135 LPW, 140 to <174 W |  | DEER | Scaled | Lighting | InGen-HB | Ltg_Fixture | LED_fixt | Standard | [6 empty] | 10% HPT8 10 lamp LF Fixture & 90% LED 25th percentile Efficacy | 0 |  |  |  | None | 0 | 0 |  | None
C-In-LEDFixt(186.99w)-dwP36.9 | SDG | None | WPSDGENRLG0080-4 | 2018-04-01 | 2019-12-31 | Com | Com-Iltg-dWatt-HB_OSbldg | LEDFixt(186.99w) | BaseCostZero | ILtg-Com-LED-50000hr |  | DEER2016 | Disposition |  | Commercial Indoor High/Low Bay Lighting: LED Fixture. Normal Replacement (NR) and New Construction (NC) applications. Savings calculated above a standard practice baseline. | LED Fixture: High/Low Bay, 125 LPW to <135 LPW, 153 to <187 W |  | DEER | Scaled | Lighting | InGen-HB | Ltg_Fixture | LED_fixt | Standard | [6 empty] | 10% HPT8 10 lamp LF Fixture & 90% LED 25th percentile Efficacy | 0 |  |  |  | None | 0 | 0 |  | None
C-In-LEDFixt(193.99w)-dwP26.3 | SDG | None | WPSDGENRLG0080-4 | 2018-04-01 | 2019-12-31 | Com | Com-Iltg-dWatt-HB_OSbldg | LEDFixt(193.99w) | BaseCostZero | ILtg-Com-LED-50000hr |  | DEER2016 | Disposition |  | Commercial Indoor High/Low Bay Lighting: LED Fixture. Normal Replacement (NR) and New Construction (NC) applications. Savings calculated above a standard practice baseline. | LED Fixture: High/Low Bay, >=135 LPW, 174 to <194 W |  | DEER | Scaled | Lighting | InGen-HB | Ltg_Fixture | LED_fixt | Standard | [6 empty] | 100% LED 25th percentile Efficacy | 0 |  |  |  | None | 0 | 0 |  | None
C-In-LEDFixt(211.99w)-dwP8.3 | SDG | None | WPSDGENRLG0080-4 | 2018-04-01 | 2019-12-31 | Com | Com-Iltg-dWatt-HB_OSbldg | LEDFixt(211.99w) | BaseCostZero | ILtg-Com-LED-50000hr |  | DEER2016 | Disposition |  | Commercial Indoor High/Low Bay Lighting: LED Fixture. Normal Replacement (NR) and New Construction (NC) applications. Savings calculated above a standard practice baseline. | LED Fixture: High/Low Bay, 125 LPW to <135 LPW, 187 to <212 W |  | DEER | Scaled | Lighting | InGen-HB | Ltg_Fixture | LED_fixt | Standard | [6 empty] | 100% LED 25th percentile Efficacy | 0 |  |  |  | None | 0 | 0 |  | None
C-In-LEDFixt(226.99w)-dwP35.1 | SDG | None | WPSDGENRLG0080-4 | 2018-04-01 | 2019-12-31 | Com | Com-Iltg-dWatt-HB_OSbldg | LEDFixt(226.99w) | BaseCostZero | ILtg-Com-LED-50000hr |  | DEER2016 | Disposition |  | Commercial Indoor High/Low Bay Lighting: LED Fixture. Normal Replacement (NR) and New Construction (NC) applications. Savings calculated above a standard practice baseline. | LED Fixture: High/Low Bay, >=135 LPW, 194 to <227 W |  | DEER | Scaled | Lighting | InGen-HB | Ltg_Fixture | LED_fixt | Standard | [6 empty] | 100% LED 25th percentile Efficacy | 0 |  |  |  | None | 0 | 0 |  | None
C-In-LEDFixt(245.99w)-dwP16.1 | SDG | None | WPSDGENRLG0080-4 | 2018-04-01 | 2019-12-31 | Com | Com-Iltg-dWatt-HB_OSbldg | LEDFixt(245.99w) | BaseCostZero | ILtg-Com-LED-50000hr |  | DEER2016 | Disposition |  | Commercial Indoor High/Low Bay Lighting: LED Fixture. Normal Replacement (NR) and New Construction (NC) applications. Savings calculated above a standard practice baseline. | LED Fixture: High/Low Bay, 125 LPW to <135 LPW, 212 to <246 W |  | DEER | Scaled | Lighting | InGen-HB | Ltg_Fixture | LED_fixt | Standard | [6 empty] | 100% LED 25th percentile Efficacy | 0 |  |  |  | None | 0 | 0 |  | None
C-In-LEDFixt(261.99w)-dwP41.4 | SDG | None | WPSDGENRLG0080-4 | 2018-04-01 | 2019-12-31 | Com | Com-Iltg-dWatt-HB_OSbldg | LEDFixt(261.99w) | BaseCostZero | ILtg-Com-LED-50000hr |  | DEER2016 | Disposition |  | Commercial Indoor High/Low Bay Lighting: LED Fixture. Normal Replacement (NR) and New Construction (NC) applications. Savings calculated above a standard practice baseline. | LED Fixture: High/Low Bay, >=135 LPW, 227 to <262 W |  | DEER | Scaled | Lighting | InGen-HB | Ltg_Fixture | LED_fixt | Standard | [6 empty] | 100% LED 25th percentile Efficacy | 0 |  |  |  | None | 0 | 0 |  | None
C-In-LEDFixt(282.99w)-dwP20.4 | SDG | None | WPSDGENRLG0080-4 | 2018-04-01 | 2019-12-31 | Com | Com-Iltg-dWatt-HB_OSbldg | LEDFixt(282.99w) | BaseCostZero | ILtg-Com-LED-50000hr |  | DEER2016 | Disposition |  | Commercial Indoor High/Low Bay Lighting: LED Fixture. Normal Replacement (NR) and New Construction (NC) applications. Savings calculated above a standard practice baseline. | LED Fixture: High/Low Bay, 125 LPW to <135 LPW, 246 to <283 W |  | DEER | Scaled | Lighting | InGen-HB | Ltg_Fixture | LED_fixt | Standard | [6 empty] | 100% LED 25th percentile Efficacy | 0 |  |  |  | None | 0 | 0 |  | None
C-In-LEDFixt(41.99w)-dwP10.8 | SDG | None | WPSDGENRLG0080-4 | 2018-04-01 | 2019-12-31 | Com | Com-Iltg-dWatt-HB_OSbldg | LEDFixt(41.99w) | BaseCostZero | ILtg-Com-LED-50000hr |  | DEER2016 | Disposition |  | Commercial Indoor High/Low Bay Lighting: LED Fixture. Normal Replacement (NR) and New Construction (NC) applications. Savings calculated above a standard practice baseline. | LED Fixture: High/Low Bay, >=130 LPW, 0 to <42 W |  | DEER | Scaled | Lighting | InGen-HB | Ltg_Fixture | LED_fixt | Standard | [6 empty] | 20% HPT8 2 lamp LF Fixture & 80% LED 25th percentile Efficacy | 0 |  |  |  | None | 0 | 0 |  | None
C-In-LEDFixt(47.99w)-dwP4.8 | SDG | None | WPSDGENRLG0080-4 | 2018-04-01 | 2019-12-31 | Com | Com-Iltg-dWatt-HB_OSbldg | LEDFixt(47.99w) | BaseCostZero | ILtg-Com-LED-50000hr |  | DEER2016 | Disposition |  | Commercial Indoor High/Low Bay Lighting: LED Fixture. Normal Replacement (NR) and New Construction (NC) applications. Savings calculated above a standard practice baseline. | LED Fixture: High/Low Bay, 110 LPW to <130 LPW, 0 to <48 W |  | DEER | Scaled | Lighting | InGen-HB | Ltg_Fixture | LED_fixt | Standard | [6 empty] | 20% HPT8 2 lamp LF Fixture & 80% LED 25th percentile Efficacy | 0 |  |  |  | None | 0 | 0 |  | None
C-In-LEDFixt(59.99w)-dwP21 | SDG | None | WPSDGENRLG0080-4 | 2018-04-01 | 2019-12-31 | Com | Com-Iltg-dWatt-HB_OSbldg | LEDFixt(59.99w) | BaseCostZero | ILtg-Com-LED-50000hr |  | DEER2016 | Disposition |  | Commercial Indoor High/Low Bay Lighting: LED Fixture. Normal Replacement (NR) and New Construction (NC) applications. Savings calculated above a standard practice baseline. | LED Fixture: High/Low Bay, >=130 LPW, 42 to <60 W |  | DEER | Scaled | Lighting | InGen-HB | Ltg_Fixture | LED_fixt | Standard | [6 empty] | 20% HPT8 3 lamp LF Fixture & 80% LED 25th percentile Efficacy | 0 |  |  |  | None | 0 | 0 |  | None
C-In-LEDFixt(70.99w)-dwP10 | SDG | None | WPSDGENRLG0080-4 | 2018-04-01 | 2019-12-31 | Com | Com-Iltg-dWatt-HB_OSbldg | LEDFixt(70.99w) | BaseCostZero | ILtg-Com-LED-50000hr |  | DEER2016 | Disposition |  | Commercial Indoor High/Low Bay Lighting: LED Fixture. Normal Replacement (NR) and New Construction (NC) applications. Savings calculated above a standard practice baseline. | LED Fixture: High/Low Bay, 110 LPW to <130 LPW, 48 to <71 W |  | DEER | Scaled | Lighting | InGen-HB | Ltg_Fixture | LED_fixt | Standard | [6 empty] | 20% HPT8 3 lamp LF Fixture & 80% LED 25th percentile Efficacy | 0 |  |  |  | None | 0 | 0 |  | None
C-In-LEDFixt(81.99w)-dwP23.4 | SDG | None | WPSDGENRLG0080-4 | 2018-04-01 | 2019-12-31 | Com | Com-Iltg-dWatt-HB_OSbldg | LEDFixt(81.99w) | BaseCostZero | ILtg-Com-LED-50000hr |  | DEER2016 | Disposition |  | Commercial Indoor High/Low Bay Lighting: LED Fixture. Normal Replacement (NR) and New Construction (NC) applications. Savings calculated above a standard practice baseline. | LED Fixture: High/Low Bay, >=130 LPW, 60 to <82 W |  | DEER | Scaled | Lighting | InGen-HB | Ltg_Fixture | LED_fixt | Standard | [6 empty] | 20% HPT8 4 lamp LF Fixture & 80% LED 25th percentile Efficacy | 0 |  |  |  | None | 0 | 0 |  | None
C-In-LEDFixt(89.99w)-dwP15.4 | SDG | None | WPSDGENRLG0080-4 | 2018-04-01 | 2019-12-31 | Com | Com-Iltg-dWatt-HB_OSbldg | LEDFixt(89.99w) | BaseCostZero | ILtg-Com-LED-50000hr |  | DEER2016 | Disposition |  | Commercial Indoor High/Low Bay Lighting: LED Fixture. Normal Replacement (NR) and New Construction (NC) applications. Savings calculated above a standard practice baseline. | LED Fixture: High/Low Bay, 110 LPW to <130 LPW, 71 to <90 W |  | DEER | Scaled | Lighting | InGen-HB | Ltg_Fixture | LED_fixt | Standard | [6 empty] | 20% HPT8 4 lamp LF Fixture & 80% LED 25th percentile Efficacy | 0 |  |  |  | None | 0 | 0 |  | None
WPSDGENRLG0083-Rev01-Msr001 | SDG | None | WPSDGENRLG0083-1 | 2018-01-01 | 2019-03-31 | Com | WPSDGENRLG0083-Rev01-Msr001 | SDG-LEDfixt125LPW-1x4-new | SDG-LFfixt-Base-LEDMsr | ILtg-Com-LED-50000hr+16yr |  | ExAnte2018 | IOU Workpaper |  | Lighting - Interior LED New Luminaire - Size 1x4, >=125 to 139 LPW, (units: Kilo-lumen/Fixture) | Lighting - Interior LED Fixture - Size 1x4 Rated =125 LPW, (units: Kilo-lumen/Fixture) |  | Deemed | Standard | Lighting | InGen | Ltg_Fixture | LED_fixt | Standard |  | Lighting - Interior LF Fixure 1x4 (6.8 Dwatt/kilo-lumen/fixture) |  |  | Ltg_Fixture | LinFluor_fixt | Lighting - Interior LF Fixure 1x4 (6.8 Dwatt/kilo-lumen/fixture) | 0 |  | Ltg_Fixture | LinFluor_fixt | None | 0 | 0 |  | None
WPSDGENRLG0083-Rev01-Msr002 | SDG | None | WPSDGENRLG0083-1 | 2018-01-01 | 2019-03-31 | Com | WPSDGENRLG0083-Rev01-Msr002 | SDG-LEDfixt125LPW-2x2-new | SDG-LFfixt-Base-LEDMsr | ILtg-Com-LED-50000hr+16yr |  | ExAnte2018 | IOU Workpaper |  | Lighting - Interior LED New Luminaire - Size 2x2, >=125 to 139 LPW, (units: Kilo-lumen/Fixture) | Lighting - Interior LED Fixture - Size 2x2 Rated =125 LPW, (units: Kilo-lumen/Fixture) |  | Deemed | Standard | Lighting | InGen | Ltg_Fixture | LED_fixt | Standard |  | Lighting - Interior LF Fixure 2x2 (6.8 Dwatt/kilo-lumen/fixture) |  |  | Ltg_Fixture | LinFluor_fixt | Lighting - Interior LF Fixure 2x2 (6.8 Dwatt/kilo-lumen/fixture) | 0 |  | Ltg_Fixture | LinFluor_fixt | None | 0 | 0 |  | None
WPSDGENRLG0083-Rev01-Msr003 | SDG | None | WPSDGENRLG0083-1 | 2018-01-01 | 2019-03-31 | Com | WPSDGENRLG0083-Rev01-Msr003 | SDG-LEDfixt125LPW-2x4-new | SDG-LFfixt-Base-LEDMsr | ILtg-Com-LED-50000hr+16yr |  | ExAnte2018 | IOU Workpaper |  | Lighting - Interior LED New Luminaire - Size 2x4, >=125 to 139 LPW, (units: Kilo-lumen/Fixture) | Lighting - Interior LED Fixture - Size 2x4 Rated =125 LPW, (units: Kilo-lumen/Fixture) |  | Deemed | Standard | Lighting | InGen | Ltg_Fixture | LED_fixt | Standard |  | Lighting - Interior LF Fixure 2x4 (6.8 Dwatt/kilo-lumen/fixture) |  |  | Ltg_Fixture | LinFluor_fixt | Lighting - Interior LF Fixure 2x4 (6.8 Dwatt/kilo-lumen/fixture) | 0 |  | Ltg_Fixture | LinFluor_fixt | None | 0 | 0 |  | None
WPSDGENRLG0083-Rev01-Msr004 | SDG | None | WPSDGENRLG0083-1 | 2018-01-01 | 2019-03-31 | Com | WPSDGENRLG0083-Rev01-Msr004 | SDG-LEDfixt125LPW-1x4-kit | SDG-LFfixt-Base-LEDMsr | ILtg-Com-LED-50000hr+16yr |  | ExAnte2018 | IOU Workpaper |  | Lighting - Interior Integrated LED Retrofit Kits - Size 1x4, >=125 to 139 LPW, (units: Kilo-lumen/Fixture) | Lighting - Interior LED Fixture - Size 1x4 Rated =125 LPW, (units: Kilo-lumen/Fixture) |  | Deemed | Standard | Lighting | InGen | Ltg_Fixture | LED_fixt | Standard |  | Lighting - Interior LF Fixure 1x4 (6.8 Dwatt/kilo-lumen/fixture) |  |  | Ltg_Fixture | LinFluor_fixt | Lighting - Interior LF Fixure 1x4 (6.8 Dwatt/kilo-lumen/fixture) | 0 |  | Ltg_Fixture | LinFluor_fixt | None | 0 | 0 |  | None
WPSDGENRLG0083-Rev01-Msr005 | SDG | None | WPSDGENRLG0083-1 | 2018-01-01 | 2019-03-31 | Com | WPSDGENRLG0083-Rev01-Msr005 | SDG-LEDfixt125LPW-2x2-kit | SDG-LFfixt-Base-LEDMsr | ILtg-Com-LED-50000hr+16yr |  | ExAnte2018 | IOU Workpaper |  | Lighting - Interior Integrated LED Retrofi Kits - Size 2x2, >=125 to 139 LPW, (units: Kilo-lumen/Fixture) | Lighting - Interior LED Fixture - Size 2x2 Rated =125 LPW, (units: Kilo-lumen/Fixture) |  | Deemed | Standard | Lighting | InGen | Ltg_Fixture | LED_fixt | Standard |  | Lighting - Interior LF Fixure 2x2 (6.8 Dwatt/kilo-lumen/fixture) |  |  | Ltg_Fixture | LinFluor_fixt | Lighting - Interior LF Fixure 2x2 (6.8 Dwatt/kilo-lumen/fixture) | 0 |  | Ltg_Fixture | LinFluor_fixt | None | 0 | 0 |  | None
WPSDGENRLG0083-Rev01-Msr006 | SDG | None | WPSDGENRLG0083-1 | 2018-01-01 | 2019-03-31 | Com | WPSDGENRLG0083-Rev01-Msr006 | SDG-LEDfixt125LPW-2x4-kit | SDG-LFfixt-Base-LEDMsr | ILtg-Com-LED-50000hr+16yr |  | ExAnte2018 | IOU Workpaper |  | Lighting - Interior Integrated LED Retrofit Kits - Size 2x4, >=125 to 139 LPW, (units: Kilo-lumen/Fixture) | Lighting - Interior LED Fixture - Size 2x4 Rated =125 LPW, (units: Kilo-lumen/Fixture) |  | Deemed | Standard | Lighting | InGen | Ltg_Fixture | LED_fixt | Standard |  | Lighting - Interior LF Fixure 2x4 (6.8 Dwatt/kilo-lumen/fixture) |  |  | Ltg_Fixture | LinFluor_fixt | Lighting - Interior LF Fixure 2x4 (6.8 Dwatt/kilo-lumen/fixture) | 0 |  | Ltg_Fixture | LinFluor_fixt | None | 0 | 0 |  | None
WPSDGENRLG0083-Rev01-Msr007 | SDG | None | WPSDGENRLG0083-1 | 2018-01-01 | 2019-03-31 | Com | WPSDGENRLG0083-Rev01-Msr007 | SDG-LEDfixt140LPW-1x4-new | SDG-LFfixt-Base-LEDMsr | ILtg-Com-LED-50000hr+16yr |  | ExAnte2018 | IOU Workpaper |  | Lighting - Interior LED New Luminaire - Size 1x4 Rated >=140 LPW, (units: Kilo-lumen/Fixture) | Lighting - Interior LED Fixture - Size 1x4, Rated >=140 LPW |  | Deemed | Standard | Lighting | InGen | Ltg_Fixture | LED_fixt | Standard |  | Lighting - Interior LF Fixure 1x4 (7.7 Dwatt/kilo-lumen/fixture) |  |  | Ltg_Fixture | LinFluor_fixt | Lighting - Interior LF Fixure 1x4 (7.7 Dwatt/kilo-lumen/fixture) | 0 |  | Ltg_Fixture | LinFluor_fixt | None | 0 | 0 |  | None
WPSDGENRLG0083-Rev01-Msr008 | SDG | None | WPSDGENRLG0083-1 | 2018-01-01 | 2019-03-31 | Com | WPSDGENRLG0083-Rev01-Msr008 | SDG-LEDfixt140LPW-2x2-new | SDG-LFfixt-Base-LEDMsr | ILtg-Com-LED-50000hr+16yr |  | ExAnte2018 | IOU Workpaper |  | Lighting - Interior LED New Luminaire - Size 2x2, >=140 LPW, (units: Kilo-lumen/Fixture) | Lighting - Interior LED Fixture - Size 2x2, Rated >=140 |  | Deemed | Standard | Lighting | InGen | Ltg_Fixture | LED_fixt | Standard |  | Lighting - Interior LF Fixure 2x2 (7.7 Dwatt/kilo-lumen/fixture) |  |  | Ltg_Fixture | LinFluor_fixt | Lighting - Interior LF Fixure 2x2 (7.7 Dwatt/kilo-lumen/fixture) | 0 |  | Ltg_Fixture | LinFluor_fixt | None | 0 | 0 |  | None
WPSDGENRLG0083-Rev01-Msr009 | SDG | None | WPSDGENRLG0083-1 | 2018-01-01 | 2019-03-31 | Com | WPSDGENRLG0083-Rev01-Msr009 | SDG-LEDfixt140LPW-2x4-new | SDG-LFfixt-Base-LEDMsr | ILtg-Com-LED-50000hr+16yr |  | ExAnte2018 | IOU Workpaper |  | Lighting - Interior LED New Luminaire - Size 2x4, >=140 LPW, (units: Kilo-lumen/Fixture) | Lighting - Interior LED Fixture - Size 2x4, Rated =140 LPW |  | Deemed | Standard | Lighting | InGen | Ltg_Fixture | LED_fixt | Standard |  | Lighting - Interior LF Fixure 2x4 (7.7 Dwatt/kilo-lumen/fixture) |  |  | Ltg_Fixture | LinFluor_fixt | Lighting - Interior LF Fixure 2x4 (7.7 Dwatt/kilo-lumen/fixture) | 0 |  | Ltg_Fixture | LinFluor_fixt | None | 0 | 0 |  | None
WPSDGENRLG0083-Rev01-Msr010 | SDG | None | WPSDGENRLG0083-1 | 2018-01-01 | 2019-03-31 | Com | WPSDGENRLG0083-Rev01-Msr010 | SDG-LEDfixt140LPW-1x4-kit | SDG-LFfixt-Base-LEDMsr | ILtg-Com-LED-50000hr+16yr |  | ExAnte2018 | IOU Workpaper |  | Lighting - Interior Integrated LED Retrofit Kits - Size 1x4, >=140 LPW, (units: Kilo-lumen/Fixture) | Lighting - Interior LED Fixture - Size 1x4 Rated >=140 LPW |  | Deemed | Standard | Lighting | InGen | Ltg_Fixture | LED_fixt | Standard |  | Lighting - Interior LF Fixure 1x4 (7.7 Dwatt/kilo-lumen/fixture) |  |  | Ltg_Fixture | LinFluor_fixt | Lighting - Interior LF Fixure 1x4 (7.7 Dwatt/kilo-lumen/fixture) | 0 |  | Ltg_Fixture | LinFluor_fixt | None | 0 | 0 |  | None
WPSDGENRLG0083-Rev01-Msr011 | SDG | None | WPSDGENRLG0083-1 | 2018-01-01 | 2019-03-31 | Com | WPSDGENRLG0083-Rev01-Msr011 | SDG-LEDfixt140LPW-2x2-kit | SDG-LFfixt-Base-LEDMsr | ILtg-Com-LED-50000hr+16yr |  | ExAnte2018 | IOU Workpaper |  | Lighting - Interior Integrated LED Retrofi Kits - Size 2x2, >=140 LPW, (units: Kilo-lumen/Fixture) | Lighting - Interior LED Fixture - Size 2x2 Rated >=140 LPW |  | Deemed | Standard | Lighting | InGen | Ltg_Fixture | LED_fixt | Standard |  | Lighting - Interior LF Fixure 2x2 (7.7 Dwatt/kilo-lumen/fixture) |  |  | Ltg_Fixture | LinFluor_fixt | Lighting - Interior LF Fixure 2x2 (7.7 Dwatt/kilo-lumen/fixture) | 0 |  | Ltg_Fixture | LinFluor_fixt | None | 0 | 0 |  | None
WPSDGENRLG0083-Rev01-Msr012 | SDG | None | WPSDGENRLG0083-1 | 2018-01-01 | 2019-03-31 | Com | WPSDGENRLG0083-Rev01-Msr012 | SDG-LEDfixt140LPW-2x4-kit | SDG-LFfixt-Base-LEDMsr | ILtg-Com-LED-50000hr+16yr |  | ExAnte2018 | IOU Workpaper |  | Lighting - Interior Integrated LED Retrofit Kits - Size 2x4, >=140 LPW, (units: Kilo-lumen/Fixture) | Lighting - Interior LED Fixture - Size 2x4, Rated >=140 LPW |  | Deemed | Standard | Lighting | InGen | Ltg_Fixture | LED_fixt | Standard |  | Lighting - Interior LF Fixure 2x4 (7.7 Dwatt/kilo-lumen/fixture) |  |  | Ltg_Fixture | LinFluor_fixt | Lighting - Interior LF Fixure 2x4 (7.7 Dwatt/kilo-lumen/fixture) | 0 |  | Ltg_Fixture | LinFluor_fixt | None | 0 | 0 |  | None
WPSDGENRLG0084-Rev00-Msr001 | SDG | None | WPSDGENRLG0084-0 | 2017-01-01 |  | Com | WPSDGENRLG0084-Rev00-Msr001 | WPSDGENRLG084-Rev00-Msr001-FULL | WPSDGENRLG084-Rev0-Msr001-BASE | ILtg-Lfluor-Elec | ILtg-Lfluor-Elec | ExAnte2017 |  |  | Early Retirement of 4ft LF lamp with T8LED 4ft. Plug-n-Play LED UL Type A Lamp | Lighting - Interior 4ft T8 LED lamp(1) replacing 4ft LF lamp (1) only |  | Deemed |  | Lighting | InGen | Ltg_Lamp | LED_lamp | Standard |  | T8 LF 4ft lamp (dWP = 10.36) |  |  | Ltg_Lamp | LF_lamp | T8 LF 4ft lamp (dWP = 10.36) | 0 |  | Ltg_Lamp | LF_lamp | None | 0 | 0 |  | None
WPSDGENRLG0084-Rev00-Msr002 | SDG | None | WPSDGENRLG0084-0 | 2017-01-01 |  | Res | WPSDGENRLG0084-Rev00-Msr002 | WPSDGENRLG084-Rev00-Msr002-FULL | WPSDGENRLG084-Rev0-Msr002-BASE | ILtg-Lfluor-Elec |  | ExAnte2017 |  |  | (Res -Common Area) Early Retirement of 4ft LF lamp with T8LED 4ft. Plug-n-Play LED UL Type A Lamp | Lighting - Interior 4ft T8 LED lamp(1) replacing 4ft LF lamp (1) only |  | Deemed |  | Lighting | InGen | Ltg_Lamp | LED_lamp | Standard |  | T8 LF 4ft lamp (dWP = 10.36) |  |  | Ltg_Lamp | LF_lamp | T8 LF 4ft lamp (dWP = 10.36) | 0 |  | Ltg_Lamp | LF_lamp | None | 0 | 0 |  | None
WPSDGENRLG0084-Rev00-Msr003 | SDG | None | WPSDGENRLG0084-0 | 2017-01-01 |  | Res | WPSDGENRLG0084-Rev00-Msr003 | WPSDGENRLG084-Rev00-Msr003-FULL | WPSDGENRLG084-Rev0-Msr003-BASE | ILtg-Lfluor-Elec |  | ExAnte2017 |  |  | (Res -Dwelling Area) Early Retirement of 4ft LF lamp with T8LED 4ft. Plug-n-Play LED UL Type A Lamp | Lighting - Interior 4ft T8 LED lamp(1) replacing 4ft LF lamp (1) only |  | Deemed |  | Lighting | InGen | Ltg_Lamp | LED_lamp | Standard |  | T8 LF 4ft lamp (dWP = 10.36) |  |  | Ltg_Lamp | LF_lamp | T8 LF 4ft lamp (dWP = 10.36) | 0 |  | Ltg_Lamp | LF_lamp | None | 0 | 0 |  | None
C-In-LED-A19(EISA-Bin-100w-100LPW)-dWP2p4 | SDG | None | WPSDGENRLG0106-6 | 2018-07-01 |  | Com | Com-Iltg-dWatt-CFL_OSbldg | SDG-LED-A19(EISA-Bin-100w-100LPW) | SDG-Std-LED-A19(EISA-Bin-100w-100LPW) | ILtg-Com-LED-20000hr |  | DEER2016 | Disposition |  | LED A Lamp replaces pre-existing standard lighting Wattage based on EISA bin and LPW | LED Lamp: A19, EISA Bin 100, 100 LPW |  | DEER | Scaled | Lighting | InGen-CFL | Ltg_Lamp | LED_lamp | Standard |  | LED A19 Basecase, 75% LED, 25% CFL |  |  |  |  | LED A19 Basecase, 75% LED, 25% CFL | 0 |  |  |  | None | 0 | 0 |  | None
C-In-LED-A19(EISA-Bin-100w-110LPW)-dWP2p6 | SDG | None | WPSDGENRLG0106-6 | 2018-07-01 |  | Com | Com-Iltg-dWatt-CFL_OSbldg | SDG-LED-A19(EISA-Bin-100w-110LPW) | SDG-Std-LED-A19(EISA-Bin-100w-110LPW) | ILtg-Com-LED-20000hr |  | DEER2016 | Disposition |  | LED A Lamp replaces pre-existing standard lighting Wattage based on EISA bin and LPW | LED Lamp: A19, EISA Bin 100, 110 LPW |  | DEER | Scaled | Lighting | InGen-CFL | Ltg_Lamp | LED_lamp | Standard |  | LED A19 Basecase, 75% LED, 25% CFL |  |  |  |  | LED A19 Basecase, 75% LED, 25% CFL | 0 |  |  |  | None | 0 | 0 |  | None
C-In-LED-A19(EISA-Bin-100w-120LPW)-dWP3p3 | SDG | None | WPSDGENRLG0106-6 | 2018-07-01 |  | Com | Com-Iltg-dWatt-CFL_OSbldg | SDG-LED-A19(EISA-Bin-100w-120LPW) | SDG-Std-LED-A19(EISA-Bin-100w-120LPW) | ILtg-Com-LED-20000hr |  | DEER2016 | Disposition |  | LED A Lamp replaces pre-existing standard lighting Wattage based on EISA bin and LPW | LED Lamp: A19, EISA Bin 100, 120 LPW |  | DEER | Scaled | Lighting | InGen-CFL | Ltg_Lamp | LED_lamp | Standard |  | LED A19 Basecase, 75% LED, 25% CFL |  |  |  |  | LED A19 Basecase, 75% LED, 25% CFL | 0 |  |  |  | None | 0 | 0 |  | None
C-In-LED-A19(EISA-Bin-100w-90LPW)-dWP2p0 | SDG | None | WPSDGENRLG0106-6 | 2018-07-01 |  | Com | Com-Iltg-dWatt-CFL_OSbldg | SDG-LED-A19(EISA-Bin-100w-90LPW) | SDG-Std-LED-A19(EISA-Bin-100w-90LPW) | ILtg-Com-LED-20000hr |  | DEER2016 | Disposition |  | LED A Lamp replaces pre-existing standard lighting Wattage based on EISA bin and LPW | LED Lamp: A19, EISA Bin 100, 90 LPW |  | DEER | Scaled | Lighting | InGen-CFL | Ltg_Lamp | LED_lamp | Standard |  | LED A19 Basecase, 75% LED, 25% CFL |  |  |  |  | LED A19 Basecase, 75% LED, 25% CFL | 0 |  |  |  | None | 0 | 0 |  | None
C-In-LED-A19(EISA-Bin-40w-100LPW)-dWP1p1 | SDG | None | WPSDGENRLG0106-6 | 2018-07-01 |  | Com | Com-Iltg-dWatt-CFL_OSbldg | SDG-LED-A19(EISA-Bin-40w-100LPW) | SDG-Std-LED-A19(EISA-Bin-40w-100LPW) | ILtg-Com-LED-20000hr |  | DEER2016 | Disposition |  | LED A Lamp replaces pre-existing standard lighting Wattage based on EISA bin and LPW | LED Lamp: A19, EISA Bin 40, 100 LPW |  | DEER | Scaled | Lighting | InGen-CFL | Ltg_Lamp | LED_lamp | Standard |  | LED A19 Basecase, 75% LED, 25% CFL |  |  |  |  | LED A19 Basecase, 75% LED, 25% CFL | 0 |  |  |  | None | 0 | 0 |  | None
C-In-LED-A19(EISA-Bin-40w-110LPW)-dWP1p2 | SDG | None | WPSDGENRLG0106-6 | 2018-07-01 |  | Com | Com-Iltg-dWatt-CFL_OSbldg | SDG-LED-A19(EISA-Bin-40w-110LPW) | SDG-Std-LED-A19(EISA-Bin-40w-110LPW) | ILtg-Com-LED-20000hr |  | DEER2016 | Disposition |  | LED A Lamp replaces pre-existing standard lighting Wattage based on EISA bin and LPW | LED Lamp: A19, EISA Bin 40, 110 LPW |  | DEER | Scaled | Lighting | InGen-CFL | Ltg_Lamp | LED_lamp | Standard |  | LED A19 Basecase, 75% LED, 25% CFL |  |  |  |  | LED A19 Basecase, 75% LED, 25% CFL | 0 |  |  |  | None | 0 | 0 |  | None
C-In-LED-A19(EISA-Bin-40w-120LPW)-dWP1p5 | SDG | None | WPSDGENRLG0106-6 | 2018-07-01 |  | Com | Com-Iltg-dWatt-CFL_OSbldg | SDG-LED-A19(EISA-Bin-40w-120LPW) | SDG-Std-LED-A19(EISA-Bin-40w-120LPW) | ILtg-Com-LED-20000hr |  | DEER2016 | Disposition |  | LED A Lamp replaces pre-existing standard lighting Wattage based on EISA bin and LPW | LED Lamp: A19, EISA Bin 40, 120 LPW |  | DEER | Scaled | Lighting | InGen-CFL | Ltg_Lamp | LED_lamp | Standard |  | LED A19 Basecase, 75% LED, 25% CFL |  |  |  |  | LED A19 Basecase, 75% LED, 25% CFL | 0 |  |  |  | None | 0 | 0 |  | None
C-In-LED-A19(EISA-Bin-40w-80LPW)-dWP0p8 | SDG | None | WPSDGENRLG0106-6 | 2018-07-01 |  | Com | Com-Iltg-dWatt-CFL_OSbldg | SDG-LED-A19(EISA-Bin-40w-80LPW) | SDG-Std-LED-A19(EISA-Bin-40w-80LPW) | ILtg-Com-LED-20000hr |  | DEER2016 | Disposition |  | LED A Lamp replaces pre-existing standard lighting Wattage based on EISA bin and LPW | LED Lamp: A19, EISA Bin 40, 80 LPW |  | DEER | Scaled | Lighting | InGen-CFL | Ltg_Lamp | LED_lamp | Standard |  | LED A19 Basecase, 75% LED, 25% CFL |  |  |  |  | LED A19 Basecase, 75% LED, 25% CFL | 0 |  |  |  | None | 0 | 0 |  | None
C-In-LED-A19(EISA-Bin-40w-90LPW)-dWP1p0 | SDG | None | WPSDGENRLG0106-6 | 2018-07-01 |  | Com | Com-Iltg-dWatt-CFL_OSbldg | SDG-LED-A19(EISA-Bin-40w-90LPW) | SDG-Std-LED-A19(EISA-Bin-40w-90LPW) | ILtg-Com-LED-20000hr |  | DEER2016 | Disposition |  | LED A Lamp replaces pre-existing standard lighting Wattage based on EISA bin and LPW | LED Lamp: A19, EISA Bin 40, 90 LPW |  | DEER | Scaled | Lighting | InGen-CFL | Ltg_Lamp | LED_lamp | Standard |  | LED A19 Basecase, 75% LED, 25% CFL |  |  |  |  | LED A19 Basecase, 75% LED, 25% CFL | 0 |  |  |  | None | 0 | 0 |  | None
C-In-LED-A19(EISA-Bin-60w-100LPW)-dWP1p4 | SDG | None | WPSDGENRLG0106-6 | 2018-07-01 |  | Com | Com-Iltg-dWatt-CFL_OSbldg | SDG-LED-A19(EISA-Bin-60w-100LPW) | SDG-Std-LED-A19(EISA-Bin-60w-100LPW) | ILtg-Com-LED-20000hr |  | DEER2016 | Disposition |  | LED A Lamp replaces pre-existing standard lighting Wattage based on EISA bin and LPW | LED Lamp: A19, EISA Bin 60, 100 LPW |  | DEER | Scaled | Lighting | InGen-CFL | Ltg_Lamp | LED_lamp | Standard |  | LED A19 Basecase, 75% LED, 25% CFL |  |  |  |  | LED A19 Basecase, 75% LED, 25% CFL | 0 |  |  |  | None | 0 | 0 |  | None
C-In-LED-A19(EISA-Bin-60w-110LPW)-dWP1p5 | SDG | None | WPSDGENRLG0106-6 | 2018-07-01 |  | Com | Com-Iltg-dWatt-CFL_OSbldg | SDG-LED-A19(EISA-Bin-60w-110LPW) | SDG-Std-LED-A19(EISA-Bin-60w-110LPW) | ILtg-Com-LED-20000hr |  | DEER2016 | Disposition |  | LED A Lamp replaces pre-existing standard lighting Wattage based on EISA bin and LPW | LED Lamp: A19, EISA Bin 60, 110 LPW |  | DEER | Scaled | Lighting | InGen-CFL | Ltg_Lamp | LED_lamp | Standard |  | LED A19 Basecase, 75% LED, 25% CFL |  |  |  |  | LED A19 Basecase, 75% LED, 25% CFL | 0 |  |  |  | None | 0 | 0 |  | None
C-In-LED-A19(EISA-Bin-60w-120LPW)-dWP1p8 | SDG | None | WPSDGENRLG0106-6 | 2018-07-01 |  | Com | Com-Iltg-dWatt-CFL_OSbldg | SDG-LED-A19(EISA-Bin-60w-120LPW) | SDG-Std-LED-A19(EISA-Bin-60w-120LPW) | ILtg-Com-LED-20000hr |  | DEER2016 | Disposition |  | LED A Lamp replaces pre-existing standard lighting Wattage based on EISA bin and LPW | LED Lamp: A19, EISA Bin 60, 120 LPW |  | DEER | Scaled | Lighting | InGen-CFL | Ltg_Lamp | LED_lamp | Standard |  | LED A19 Basecase, 75% LED, 25% CFL |  |  |  |  | LED A19 Basecase, 75% LED, 25% CFL | 0 |  |  |  | None | 0 | 0 |  | None
C-In-LED-A19(EISA-Bin-60w-90LPW)-dWP1p3 | SDG | None | WPSDGENRLG0106-6 | 2018-07-01 |  | Com | Com-Iltg-dWatt-CFL_OSbldg | SDG-LED-A19(EISA-Bin-60w-90LPW) | SDG-Std-LED-A19(EISA-Bin-60w-90LPW) | ILtg-Com-LED-20000hr |  | DEER2016 | Disposition |  | LED A Lamp replaces pre-existing standard lighting Wattage based on EISA bin and LPW | LED Lamp: A19, EISA Bin 60, 90 LPW |  | DEER | Scaled | Lighting | InGen-CFL | Ltg_Lamp | LED_lamp | Standard |  | LED A19 Basecase, 75% LED, 25% CFL |  |  |  |  | LED A19 Basecase, 75% LED, 25% CFL | 0 |  |  |  | None | 0 | 0 |  | None
C-In-LED-A19(EISA-Bin-75w-100LPW)-dWP1p7 | SDG | None | WPSDGENRLG0106-6 | 2018-07-01 |  | Com | Com-Iltg-dWatt-CFL_OSbldg | SDG-LED-A19(EISA-Bin-75w-100LPW) | SDG-Std-LED-A19(EISA-Bin-75w-100LPW) | ILtg-Com-LED-20000hr |  | DEER2016 | Disposition |  | LED A Lamp replaces pre-existing standard lighting Wattage based on EISA bin and LPW | LED Lamp: A19, EISA Bin 75, 100 LPW |  | DEER | Scaled | Lighting | InGen-CFL | Ltg_Lamp | LED_lamp | Standard |  | LED A19 Basecase, 75% LED, 25% CFL |  |  |  |  | LED A19 Basecase, 75% LED, 25% CFL | 0 |  |  |  | None | 0 | 0 |  | None
C-In-LED-A19(EISA-Bin-75w-110LPW)-dWP1p9 | SDG | None | WPSDGENRLG0106-6 | 2018-07-01 |  | Com | Com-Iltg-dWatt-CFL_OSbldg | SDG-LED-A19(EISA-Bin-75w-110LPW) | SDG-Std-LED-A19(EISA-Bin-75w-110LPW) | ILtg-Com-LED-20000hr |  | DEER2016 | Disposition |  | LED A Lamp replaces pre-existing standard lighting Wattage based on EISA bin and LPW | LED Lamp: A19, EISA Bin 75, 110 LPW |  | DEER | Scaled | Lighting | InGen-CFL | Ltg_Lamp | LED_lamp | Standard |  | LED A19 Basecase, 75% LED, 25% CFL |  |  |  |  | LED A19 Basecase, 75% LED, 25% CFL | 0 |  |  |  | None | 0 | 0 |  | None
C-In-LED-A19(EISA-Bin-75w-120LPW)-dWP2p3 | SDG | None | WPSDGENRLG0106-6 | 2018-07-01 |  | Com | Com-Iltg-dWatt-CFL_OSbldg | SDG-LED-A19(EISA-Bin-75w-120LPW) | SDG-Std-LED-A19(EISA-Bin-75w-120LPW) | ILtg-Com-LED-20000hr |  | DEER2016 | Disposition |  | LED A Lamp replaces pre-existing standard lighting Wattage based on EISA bin and LPW | LED Lamp: A19, EISA Bin 75, 80 LPW |  | DEER | Scaled | Lighting | InGen-CFL | Ltg_Lamp | LED_lamp | Standard |  | LED A19 Basecase, 75% LED, 25% CFL |  |  |  |  | LED A19 Basecase, 75% LED, 25% CFL | 0 |  |  |  | None | 0 | 0 |  | None
C-In-LED-A19(EISA-Bin-75w-90LPW)-dWP1p5 | SDG | None | WPSDGENRLG0106-6 | 2018-07-01 |  | Com | Com-Iltg-dWatt-CFL_OSbldg | SDG-LED-A19(EISA-Bin-75w-90LPW) | SDG-Std-LED-A19(EISA-Bin-75w-90LPW) | ILtg-Com-LED-20000hr |  | DEER2016 | Disposition |  | LED A Lamp replaces pre-existing standard lighting Wattage based on EISA bin and LPW | LED Lamp: A19, EISA Bin 75, 90 LPW |  | DEER | Scaled | Lighting | InGen-CFL | Ltg_Lamp | LED_lamp | Standard |  | LED A19 Basecase, 75% LED, 25% CFL |  |  |  |  | LED A19 Basecase, 75% LED, 25% CFL | 0 |  |  |  | None | 0 | 0 |  | None
C-In-LED-BR(11w)-dWP25 | SDG | None | WPSDGENRLG0106-6 | 2018-07-01 |  | Com | Com-Iltg-dWatt-CFL_OSbldg | SDG-LED-RefRBR(11wto<12w) | SDG-Std_PAR20(11wto<12w)_10pCFL-40pLED-50pInc | ILtg-Com-LED-20000hr |  | DEER2016 | Disposition |  | Commercial Indoor General Lighting: LED Lamp replaces pre-existing standard lighting Wattage. Measure includes Code case. Impacts: CFL-based HOU (varies by BldgType) | LED Lamp: BR, 11 Watts, non-dimmable | LED-BR(11w) | DEER | Scaled | Lighting | InGen-CFL | Ltg_Lamp | LED_lamp | Standard |  | LED R/BR Basecase, Total Watts = 3.28 x Msr Watts |  | LEDratio0328 |  |  | LED R/BR Basecase, Total Watts = 3.28 x Msr Watts | 0 | LEDratio0328 |  |  | None | 0 | 0 |  | None
C-In-LED-BR(14w)-dWP28 | SDG | None | WPSDGENRLG0106-6 | 2018-07-01 |  | Com | Com-Iltg-dWatt-CFL_OSbldg | SDG-LED-RefRBR(14wto<15w) | SDG-Std_PAR20(14wto<15w)_10pCFL-40pLED-50pInc | ILtg-Com-LED-20000hr |  | DEER2016 | Disposition |  | Commercial Indoor General Lighting: LED Lamp replaces pre-existing standard lighting Wattage. Measure includes Code case. Impacts: CFL-based HOU (varies by BldgType) | LED Lamp: BR, 14 Watts, non-dimmable | LED-BR(14w) | DEER | Scaled | Lighting | InGen-CFL | Ltg_Lamp | LED_lamp | Standard |  | LED R/BR Basecase, Total Watts = 2.97 x Msr Watts |  | LEDratio0297 |  |  | LED R/BR Basecase, Total Watts = 2.97 x Msr Watts | 0 | LEDratio0297 |  |  | None | 0 | 0 |  | None
C-In-LED-BR(6w)-dWP19 | SDG | None | WPSDGENRLG0106-6 | 2018-07-01 |  | Com | Com-Iltg-dWatt-CFL_OSbldg | SDG-LED-RefRBR(6wto<7w) | SDG-Std_PAR20(6wto<7w)_10pCFL-40pLED-50pInc | ILtg-Com-LED-20000hr |  | DEER2016 | Disposition |  | Commercial Indoor General Lighting: LED Lamp replaces pre-existing standard lighting Wattage. Measure includes Code case. Impacts: CFL-based HOU (varies by BldgType) | LED Lamp: BR, 6 Watts, non-dimmable | LED-BR(6w) | DEER | Scaled | Lighting | InGen-CFL | Ltg_Lamp | LED_lamp | Standard |  | LED R/BR Basecase, Total Watts = 4.17 x Msr Watts |  | LEDratio0417 |  |  | LED R/BR Basecase, Total Watts = 4.17 x Msr Watts | 0 | LEDratio0417 |  |  | None | 0 | 0 |  | None
C-In-LED-Candle(1.8w)-dWP6 | SDG | None | WPSDGENRLG0106-6 | 2018-07-01 |  | Com | Com-Iltg-dWatt-CFL_OSbldg | SDG-LED-Candle(1wto<2w) | SDG-Std_Candle(1wto<2w)_5pCFL-35pLED-60pInc | ILtg-Com-LED-15000hr |  | DEER2016 | Disposition |  | Commercial Indoor General Lighting: LED Lamp replaces pre-existing standard lighting Wattage. Measure includes Code case. Impacts: CFL-based HOU (varies by BldgType) | LED Lamp: Candle, 1.8 Watts, non-dimmable | LED-Candle(1.8w) | DEER | Scaled | Lighting | InGen-CFL | Ltg_Lamp | LED_lamp | Standard |  | LED Candelabra Basecase, Total Watts = 4.61 x Msr Watts |  | LEDratio0461 |  |  | LED Candelabra Basecase, Total Watts = 4.61 x Msr Watts | 0 | LEDratio0461 |  |  | None | 0 | 0 |  | None
C-In-LED-Candle(2w)-dWP7 | SDG | None | WPSDGENRLG0106-6 | 2018-07-01 |  | Com | Com-Iltg-dWatt-CFL_OSbldg | SDG-LED-Candle(2wto<3w) | SDG-Std_Candle(2wto<3w)_5pCFL-35pLED-60pInc | ILtg-Com-LED-15000hr |  | DEER2016 | Disposition |  | Commercial Indoor General Lighting: LED Lamp replaces pre-existing standard lighting Wattage. Measure includes Code case. Impacts: CFL-based HOU (varies by BldgType) | LED Lamp: Candle, 2 Watts, non-dimmable | LED-Candle(2w) | DEER | Scaled | Lighting | InGen-CFL | Ltg_Lamp | LED_lamp | Standard |  | LED Candelabra Basecase, Total Watts = 4.61 x Msr Watts |  | LEDratio0461 |  |  | LED Candelabra Basecase, Total Watts = 4.61 x Msr Watts | 0 | LEDratio0461 |  |  | None | 0 | 0 |  | None
C-In-LED-Candle(3w)-dWP11 | SDG | None | WPSDGENRLG0106-6 | 2018-07-01 |  | Com | Com-Iltg-dWatt-CFL_OSbldg | SDG-LED-Candle(3wto<4w) | SDG-Std_Candle(3wto<4w)_5pCFL-35pLED-60pInc | ILtg-Com-LED-15000hr |  | DEER2016 | Disposition |  | Commercial Indoor General Lighting: LED Lamp replaces pre-existing standard lighting Wattage. Measure includes Code case. Impacts: CFL-based HOU (varies by BldgType) | LED Lamp: Candle, 3 Watts, non-dimmable | LED-Candle(3w) | DEER | Scaled | Lighting | InGen-CFL | Ltg_Lamp | LED_lamp | Standard |  | LED Candelabra Basecase, Total Watts = 4.61 x Msr Watts |  | LEDratio0461 |  |  | LED Candelabra Basecase, Total Watts = 4.61 x Msr Watts | 0 | LEDratio0461 |  |  | None | 0 | 0 |  | None
C-In-LED-Candle(4w)-dWP14 | SDG | None | WPSDGENRLG0106-6 | 2018-07-01 |  | Com | Com-Iltg-dWatt-CFL_OSbldg | SDG-LED-Candle(4wto<5w) | SDG-Std_Candle(4wto<5w)_5pCFL-35pLED-60pInc | ILtg-Com-LED-15000hr |  | DEER2016 | Disposition |  | Commercial Indoor General Lighting: LED Lamp replaces pre-existing standard lighting Wattage. Measure includes Code case. | LED Lamp: Candle, 4 Watts, non-dimmable | LED-Candle(4w) | DEER | Scaled | Lighting | InGen-CFL | Ltg_Lamp | LED_lamp | Standard |  | LED Candelabra Basecase, Total Watts = 4.61 x Msr Watts |  | LEDratio0461 |  |  | LED Candelabra Basecase, Total Watts = 4.61 x Msr Watts | 0 | LEDratio0461 |  |  | None | 0 | 0 |  | None
C-In-LED-Candle(5w)-dWP18 | SDG | None | WPSDGENRLG0106-6 | 2018-07-01 |  | Com | Com-Iltg-dWatt-CFL_OSbldg | SDG-LED-Candle(5wto<6w) | SDG-Std_Candle(5wto<6w)_5pCFL-35pLED-60pInc | ILtg-Com-LED-15000hr |  | DEER2016 | Disposition |  | Commercial Indoor General Lighting: LED Lamp replaces pre-existing standard lighting Wattage. Measure includes Code case. Impacts: CFL-based HOU (varies by BldgType) | LED Lamp: Candle, 5 Watts, non-dimmable | LED-Candle(5w) | DEER | Scaled | Lighting | InGen-CFL | Ltg_Lamp | LED_lamp | Standard |  | LED Candelabra Basecase, Total Watts = 4.61 x Msr Watts |  | LEDratio0461 |  |  | LED Candelabra Basecase, Total Watts = 4.61 x Msr Watts | 0 | LEDratio0461 |  |  | None | 0 | 0 |  | None
C-In-LED-Glb(10w)-dWP21 | SDG | None | WPSDGENRLG0106-6 | 2018-07-01 |  | Com | Com-Iltg-dWatt-CFL_OSbldg | SDG-LED-Glb(10wto<11w) | SDG-Std_Glb(10wto<11w)_5pCFL-35pLED-60pInc | ILtg-Com-LED-20000hr |  | DEER2016 | Disposition |  | Commercial Indoor General Lighting: LED Lamp replaces pre-existing standard lighting Wattage. Measure includes Code case. | LED Lamp: Glb, 10 Watts, non-dimmable | LED-Glb(10w) | DEER | Scaled | Lighting | InGen-CFL | Ltg_Lamp | LED_lamp | Standard |  | LED Globe greater than or equal to 3 Watts Basecase, Total Watts = 3.10 x Msr Watts |  | LEDratio0310 |  |  | LED Globe greater than or equal to 3 Watts Basecase, Total Watts = 3.10 x Msr Watts | 0 | LEDratio0310 |  |  | None | 0 | 0 |  | None
C-In-LED-Glb(1w)-dWP4 | SDG | None | WPSDGENRLG0106-6 | 2018-07-01 |  | Com | Com-Iltg-dWatt-CFL_OSbldg | SDG-LED-Glb(1wto<2w) | SDG-Std_Glb(1wto<2w)_5pCFL-35pLED-60pInc | ILtg-Com-LED-15000hr |  | DEER2016 | Disposition |  | Commercial Indoor General Lighting: LED Lamp replaces pre-existing standard lighting Wattage. Measure includes Code case. Impacts: CFL-based HOU (varies by BldgType) | LED Lamp: Glb, 1 Watts, non-dimmable | LED-Glb(1w) | DEER | Scaled | Lighting | InGen-CFL | Ltg_Lamp | LED_lamp | Standard |  | LED Globe less than 3 Watts Basecase, Total Watts = 4.68 x Msr Watts |  | LEDratio0468 |  |  | LED Globe less than 3 Watts Basecase, Total Watts = 4.68 x Msr Watts | 0 | LEDratio0468 |  |  | None | 0 | 0 |  | None
C-In-LED-Glb(2w)-dWP7 | SDG | None | WPSDGENRLG0106-6 | 2018-07-01 |  | Com | Com-Iltg-dWatt-CFL_OSbldg | SDG-LED-Glb(2wto<3w) | SDG-Std_Glb(2wto<3w)_5pCFL-35pLED-60pInc | ILtg-Com-LED-15000hr |  | DEER2016 | Disposition |  | Commercial Indoor General Lighting: LED Lamp replaces pre-existing standard lighting Wattage. Measure includes Code case. Impacts: CFL-based HOU (varies by BldgType) | LED Lamp: Glb, 2 Watts, non-dimmable | LED-Glb(2w) | DEER | Scaled | Lighting | InGen-CFL | Ltg_Lamp | LED_lamp | Standard |  | LED Globe less than 3 Watts Basecase, Total Watts = 4.68 x Msr Watts |  | LEDratio0468 |  |  | LED Globe less than 3 Watts Basecase, Total Watts = 4.68 x Msr Watts | 0 | LEDratio0468 |  |  | None | 0 | 0 |  | None
C-In-LED-Glb(3w)-dWP6 | SDG | None | WPSDGENRLG0106-6 | 2018-07-01 |  | Com | Com-Iltg-dWatt-CFL_OSbldg | SDG-LED-Glb(3wto<4w) | SDG-Std_Glb(3wto<4w)_5pCFL-35pLED-60pInc | ILtg-Com-LED-20000hr |  | DEER2016 | Disposition |  | Commercial Indoor General Lighting: LED Lamp replaces pre-existing standard lighting Wattage. Measure includes Code case. Impacts: CFL-based HOU (varies by BldgType) | LED Lamp: Glb, 3 Watts, non-dimmable | LED-Glb(3w) | DEER | Scaled | Lighting | InGen-CFL | Ltg_Lamp | LED_lamp | Standard |  | LED Globe greater than or equal to 3 Watts Basecase, Total Watts = 3.10 x Msr Watts |  | LEDratio0310 |  |  | LED Globe greater than or equal to 3 Watts Basecase, Total Watts = 3.10 x Msr Watts | 0 | LEDratio0310 |  |  | None | 0 | 0 |  | None
C-In-LED-Glb(4w)-dWP8 | SDG | None | WPSDGENRLG0106-6 | 2018-07-01 |  | Com | Com-Iltg-dWatt-CFL_OSbldg | SDG-LED-Glb(4wto<5w) | SDG-Std_Glb(4wto<5w)_5pCFL-35pLED-60pInc | ILtg-Com-LED-20000hr |  | DEER2016 | Disposition |  | Commercial Indoor General Lighting: LED Lamp replaces pre-existing standard lighting Wattage. Measure includes Code case. | LED Lamp: Glb, 4 Watts, non-dimmable | LED-Glb(4w) | DEER | Scaled | Lighting | InGen-CFL | Ltg_Lamp | LED_lamp | Standard |  | LED Globe greater than or equal to 3 Watts Basecase, Total Watts = 3.10 x Msr Watts |  | LEDratio0310 |  |  | LED Globe greater than or equal to 3 Watts Basecase, Total Watts = 3.10 x Msr Watts | 0 | LEDratio0310 |  |  | None | 0 | 0 |  | None
C-In-LED-Glb(5w)-dWP11 | SDG | None | WPSDGENRLG0106-6 | 2018-07-01 |  | Com | Com-Iltg-dWatt-CFL_OSbldg | SDG-LED-Glb(5wto<6w) | SDG-Std_Glb(5wto<6w)_5pCFL-35pLED-60pInc | ILtg-Com-LED-20000hr |  | DEER2016 | Disposition |  | Commercial Indoor General Lighting: LED Lamp replaces pre-existing standard lighting Wattage. Measure includes Code case. | LED Lamp: Glb, 5 Watts, non-dimmable | LED-Glb(5w) | DEER | Scaled | Lighting | InGen-CFL | Ltg_Lamp | LED_lamp | Standard |  | LED Globe greater than or equal to 3 Watts Basecase, Total Watts = 3.10 x Msr Watts |  | LEDratio0310 |  |  | LED Globe greater than or equal to 3 Watts Basecase, Total Watts = 3.10 x Msr Watts | 0 | LEDratio0310 |  |  | None | 0 | 0 |  | None
C-In-LED-Glb(6w)-dWP13 | SDG | None | WPSDGENRLG0106-6 | 2018-07-01 |  | Com | Com-Iltg-dWatt-CFL_OSbldg | SDG-LED-Glb(6wto<7w) | SDG-Std_Glb(6wto<7w)_5pCFL-35pLED-60pInc | ILtg-Com-LED-20000hr |  | DEER2016 | Disposition |  | Commercial Indoor General Lighting: LED Lamp replaces pre-existing standard lighting Wattage. Measure includes Code case. | LED Lamp: Glb, 6 Watts, non-dimmable | LED-Glb(6w) | DEER | Scaled | Lighting | InGen-CFL | Ltg_Lamp | LED_lamp | Standard |  | LED Globe greater than or equal to 3 Watts Basecase, Total Watts = 3.10 x Msr Watts |  | LEDratio0310 |  |  | LED Globe greater than or equal to 3 Watts Basecase, Total Watts = 3.10 x Msr Watts | 0 | LEDratio0310 |  |  | None | 0 | 0 |  | None
C-In-LED-Glb(7w)-dWP15 | SDG | None | WPSDGENRLG0106-6 | 2018-07-01 |  | Com | Com-Iltg-dWatt-CFL_OSbldg | SDG-LED-Glb(7wto<8w) | SDG-Std_Glb(7wto<8w)_5pCFL-35pLED-60pInc | ILtg-Com-LED-20000hr |  | DEER2016 | Disposition |  | Commercial Indoor General Lighting: LED Lamp replaces pre-existing standard lighting Wattage. Measure includes Code case. | LED Lamp: Glb, 7 Watts, non-dimmable | LED-Glb(7w) | DEER | Scaled | Lighting | InGen-CFL | Ltg_Lamp | LED_lamp | Standard |  | LED Globe greater than or equal to 3 Watts Basecase, Total Watts = 3.10 x Msr Watts |  | LEDratio0310 |  |  | LED Globe greater than or equal to 3 Watts Basecase, Total Watts = 3.10 x Msr Watts | 0 | LEDratio0310 |  |  | None | 0 | 0 |  | None
C-In-LED-Glb(8w)-dWP17 | SDG | None | WPSDGENRLG0106-6 | 2018-07-01 |  | Com | Com-Iltg-dWatt-CFL_OSbldg | SDG-LED-Glb(8wto<9w) | SDG-Std_Glb(8wto<9w)_5pCFL-35pLED-60pInc | ILtg-Com-LED-20000hr |  | DEER2016 | Disposition |  | Commercial Indoor General Lighting: LED Lamp replaces pre-existing standard lighting Wattage. Measure includes Code case. Impacts: CFL-based HOU (varies by BldgType) | LED Lamp: Glb, 8 Watts, non-dimmable | LED-Glb(8w) | DEER | Scaled | Lighting | InGen-CFL | Ltg_Lamp | LED_lamp | Standard |  | LED Globe greater than or equal to 3 Watts Basecase, Total Watts = 3.10 x Msr Watts |  | LEDratio0310 |  |  | LED Globe greater than or equal to 3 Watts Basecase, Total Watts = 3.10 x Msr Watts | 0 | LEDratio0310 |  |  | None | 0 | 0 |  | None
C-In-LED-Glb(9w)-dWP19 | SDG | None | WPSDGENRLG0106-6 | 2018-07-01 |  | Com | Com-Iltg-dWatt-CFL_OSbldg | SDG-LED-Glb(9wto<10w) | SDG-Std_Glb(9wto<10w)_5pCFL-35pLED-60pInc | ILtg-Com-LED-20000hr |  | DEER2016 | Disposition |  | Commercial Indoor General Lighting: LED Lamp replaces pre-existing standard lighting Wattage. Measure includes Code case. | LED Lamp: Glb, 9 Watts, non-dimmable | LED-Glb(9w) | DEER | Scaled | Lighting | InGen-CFL | Ltg_Lamp | LED_lamp | Standard |  | LED Globe greater than or equal to 3 Watts Basecase, Total Watts = 3.10 x Msr Watts |  | LEDratio0310 |  |  | LED Globe greater than or equal to 3 Watts Basecase, Total Watts = 3.10 x Msr Watts | 0 | LEDratio0310 |  |  | None | 0 | 0 |  | None
C-In-LED-PAR20(10w)-dWP22 | SDG | None | WPSDGENRLG0106-6 | 2018-07-01 |  | Com | Com-Iltg-dWatt-CFL_OSbldg | SDG-LED-PAR20(10wto<11w) | SDG-Std_PAR20(10wto<11w)_10pCFL-40pLED-50pInc | ILtg-Com-LED-20000hr |  | DEER2016 | Disposition |  | Commercial Indoor General Lighting: LED Lamp replaces pre-existing standard lighting Wattage. Measure includes Code case. Impacts: CFL-based HOU (varies by BldgType) | LED Lamp: PAR20, 10 Watts, non-dimmable | LED-PAR20(10w) | DEER | Scaled | Lighting | InGen-CFL | Ltg_Lamp | LED_lamp | Standard |  | LED PAR20 Basecase, Total Watts = 3.21 x Msr Watts |  | LEDratio0321 |  |  | LED PAR20 Basecase, Total Watts = 3.21 x Msr Watts | 0 | LEDratio0321 |  |  | None | 0 | 0 |  | None
C-In-LED-PAR20(13w)-dWP29 | SDG | None | WPSDGENRLG0106-6 | 2018-07-01 |  | Com | Com-Iltg-dWatt-CFL_OSbldg | SDG-LED-PAR20(13wto<14w) | SDG-Std_PAR20(13wto<14w)_10pCFL-40pLED-50pInc | ILtg-Com-LED-20000hr |  | DEER2016 | Disposition |  | Commercial Indoor General Lighting: LED Lamp replaces pre-existing standard lighting Wattage. Measure includes Code case. Impacts: CFL-based HOU (varies by BldgType) | LED Lamp: PAR20, 13 Watts | LED-PAR20(13w) | DEER | Scaled | Lighting | InGen-CFL | Ltg_Lamp | LED_lamp | Standard |  | LED PAR20 Basecase, Total Watts = 3.21 x Msr Watts |  | LEDratio0321 |  |  | LED PAR20 Basecase, Total Watts = 3.21 x Msr Watts | 0 | LEDratio0321 |  |  | None | 0 | 0 |  | None
C-In-LED-PAR20(4w)-dWP9 | SDG | None | WPSDGENRLG0106-6 | 2018-07-01 |  | Com | Com-Iltg-dWatt-CFL_OSbldg | SDG-LED-PAR20(4wto<5w) | SDG-Std_PAR20(4wto<5w)_10pCFL-40pLED-50pInc | ILtg-Com-LED-20000hr |  | DEER2016 | Disposition |  | Commercial Indoor General Lighting: LED Lamp replaces pre-existing standard lighting Wattage. Measure includes Code case. Impacts: CFL-based HOU (varies by BldgType) | LED Lamp: PAR20, 4 Watts, non-dimmable | LED-PAR20(4w) | DEER | Scaled | Lighting | InGen-CFL | Ltg_Lamp | LED_lamp | Standard |  | LED PAR20 Basecase, Total Watts = 3.21 x Msr Watts |  | LEDratio0321 |  |  | LED PAR20 Basecase, Total Watts = 3.21 x Msr Watts | 0 | LEDratio0321 |  |  | None | 0 | 0 |  | None
C-In-LED-PAR20(5.5w)-dWP12 | SDG | None | WPSDGENRLG0106-6 | 2018-07-01 |  | Com | Com-Iltg-dWatt-CFL_OSbldg | SDG-LED-PAR20(5wto<6w) | SDG-Std_PAR20(5wto<6w)_10pCFL-40pLED-50pInc | ILtg-Com-LED-20000hr |  | DEER2016 | Disposition |  | Commercial Indoor General Lighting: LED Lamp replaces pre-existing standard lighting Wattage. Measure includes Code case. Impacts: CFL-based HOU (varies by BldgType) | LED Lamp: PAR20, 5.5 Watts, non-dimmable | LED-PAR20(5.5w) | DEER | Scaled | Lighting | InGen-CFL | Ltg_Lamp | LED_lamp | Standard |  | LED PAR20 Basecase, Total Watts = 3.21 x Msr Watts |  | LEDratio0321 |  |  | LED PAR20 Basecase, Total Watts = 3.21 x Msr Watts | 0 | LEDratio0321 |  |  | None | 0 | 0 |  | None
C-In-LED-PAR20(6w)-dWP13 | SDG | None | WPSDGENRLG0106-6 | 2018-07-01 |  | Com | Com-Iltg-dWatt-CFL_OSbldg | SDG-LED-PAR20(6wto<7w) | SDG-Std_PAR20(6wto<7w)_10pCFL-40pLED-50pInc | ILtg-Com-LED-20000hr |  | DEER2016 | Disposition |  | Commercial Indoor General Lighting: LED Lamp replaces pre-existing standard lighting Wattage. Measure includes Code case. Impacts: CFL-based HOU (varies by BldgType) | LED Lamp: PAR20, 6 Watts, non-dimmable | LED-PAR20(6w) | DEER | Scaled | Lighting | InGen-CFL | Ltg_Lamp | LED_lamp | Standard |  | LED PAR20 Basecase, Total Watts = 3.21 x Msr Watts |  | LEDratio0321 |  |  | LED PAR20 Basecase, Total Watts = 3.21 x Msr Watts | 0 | LEDratio0321 |  |  | None | 0 | 0 |  | None
C-In-LED-PAR20(7w)-dWP15 | SDG | None | WPSDGENRLG0106-6 | 2018-07-01 |  | Com | Com-Iltg-dWatt-CFL_OSbldg | SDG-LED-PAR20(7wto<8w) | SDG-Std_PAR20(7wto<8ww)_10pCFL-40pLED-50pInc | ILtg-Com-LED-20000hr |  | DEER2016 | Disposition |  | Commercial Indoor General Lighting: LED Lamp replaces pre-existing standard lighting Wattage. Measure includes Code case. Impacts: CFL-based HOU (varies by BldgType) | LED Lamp: PAR20, 7 Watts, non-dimmable | LED-PAR20(7w) | DEER | Scaled | Lighting | InGen-CFL | Ltg_Lamp | LED_lamp | Standard |  | LED PAR20 Basecase, Total Watts = 3.21 x Msr Watts |  | LEDratio0321 |  |  | LED PAR20 Basecase, Total Watts = 3.21 x Msr Watts | 0 | LEDratio0321 |  |  | None | 0 | 0 |  | None
C-In-LED-PAR20(8w)-dWP18 | SDG | None | WPSDGENRLG0106-6 | 2018-07-01 |  | Com | Com-Iltg-dWatt-CFL_OSbldg | SDG-LED-PAR20(8wto<9w) | SDG-Std_PAR20(8wto<9w)_10pCFL-40pLED-50pInc | ILtg-Com-LED-20000hr |  | DEER2016 | Disposition |  | Commercial Indoor General Lighting: LED Lamp replaces pre-existing standard lighting Wattage. Measure includes Code case. Impacts: CFL-based HOU (varies by BldgType) | LED Lamp: PAR20, 8 Watts, non-dimmable | LED-PAR20(8w) | DEER | Scaled | Lighting | InGen-CFL | Ltg_Lamp | LED_lamp | Standard |  | LED PAR20 Basecase, Total Watts = 3.21 x Msr Watts |  | LEDratio0321 |  |  | LED PAR20 Basecase, Total Watts = 3.21 x Msr Watts | 0 | LEDratio0321 |  |  | None | 0 | 0 |  | None
C-In-LED-PAR20(9w)-dWP20 | SDG | None | WPSDGENRLG0106-6 | 2018-07-01 |  | Com | Com-Iltg-dWatt-CFL_OSbldg | SDG-LED-PAR20(9wto<10w) | SDG-Std_PAR20(9wto<10w)_10pCFL-40pLED-50pInc | ILtg-Com-LED-20000hr |  | DEER2016 | Disposition |  | Commercial Indoor General Lighting: LED Lamp replaces pre-existing standard lighting Wattage. Measure includes Code case. Impacts: CFL-based HOU (varies by BldgType) | LED Lamp: PAR20, 9 Watts, non-dimmable | LED-PAR20(9w) | DEER | Scaled | Lighting | InGen-CFL | Ltg_Lamp | LED_lamp | Standard |  | LED PAR20 Basecase, Total Watts = 3.21 x Msr Watts |  | LEDratio0321 |  |  | LED PAR20 Basecase, Total Watts = 3.21 x Msr Watts | 0 | LEDratio0321 |  |  | None | 0 | 0 |  | None
C-In-LED-PAR30(10w)-dWP13 | SDG | None | WPSDGENRLG0106-6 | 2018-07-01 |  | Com | Com-Iltg-dWatt-CFL_OSbldg | SDG-LED-PAR30(10wto<11w) | SDG-Std_PAR30(10wto<11w)_10pCFL-40pLED-50pInc | ILtg-Com-LED-20000hr |  | DEER2016 | Disposition |  | Commercial Indoor General Lighting: LED Lamp replaces pre-existing standard lighting Wattage. Measure includes Code case. Impacts: CFL-based HOU (varies by BldgType) | LED Lamp: PAR30, 10 Watts, non-dimmable | LED-PAR30(10w) | DEER | Scaled | Lighting | InGen-CFL | Ltg_Lamp | LED_lamp | Standard |  | LED PAR30 Basecase, Total Watts = 2.34 x Msr Watts |  | LEDratio0234 |  |  | LED PAR30 Basecase, Total Watts = 2.34 x Msr Watts | 0 | LEDratio0234 |  |  | None | 0 | 0 |  | None
C-In-LED-PAR30(11w)-dWP15 | SDG | None | WPSDGENRLG0106-6 | 2018-07-01 |  | Com | Com-Iltg-dWatt-CFL_OSbldg | SDG-LED-PAR30(11wto<12w) | SDG-Std_PAR30(11wto<12w)_10pCFL-40pLED-50pInc | ILtg-Com-LED-20000hr |  | DEER2016 | Disposition |  | Commercial Indoor General Lighting: LED Lamp replaces pre-existing standard lighting Wattage. Measure includes Code case. Impacts: CFL-based HOU (varies by BldgType) | LED Lamp: PAR30, 11 Watts, non-dimmable | LED-PAR30(11w) | DEER | Scaled | Lighting | InGen-CFL | Ltg_Lamp | LED_lamp | Standard |  | LED PAR30 Basecase, Total Watts = 2.34 x Msr Watts |  | LEDratio0234 |  |  | LED PAR30 Basecase, Total Watts = 2.34 x Msr Watts | 0 | LEDratio0234 |  |  | None | 0 | 0 |  | None
C-In-LED-PAR30(12w)-dWP16 | SDG | None | WPSDGENRLG0106-6 | 2018-07-01 |  | Com | Com-Iltg-dWatt-CFL_OSbldg | SDG-LED-PAR30(12wto<13w) | SDG-Std_PAR30(12wto<13w)_10pCFL-40pLED-50pInc | ILtg-Com-LED-20000hr |  | DEER2016 | Disposition |  | Commercial Indoor General Lighting: LED Lamp replaces pre-existing standard lighting Wattage. Measure includes Code case. Impacts: CFL-based HOU (varies by BldgType) | LED Lamp: PAR30, 12 Watts, non-dimmable | LED-PAR30(12w) | DEER | Scaled | Lighting | InGen-CFL | Ltg_Lamp | LED_lamp | Standard |  | LED PAR30 Basecase, Total Watts = 2.34 x Msr Watts |  | LEDratio0234 |  |  | LED PAR30 Basecase, Total Watts = 2.34 x Msr Watts | 0 | LEDratio0234 |  |  | None | 0 | 0 |  | None
C-In-LED-PAR30(13w)-dWP17 | SDG | None | WPSDGENRLG0106-6 | 2018-07-01 |  | Com | Com-Iltg-dWatt-CFL_OSbldg | SDG-LED-PAR30(13wto<14w) | SDG-Std_PAR30(13wto<14w)_10pCFL-40pLED-50pInc | ILtg-Com-LED-20000hr |  | DEER2016 | Disposition |  | Commercial Indoor General Lighting: LED Lamp replaces pre-existing standard lighting Wattage. Measure includes Code case. Impacts: CFL-based HOU (varies by BldgType) | LED Lamp: PAR30, 13 Watts, non-dimmable | LED-PAR30(13w) | DEER | Scaled | Lighting | InGen-CFL | Ltg_Lamp | LED_lamp | Standard |  | LED PAR30 Basecase, Total Watts = 2.34 x Msr Watts |  | LEDratio0234 |  |  | LED PAR30 Basecase, Total Watts = 2.34 x Msr Watts | 0 | LEDratio0234 |  |  | None | 0 | 0 |  | None
C-In-LED-PAR30(14w)-dWP19 | SDG | None | WPSDGENRLG0106-6 | 2018-07-01 |  | Com | Com-Iltg-dWatt-CFL_OSbldg | SDG-LED-PAR30(14wto<15w) | SDG-Std_PAR30(14wto<15w)_10pCFL-40pLED-50pInc | ILtg-Com-LED-20000hr |  | DEER2016 | Disposition |  | Commercial Indoor General Lighting: LED Lamp replaces pre-existing standard lighting Wattage. Measure includes Code case. Impacts: CFL-based HOU (varies by BldgType) | LED Lamp: PAR30, 14 Watts, non-dimmable | LED-PAR30(14w) | DEER | Scaled | Lighting | InGen-CFL | Ltg_Lamp | LED_lamp | Standard |  | LED PAR30 Basecase, Total Watts = 2.34 x Msr Watts |  | LEDratio0234 |  |  | LED PAR30 Basecase, Total Watts = 2.34 x Msr Watts | 0 | LEDratio0234 |  |  | None | 0 | 0 |  | None
C-In-LED-PAR30(15w)-dWP20 | SDG | None | WPSDGENRLG0106-6 | 2018-07-01 |  | Com | Com-Iltg-dWatt-CFL_OSbldg | SDG-LED-PAR30(15wto<16w) | SDG-Std_PAR30(15wto<16w)_10pCFL-40pLED-50pInc | ILtg-Com-LED-20000hr |  | DEER2016 | Disposition |  | Commercial Indoor General Lighting: LED Lamp replaces pre-existing standard lighting Wattage. Measure includes Code case. Impacts: CFL-based HOU (varies by BldgType) | LED Lamp: PAR30, 15 Watts, non-dimmable | LED-PAR30(15w) | DEER | Scaled | Lighting | InGen-CFL | Ltg_Lamp | LED_lamp | Standard |  | LED PAR30 Basecase, Total Watts = 2.34 x Msr Watts |  | LEDratio0234 |  |  | LED PAR30 Basecase, Total Watts = 2.34 x Msr Watts | 0 | LEDratio0234 |  |  | None | 0 | 0 |  | None
C-In-LED-PAR30(16w)-dWP21 | SDG | None | WPSDGENRLG0106-6 | 2018-07-01 |  | Com | Com-Iltg-dWatt-CFL_OSbldg | SDG-LED-PAR30(16wto<17w) | SDG-Std_PAR30(16wto<17w)_10pCFL-40pLED-50pInc | ILtg-Com-LED-20000hr |  | DEER2016 | Disposition |  | Commercial Indoor General Lighting: LED Lamp replaces pre-existing standard lighting Wattage. Measure includes Code case. Impacts: CFL-based HOU (varies by BldgType) | LED Lamp: PAR30, 16 Watts, non-dimmable | LED-PAR30(16w) | DEER | Scaled | Lighting | InGen-CFL | Ltg_Lamp | LED_lamp | Standard |  | LED PAR30 Basecase, Total Watts = 2.34 x Msr Watts |  | LEDratio0234 |  |  | LED PAR30 Basecase, Total Watts = 2.34 x Msr Watts | 0 | LEDratio0234 |  |  | None | 0 | 0 |  | None
C-In-LED-PAR30(17w)-dWP23 | SDG | None | WPSDGENRLG0106-6 | 2018-07-01 |  | Com | Com-Iltg-dWatt-CFL_OSbldg | SDG-LED-PAR30(17wto<18w) | SDG-Std_PAR30(17wto<18w)_10pCFL-40pLED-50pInc | ILtg-Com-LED-20000hr |  | DEER2016 | Disposition |  | Commercial Indoor General Lighting: LED Lamp replaces pre-existing standard lighting Wattage. Measure includes Code case. Impacts: CFL-based HOU (varies by BldgType) | LED Lamp: PAR30, 17 Watts, non-dimmable | LED-PAR30(17w) | DEER | Scaled | Lighting | InGen-CFL | Ltg_Lamp | LED_lamp | Standard |  | LED PAR30 Basecase, Total Watts = 2.34 x Msr Watts |  | LEDratio0234 |  |  | LED PAR30 Basecase, Total Watts = 2.34 x Msr Watts | 0 | LEDratio0234 |  |  | None | 0 | 0 |  | None
C-In-LED-PAR30(18w)-dWP24 | SDG | None | WPSDGENRLG0106-6 | 2018-07-01 |  | Com | Com-Iltg-dWatt-CFL_OSbldg | SDG-LED-PAR30(18wto<19w) | SDG-Std_PAR30(18wto<19w)_10pCFL-40pLED-50pInc | ILtg-Com-LED-20000hr |  | DEER2016 | Disposition |  | Commercial Indoor General Lighting: LED Lamp replaces pre-existing standard lighting Wattage. Measure includes Code case. Impacts: CFL-based HOU (varies by BldgType) | LED Lamp: PAR30, 18 Watts, non-dimmable | LED-PAR30(18w) | DEER | Scaled | Lighting | InGen-CFL | Ltg_Lamp | LED_lamp | Standard |  | LED PAR30 Basecase, Total Watts = 2.34 x Msr Watts |  | LEDratio0234 |  |  | LED PAR30 Basecase, Total Watts = 2.34 x Msr Watts | 0 | LEDratio0234 |  |  | None | 0 | 0 |  | None
C-In-LED-PAR30(19w)-dWP25 | SDG | None | WPSDGENRLG0106-6 | 2018-07-01 |  | Com | Com-Iltg-dWatt-CFL_OSbldg | SDG-LED-PAR30(19wto<20w) | SDG-Std_PAR30(19wto<20w)_10pCFL-40pLED-50pInc | ILtg-Com-LED-20000hr |  | DEER2016 | Disposition |  | Commercial Indoor General Lighting: LED Lamp replaces pre-existing standard lighting Wattage. Measure includes Code case. Impacts: CFL-based HOU (varies by BldgType) | LED Lamp: PAR30, 19 Watts, non-dimmable | LED-PAR30(19w) | DEER | Scaled | Lighting | InGen-CFL | Ltg_Lamp | LED_lamp | Standard |  | LED PAR30 Basecase, Total Watts = 2.34 x Msr Watts |  | LEDratio0234 |  |  | LED PAR30 Basecase, Total Watts = 2.34 x Msr Watts | 0 | LEDratio0234 |  |  | None | 0 | 0 |  | None
C-In-LED-PAR30(20w)-dWP27 | SDG | None | WPSDGENRLG0106-6 | 2018-07-01 |  | Com | Com-Iltg-dWatt-CFL_OSbldg | SDG-LED-PAR30(20wto<21w) | SDG-Std_PAR30(20wto<21w)_10pCFL-40pLED-50pInc | ILtg-Com-LED-20000hr |  | DEER2016 | Disposition |  | Commercial Indoor General Lighting: LED Lamp replaces pre-existing standard lighting Wattage. Measure includes Code case. Impacts: CFL-based HOU (varies by BldgType) | LED Lamp: PAR30, 20 Watts, non-dimmable | LED-PAR30(20w) | DEER | Scaled | Lighting | InGen-CFL | Ltg_Lamp | LED_lamp | Standard |  | LED PAR30 Basecase, Total Watts = 2.34 x Msr Watts |  | LEDratio0234 |  |  | LED PAR30 Basecase, Total Watts = 2.34 x Msr Watts | 0 | LEDratio0234 |  |  | None | 0 | 0 |  | None
C-In-LED-PAR30(21w)-dWP28 | SDG | None | WPSDGENRLG0106-6 | 2018-07-01 |  | Com | Com-Iltg-dWatt-CFL_OSbldg | SDG-LED-PAR30(21wto<22w) | SDG-Std_PAR30(21wto<22w)_10pCFL-40pLED-50pInc | ILtg-Com-LED-20000hr |  | DEER2016 | Disposition |  | Commercial Indoor General Lighting: LED Lamp replaces pre-existing standard lighting Wattage. Measure includes Code case. Impacts: CFL-based HOU (varies by BldgType) | LED Lamp: PAR30, 21 Watts, non-dimmable | LED-PAR30(21w) | DEER | Scaled | Lighting | InGen-CFL | Ltg_Lamp | LED_lamp | Standard |  | LED PAR30 Basecase, Total Watts = 2.34 x Msr Watts |  | LEDratio0234 |  |  | LED PAR30 Basecase, Total Watts = 2.34 x Msr Watts | 0 | LEDratio0234 |  |  | None | 0 | 0 |  | None
C-In-LED-PAR30(6w)-dWP8 | SDG | None | WPSDGENRLG0106-6 | 2018-07-01 |  | Com | Com-Iltg-dWatt-CFL_OSbldg | SDG-LED-PAR30(6wto<7w) | SDG-Std_PAR30(6wto<7w)_10pCFL-40pLED-50pInc | ILtg-Com-LED-20000hr |  | DEER2016 | Disposition |  | Commercial Indoor General Lighting: LED Lamp replaces pre-existing standard lighting Wattage. Measure includes Code case. Impacts: CFL-based HOU (varies by BldgType) | LED Lamp: PAR30, 6 Watts, non-dimmable | LED-PAR30(6w) | DEER | Scaled | Lighting | InGen-CFL | Ltg_Lamp | LED_lamp | Standard |  | LED PAR30 Basecase, Total Watts = 2.34 x Msr Watts |  | LEDratio0234 |  |  | LED PAR30 Basecase, Total Watts = 2.34 x Msr Watts | 0 | LEDratio0234 |  |  | None | 0 | 0 |  | None
C-In-LED-PAR30(7w)-dWP9 | SDG | None | WPSDGENRLG0106-6 | 2018-07-01 |  | Com | Com-Iltg-dWatt-CFL_OSbldg | SDG-LED-PAR30(7wto<8w) | SDG-Std_PAR30(7wto<8w)_10pCFL-40pLED-50pInc | ILtg-Com-LED-20000hr |  | DEER2016 | Disposition |  | Commercial Indoor General Lighting: LED Lamp replaces pre-existing standard lighting Wattage. Measure includes Code case. Impacts: CFL-based HOU (varies by BldgType) | LED Lamp: PAR30, 7 Watts, non-dimmable | LED-PAR30(7w) | DEER | Scaled | Lighting | InGen-CFL | Ltg_Lamp | LED_lamp | Standard |  | LED PAR30 Basecase, Total Watts = 2.34 x Msr Watts |  | LEDratio0234 |  |  | LED PAR30 Basecase, Total Watts = 2.34 x Msr Watts | 0 | LEDratio0234 |  |  | None | 0 | 0 |  | None
C-In-LED-PAR30(8w)-dWP11 | SDG | None | WPSDGENRLG0106-6 | 2018-07-01 |  | Com | Com-Iltg-dWatt-CFL_OSbldg | SDG-LED-PAR30(8wto<9w) | SDG-Std_PAR30(8wto<9w)_10pCFL-40pLED-50pInc | ILtg-Com-LED-20000hr |  | DEER2016 | Disposition |  | Commercial Indoor General Lighting: LED Lamp replaces pre-existing standard lighting Wattage. Measure includes Code case. Impacts: CFL-based HOU (varies by BldgType) | LED Lamp: PAR30, 8 Watts, non-dimmable | LED-PAR30(8w) | DEER | Scaled | Lighting | InGen-CFL | Ltg_Lamp | LED_lamp | Standard |  | LED PAR30 Basecase, Total Watts = 2.34 x Msr Watts |  | LEDratio0234 |  |  | LED PAR30 Basecase, Total Watts = 2.34 x Msr Watts | 0 | LEDratio0234 |  |  | None | 0 | 0 |  | None
C-In-LED-PAR30(9w)-dWP12 | SDG | None | WPSDGENRLG0106-6 | 2018-07-01 |  | Com | Com-Iltg-dWatt-CFL_OSbldg | SDG-LED-PAR30(9wto<10w) | SDG-Std_PAR30(9wto<10w)_10pCFL-40pLED-50pInc | ILtg-Com-LED-20000hr |  | DEER2016 | Disposition |  | Commercial Indoor General Lighting: LED Lamp replaces pre-existing standard lighting Wattage. Measure includes Code case. Impacts: CFL-based HOU (varies by BldgType) | LED Lamp: PAR30, 9 Watts, non-dimmable | LED-PAR30(9w) | DEER | Scaled | Lighting | InGen-CFL | Ltg_Lamp | LED_lamp | Standard |  | LED PAR30 Basecase, Total Watts = 2.34 x Msr Watts |  | LEDratio0234 |  |  | LED PAR30 Basecase, Total Watts = 2.34 x Msr Watts | 0 | LEDratio0234 |  |  | None | 0 | 0 |  | None
C-In-LED-PAR38(10w)-dWP16 | SDG | None | WPSDGENRLG0106-6 | 2018-07-01 |  | Com | Com-Iltg-dWatt-CFL_OSbldg | SDG-LED-PAR38(10wto<11w) | SDG-Std_PAR38(10wto<11w)_10pCFL-40pLED-50pInc | ILtg-Com-LED-20000hr |  | DEER2016 | Disposition |  | Commercial Indoor General Lighting: LED Lamp replaces pre-existing standard lighting Wattage. Measure includes Code case. Impacts: CFL-based HOU (varies by BldgType) | LED Lamp: PAR38, 10 Watts, non-dimmable | LED-PAR38(10w) | DEER | Scaled | Lighting | InGen-CFL | Ltg_Lamp | LED_lamp | Standard |  | LED PAR38 Basecase, Total Watts = 2.60 x Msr Watts |  | LEDratio0260 |  |  | LED PAR38 Basecase, Total Watts = 2.60 x Msr Watts | 0 | LEDratio0260 |  |  | None | 0 | 0 |  | None
C-In-LED-PAR38(11w)-dWP18 | SDG | None | WPSDGENRLG0106-6 | 2018-07-01 |  | Com | Com-Iltg-dWatt-CFL_OSbldg | SDG-LED-PAR38(11wto<12w) | SDG-Std_PAR38(11wto<12w)_10pCFL-40pLED-50pInc | ILtg-Com-LED-20000hr |  | DEER2016 | Disposition |  | Commercial Indoor General Lighting: LED Lamp replaces pre-existing standard lighting Wattage. Measure includes Code case. Impacts: CFL-based HOU (varies by BldgType) | LED Lamp: PAR38, 11 Watts, non-dimmable | LED-PAR38(11w) | DEER | Scaled | Lighting | InGen-CFL | Ltg_Lamp | LED_lamp | Standard |  | LED PAR38 Basecase, Total Watts = 2.60 x Msr Watts |  | LEDratio0260 |  |  | LED PAR38 Basecase, Total Watts = 2.60 x Msr Watts | 0 | LEDratio0260 |  |  | None | 0 | 0 |  | None
C-In-LED-PAR38(12w)-dWP19 | SDG | None | WPSDGENRLG0106-6 | 2018-07-01 |  | Com | Com-Iltg-dWatt-CFL_OSbldg | SDG-LED-PAR38(12wto<13w) | SDG-Std_PAR38(12wto<13w)_10pCFL-40pLED-50pInc | ILtg-Com-LED-20000hr |  | DEER2016 | Disposition |  | Commercial Indoor General Lighting: LED Lamp replaces pre-existing standard lighting Wattage. Measure includes Code case. Impacts: CFL-based HOU (varies by BldgType) | LED Lamp: PAR38, 12 Watts, non-dimmable | LED-PAR38(12w) | DEER | Scaled | Lighting | InGen-CFL | Ltg_Lamp | LED_lamp | Standard |  | LED PAR38 Basecase, Total Watts = 2.60 x Msr Watts |  | LEDratio0260 |  |  | LED PAR38 Basecase, Total Watts = 2.60 x Msr Watts | 0 | LEDratio0260 |  |  | None | 0 | 0 |  | None
C-In-LED-PAR38(13w)-dWP21 | SDG | None | WPSDGENRLG0106-6 | 2018-07-01 |  | Com | Com-Iltg-dWatt-CFL_OSbldg | SDG-LED-PAR38(13wto<14w) | SDG-Std_PAR38(13wto<14w)_10pCFL-40pLED-50pInc | ILtg-Com-LED-20000hr |  | DEER2016 | Disposition |  | Commercial Indoor General Lighting: LED Lamp replaces pre-existing standard lighting Wattage. Measure includes Code case. Impacts: CFL-based HOU (varies by BldgType) | LED Lamp: PAR38, 13 Watts, non-dimmable | LED-PAR38(13w) | DEER | Scaled | Lighting | InGen-CFL | Ltg_Lamp | LED_lamp | Standard |  | LED PAR38 Basecase, Total Watts = 2.60 x Msr Watts |  | LEDratio0260 |  |  | LED PAR38 Basecase, Total Watts = 2.60 x Msr Watts | 0 | LEDratio0260 |  |  | None | 0 | 0 |  | None
C-In-LED-PAR38(14w)-dWP22 | SDG | None | WPSDGENRLG0106-6 | 2018-07-01 |  | Com | Com-Iltg-dWatt-CFL_OSbldg | SDG-LED-PAR38(14wto<15w) | SDG-Std_PAR38(14wto<15w)_10pCFL-40pLED-50pInc | ILtg-Com-LED-20000hr |  | DEER2016 | Disposition |  | Commercial Indoor General Lighting: LED Lamp replaces pre-existing standard lighting Wattage. Measure includes Code case. Impacts: CFL-based HOU (varies by BldgType) | LED Lamp: PAR38, 14 Watts, non-dimmable | LED-PAR38(14w) | DEER | Scaled | Lighting | InGen-CFL | Ltg_Lamp | LED_lamp | Standard |  | LED PAR38 Basecase, Total Watts = 2.60 x Msr Watts |  | LEDratio0260 |  |  | LED PAR38 Basecase, Total Watts = 2.60 x Msr Watts | 0 | LEDratio0260 |  |  | None | 0 | 0 |  | None
C-In-LED-PAR38(15w)-dWP24 | SDG | None | WPSDGENRLG0106-6 | 2018-07-01 |  | Com | Com-Iltg-dWatt-CFL_OSbldg | SDG-LED-PAR38(15wto<16w) | SDG-Std_PAR38(15wto<16w)_10pCFL-40pLED-50pInc | ILtg-Com-LED-20000hr |  | DEER2016 | Disposition |  | Commercial Indoor General Lighting: LED Lamp replaces pre-existing standard lighting Wattage. Measure includes Code case. Impacts: CFL-based HOU (varies by BldgType) | LED Lamp: PAR38, 15 Watts, non-dimmable | LED-PAR38(15w) | DEER | Scaled | Lighting | InGen-CFL | Ltg_Lamp | LED_lamp | Standard |  | LED PAR38 Basecase, Total Watts = 2.60 x Msr Watts |  | LEDratio0260 |  |  | LED PAR38 Basecase, Total Watts = 2.60 x Msr Watts | 0 | LEDratio0260 |  |  | None | 0 | 0 |  | None
C-In-LED-PAR38(16w)-dWP26 | SDG | None | WPSDGENRLG0106-6 | 2018-07-01 |  | Com | Com-Iltg-dWatt-CFL_OSbldg | SDG-LED-PAR38(16wto<17w) | SDG-Std_PAR38(16wto<17w)_10pCFL-40pLED-50pInc | ILtg-Com-LED-20000hr |  | DEER2016 | Disposition |  | Commercial Indoor General Lighting: LED Lamp replaces pre-existing standard lighting Wattage. Measure includes Code case. Impacts: CFL-based HOU (varies by BldgType) | LED Lamp: PAR38, 16 Watts, non-dimmable | LED-PAR38(16w) | DEER | Scaled | Lighting | InGen-CFL | Ltg_Lamp | LED_lamp | Standard |  | LED PAR38 Basecase, Total Watts = 2.60 x Msr Watts |  | LEDratio0260 |  |  | LED PAR38 Basecase, Total Watts = 2.60 x Msr Watts | 0 | LEDratio0260 |  |  | None | 0 | 0 |  | None
C-In-LED-PAR38(17w)-dWP27 | SDG | None | WPSDGENRLG0106-6 | 2018-07-01 |  | Com | Com-Iltg-dWatt-CFL_OSbldg | SDG-LED-PAR38(17wto<18w) | SDG-Std_PAR38(17wto<18w)_10pCFL-40pLED-50pInc | ILtg-Com-LED-20000hr |  | DEER2016 | Disposition |  | Commercial Indoor General Lighting: LED Lamp replaces pre-existing standard lighting Wattage. Measure includes Code case. Impacts: CFL-based HOU (varies by BldgType) | LED Lamp: PAR38, 17 Watts, non-dimmable | LED-PAR38(17w) | DEER | Scaled | Lighting | InGen-CFL | Ltg_Lamp | LED_lamp | Standard |  | LED PAR38 Basecase, Total Watts = 2.60 x Msr Watts |  | LEDratio0260 |  |  | LED PAR38 Basecase, Total Watts = 2.60 x Msr Watts | 0 | LEDratio0260 |  |  | None | 0 | 0 |  | None
C-In-LED-PAR38(18w)-dWP29 | SDG | None | WPSDGENRLG0106-6 | 2018-07-01 |  | Com | Com-Iltg-dWatt-CFL_OSbldg | SDG-LED-PAR38(18wto<19w) | SDG-Std_PAR38(18wto<19w)_10pCFL-40pLED-50pInc | ILtg-Com-LED-20000hr |  | DEER2016 | Disposition |  | Commercial Indoor General Lighting: LED Lamp replaces pre-existing standard lighting Wattage. Measure includes Code case. Impacts: CFL-based HOU (varies by BldgType) | LED Lamp: PAR38, 18 Watts, non-dimmable | LED-PAR38(18w) | DEER | Scaled | Lighting | InGen-CFL | Ltg_Lamp | LED_lamp | Standard |  | LED PAR38 Basecase, Total Watts = 2.60 x Msr Watts |  | LEDratio0260 |  |  | LED PAR38 Basecase, Total Watts = 2.60 x Msr Watts | 0 | LEDratio0260 |  |  | None | 0 | 0 |  | None
C-In-LED-PAR38(19w)-dWP30 | SDG | None | WPSDGENRLG0106-6 | 2018-07-01 |  | Com | Com-Iltg-dWatt-CFL_OSbldg | SDG-LED-PAR38(19wto<20w) | SDG-Std_PAR38(19wto<20w)_10pCFL-40pLED-50pInc | ILtg-Com-LED-20000hr |  | DEER2016 | Disposition |  | Commercial Indoor General Lighting: LED Lamp replaces pre-existing standard lighting Wattage. Measure includes Code case. Impacts: CFL-based HOU (varies by BldgType) | LED Lamp: PAR38, 19 Watts, non-dimmable | LED-PAR38(19w) | DEER | Scaled | Lighting | InGen-CFL | Ltg_Lamp | LED_lamp | Standard |  | LED PAR38 Basecase, Total Watts = 2.60 x Msr Watts |  | LEDratio0260 |  |  | LED PAR38 Basecase, Total Watts = 2.60 x Msr Watts | 0 | LEDratio0260 |  |  | None | 0 | 0 |  | None
C-In-LED-PAR38(20.1w)-dWP32 | SDG | None | WPSDGENRLG0106-6 | 2018-07-01 |  | Com | Com-Iltg-dWatt-CFL_OSbldg | SDG-LED-PAR38(20wto<21w) | SDG-Std_PAR38(20wto<21w)_10pCFL-40pLED-50pInc | ILtg-Com-LED-20000hr |  | DEER2016 | Disposition |  | Commercial Indoor General Lighting: LED Lamp replaces pre-existing standard lighting Wattage. Measure includes Code case. Impacts: CFL-based HOU (varies by BldgType) | LED Lamp: PAR38, 20.1 Watts, non-dimmable | LED-PAR38(20.1w) | DEER | Scaled | Lighting | InGen-CFL | Ltg_Lamp | LED_lamp | Standard |  | LED PAR38 Basecase, Total Watts = 2.60 x Msr Watts |  | LEDratio0260 |  |  | LED PAR38 Basecase, Total Watts = 2.60 x Msr Watts | 0 | LEDratio0260 |  |  | None | 0 | 0 |  | None
C-In-LED-PAR38(20w)-dWP32 | SDG | None | WPSDGENRLG0106-6 | 2018-07-01 |  | Com | Com-Iltg-dWatt-CFL_OSbldg | SDG-LED-PAR38(20wto<21w) | SDG-Std_PAR38(20wto<21w)_10pCFL-40pLED-50pInc | ILtg-Com-LED-20000hr |  | DEER2016 | Disposition |  | Commercial Indoor General Lighting: LED Lamp replaces pre-existing standard lighting Wattage. Measure includes Code case. Impacts: CFL-based HOU (varies by BldgType) | LED Lamp: PAR38, 20 Watts, non-dimmable | LED-PAR38(20w) | DEER | Scaled | Lighting | InGen-CFL | Ltg_Lamp | LED_lamp | Standard |  | LED PAR38 Basecase, Total Watts = 2.60 x Msr Watts |  | LEDratio0260 |  |  | LED PAR38 Basecase, Total Watts = 2.60 x Msr Watts | 0 | LEDratio0260 |  |  | None | 0 | 0 |  | None
C-In-LED-PAR38(21w)-dWP34 | SDG | None | WPSDGENRLG0106-6 | 2018-07-01 |  | Com | Com-Iltg-dWatt-CFL_OSbldg | SDG-LED-PAR38(21wto<22w) | SDG-Std_PAR38(21wto<22w)_10pCFL-40pLED-50pInc | ILtg-Com-LED-20000hr |  | DEER2016 | Disposition |  | Commercial Indoor General Lighting: LED Lamp replaces pre-existing standard lighting Wattage. Measure includes Code case. Impacts: CFL-based HOU (varies by BldgType) | LED Lamp: PAR38, 21 Watts, non-dimmable | LED-PAR38(21w) | DEER | Scaled | Lighting | InGen-CFL | Ltg_Lamp | LED_lamp | Standard |  | LED PAR38 Basecase, Total Watts = 2.60 x Msr Watts |  | LEDratio0260 |  |  | LED PAR38 Basecase, Total Watts = 2.60 x Msr Watts | 0 | LEDratio0260 |  |  | None | 0 | 0 |  | None
C-In-LED-PAR38(22w)-dWP35 | SDG | None | WPSDGENRLG0106-6 | 2018-07-01 |  | Com | Com-Iltg-dWatt-CFL_OSbldg | SDG-LED-PAR38(22wto<23w) | SDG-Std_PAR38(22wto<23w)_10pCFL-40pLED-50pInc | ILtg-Com-LED-20000hr |  | DEER2016 | Disposition |  | Commercial Indoor General Lighting: LED Lamp replaces pre-existing standard lighting Wattage. Measure includes Code case. Impacts: CFL-based HOU (varies by BldgType) | LED Lamp: PAR38, 22 Watts, non-dimmable | LED-PAR38(22w) | DEER | Scaled | Lighting | InGen-CFL | Ltg_Lamp | LED_lamp | Standard |  | LED PAR38 Basecase, Total Watts = 2.60 x Msr Watts |  | LEDratio0260 |  |  | LED PAR38 Basecase, Total Watts = 2.60 x Msr Watts | 0 | LEDratio0260 |  |  | None | 0 | 0 |  | None
C-In-LED-PAR38(23w)-dWP37 | SDG | None | WPSDGENRLG0106-6 | 2018-07-01 |  | Com | Com-Iltg-dWatt-CFL_OSbldg | SDG-LED-PAR38(23wto<24w) | SDG-Std_PAR38(23wto<24w)_10pCFL-40pLED-50pInc | ILtg-Com-LED-20000hr |  | DEER2016 | Disposition |  | Commercial Indoor General Lighting: LED Lamp replaces pre-existing standard lighting Wattage. Measure includes Code case. Impacts: CFL-based HOU (varies by BldgType) | LED Lamp: PAR38, 23 Watts, non-dimmable | LED-PAR38(23w) | DEER | Scaled | Lighting | InGen-CFL | Ltg_Lamp | LED_lamp | Standard |  | LED PAR38 Basecase, Total Watts = 2.60 x Msr Watts |  | LEDratio0260 |  |  | LED PAR38 Basecase, Total Watts = 2.60 x Msr Watts | 0 | LEDratio0260 |  |  | None | 0 | 0 |  | None
C-In-LED-PAR38(24w)-dWP38 | SDG | None | WPSDGENRLG0106-6 | 2018-07-01 |  | Com | Com-Iltg-dWatt-CFL_OSbldg | SDG-LED-PAR38(24wto<25w) | SDG-Std_PAR38(24wto<25w)_10pCFL-40pLED-50pInc | ILtg-Com-LED-20000hr |  | DEER2016 | Disposition |  | Commercial Indoor General Lighting: LED Lamp replaces pre-existing standard lighting Wattage. Measure includes Code case. Impacts: CFL-based HOU (varies by BldgType) | LED Lamp: PAR38, 24 Watts, non-dimmable | LED-PAR38(24w) | DEER | Scaled | Lighting | InGen-CFL | Ltg_Lamp | LED_lamp | Standard |  | LED PAR38 Basecase, Total Watts = 2.60 x Msr Watts |  | LEDratio0260 |  |  | LED PAR38 Basecase, Total Watts = 2.60 x Msr Watts | 0 | LEDratio0260 |  |  | None | 0 | 0 |  | None
C-In-LED-PAR38(25w)-dWP40 | SDG | None | WPSDGENRLG0106-6 | 2018-07-01 |  | Com | Com-Iltg-dWatt-CFL_OSbldg | SDG-LED-PAR38(25wto<26w) | SDG-Std_PAR38(25wto<26w)_10pCFL-40pLED-50pInc | ILtg-Com-LED-20000hr |  | DEER2016 | Disposition |  | Commercial Indoor General Lighting: LED Lamp replaces pre-existing standard lighting Wattage. Measure includes Code case. Impacts: CFL-based HOU (varies by BldgType) | LED Lamp: PAR38, 25 Watts, non-dimmable | LED-PAR38(25w) | DEER | Scaled | Lighting | InGen-CFL | Ltg_Lamp | LED_lamp | Standard |  | LED PAR38 Basecase, Total Watts = 2.60 x Msr Watts |  | LEDratio0260 |  |  | LED PAR38 Basecase, Total Watts = 2.60 x Msr Watts | 0 | LEDratio0260 |  |  | None | 0 | 0 |  | None
C-In-LED-PAR38(26w)-dWP42 | SDG | None | WPSDGENRLG0106-6 | 2018-07-01 |  | Com | Com-Iltg-dWatt-CFL_OSbldg | SDG-LED-PAR38(26wto<27w) | SDG-Std_PAR38(26wto<27w)_10pCFL-40pLED-50pInc | ILtg-Com-LED-20000hr |  | DEER2016 | Disposition |  | Commercial Indoor General Lighting: LED Lamp replaces pre-existing standard lighting Wattage. Measure includes Code case. Impacts: CFL-based HOU (varies by BldgType) | LED Lamp: PAR38, 26 Watts, non-dimmable | LED-PAR38(26w) | DEER | Scaled | Lighting | InGen-CFL | Ltg_Lamp | LED_lamp | Standard |  | LED PAR38 Basecase, Total Watts = 2.60 x Msr Watts |  | LEDratio0260 |  |  | LED PAR38 Basecase, Total Watts = 2.60 x Msr Watts | 0 | LEDratio0260 |  |  | None | 0 | 0 |  | None
C-In-LED-PAR38(27w)-dWP43 | SDG | None | WPSDGENRLG0106-6 | 2018-07-01 |  | Com | Com-Iltg-dWatt-CFL_OSbldg | SDG-LED-PAR38(27wto<28w) | SDG-Std_PAR38(27wto<28w)_10pCFL-40pLED-50pInc | ILtg-Com-LED-20000hr |  | DEER2016 | Disposition |  | Commercial Indoor General Lighting: LED Lamp replaces pre-existing standard lighting Wattage. Measure includes Code case. Impacts: CFL-based HOU (varies by BldgType) | LED Lamp: PAR38, 27 Watts, non-dimmable | LED-PAR38(27w) | DEER | Scaled | Lighting | InGen-CFL | Ltg_Lamp | LED_lamp | Standard |  | LED PAR38 Basecase, Total Watts = 2.60 x Msr Watts |  | LEDratio0260 |  |  | LED PAR38 Basecase, Total Watts = 2.60 x Msr Watts | 0 | LEDratio0260 |  |  | None | 0 | 0 |  | None
C-In-LED-PAR38(7w)-dWP11 | SDG | None | WPSDGENRLG0106-6 | 2018-07-01 |  | Com | Com-Iltg-dWatt-CFL_OSbldg | SDG-LED-PAR38(7wto<8w) | SDG-Std_PAR38(7wto<8w)_10pCFL-40pLED-50pInc | ILtg-Com-LED-20000hr |  | DEER2016 | Disposition |  | Commercial Indoor General Lighting: LED Lamp replaces pre-existing standard lighting Wattage. Measure includes Code case. Impacts: CFL-based HOU (varies by BldgType) | LED Lamp: PAR38, 7 Watts, non-dimmable | LED-PAR38(7w) | DEER | Scaled | Lighting | InGen-CFL | Ltg_Lamp | LED_lamp | Standard |  | LED PAR38 Basecase, Total Watts = 2.60 x Msr Watts |  | LEDratio0260 |  |  | LED PAR38 Basecase, Total Watts = 2.60 x Msr Watts | 0 | LEDratio0260 |  |  | None | 0 | 0 |  | None
C-In-LED-PAR38(8w)-dWP13 | SDG | None | WPSDGENRLG0106-6 | 2018-07-01 |  | Com | Com-Iltg-dWatt-CFL_OSbldg | SDG-LED-PAR38(8wto<9w) | SDG-Std_PAR38(8wto<9w)_10pCFL-40pLED-50pInc | ILtg-Com-LED-20000hr |  | DEER2016 | Disposition |  | Commercial Indoor General Lighting: LED Lamp replaces pre-existing standard lighting Wattage. Measure includes Code case. Impacts: CFL-based HOU (varies by BldgType) | LED Lamp: PAR38, 8 Watts, non-dimmable | LED-PAR38(8w) | DEER | Scaled | Lighting | InGen-CFL | Ltg_Lamp | LED_lamp | Standard |  | LED PAR38 Basecase, Total Watts = 2.60 x Msr Watts |  | LEDratio0260 |  |  | LED PAR38 Basecase, Total Watts = 2.60 x Msr Watts | 0 | LEDratio0260 |  |  | None | 0 | 0 |  | None
C-In-LED-PAR38(9w)-dWP14 | SDG | None | WPSDGENRLG0106-6 | 2018-07-01 |  | Com | Com-Iltg-dWatt-CFL_OSbldg | SDG-LED-PAR38(9wto<10w) | SDG-Std_PAR38(9wto<10w)_10pCFL-40pLED-50pInc | ILtg-Com-LED-20000hr |  | DEER2016 | Disposition |  | Commercial Indoor General Lighting: LED Lamp replaces pre-existing standard lighting Wattage. Measure includes Code case. Impacts: CFL-based HOU (varies by BldgType) | LED Lamp: PAR38, 9 Watts, non-dimmable | LED-PAR38(9w) | DEER | Scaled | Lighting | InGen-CFL | Ltg_Lamp | LED_lamp | Standard |  | LED PAR38 Basecase, Total Watts = 2.60 x Msr Watts |  | LEDratio0260 |  |  | LED PAR38 Basecase, Total Watts = 2.60 x Msr Watts | 0 | LEDratio0260 |  |  | None | 0 | 0 |  | None
C-In-LED-RefR(10w)-dWP32 | SDG | None | WPSDGENRLG0106-6 | 2018-07-01 |  | Com | Com-Iltg-dWatt-CFL_OSbldg | SDG-LED-RefRBR(10wto<11w) | SDG-Std_RefRBR(10wto<11w)_10pCFL-40pLED-50pInc | ILtg-Com-LED-20000hr |  | DEER2016 | Disposition |  | Commercial Indoor General Lighting: LED Lamp replaces pre-existing standard lighting Wattage. Measure includes Code case. Impacts: CFL-based HOU (varies by BldgType) | LED Lamp: RefR, 10 Watts, non-dimmable | LED-RefR(10w) | DEER | Scaled | Lighting | InGen-CFL | Ltg_Lamp | LED_lamp | Standard |  | LED R/BR Basecase, Total Watts = 4.17 x Msr Watts |  | LEDratio0417 |  |  | LED R/BR Basecase, Total Watts = 4.17 x Msr Watts | 0 | LEDratio0417 |  |  | None | 0 | 0 |  | None
C-In-LED-RefR(11w)-dWP25 | SDG | None | WPSDGENRLG0106-6 | 2018-07-01 |  | Com | Com-Iltg-dWatt-CFL_OSbldg | SDG-LED-RefRBR(11wto<12w) | SDG-Std_RefRBR(11wto<12w)_10pCFL-40pLED-50pInc | ILtg-Com-LED-20000hr |  | DEER2016 | Disposition |  | Commercial Indoor General Lighting: LED Lamp replaces pre-existing standard lighting Wattage. Measure includes Code case. Impacts: CFL-based HOU (varies by BldgType) | LED Lamp: RefR, 11 Watts, non-dimmable | LED-RefR(11w) | DEER | Scaled | Lighting | InGen-CFL | Ltg_Lamp | LED_lamp | Standard |  | LED R/BR Basecase, Total Watts = 3.28 x Msr Watts |  | LEDratio0328 |  |  | LED R/BR Basecase, Total Watts = 3.28 x Msr Watts | 0 | LEDratio0328 |  |  | None | 0 | 0 |  | None
C-In-LED-RefR(12w)-dWP27 | SDG | None | WPSDGENRLG0106-6 | 2018-07-01 |  | Com | Com-Iltg-dWatt-CFL_OSbldg | SDG-LED-RefRBR(12wto<13w) | SDG-Std_RefRBR(12wto<13w)_10pCFL-40pLED-50pInc | ILtg-Com-LED-20000hr |  | DEER2016 | Disposition |  | Commercial Indoor General Lighting: LED Lamp replaces pre-existing standard lighting Wattage. Measure includes Code case. Impacts: CFL-based HOU (varies by BldgType) | LED Lamp: RefR, 12 Watts, non-dimmable | LED-RefR(12w) | DEER | Scaled | Lighting | InGen-CFL | Ltg_Lamp | LED_lamp | Standard |  | LED R/BR Basecase, Total Watts = 3.28 x Msr Watts |  | LEDratio0328 |  |  | LED R/BR Basecase, Total Watts = 3.28 x Msr Watts | 0 | LEDratio0328 |  |  | None | 0 | 0 |  | None
C-In-LED-RefR(13w)-dWP30 | SDG | None | WPSDGENRLG0106-6 | 2018-07-01 |  | Com | Com-Iltg-dWatt-CFL_OSbldg | SDG-LED-RefRBR(13wto<14w) | SDG-Std_RefRBR(13wto<14w)_10pCFL-40pLED-50pInc | ILtg-Com-LED-20000hr |  | DEER2016 | Disposition |  | Commercial Indoor General Lighting: LED Lamp replaces pre-existing standard lighting Wattage. Measure includes Code case. Impacts: CFL-based HOU (varies by BldgType) | LED Lamp: RefR, 13 Watts, non-dimmable | LED-RefR(13w) | DEER | Scaled | Lighting | InGen-CFL | Ltg_Lamp | LED_lamp | Standard |  | LED R/BR Basecase, Total Watts = 3.28 x Msr Watts |  | LEDratio0328 |  |  | LED R/BR Basecase, Total Watts = 3.28 x Msr Watts | 0 | LEDratio0328 |  |  | None | 0 | 0 |  | None
C-In-LED-RefR(14w)-dWP28 | SDG | None | WPSDGENRLG0106-6 | 2018-07-01 |  | Com | Com-Iltg-dWatt-CFL_OSbldg | SDG-LED-RefRBR(14wto<15w) | SDG-Std_RefRBR(14wto<15w)_10pCFL-40pLED-50pInc | ILtg-Com-LED-20000hr |  | DEER2016 | Disposition |  | Commercial Indoor General Lighting: LED Lamp replaces pre-existing standard lighting Wattage. Measure includes Code case. Impacts: CFL-based HOU (varies by BldgType) | LED Lamp: RefR, 14 Watts, non-dimmable | LED-RefR(14w) | DEER | Scaled | Lighting | InGen-CFL | Ltg_Lamp | LED_lamp | Standard |  | LED R/BR Basecase, Total Watts = 2.97 x Msr Watts |  | LEDratio0297 |  |  | LED R/BR Basecase, Total Watts = 2.97 x Msr Watts | 0 | LEDratio0297 |  |  | None | 0 | 0 |  | None
C-In-LED-RefR(15w)-dWP30 | SDG | None | WPSDGENRLG0106-6 | 2018-07-01 |  | Com | Com-Iltg-dWatt-CFL_OSbldg | SDG-LED-RefRBR(15wto<16w) | SDG-Std_RefRBR(15wto<16w)_10pCFL-40pLED-50pInc | ILtg-Com-LED-20000hr |  | DEER2016 | Disposition |  | Commercial Indoor General Lighting: LED Lamp replaces pre-existing standard lighting Wattage. Measure includes Code case. Impacts: CFL-based HOU (varies by BldgType) | LED Lamp: RefR, 15 Watts, non-dimmable | LED-RefR(15w) | DEER | Scaled | Lighting | InGen-CFL | Ltg_Lamp | LED_lamp | Standard |  | LED R/BR Basecase, Total Watts = 2.97 x Msr Watts |  | LEDratio0297 |  |  | LED R/BR Basecase, Total Watts = 2.97 x Msr Watts | 0 | LEDratio0297 |  |  | None | 0 | 0 |  | None
C-In-LED-RefR(16w)-dWP32 | SDG | None | WPSDGENRLG0106-6 | 2018-07-01 |  | Com | Com-Iltg-dWatt-CFL_OSbldg | SDG-LED-RefRBR(16wto<17w) | SDG-Std_RefRBR(16wto<17w)_10pCFL-40pLED-50pInc | ILtg-Com-LED-20000hr |  | DEER2016 | Disposition |  | Commercial Indoor General Lighting: LED Lamp replaces pre-existing standard lighting Wattage. Measure includes Code case. Impacts: CFL-based HOU (varies by BldgType) | LED Lamp: RefR, 16 Watts, non-dimmable | LED-RefR(16w) | DEER | Scaled | Lighting | InGen-CFL | Ltg_Lamp | LED_lamp | Standard |  | LED R/BR Basecase, Total Watts = 2.97 x Msr Watts |  | LEDratio0297 |  |  | LED R/BR Basecase, Total Watts = 2.97 x Msr Watts | 0 | LEDratio0297 |  |  | None | 0 | 0 |  | None
C-In-LED-RefR(17w)-dWP33 | SDG | None | WPSDGENRLG0106-6 | 2018-07-01 |  | Com | Com-Iltg-dWatt-CFL_OSbldg | SDG-LED-RefRBR(17wto<18w) | SDG-Std_RefRBR(17wto<18w)_10pCFL-40pLED-50pInc | ILtg-Com-LED-20000hr |  | DEER2016 | Disposition |  | Commercial Indoor General Lighting: LED Lamp replaces pre-existing standard lighting Wattage. Measure includes Code case. Impacts: CFL-based HOU (varies by BldgType) | LED Lamp: RefR, 17 Watts, non-dimmable | LED-RefR(17w) | DEER | Scaled | Lighting | InGen-CFL | Ltg_Lamp | LED_lamp | Standard |  | LED R/BR Basecase, Total Watts = 2.97 x Msr Watts |  | LEDratio0297 |  |  | LED R/BR Basecase, Total Watts = 2.97 x Msr Watts | 0 | LEDratio0297 |  |  | None | 0 | 0 |  | None
C-In-LED-RefR(18w)-dWP35 | SDG | None | WPSDGENRLG0106-6 | 2018-07-01 |  | Com | Com-Iltg-dWatt-CFL_OSbldg | SDG-LED-RefRBR(18wto<19w) | SDG-Std_RefRBR(18wto<19w)_10pCFL-40pLED-50pInc | ILtg-Com-LED-20000hr |  | DEER2016 | Disposition |  | Commercial Indoor General Lighting: LED Lamp replaces pre-existing standard lighting Wattage. Measure includes Code case. Impacts: CFL-based HOU (varies by BldgType) | LED Lamp: RefR, 18 Watts, non-dimmable | LED-RefR(18w) | DEER | Scaled | Lighting | InGen-CFL | Ltg_Lamp | LED_lamp | Standard |  | LED R/BR Basecase, Total Watts = 2.97 x Msr Watts |  | LEDratio0297 |  |  | LED R/BR Basecase, Total Watts = 2.97 x Msr Watts | 0 | LEDratio0297 |  |  | None | 0 | 0 |  | None
C-In-LED-RefR(19w)-dWP37 | SDG | None | WPSDGENRLG0106-6 | 2018-07-01 |  | Com | Com-Iltg-dWatt-CFL_OSbldg | SDG-LED-RefRBR(19wto<20w) | SDG-Std_RefRBR(19wto<20w)_10pCFL-40pLED-50pInc | ILtg-Com-LED-20000hr |  | DEER2016 | Disposition |  | Commercial Indoor General Lighting: LED Lamp replaces pre-existing standard lighting Wattage. Measure includes Code case. Impacts: CFL-based HOU (varies by BldgType) | LED Lamp: RefR, 19 Watts, non-dimmable | LED-RefR(19w) | DEER | Scaled | Lighting | InGen-CFL | Ltg_Lamp | LED_lamp | Standard |  | LED R/BR Basecase, Total Watts = 2.97 x Msr Watts |  | LEDratio0297 |  |  | LED R/BR Basecase, Total Watts = 2.97 x Msr Watts | 0 | LEDratio0297 |  |  | None | 0 | 0 |  | None
C-In-LED-RefR(20w)-dWP39 | SDG | None | WPSDGENRLG0106-6 | 2018-07-01 |  | Com | Com-Iltg-dWatt-CFL_OSbldg | SDG-LED-RefRBR(20wto<21w) | SDG-Std_RefRBR(20wto<21w)_10pCFL-40pLED-50pInc | ILtg-Com-LED-20000hr |  | DEER2016 | Disposition |  | Commercial Indoor General Lighting: LED Lamp replaces pre-existing standard lighting Wattage. Measure includes Code case. Impacts: CFL-based HOU (varies by BldgType) | LED Lamp: RefR, 20 Watts, non-dimmable | LED-RefR(20w) | DEER | Scaled | Lighting | InGen-CFL | Ltg_Lamp | LED_lamp | Standard |  | LED R/BR Basecase, Total Watts = 2.97 x Msr Watts |  | LEDratio0297 |  |  | LED R/BR Basecase, Total Watts = 2.97 x Msr Watts | 0 | LEDratio0297 |  |  | None | 0 | 0 |  | None
C-In-LED-RefR(22w)-dWP43 | SDG | None | WPSDGENRLG0106-6 | 2018-07-01 |  | Com | Com-Iltg-dWatt-CFL_OSbldg | SDG-LED-RefRBR(22wto<23w) | SDG-Std_RefRBR(22wto<23w)_10pCFL-40pLED-50pInc | ILtg-Com-LED-20000hr |  | DEER2016 | Disposition |  | Commercial Indoor General Lighting: LED Lamp replaces pre-existing standard lighting Wattage. Measure includes Code case. Impacts: CFL-based HOU (varies by BldgType) | LED Lamp: RefR, 22 Watts, non-dimmable | LED-RefR(22w) | DEER | Scaled | Lighting | InGen-CFL | Ltg_Lamp | LED_lamp | Standard |  | LED R/BR Basecase, Total Watts = 2.97 x Msr Watts |  | LEDratio0297 |  |  | LED R/BR Basecase, Total Watts = 2.97 x Msr Watts | 0 | LEDratio0297 |  |  | None | 0 | 0 |  | None
C-In-LED-RefR(6w)-dWP19 | SDG | None | WPSDGENRLG0106-6 | 2018-07-01 |  | Com | Com-Iltg-dWatt-CFL_OSbldg | SDG-LED-RefRBR(6wto<7w) | SDG-Std_RefRBR(6wto<7w)_10pCFL-40pLED-50pInc | ILtg-Com-LED-20000hr |  | DEER2016 | Disposition |  | Commercial Indoor General Lighting: LED Lamp replaces pre-existing standard lighting Wattage. Measure includes Code case. Impacts: CFL-based HOU (varies by BldgType) | LED Lamp: RefR, 6 Watts, non-dimmable | LED-RefR(6w) | DEER | Scaled | Lighting | InGen-CFL | Ltg_Lamp | LED_lamp | Standard |  | LED R/BR Basecase, Total Watts = 4.17 x Msr Watts |  | LEDratio0417 |  |  | LED R/BR Basecase, Total Watts = 4.17 x Msr Watts | 0 | LEDratio0417 |  |  | None | 0 | 0 |  | None
C-In-LED-RefR(7w)-dWP22 | SDG | None | WPSDGENRLG0106-6 | 2018-07-01 |  | Com | Com-Iltg-dWatt-CFL_OSbldg | SDG-LED-RefRBR(7wto<8w) | SDG-Std_RefRBR(7wto<8w)_10pCFL-40pLED-50pInc | ILtg-Com-LED-20000hr |  | DEER2016 | Disposition |  | Commercial Indoor General Lighting: LED Lamp replaces pre-existing standard lighting Wattage. Measure includes Code case. Impacts: CFL-based HOU (varies by BldgType) | LED Lamp: RefR, 7 Watts, non-dimmable | LED-RefR(7w) | DEER | Scaled | Lighting | InGen-CFL | Ltg_Lamp | LED_lamp | Standard |  | LED R/BR Basecase, Total Watts = 4.17 x Msr Watts |  | LEDratio0417 |  |  | LED R/BR Basecase, Total Watts = 4.17 x Msr Watts | 0 | LEDratio0417 |  |  | None | 0 | 0 |  | None
C-In-LED-RefR(8w)-dWP25 | SDG | None | WPSDGENRLG0106-6 | 2018-07-01 |  | Com | Com-Iltg-dWatt-CFL_OSbldg | SDG-LED-RefRBR(8wto<9w) | SDG-Std_RefRBR(8wto<9w)_10pCFL-40pLED-50pInc | ILtg-Com-LED-20000hr |  | DEER2016 | Disposition |  | Commercial Indoor General Lighting: LED Lamp replaces pre-existing standard lighting Wattage. Measure includes Code case. Impacts: CFL-based HOU (varies by BldgType) | LED Lamp: RefR, 8 Watts, non-dimmable | LED-RefR(8w) | DEER | Scaled | Lighting | InGen-CFL | Ltg_Lamp | LED_lamp | Standard |  | LED R/BR Basecase, Total Watts = 4.17 x Msr Watts |  | LEDratio0417 |  |  | LED R/BR Basecase, Total Watts = 4.17 x Msr Watts | 0 | LEDratio0417 |  |  | None | 0 | 0 |  | None
C-In-LED-RefR(9w)-dWP29 | SDG | None | WPSDGENRLG0106-6 | 2018-07-01 |  | Com | Com-Iltg-dWatt-CFL_OSbldg | SDG-LED-RefRBR(9wto<10w) | SDG-Std_RefRBR(9wto<10w)_10pCFL-40pLED-50pInc | ILtg-Com-LED-20000hr |  | DEER2016 | Disposition |  | Commercial Indoor General Lighting: LED Lamp replaces pre-existing standard lighting Wattage. Measure includes Code case. Impacts: CFL-based HOU (varies by BldgType) | LED Lamp: RefR, 9 Watts, non-dimmable | LED-RefR(9w) | DEER | Scaled | Lighting | InGen-CFL | Ltg_Lamp | LED_lamp | Standard |  | LED R/BR Basecase, Total Watts = 4.17 x Msr Watts |  | LEDratio0417 |  |  | LED R/BR Basecase, Total Watts = 4.17 x Msr Watts | 0 | LEDratio0417 |  |  | None | 0 | 0 |  | None
C-Out-LED-A19(EISA-Bin-100w-100LPW)-dWP2p4 | SDG | None | WPSDGENRLG0106-6 | 2018-07-01 |  | Com | Com-Oltg-dWatt | SDG-LED-A19(EISA-Bin-100w-100LPW) | SDG-Std-LED-A19(EISA-Bin-100w-100LPW) | OLtg-Com-LED-20000hr |  | DEER1314 | Disposition |  | LED A Lamp replaces pre-existing standard lighting Wattage based on EISA bin and LPW | LED Lamp: A19, EISA Bin 100, 100 LPW |  | DEER | Scaled | Lighting | OutGen | Ltg_Lamp | LED_lamp | Standard |  | LED A19 Basecase, 75% LED, 25% CFL |  |  |  |  | LED A19 Basecase, 75% LED, 25% CFL | 0 |  |  |  | None | 0 | 0 |  | None
C-Out-LED-A19(EISA-Bin-100w-110LPW)-dWP2p6 | SDG | None | WPSDGENRLG0106-6 | 2018-07-01 |  | Com | Com-Oltg-dWatt | SDG-LED-A19(EISA-Bin-100w-110LPW) | SDG-Std-LED-A19(EISA-Bin-100w-110LPW) | OLtg-Com-LED-20000hr |  | DEER1314 | Disposition |  | LED A Lamp replaces pre-existing standard lighting Wattage based on EISA bin and LPW | LED Lamp: A19, EISA Bin 100, 110 LPW |  | DEER | Scaled | Lighting | OutGen | Ltg_Lamp | LED_lamp | Standard |  | LED A19 Basecase, 75% LED, 25% CFL |  |  |  |  | LED A19 Basecase, 75% LED, 25% CFL | 0 |  |  |  | None | 0 | 0 |  | None
C-Out-LED-A19(EISA-Bin-100w-120LPW)-dWP3p3 | SDG | None | WPSDGENRLG0106-6 | 2018-07-01 |  | Com | Com-Oltg-dWatt | SDG-LED-A19(EISA-Bin-100w-120LPW) | SDG-Std-LED-A19(EISA-Bin-100w-120LPW) | OLtg-Com-LED-20000hr |  | DEER1314 | Disposition |  | LED A Lamp replaces pre-existing standard lighting Wattage based on EISA bin and LPW | LED Lamp: A19, EISA Bin 100, 120 LPW |  | DEER | Scaled | Lighting | OutGen | Ltg_Lamp | LED_lamp | Standard |  | LED A19 Basecase, 75% LED, 25% CFL |  |  |  |  | LED A19 Basecase, 75% LED, 25% CFL | 0 |  |  |  | None | 0 | 0 |  | None
C-Out-LED-A19(EISA-Bin-100w-90LPW)-dWP2p0 | SDG | None | WPSDGENRLG0106-6 | 2018-07-01 |  | Com | Com-Oltg-dWatt | SDG-LED-A19(EISA-Bin-100w-90LPW) | SDG-Std-LED-A19(EISA-Bin-100w-90LPW) | OLtg-Com-LED-20000hr |  | DEER1314 | Disposition |  | LED A Lamp replaces pre-existing standard lighting Wattage based on EISA bin and LPW | LED Lamp: A19, EISA Bin 100, 90 LPW |  | DEER | Scaled | Lighting | OutGen | Ltg_Lamp | LED_lamp | Standard |  | LED A19 Basecase, 75% LED, 25% CFL |  |  |  |  | LED A19 Basecase, 75% LED, 25% CFL | 0 |  |  |  | None | 0 | 0 |  | None
C-Out-LED-A19(EISA-Bin-40w-100LPW)-dWP1p1 | SDG | None | WPSDGENRLG0106-6 | 2018-07-01 |  | Com | Com-Oltg-dWatt | SDG-LED-A19(EISA-Bin-40w-100LPW) | SDG-Std-LED-A19(EISA-Bin-40w-100LPW) | OLtg-Com-LED-20000hr |  | DEER1314 | Disposition |  | LED A Lamp replaces pre-existing standard lighting Wattage based on EISA bin and LPW | LED Lamp: A19, EISA Bin 40, 100 LPW |  | DEER | Scaled | Lighting | OutGen | Ltg_Lamp | LED_lamp | Standard |  | LED A19 Basecase, 75% LED, 25% CFL |  |  |  |  | LED A19 Basecase, 75% LED, 25% CFL | 0 |  |  |  | None | 0 | 0 |  | None
C-Out-LED-A19(EISA-Bin-40w-110LPW)-dWP1p2 | SDG | None | WPSDGENRLG0106-6 | 2018-07-01 |  | Com | Com-Oltg-dWatt | SDG-LED-A19(EISA-Bin-40w-110LPW) | SDG-Std-LED-A19(EISA-Bin-40w-110LPW) | OLtg-Com-LED-20000hr |  | DEER1314 | Disposition |  | LED A Lamp replaces pre-existing standard lighting Wattage based on EISA bin and LPW | LED Lamp: A19, EISA Bin 40, 110 LPW |  | DEER | Scaled | Lighting | OutGen | Ltg_Lamp | LED_lamp | Standard |  | LED A19 Basecase, 75% LED, 25% CFL |  |  |  |  | LED A19 Basecase, 75% LED, 25% CFL | 0 |  |  |  | None | 0 | 0 |  | None
C-Out-LED-A19(EISA-Bin-40w-120LPW)-dWP1p5 | SDG | None | WPSDGENRLG0106-6 | 2018-07-01 |  | Com | Com-Oltg-dWatt | SDG-LED-A19(EISA-Bin-40w-120LPW) | SDG-Std-LED-A19(EISA-Bin-40w-120LPW) | OLtg-Com-LED-20000hr |  | DEER1314 | Disposition |  | LED A Lamp replaces pre-existing standard lighting Wattage based on EISA bin and LPW | LED Lamp: A19, EISA Bin 40, 120 LPW |  | DEER | Scaled | Lighting | OutGen | Ltg_Lamp | LED_lamp | Standard |  | LED A19 Basecase, 75% LED, 25% CFL |  |  |  |  | LED A19 Basecase, 75% LED, 25% CFL | 0 |  |  |  | None | 0 | 0 |  | None
C-Out-LED-A19(EISA-Bin-40w-80LPW)-dWP0p8 | SDG | None | WPSDGENRLG0106-6 | 2018-07-01 |  | Com | Com-Oltg-dWatt | SDG-LED-A19(EISA-Bin-40w-80LPW) | SDG-Std-LED-A19(EISA-Bin-40w-80LPW) | OLtg-Com-LED-20000hr |  | DEER1314 | Disposition |  | LED A Lamp replaces pre-existing standard lighting Wattage based on EISA bin and LPW | LED Lamp: A19, EISA Bin 40, 80 LPW |  | DEER | Scaled | Lighting | OutGen | Ltg_Lamp | LED_lamp | Standard |  | LED A19 Basecase, 75% LED, 25% CFL |  |  |  |  | LED A19 Basecase, 75% LED, 25% CFL | 0 |  |  |  | None | 0 | 0 |  | None
C-Out-LED-A19(EISA-Bin-40w-90LPW)-dWP1p0 | SDG | None | WPSDGENRLG0106-6 | 2018-07-01 |  | Com | Com-Oltg-dWatt | SDG-LED-A19(EISA-Bin-40w-90LPW) | SDG-Std-LED-A19(EISA-Bin-40w-90LPW) | OLtg-Com-LED-20000hr |  | DEER1314 | Disposition |  | LED A Lamp replaces pre-existing standard lighting Wattage based on EISA bin and LPW | LED Lamp: A19, EISA Bin 40, 90 LPW |  | DEER | Scaled | Lighting | OutGen | Ltg_Lamp | LED_lamp | Standard |  | LED A19 Basecase, 75% LED, 25% CFL |  |  |  |  | LED A19 Basecase, 75% LED, 25% CFL | 0 |  |  |  | None | 0 | 0 |  | None
C-Out-LED-A19(EISA-Bin-60w-100LPW)-dWP1p4 | SDG | None | WPSDGENRLG0106-6 | 2018-07-01 |  | Com | Com-Oltg-dWatt | SDG-LED-A19(EISA-Bin-60w-100LPW) | SDG-Std-LED-A19(EISA-Bin-60w-100LPW) | OLtg-Com-LED-20000hr |  | DEER1314 | Disposition |  | LED A Lamp replaces pre-existing standard lighting Wattage based on EISA bin and LPW | LED Lamp: A19, EISA Bin 60, 100 LPW |  | DEER | Scaled | Lighting | OutGen | Ltg_Lamp | LED_lamp | Standard |  | LED A19 Basecase, 75% LED, 25% CFL |  |  |  |  | LED A19 Basecase, 75% LED, 25% CFL | 0 |  |  |  | None | 0 | 0 |  | None
C-Out-LED-A19(EISA-Bin-60w-110LPW)-dWP1p5 | SDG | None | WPSDGENRLG0106-6 | 2018-07-01 |  | Com | Com-Oltg-dWatt | SDG-LED-A19(EISA-Bin-60w-110LPW) | SDG-Std-LED-A19(EISA-Bin-60w-110LPW) | OLtg-Com-LED-20000hr |  | DEER1314 | Disposition |  | LED A Lamp replaces pre-existing standard lighting Wattage based on EISA bin and LPW | LED Lamp: A19, EISA Bin 60, 110 LPW |  | DEER | Scaled | Lighting | OutGen | Ltg_Lamp | LED_lamp | Standard |  | LED A19 Basecase, 75% LED, 25% CFL |  |  |  |  | LED A19 Basecase, 75% LED, 25% CFL | 0 |  |  |  | None | 0 | 0 |  | None
C-Out-LED-A19(EISA-Bin-60w-120LPW)-dWP1p8 | SDG | None | WPSDGENRLG0106-6 | 2018-07-01 |  | Com | Com-Oltg-dWatt | SDG-LED-A19(EISA-Bin-60w-120LPW) | SDG-Std-LED-A19(EISA-Bin-60w-120LPW) | OLtg-Com-LED-20000hr |  | DEER1314 | Disposition |  | LED A Lamp replaces pre-existing standard lighting Wattage based on EISA bin and LPW | LED Lamp: A19, EISA Bin 60, 120 LPW |  | DEER | Scaled | Lighting | OutGen | Ltg_Lamp | LED_lamp | Standard |  | LED A19 Basecase, 75% LED, 25% CFL |  |  |  |  | LED A19 Basecase, 75% LED, 25% CFL | 0 |  |  |  | None | 0 | 0 |  | None
C-Out-LED-A19(EISA-Bin-60w-90LPW)-dWP1p3 | SDG | None | WPSDGENRLG0106-6 | 2018-07-01 |  | Com | Com-Oltg-dWatt | SDG-LED-A19(EISA-Bin-60w-90LPW) | SDG-Std-LED-A19(EISA-Bin-60w-90LPW) | OLtg-Com-LED-20000hr |  | DEER1314 | Disposition |  | LED A Lamp replaces pre-existing standard lighting Wattage based on EISA bin and LPW | LED Lamp: A19, EISA Bin 60, 90 LPW |  | DEER | Scaled | Lighting | OutGen | Ltg_Lamp | LED_lamp | Standard |  | LED A19 Basecase, 75% LED, 25% CFL |  |  |  |  | LED A19 Basecase, 75% LED, 25% CFL | 0 |  |  |  | None | 0 | 0 |  | None
C-Out-LED-A19(EISA-Bin-75w-100LPW)-dWP1p7 | SDG | None | WPSDGENRLG0106-6 | 2018-07-01 |  | Com | Com-Oltg-dWatt | SDG-LED-A19(EISA-Bin-75w-100LPW) | SDG-Std-LED-A19(EISA-Bin-75w-100LPW) | OLtg-Com-LED-20000hr |  | DEER1314 | Disposition |  | LED A Lamp replaces pre-existing standard lighting Wattage based on EISA bin and LPW | LED Lamp: A19, EISA Bin 75, 100 LPW |  | DEER | Scaled | Lighting | OutGen | Ltg_Lamp | LED_lamp | Standard |  | LED A19 Basecase, 75% LED, 25% CFL |  |  |  |  | LED A19 Basecase, 75% LED, 25% CFL | 0 |  |  |  | None | 0 | 0 |  | None
C-Out-LED-A19(EISA-Bin-75w-110LPW)-dWP1p9 | SDG | None | WPSDGENRLG0106-6 | 2018-07-01 |  | Com | Com-Oltg-dWatt | SDG-LED-A19(EISA-Bin-75w-110LPW) | SDG-Std-LED-A19(EISA-Bin-75w-110LPW) | OLtg-Com-LED-20000hr |  | DEER1314 | Disposition |  | LED A Lamp replaces pre-existing standard lighting Wattage based on EISA bin and LPW | LED Lamp: A19, EISA Bin 75, 110 LPW |  | DEER | Scaled | Lighting | OutGen | Ltg_Lamp | LED_lamp | Standard |  | LED A19 Basecase, 75% LED, 25% CFL |  |  |  |  | LED A19 Basecase, 75% LED, 25% CFL | 0 |  |  |  | None | 0 | 0 |  | None
C-Out-LED-A19(EISA-Bin-75w-120LPW)-dWP2p3 | SDG | None | WPSDGENRLG0106-6 | 2018-07-01 |  | Com | Com-Oltg-dWatt | SDG-LED-A19(EISA-Bin-75w-120LPW) | SDG-Std-LED-A19(EISA-Bin-75w-120LPW) | OLtg-Com-LED-20000hr |  | DEER1314 | Disposition |  | LED A Lamp replaces pre-existing standard lighting Wattage based on EISA bin and LPW | LED Lamp: A19, EISA Bin 75, 80 LPW |  | DEER | Scaled | Lighting | OutGen | Ltg_Lamp | LED_lamp | Standard |  | LED A19 Basecase, 75% LED, 25% CFL |  |  |  |  | LED A19 Basecase, 75% LED, 25% CFL | 0 |  |  |  | None | 0 | 0 |  | None
C-Out-LED-A19(EISA-Bin-75w-90LPW)-dWP1p5 | SDG | None | WPSDGENRLG0106-6 | 2018-07-01 |  | Com | Com-Oltg-dWatt | SDG-LED-A19(EISA-Bin-75w-90LPW) | SDG-Std-LED-A19(EISA-Bin-75w-90LPW) | OLtg-Com-LED-20000hr |  | DEER1314 | Disposition |  | LED A Lamp replaces pre-existing standard lighting Wattage based on EISA bin and LPW | LED Lamp: A19, EISA Bin 75, 90 LPW |  | DEER | Scaled | Lighting | OutGen | Ltg_Lamp | LED_lamp | Standard |  | LED A19 Basecase, 75% LED, 25% CFL |  |  |  |  | LED A19 Basecase, 75% LED, 25% CFL | 0 |  |  |  | None | 0 | 0 |  | None
C-Out-LED-PAR30-Ext(12w)-dWP16 | SDG | None | WPSDGENRLG0106-6 | 2018-07-01 |  | Com | Com-Oltg-dWatt | SDG-LED-PAR30(12wto<13w) | SDG-Std_PAR30(12wto<13w)_10pCFL-40pLED-50pInc | ILtg-Com-LED-20000hr |  | DEER1314 | Disposition |  | Commercial Outdoor General Lighting: LED Lamp replaces pre-existing standard lighting Wattage. Measure includes Code case. Impacts: HOU = 4100; CDF = 0 | LED Lamp: Exterior PAR30, 12 Watts, non-dimmable | LED-PAR30-Ext(12w) | DEER | Scaled | Lighting | OutGen | Ltg_Lamp | LED_lamp | Standard |  | LED PAR30 Basecase, Total Watts = 2.34 x Msr Watts |  | LEDratio0234 |  |  | LED PAR30 Basecase, Total Watts = 2.34 x Msr Watts | 0 | LEDratio0234 |  |  | None | 0 | 0 |  | None
C-Out-LED-PAR30-Ext(15w)-dWP20 | SDG | None | WPSDGENRLG0106-6 | 2018-07-01 |  | Com | Com-Oltg-dWatt | SDG-LED-PAR30(15wto<16w) | SDG-Std_PAR30(15wto<16w)_10pCFL-40pLED-50pInc | ILtg-Com-LED-20000hr |  | DEER1314 | Disposition |  | Commercial Outdoor General Lighting: LED Lamp replaces pre-existing standard lighting Wattage. Measure includes Code case. Impacts: HOU = 4100; CDF = 0 | LED Lamp: Exterior PAR30, 15 Watts, non-dimmable | LED-PAR30-Ext(15w) | DEER | Scaled | Lighting | OutGen | Ltg_Lamp | LED_lamp | Standard |  | LED PAR30 Basecase, Total Watts = 2.34 x Msr Watts |  | LEDratio0234 |  |  | LED PAR30 Basecase, Total Watts = 2.34 x Msr Watts | 0 | LEDratio0234 |  |  | None | 0 | 0 |  | None
C-Out-LED-PAR30-Ext(6w)-dWP8 | SDG | None | WPSDGENRLG0106-6 | 2018-07-01 |  | Com | Com-Oltg-dWatt | SDG-LED-PAR30(6wto<7w) | SDG-Std_PAR30(6wto<7w)_10pCFL-40pLED-50pInc | ILtg-Com-LED-20000hr |  | DEER1314 | Disposition |  | Commercial Outdoor General Lighting: LED Lamp replaces pre-existing standard lighting Wattage. Measure includes Code case. Impacts: HOU = 4100; CDF = 0 | LED Lamp: Exterior PAR30, 6 Watts, non-dimmable | LED-PAR30-Ext(6w) | DEER | Scaled | Lighting | OutGen | Ltg_Lamp | LED_lamp | Standard |  | LED PAR30 Basecase, Total Watts = 2.34 x Msr Watts |  | LEDratio0234 |  |  | LED PAR30 Basecase, Total Watts = 2.34 x Msr Watts | 0 | LEDratio0234 |  |  | None | 0 | 0 |  | None
C-Out-LED-PAR38-Ext(17w)-dWP27 | SDG | None | WPSDGENRLG0106-6 | 2018-07-01 |  | Com | Com-Oltg-dWatt | SDG-LED-PAR38(17wto<18w) | SDG-Std_PAR38(17wto<18w)_10pCFL-40pLED-50pInc | ILtg-Com-LED-20000hr |  | DEER1314 | Disposition |  | Commercial Outdoor General Lighting: LED Lamp replaces pre-existing standard lighting Wattage. Measure includes Code case. Impacts: HOU = 4100; CDF = 0 | LED Lamp: Exterior PAR38, 17 Watts, non-dimmable | LED-PAR38-Ext(17w) | DEER | Scaled | Lighting | OutGen | Ltg_Lamp | LED_lamp | Standard |  | LED PAR38 Basecase, Total Watts = 2.60 x Msr Watts |  | LEDratio0260 |  |  | LED PAR38 Basecase, Total Watts = 2.60 x Msr Watts | 0 | LEDratio0260 |  |  | None | 0 | 0 |  | None
C-Out-LED-PAR38-Ext(19w)-dWP30 | SDG | None | WPSDGENRLG0106-6 | 2018-07-01 |  | Com | Com-Oltg-dWatt | SDG-LED-PAR38(19wto<20w) | SDG-Std_PAR38(19wto<20w)_10pCFL-40pLED-50pInc | OLtg-Com-LED-20000hr |  | DEER1314 | Disposition |  | Commercial Outdoor General Lighting: LED Lamp replaces pre-existing standard lighting Wattage. Measure includes Code case. Impacts: HOU = 4100; CDF = 0 | LED Lamp: Exterior PAR38, 19 Watts, non-dimmable | LED-PAR38-Ext(19w) | DEER | Scaled | Lighting | OutGen | Ltg_Lamp | LED_lamp | Standard |  | LED PAR38 Basecase, Total Watts = 2.60 x Msr Watts |  | LEDratio0260 |  |  | LED PAR38 Basecase, Total Watts = 2.60 x Msr Watts | 0 | LEDratio0260 |  |  | None | 0 | 0 |  | None
C-Out-LED-PAR38-Ext(7w)-dWP11 | SDG | None | WPSDGENRLG0106-6 | 2018-07-01 |  | Com | Com-Oltg-dWatt | SDG-LED-PAR38(7wto<8w) | SDG-Std_PAR38(7wto<8w)_10pCFL-40pLED-50pInc | ILtg-Com-LED-20000hr |  | DEER1314 | Disposition |  | Commercial Outdoor General Lighting: LED Lamp replaces pre-existing standard lighting Wattage. Measure includes Code case. Impacts: HOU = 4100; CDF = 0 | LED Lamp: Exterior PAR38, 7 Watts, non-dimmable | LED-PAR38-Ext(7w) | DEER | Scaled | Lighting | OutGen | Ltg_Lamp | LED_lamp | Standard |  | LED PAR38 Basecase, Total Watts = 2.60 x Msr Watts |  | LEDratio0260 |  |  | LED PAR38 Basecase, Total Watts = 2.60 x Msr Watts | 0 | LEDratio0260 |  |  | None | 0 | 0 |  | None
R-In-LED-A19(EISA-Bin-100w-100LPW)-dWP2p4 | SDG | None | WPSDGENRLG0106-6 | 2018-07-01 |  | Res | Res-Iltg-dWatt-CFL | SDG-LED-A19(EISA-Bin-100w-100LPW) | SDG-Std-LED-A19(EISA-Bin-100w-100LPW) | ILtg-Res-LED-20000hr |  | DEER2017 | Disposition |  | LED A Lamp replaces pre-existing standard lighting Wattage based on EISA bin and LPW | LED Lamp: A19, EISA Bin 100, 100 LPW |  | DEER | Scaled | Lighting | InGen-CFL | Ltg_Lamp | LED_lamp | Standard |  | LED A19 Basecase, 75% LED, 25% CFL |  |  |  |  | LED A19 Basecase, 75% LED, 25% CFL | 0 |  |  |  | None | 0 | 0 |  | None
R-In-LED-A19(EISA-Bin-100w-110LPW)-dWP2p6 | SDG | None | WPSDGENRLG0106-6 | 2018-07-01 |  | Res | Res-Iltg-dWatt-CFL | SDG-LED-A19(EISA-Bin-100w-110LPW) | SDG-Std-LED-A19(EISA-Bin-100w-110LPW) | ILtg-Res-LED-20000hr |  | DEER2017 | Disposition |  | LED A Lamp replaces pre-existing standard lighting Wattage based on EISA bin and LPW | LED Lamp: A19, EISA Bin 100, 110 LPW |  | DEER | Scaled | Lighting | InGen-CFL | Ltg_Lamp | LED_lamp | Standard |  | LED A19 Basecase, 75% LED, 25% CFL |  |  |  |  | LED A19 Basecase, 75% LED, 25% CFL | 0 |  |  |  | None | 0 | 0 |  | None
R-In-LED-A19(EISA-Bin-100w-120LPW)-dWP3p3 | SDG | None | WPSDGENRLG0106-6 | 2018-07-01 |  | Res | Res-Iltg-dWatt-CFL | SDG-LED-A19(EISA-Bin-100w-120LPW) | SDG-Std-LED-A19(EISA-Bin-100w-120LPW) | ILtg-Res-LED-20000hr |  | DEER2017 | Disposition |  | LED A Lamp replaces pre-existing standard lighting Wattage based on EISA bin and LPW | LED Lamp: A19, EISA Bin 100, 120 LPW |  | DEER | Scaled | Lighting | InGen-CFL | Ltg_Lamp | LED_lamp | Standard |  | LED A19 Basecase, 75% LED, 25% CFL |  |  |  |  | LED A19 Basecase, 75% LED, 25% CFL | 0 |  |  |  | None | 0 | 0 |  | None
R-In-LED-A19(EISA-Bin-100w-90LPW)-dWP2p0 | SDG | None | WPSDGENRLG0106-6 | 2018-07-01 |  | Res | Res-Iltg-dWatt-CFL | SDG-LED-A19(EISA-Bin-100w-90LPW) | SDG-Std-LED-A19(EISA-Bin-100w-90LPW) | ILtg-Res-LED-20000hr |  | DEER2017 | Disposition |  | LED A Lamp replaces pre-existing standard lighting Wattage based on EISA bin and LPW | LED Lamp: A19, EISA Bin 100, 90 LPW |  | DEER | Scaled | Lighting | InGen-CFL | Ltg_Lamp | LED_lamp | Standard |  | LED A19 Basecase, 75% LED, 25% CFL |  |  |  |  | LED A19 Basecase, 75% LED, 25% CFL | 0 |  |  |  | None | 0 | 0 |  | None
R-In-LED-A19(EISA-Bin-40w-100LPW)-dWP1p1 | SDG | None | WPSDGENRLG0106-6 | 2018-07-01 |  | Res | Res-Iltg-dWatt-CFL | SDG-LED-A19(EISA-Bin-40w-100LPW) | SDG-Std-LED-A19(EISA-Bin-40w-100LPW) | ILtg-Res-LED-20000hr |  | DEER2017 | Disposition |  | LED A Lamp replaces pre-existing standard lighting Wattage based on EISA bin and LPW | LED Lamp: A19, EISA Bin 40, 100 LPW |  | DEER | Scaled | Lighting | InGen-CFL | Ltg_Lamp | LED_lamp | Standard |  | LED A19 Basecase, 75% LED, 25% CFL |  |  |  |  | LED A19 Basecase, 75% LED, 25% CFL | 0 |  |  |  | None | 0 | 0 |  | None
R-In-LED-A19(EISA-Bin-40w-110LPW)-dWP1p2 | SDG | None | WPSDGENRLG0106-6 | 2018-07-01 |  | Res | Res-Iltg-dWatt-CFL | SDG-LED-A19(EISA-Bin-40w-110LPW) | SDG-Std-LED-A19(EISA-Bin-40w-110LPW) | ILtg-Res-LED-20000hr |  | DEER2017 | Disposition |  | LED A Lamp replaces pre-existing standard lighting Wattage based on EISA bin and LPW | LED Lamp: A19, EISA Bin 40, 110 LPW |  | DEER | Scaled | Lighting | InGen-CFL | Ltg_Lamp | LED_lamp | Standard |  | LED A19 Basecase, 75% LED, 25% CFL |  |  |  |  | LED A19 Basecase, 75% LED, 25% CFL | 0 |  |  |  | None | 0 | 0 |  | None
R-In-LED-A19(EISA-Bin-40w-120LPW)-dWP1p5 | SDG | None | WPSDGENRLG0106-6 | 2018-07-01 |  | Res | Res-Iltg-dWatt-CFL | SDG-LED-A19(EISA-Bin-40w-120LPW) | SDG-Std-LED-A19(EISA-Bin-40w-120LPW) | ILtg-Res-LED-20000hr |  | DEER2017 | Disposition |  | LED A Lamp replaces pre-existing standard lighting Wattage based on EISA bin and LPW | LED Lamp: A19, EISA Bin 40, 120 LPW |  | DEER | Scaled | Lighting | InGen-CFL | Ltg_Lamp | LED_lamp | Standard |  | LED A19 Basecase, 75% LED, 25% CFL |  |  |  |  | LED A19 Basecase, 75% LED, 25% CFL | 0 |  |  |  | None | 0 | 0 |  | None
R-In-LED-A19(EISA-Bin-40w-80LPW)-dWP0p8 | SDG | None | WPSDGENRLG0106-6 | 2018-07-01 |  | Res | Res-Iltg-dWatt-CFL | SDG-LED-A19(EISA-Bin-40w-80LPW) | SDG-Std-LED-A19(EISA-Bin-40w-80LPW) | ILtg-Res-LED-20000hr |  | DEER2017 | Disposition |  | LED A Lamp replaces pre-existing standard lighting Wattage based on EISA bin and LPW | LED Lamp: A19, EISA Bin 40, 80 LPW |  | DEER | Scaled | Lighting | InGen-CFL | Ltg_Lamp | LED_lamp | Standard |  | LED A19 Basecase, 75% LED, 25% CFL |  |  |  |  | LED A19 Basecase, 75% LED, 25% CFL | 0 |  |  |  | None | 0 | 0 |  | None
R-In-LED-A19(EISA-Bin-40w-90LPW)-dWP1p0 | SDG | None | WPSDGENRLG0106-6 | 2018-07-01 |  | Res | Res-Iltg-dWatt-CFL | SDG-LED-A19(EISA-Bin-40w-90LPW) | SDG-Std-LED-A19(EISA-Bin-40w-90LPW) | ILtg-Res-LED-20000hr |  | DEER2017 | Disposition |  | LED A Lamp replaces pre-existing standard lighting Wattage based on EISA bin and LPW | LED Lamp: A19, EISA Bin 40, 90 LPW |  | DEER | Scaled | Lighting | InGen-CFL | Ltg_Lamp | LED_lamp | Standard |  | LED A19 Basecase, 75% LED, 25% CFL |  |  |  |  | LED A19 Basecase, 75% LED, 25% CFL | 0 |  |  |  | None | 0 | 0 |  | None
R-In-LED-A19(EISA-Bin-60w-100LPW)-dWP1p4 | SDG | None | WPSDGENRLG0106-6 | 2018-07-01 |  | Res | Res-Iltg-dWatt-CFL | SDG-LED-A19(EISA-Bin-60w-100LPW) | SDG-Std-LED-A19(EISA-Bin-60w-100LPW) | ILtg-Res-LED-20000hr |  | DEER2017 | Disposition |  | LED A Lamp replaces pre-existing standard lighting Wattage based on EISA bin and LPW | LED Lamp: A19, EISA Bin 60, 100 LPW |  | DEER | Scaled | Lighting | InGen-CFL | Ltg_Lamp | LED_lamp | Standard |  | LED A19 Basecase, 75% LED, 25% CFL |  |  |  |  | LED A19 Basecase, 75% LED, 25% CFL | 0 |  |  |  | None | 0 | 0 |  | None
R-In-LED-A19(EISA-Bin-60w-110LPW)-dWP1p5 | SDG | None | WPSDGENRLG0106-6 | 2018-07-01 |  | Res | Res-Iltg-dWatt-CFL | SDG-LED-A19(EISA-Bin-60w-110LPW) | SDG-Std-LED-A19(EISA-Bin-60w-110LPW) | ILtg-Res-LED-20000hr |  | DEER2017 | Disposition |  | LED A Lamp replaces pre-existing standard lighting Wattage based on EISA bin and LPW | LED Lamp: A19, EISA Bin 60, 110 LPW |  | DEER | Scaled | Lighting | InGen-CFL | Ltg_Lamp | LED_lamp | Standard |  | LED A19 Basecase, 75% LED, 25% CFL |  |  |  |  | LED A19 Basecase, 75% LED, 25% CFL | 0 |  |  |  | None | 0 | 0 |  | None
R-In-LED-A19(EISA-Bin-60w-120LPW)-dWP1p8 | SDG | None | WPSDGENRLG0106-6 | 2018-07-01 |  | Res | Res-Iltg-dWatt-CFL | SDG-LED-A19(EISA-Bin-60w-120LPW) | SDG-Std-LED-A19(EISA-Bin-60w-120LPW) | ILtg-Res-LED-20000hr |  | DEER2017 | Disposition |  | LED A Lamp replaces pre-existing standard lighting Wattage based on EISA bin and LPW | LED Lamp: A19, EISA Bin 60, 120 LPW |  | DEER | Scaled | Lighting | InGen-CFL | Ltg_Lamp | LED_lamp | Standard |  | LED A19 Basecase, 75% LED, 25% CFL |  |  |  |  | LED A19 Basecase, 75% LED, 25% CFL | 0 |  |  |  | None | 0 | 0 |  | None
R-In-LED-A19(EISA-Bin-60w-90LPW)-dWP1p3 | SDG | None | WPSDGENRLG0106-6 | 2018-07-01 |  | Res | Res-Iltg-dWatt-CFL | SDG-LED-A19(EISA-Bin-60w-90LPW) | SDG-Std-LED-A19(EISA-Bin-60w-90LPW) | ILtg-Res-LED-20000hr |  | DEER2017 | Disposition |  | LED A Lamp replaces pre-existing standard lighting Wattage based on EISA bin and LPW | LED Lamp: A19, EISA Bin 60, 90 LPW |  | DEER | Scaled | Lighting | InGen-CFL | Ltg_Lamp | LED_lamp | Standard |  | LED A19 Basecase, 75% LED, 25% CFL |  |  |  |  | LED A19 Basecase, 75% LED, 25% CFL | 0 |  |  |  | None | 0 | 0 |  | None
R-In-LED-A19(EISA-Bin-75w-100LPW)-dWP1p7 | SDG | None | WPSDGENRLG0106-6 | 2018-07-01 |  | Res | Res-Iltg-dWatt-CFL | SDG-LED-A19(EISA-Bin-75w-100LPW) | SDG-Std-LED-A19(EISA-Bin-75w-100LPW) | ILtg-Res-LED-20000hr |  | DEER2017 | Disposition |  | LED A Lamp replaces pre-existing standard lighting Wattage based on EISA bin and LPW | LED Lamp: A19, EISA Bin 75, 100 LPW |  | DEER | Scaled | Lighting | InGen-CFL | Ltg_Lamp | LED_lamp | Standard |  | LED A19 Basecase, 75% LED, 25% CFL |  |  |  |  | LED A19 Basecase, 75% LED, 25% CFL | 0 |  |  |  | None | 0 | 0 |  | None
R-In-LED-A19(EISA-Bin-75w-110LPW)-dWP1p9 | SDG | None | WPSDGENRLG0106-6 | 2018-07-01 |  | Res | Res-Iltg-dWatt-CFL | SDG-LED-A19(EISA-Bin-75w-110LPW) | SDG-Std-LED-A19(EISA-Bin-75w-110LPW) | ILtg-Res-LED-20000hr |  | DEER2017 | Disposition |  | LED A Lamp replaces pre-existing standard lighting Wattage based on EISA bin and LPW | LED Lamp: A19, EISA Bin 75, 110 LPW |  | DEER | Scaled | Lighting | InGen-CFL | Ltg_Lamp | LED_lamp | Standard |  | LED A19 Basecase, 75% LED, 25% CFL |  |  |  |  | LED A19 Basecase, 75% LED, 25% CFL | 0 |  |  |  | None | 0 | 0 |  | None
R-In-LED-A19(EISA-Bin-75w-120LPW)-dWP2p3 | SDG | None | WPSDGENRLG0106-6 | 2018-07-01 |  | Res | Res-Iltg-dWatt-CFL | SDG-LED-A19(EISA-Bin-75w-120LPW) | SDG-Std-LED-A19(EISA-Bin-75w-120LPW) | ILtg-Res-LED-20000hr |  | DEER2017 | Disposition |  | LED A Lamp replaces pre-existing standard lighting Wattage based on EISA bin and LPW | LED Lamp: A19, EISA Bin 75, 80 LPW |  | DEER | Scaled | Lighting | InGen-CFL | Ltg_Lamp | LED_lamp | Standard |  | LED A19 Basecase, 75% LED, 25% CFL |  |  |  |  | LED A19 Basecase, 75% LED, 25% CFL | 0 |  |  |  | None | 0 | 0 |  | None
R-In-LED-A19(EISA-Bin-75w-90LPW)-dWP1p5 | SDG | None | WPSDGENRLG0106-6 | 2018-07-01 |  | Res | Res-Iltg-dWatt-CFL | SDG-LED-A19(EISA-Bin-75w-90LPW) | SDG-Std-LED-A19(EISA-Bin-75w-90LPW) | ILtg-Res-LED-20000hr |  | DEER2017 | Disposition |  | LED A Lamp replaces pre-existing standard lighting Wattage based on EISA bin and LPW | LED Lamp: A19, EISA Bin 75, 90 LPW |  | DEER | Scaled | Lighting | InGen-CFL | Ltg_Lamp | LED_lamp | Standard |  | LED A19 Basecase, 75% LED, 25% CFL |  |  |  |  | LED A19 Basecase, 75% LED, 25% CFL | 0 |  |  |  | None | 0 | 0 |  | None
R-In-LED-BR(11w)-dWP25 | SDG | None | WPSDGENRLG0106-6 | 2018-07-01 |  | Res | Res-Iltg-dWatt-CFL | SDG-LED-RefRBR(11wto<12w) | SDG-Std_PAR20(11wto<12w)_10pCFL-40pLED-50pInc | ILtg-Res-LED-20000hr |  | DEER2017 | Disposition |  | Residential Indoor General Lighting: LED Lamp replaces pre-existing standard lighting Wattage. Measure includes Code case. Impacts: CFL-based HOU (varies by BldgType) | LED Lamp: BR, 11 Watts, non-dimmable | LED-BR(11w) | DEER | Scaled | Lighting | InGen-CFL | Ltg_Lamp | LED_lamp | Standard |  | LED R/BR Basecase, Total Watts = 3.28 x Msr Watts |  | LEDratio0328 |  |  | LED R/BR Basecase, Total Watts = 3.28 x Msr Watts | 0 | LEDratio0328 |  |  | None | 0 | 0 |  | None
R-In-LED-BR(14w)-dWP28 | SDG | None | WPSDGENRLG0106-6 | 2018-07-01 |  | Res | Res-Iltg-dWatt-CFL | SDG-LED-RefRBR(14wto<15w) | SDG-Std_PAR20(14wto<15w)_10pCFL-40pLED-50pInc | ILtg-Res-LED-20000hr |  | DEER2017 | Disposition |  | Residential Indoor General Lighting: LED Lamp replaces pre-existing standard lighting Wattage. Measure includes Code case. Impacts: CFL-based HOU (varies by BldgType) | LED Lamp: BR, 14 Watts, non-dimmable | LED-BR(14w) | DEER | Scaled | Lighting | InGen-CFL | Ltg_Lamp | LED_lamp | Standard |  | LED R/BR Basecase, Total Watts = 2.97 x Msr Watts |  | LEDratio0297 |  |  | LED R/BR Basecase, Total Watts = 2.97 x Msr Watts | 0 | LEDratio0297 |  |  | None | 0 | 0 |  | None
R-In-LED-BR(6w)-dWP19 | SDG | None | WPSDGENRLG0106-6 | 2018-07-01 |  | Res | Res-Iltg-dWatt-CFL | SDG-LED-RefRBR(6wto<7w) | SDG-Std_PAR20(6wto<7w)_10pCFL-40pLED-50pInc | ILtg-Res-LED-20000hr |  | DEER2017 | Disposition |  | Residential Indoor General Lighting: LED Lamp replaces pre-existing standard lighting Wattage. Measure includes Code case. Impacts: CFL-based HOU (varies by BldgType) | LED Lamp: BR, 6 Watts, non-dimmable | LED-BR(6w) | DEER | Scaled | Lighting | InGen-CFL | Ltg_Lamp | LED_lamp | Standard |  | LED R/BR Basecase, Total Watts = 4.17 x Msr Watts |  | LEDratio0417 |  |  | LED R/BR Basecase, Total Watts = 4.17 x Msr Watts | 0 | LEDratio0417 |  |  | None | 0 | 0 |  | None
R-In-LED-Candle(1.8w)-dWP6 | SDG | None | WPSDGENRLG0106-6 | 2018-07-01 |  | Res | Res-Iltg-dWatt-CFL | SDG-LED-Candle(1wto<2w) | SDG-Std_Candle(1wto<2w)_5pCFL-35pLED-60pInc | ILtg-Res-LED-15000hr |  | DEER2017 | Disposition |  | Residential Indoor General Lighting: LED Lamp replaces pre-existing standard lighting Wattage. Measure includes Code case. Impacts: CFL-based HOU (varies by BldgType) | LED Lamp: Candle, 1.8 Watts, non-dimmable | LED-Candle(1.8w) | DEER | Scaled | Lighting | InGen-CFL | Ltg_Lamp | LED_lamp | Standard |  | LED Candelabra Basecase, Total Watts = 4.61 x Msr Watts |  | LEDratio0461 |  |  | LED Candelabra Basecase, Total Watts = 4.61 x Msr Watts | 0 | LEDratio0461 |  |  | None | 0 | 0 |  | None
R-In-LED-Candle(1w)-dWP4 | SDG | None | WPSDGENRLG0106-6 | 2018-07-01 |  | Res | Res-Iltg-dWatt-CFL | SDG-LED-Candle(1wto<2w) | SDG-Std_Candle(1wto<2w)_5pCFL-35pLED-60pInc | ILtg-Res-LED-15000hr |  | DEER2017 | Disposition |  | Residential Indoor General Lighting: LED Lamp replaces pre-existing standard lighting Wattage. Measure includes Code case. Impacts: CFL-based HOU (varies by BldgType) | LED Lamp: Candle, 1 Watts, non-dimmable | LED-Candle(1w) | DEER | Scaled | Lighting | InGen-CFL | Ltg_Lamp | LED_lamp | Standard |  | LED Candelabra Basecase, Total Watts = 4.61 x Msr Watts |  | LEDratio0461 |  |  | LED Candelabra Basecase, Total Watts = 4.61 x Msr Watts | 0 | LEDratio0461 |  |  | None | 0 | 0 |  | None
R-In-LED-Candle(2w)-dWP7 | SDG | None | WPSDGENRLG0106-6 | 2018-07-01 |  | Res | Res-Iltg-dWatt-CFL | SDG-LED-Candle(2wto<3w) | SDG-Std_Candle(2wto<3w)_5pCFL-35pLED-60pInc | ILtg-Res-LED-15000hr |  | DEER2017 | Disposition |  | Residential Indoor General Lighting: LED Lamp replaces pre-existing standard lighting Wattage. Measure includes Code case. Impacts: CFL-based HOU (varies by BldgType) | LED Lamp: Candle, 2 Watts, non-dimmable | LED-Candle(2w) | DEER | Scaled | Lighting | InGen-CFL | Ltg_Lamp | LED_lamp | Standard |  | LED Candelabra Basecase, Total Watts = 4.61 x Msr Watts |  | LEDratio0461 |  |  | LED Candelabra Basecase, Total Watts = 4.61 x Msr Watts | 0 | LEDratio0461 |  |  | None | 0 | 0 |  | None
R-In-LED-Candle(3w)-dWP11 | SDG | None | WPSDGENRLG0106-6 | 2018-07-01 |  | Res | Res-Iltg-dWatt-CFL | SDG-LED-Candle(3wto<4w) | SDG-Std_Candle(3wto<4w)_5pCFL-35pLED-60pInc | ILtg-Res-LED-15000hr |  | DEER2017 | Disposition |  | Residential Indoor General Lighting: LED Lamp replaces pre-existing standard lighting Wattage. Measure includes Code case. Impacts: CFL-based HOU (varies by BldgType) | LED Lamp: Candle, 3 Watts, non-dimmable | LED-Candle(3w) | DEER | Scaled | Lighting | InGen-CFL | Ltg_Lamp | LED_lamp | Standard |  | LED Candelabra Basecase, Total Watts = 4.61 x Msr Watts |  | LEDratio0461 |  |  | LED Candelabra Basecase, Total Watts = 4.61 x Msr Watts | 0 | LEDratio0461 |  |  | None | 0 | 0 |  | None
R-In-LED-Candle(4w)-dWP14 | SDG | None | WPSDGENRLG0106-6 | 2018-07-01 |  | Res | Res-Iltg-dWatt-CFL | SDG-LED-Candle(4wto<5w) | SDG-Std_Candle(4wto<5w)_5pCFL-35pLED-60pInc | ILtg-Res-LED-15000hr |  | DEER2017 | Disposition |  | Residential Indoor General Lighting: LED Lamp replaces pre-existing standard lighting Wattage. Measure includes Code case. Impacts: CFL-based HOU (varies by BldgType) | LED Lamp: Candle, 4 Watts, non-dimmable | LED-Candle(4w) | DEER | Scaled | Lighting | InGen-CFL | Ltg_Lamp | LED_lamp | Standard |  | LED Candelabra Basecase, Total Watts = 4.61 x Msr Watts |  | LEDratio0461 |  |  | LED Candelabra Basecase, Total Watts = 4.61 x Msr Watts | 0 | LEDratio0461 |  |  | None | 0 | 0 |  | None
R-In-LED-Candle(5w)-dWP18 | SDG | None | WPSDGENRLG0106-6 | 2018-07-01 |  | Res | Res-Iltg-dWatt-CFL | SDG-LED-Candle(5wto<6w) | SDG-Std_Candle(5wto<6w)_5pCFL-35pLED-60pInc | ILtg-Res-LED-15000hr |  | DEER2017 | Disposition |  | Residential Indoor General Lighting: LED Lamp replaces pre-existing standard lighting Wattage. Measure includes Code case. Impacts: CFL-based HOU (varies by BldgType) | LED Lamp: Candle, 5 Watts, non-dimmable | LED-Candle(5w) | DEER | Scaled | Lighting | InGen-CFL | Ltg_Lamp | LED_lamp | Standard |  | LED Candelabra Basecase, Total Watts = 4.61 x Msr Watts |  | LEDratio0461 |  |  | LED Candelabra Basecase, Total Watts = 4.61 x Msr Watts | 0 | LEDratio0461 |  |  | None | 0 | 0 |  | None
R-In-LED-Glb(10w)-dWP21 | SDG | None | WPSDGENRLG0106-6 | 2018-07-01 |  | Res | Res-Iltg-dWatt-CFL | SDG-LED-Glb(10wto<11w) | SDG-Std_Glb(10wto<11w)_5pCFL-35pLED-60pInc | ILtg-Res-LED-20000hr |  | DEER2017 | Disposition |  | Residential Indoor General Lighting: LED Lamp replaces pre-existing standard lighting Wattage. Measure includes Code case. | LED Lamp: Glb, 10 Watts, non-dimmable | LED-Glb(10w) | DEER | Scaled | Lighting | InGen-CFL | Ltg_Lamp | LED_lamp | Standard |  | LED Globe greater than or equal to 3 Watts Basecase, Total Watts = 3.10 x Msr Watts |  | LEDratio0310 |  |  | LED Globe greater than or equal to 3 Watts Basecase, Total Watts = 3.10 x Msr Watts | 0 | LEDratio0310 |  |  | None | 0 | 0 |  | None
R-In-LED-Glb(1w)-dWP4 | SDG | None | WPSDGENRLG0106-6 | 2018-07-01 |  | Res | Res-Iltg-dWatt-CFL | SDG-LED-Glb(1wto<2w) | SDG-Std_Glb(1wto<2w)_5pCFL-35pLED-60pInc | ILtg-Res-LED-15000hr |  | DEER2017 | Disposition |  | Residential Indoor General Lighting: LED Lamp replaces pre-existing standard lighting Wattage. Measure includes Code case. Impacts: CFL-based HOU (varies by BldgType) | LED Lamp: Glb, 1 Watts, non-dimmable | LED-Glb(1w) | DEER | Scaled | Lighting | InGen-CFL | Ltg_Lamp | LED_lamp | Standard |  | LED Globe less than 3 Watts Basecase, Total Watts = 4.68 x Msr Watts |  | LEDratio0468 |  |  | LED Globe less than 3 Watts Basecase, Total Watts = 4.68 x Msr Watts | 0 | LEDratio0468 |  |  | None | 0 | 0 |  | None
R-In-LED-Glb(2w)-dWP7 | SDG | None | WPSDGENRLG0106-6 | 2018-07-01 |  | Res | Res-Iltg-dWatt-CFL | SDG-LED-Glb(2wto<3w) | SDG-Std_Glb(2wto<3w)_5pCFL-35pLED-60pInc | ILtg-Res-LED-15000hr |  | DEER2017 | Disposition |  | Residential Indoor General Lighting: LED Lamp replaces pre-existing standard lighting Wattage. Measure includes Code case. Impacts: CFL-based HOU (varies by BldgType) | LED Lamp: Glb, 2 Watts, non-dimmable | LED-Glb(2w) | DEER | Scaled | Lighting | InGen-CFL | Ltg_Lamp | LED_lamp | Standard |  | LED Globe less than 3 Watts Basecase, Total Watts = 4.68 x Msr Watts |  | LEDratio0468 |  |  | LED Globe less than 3 Watts Basecase, Total Watts = 4.68 x Msr Watts | 0 | LEDratio0468 |  |  | None | 0 | 0 |  | None
R-In-LED-Glb(3w)-dWP6 | SDG | None | WPSDGENRLG0106-6 | 2018-07-01 |  | Res | Res-Iltg-dWatt-CFL | SDG-LED-Glb(3wto<4w) | SDG-Std_Glb(3wto<4w)_5pCFL-35pLED-60pInc | ILtg-Res-LED-20000hr |  | DEER2017 | Disposition |  | Residential Indoor General Lighting: LED Lamp replaces pre-existing standard lighting Wattage. Measure includes Code case. Impacts: CFL-based HOU (varies by BldgType) | LED Lamp: Glb, 3 Watts, non-dimmable | LED-Glb(3w) | DEER | Scaled | Lighting | InGen-CFL | Ltg_Lamp | LED_lamp | Standard |  | LED Globe greater than or equal to 3 Watts Basecase, Total Watts = 3.10 x Msr Watts |  | LEDratio0310 |  |  | LED Globe greater than or equal to 3 Watts Basecase, Total Watts = 3.10 x Msr Watts | 0 | LEDratio0310 |  |  | None | 0 | 0 |  | None
R-In-LED-Glb(4w)-dWP8 | SDG | None | WPSDGENRLG0106-6 | 2018-07-01 |  | Res | Res-Iltg-dWatt-CFL | SDG-LED-Glb(4wto<5w) | SDG-Std_Glb(4wto<5w)_5pCFL-35pLED-60pInc | ILtg-Res-LED-20000hr |  | DEER2017 | Disposition |  | Residential Indoor General Lighting: LED Lamp replaces pre-existing standard lighting Wattage. Measure includes Code case. | LED Lamp: Glb, 4 Watts, non-dimmable | LED-Glb(4w) | DEER | Scaled | Lighting | InGen-CFL | Ltg_Lamp | LED_lamp | Standard |  | LED Globe greater than or equal to 3 Watts Basecase, Total Watts = 3.10 x Msr Watts |  | LEDratio0310 |  |  | LED Globe greater than or equal to 3 Watts Basecase, Total Watts = 3.10 x Msr Watts | 0 | LEDratio0310 |  |  | None | 0 | 0 |  | None
R-In-LED-Glb(5w)-dWP11 | SDG | None | WPSDGENRLG0106-6 | 2018-07-01 |  | Res | Res-Iltg-dWatt-CFL | SDG-LED-Glb(5wto<6w) | SDG-Std_Glb(5wto<6w)_5pCFL-35pLED-60pInc | ILtg-Res-LED-20000hr |  | DEER2017 | Disposition |  | Residential Indoor General Lighting: LED Lamp replaces pre-existing standard lighting Wattage. Measure includes Code case. | LED Lamp: Glb, 5 Watts, non-dimmable | LED-Glb(5w) | DEER | Scaled | Lighting | InGen-CFL | Ltg_Lamp | LED_lamp | Standard |  | LED Globe greater than or equal to 3 Watts Basecase, Total Watts = 3.10 x Msr Watts |  | LEDratio0310 |  |  | LED Globe greater than or equal to 3 Watts Basecase, Total Watts = 3.10 x Msr Watts | 0 | LEDratio0310 |  |  | None | 0 | 0 |  | None
R-In-LED-Glb(6w)-dWP13 | SDG | None | WPSDGENRLG0106-6 | 2018-07-01 |  | Res | Res-Iltg-dWatt-CFL | SDG-LED-Glb(6wto<7w) | SDG-Std_Glb(6wto<7w)_5pCFL-35pLED-60pInc | ILtg-Res-LED-20000hr |  | DEER2017 | Disposition |  | Residential Indoor General Lighting: LED Lamp replaces pre-existing standard lighting Wattage. Measure includes Code case. | LED Lamp: Glb, 6 Watts, non-dimmable | LED-Glb(6w) | DEER | Scaled | Lighting | InGen-CFL | Ltg_Lamp | LED_lamp | Standard |  | LED Globe greater than or equal to 3 Watts Basecase, Total Watts = 3.10 x Msr Watts |  | LEDratio0310 |  |  | LED Globe greater than or equal to 3 Watts Basecase, Total Watts = 3.10 x Msr Watts | 0 | LEDratio0310 |  |  | None | 0 | 0 |  | None
R-In-LED-Glb(7w)-dWP15 | SDG | None | WPSDGENRLG0106-6 | 2018-07-01 |  | Res | Res-Iltg-dWatt-CFL | SDG-LED-Glb(7wto<8w) | SDG-Std_Glb(7wto<8w)_5pCFL-35pLED-60pInc | ILtg-Res-LED-20000hr |  | DEER2017 | Disposition |  | Residential Indoor General Lighting: LED Lamp replaces pre-existing standard lighting Wattage. Measure includes Code case. | LED Lamp: Glb, 7 Watts, non-dimmable | LED-Glb(7w) | DEER | Scaled | Lighting | InGen-CFL | Ltg_Lamp | LED_lamp | Standard |  | LED Globe greater than or equal to 3 Watts Basecase, Total Watts = 3.10 x Msr Watts |  | LEDratio0310 |  |  | LED Globe greater than or equal to 3 Watts Basecase, Total Watts = 3.10 x Msr Watts | 0 | LEDratio0310 |  |  | None | 0 | 0 |  | None
R-In-LED-Glb(8w)-dWP17 | SDG | None | WPSDGENRLG0106-6 | 2018-07-01 |  | Res | Res-Iltg-dWatt-CFL | SDG-LED-Glb(8wto<9w) | SDG-Std_Glb(8wto<9w)_5pCFL-35pLED-60pInc | ILtg-Res-LED-20000hr |  | DEER2017 | Disposition |  | Residential Indoor General Lighting: LED Lamp replaces pre-existing standard lighting Wattage. Measure includes Code case. Impacts: CFL-based HOU (varies by BldgType) | LED Lamp: Glb, 8 Watts, non-dimmable | LED-Glb(8w) | DEER | Scaled | Lighting | InGen-CFL | Ltg_Lamp | LED_lamp | Standard |  | LED Globe greater than or equal to 3 Watts Basecase, Total Watts = 3.10 x Msr Watts |  | LEDratio0310 |  |  | LED Globe greater than or equal to 3 Watts Basecase, Total Watts = 3.10 x Msr Watts | 0 | LEDratio0310 |  |  | None | 0 | 0 |  | None
R-In-LED-Glb(9w)-dWP19 | SDG | None | WPSDGENRLG0106-6 | 2018-07-01 |  | Res | Res-Iltg-dWatt-CFL | SDG-LED-Glb(9wto<10w) | SDG-Std_Glb(9wto<10w)_5pCFL-35pLED-60pInc | ILtg-Res-LED-20000hr |  | DEER2017 | Disposition |  | Residential Indoor General Lighting: LED Lamp replaces pre-existing standard lighting Wattage. Measure includes Code case. | LED Lamp: Glb, 9 Watts, non-dimmable | LED-Glb(9w) | DEER | Scaled | Lighting | InGen-CFL | Ltg_Lamp | LED_lamp | Standard |  | LED Globe greater than or equal to 3 Watts Basecase, Total Watts = 3.10 x Msr Watts |  | LEDratio0310 |  |  | LED Globe greater than or equal to 3 Watts Basecase, Total Watts = 3.10 x Msr Watts | 0 | LEDratio0310 |  |  | None | 0 | 0 |  | None
R-In-LED-PAR20(10w)-dWP22 | SDG | None | WPSDGENRLG0106-6 | 2018-07-01 |  | Res | Res-Iltg-dWatt-CFL | SDG-LED-PAR20(10wto<11w) | SDG-Std_PAR20(10wto<11w)_10pCFL-40pLED-50pInc | ILtg-Res-LED-20000hr |  | DEER2017 | Disposition |  | Residential Indoor General Lighting: LED Lamp replaces pre-existing standard lighting Wattage. Measure includes Code case. Impacts: CFL-based HOU (varies by BldgType) | LED Lamp: PAR20, 10 Watts, non-dimmable | LED-PAR20(10w) | DEER | Scaled | Lighting | InGen-CFL | Ltg_Lamp | LED_lamp | Standard |  | LED PAR20 Basecase, Total Watts = 3.21 x Msr Watts |  | LEDratio0321 |  |  | LED PAR20 Basecase, Total Watts = 3.21 x Msr Watts | 0 | LEDratio0321 |  |  | None | 0 | 0 |  | None
R-In-LED-PAR20(13w)-dWP29 | SDG | None | WPSDGENRLG0106-6 | 2018-07-01 |  | Res | Res-Iltg-dWatt-CFL | SDG-LED-PAR20(13wto<14w) | SDG-Std_PAR20(13wto<14w)_10pCFL-40pLED-50pInc | ILtg-Res-LED-20000hr |  | DEER2017 | Disposition |  | Residential Indoor General Lighting: LED Lamp replaces pre-existing standard lighting Wattage. Measure includes Code case. Impacts: CFL-based HOU (varies by BldgType) | LED Lamp: PAR20, 13 Watts | LED-PAR20(13w) | DEER | Scaled | Lighting | InGen-CFL | Ltg_Lamp | LED_lamp | Standard |  | LED PAR20 Basecase, Total Watts = 3.21 x Msr Watts |  | LEDratio0321 |  |  | LED PAR20 Basecase, Total Watts = 3.21 x Msr Watts | 0 | LEDratio0321 |  |  | None | 0 | 0 |  | None
R-In-LED-PAR20(4w)-dWP9 | SDG | None | WPSDGENRLG0106-6 | 2018-07-01 |  | Res | Res-Iltg-dWatt-CFL | SDG-LED-PAR20(4wto<5w) | SDG-Std_PAR20(4wto<5w)_10pCFL-40pLED-50pInc | ILtg-Res-LED-20000hr |  | DEER2017 | Disposition |  | Residential Indoor General Lighting: LED Lamp replaces pre-existing standard lighting Wattage. Measure includes Code case. Impacts: CFL-based HOU (varies by BldgType) | LED Lamp: PAR20, 4 Watts, non-dimmable | LED-PAR20(4w) | DEER | Scaled | Lighting | InGen-CFL | Ltg_Lamp | LED_lamp | Standard |  | LED PAR20 Basecase, Total Watts = 3.21 x Msr Watts |  | LEDratio0321 |  |  | LED PAR20 Basecase, Total Watts = 3.21 x Msr Watts | 0 | LEDratio0321 |  |  | None | 0 | 0 |  | None
R-In-LED-PAR20(5.5w)-dWP12 | SDG | None | WPSDGENRLG0106-6 | 2018-07-01 |  | Res | Res-Iltg-dWatt-CFL | SDG-LED-PAR20(5wto<6w) | SDG-Std_PAR20(5wto<6w)_10pCFL-40pLED-50pInc | ILtg-Res-LED-20000hr |  | DEER2017 | Disposition |  | Residential Indoor General Lighting: LED Lamp replaces pre-existing standard lighting Wattage. Measure includes Code case. Impacts: CFL-based HOU (varies by BldgType) | LED Lamp: PAR20, 5.5 Watts, non-dimmable | LED-PAR20(5.5w) | DEER | Scaled | Lighting | InGen-CFL | Ltg_Lamp | LED_lamp | Standard |  | LED PAR20 Basecase, Total Watts = 3.21 x Msr Watts |  | LEDratio0321 |  |  | LED PAR20 Basecase, Total Watts = 3.21 x Msr Watts | 0 | LEDratio0321 |  |  | None | 0 | 0 |  | None
R-In-LED-PAR20(6w)-dWP13 | SDG | None | WPSDGENRLG0106-6 | 2018-07-01 |  | Res | Res-Iltg-dWatt-CFL | SDG-LED-PAR20(6wto<7w) | SDG-Std_PAR20(6wto<7w)_10pCFL-40pLED-50pInc | ILtg-Res-LED-20000hr |  | DEER2017 | Disposition |  | Residential Indoor General Lighting: LED Lamp replaces pre-existing standard lighting Wattage. Measure includes Code case. Impacts: CFL-based HOU (varies by BldgType) | LED Lamp: PAR20, 6 Watts, non-dimmable | LED-PAR20(6w) | DEER | Scaled | Lighting | InGen-CFL | Ltg_Lamp | LED_lamp | Standard |  | LED PAR20 Basecase, Total Watts = 3.21 x Msr Watts |  | LEDratio0321 |  |  | LED PAR20 Basecase, Total Watts = 3.21 x Msr Watts | 0 | LEDratio0321 |  |  | None | 0 | 0 |  | None
R-In-LED-PAR20(7w)-dWP15 | SDG | None | WPSDGENRLG0106-6 | 2018-07-01 |  | Res | Res-Iltg-dWatt-CFL | SDG-LED-PAR20(7wto<8w) | SDG-Std_PAR20(7wto<8ww)_10pCFL-40pLED-50pInc | ILtg-Res-LED-20000hr |  | DEER2017 | Disposition |  | Residential Indoor General Lighting: LED Lamp replaces pre-existing standard lighting Wattage. Measure includes Code case. Impacts: CFL-based HOU (varies by BldgType) | LED Lamp: PAR20, 7 Watts, non-dimmable | LED-PAR20(7w) | DEER | Scaled | Lighting | InGen-CFL | Ltg_Lamp | LED_lamp | Standard |  | LED PAR20 Basecase, Total Watts = 3.21 x Msr Watts |  | LEDratio0321 |  |  | LED PAR20 Basecase, Total Watts = 3.21 x Msr Watts | 0 | LEDratio0321 |  |  | None | 0 | 0 |  | None
R-In-LED-PAR20(8w)-dWP18 | SDG | None | WPSDGENRLG0106-6 | 2018-07-01 |  | Res | Res-Iltg-dWatt-CFL | SDG-LED-PAR20(8wto<9w) | SDG-Std_PAR20(8wto<9w)_10pCFL-40pLED-50pInc | ILtg-Res-LED-20000hr |  | DEER2017 | Disposition |  | Residential Indoor General Lighting: LED Lamp replaces pre-existing standard lighting Wattage. Measure includes Code case. Impacts: CFL-based HOU (varies by BldgType) | LED Lamp: PAR20, 8 Watts, non-dimmable | LED-PAR20(8w) | DEER | Scaled | Lighting | InGen-CFL | Ltg_Lamp | LED_lamp | Standard |  | LED PAR20 Basecase, Total Watts = 3.21 x Msr Watts |  | LEDratio0321 |  |  | LED PAR20 Basecase, Total Watts = 3.21 x Msr Watts | 0 | LEDratio0321 |  |  | None | 0 | 0 |  | None
R-In-LED-PAR20(9w)-dWP20 | SDG | None | WPSDGENRLG0106-6 | 2018-07-01 |  | Res | Res-Iltg-dWatt-CFL | SDG-LED-PAR20(9wto<10w) | SDG-Std_PAR20(9wto<10w)_10pCFL-40pLED-50pInc | ILtg-Res-LED-20000hr |  | DEER2017 | Disposition |  | Residential Indoor General Lighting: LED Lamp replaces pre-existing standard lighting Wattage. Measure includes Code case. Impacts: CFL-based HOU (varies by BldgType) | LED Lamp: PAR20, 9 Watts, non-dimmable | LED-PAR20(9w) | DEER | Scaled | Lighting | InGen-CFL | Ltg_Lamp | LED_lamp | Standard |  | LED PAR20 Basecase, Total Watts = 3.21 x Msr Watts |  | LEDratio0321 |  |  | LED PAR20 Basecase, Total Watts = 3.21 x Msr Watts | 0 | LEDratio0321 |  |  | None | 0 | 0 |  | None
R-In-LED-PAR30(10w)-dWP13 | SDG | None | WPSDGENRLG0106-6 | 2018-07-01 |  | Res | Res-Iltg-dWatt-CFL | SDG-LED-PAR30(10wto<11w) | SDG-Std_PAR30(10wto<11w)_10pCFL-40pLED-50pInc | ILtg-Res-LED-20000hr |  | DEER2017 | Disposition |  | Residential Indoor General Lighting: LED Lamp replaces pre-existing standard lighting Wattage. Measure includes Code case. Impacts: CFL-based HOU (varies by BldgType) | LED Lamp: PAR30, 10 Watts, non-dimmable | LED-PAR30(10w) | DEER | Scaled | Lighting | InGen-CFL | Ltg_Lamp | LED_lamp | Standard |  | LED PAR30 Basecase, Total Watts = 2.34 x Msr Watts |  | LEDratio0234 |  |  | LED PAR30 Basecase, Total Watts = 2.34 x Msr Watts | 0 | LEDratio0234 |  |  | None | 0 | 0 |  | None
R-In-LED-PAR30(11w)-dWP15 | SDG | None | WPSDGENRLG0106-6 | 2018-07-01 |  | Res | Res-Iltg-dWatt-CFL | SDG-LED-PAR30(11wto<12w) | SDG-Std_PAR30(11wto<12w)_10pCFL-40pLED-50pInc | ILtg-Res-LED-20000hr |  | DEER2017 | Disposition |  | Residential Indoor General Lighting: LED Lamp replaces pre-existing standard lighting Wattage. Measure includes Code case. Impacts: CFL-based HOU (varies by BldgType) | LED Lamp: PAR30, 11 Watts, non-dimmable | LED-PAR30(11w) | DEER | Scaled | Lighting | InGen-CFL | Ltg_Lamp | LED_lamp | Standard |  | LED PAR30 Basecase, Total Watts = 2.34 x Msr Watts |  | LEDratio0234 |  |  | LED PAR30 Basecase, Total Watts = 2.34 x Msr Watts | 0 | LEDratio0234 |  |  | None | 0 | 0 |  | None
R-In-LED-PAR30(12w)-dWP16 | SDG | None | WPSDGENRLG0106-6 | 2018-07-01 |  | Res | Res-Iltg-dWatt-CFL | SDG-LED-PAR30(12wto<13w) | SDG-Std_PAR30(12wto<13w)_10pCFL-40pLED-50pInc | ILtg-Res-LED-20000hr |  | DEER2017 | Disposition |  | Residential Indoor General Lighting: LED Lamp replaces pre-existing standard lighting Wattage. Measure includes Code case. Impacts: CFL-based HOU (varies by BldgType) | LED Lamp: PAR30, 12 Watts, non-dimmable | LED-PAR30(12w) | DEER | Scaled | Lighting | InGen-CFL | Ltg_Lamp | LED_lamp | Standard |  | LED PAR30 Basecase, Total Watts = 2.34 x Msr Watts |  | LEDratio0234 |  |  | LED PAR30 Basecase, Total Watts = 2.34 x Msr Watts | 0 | LEDratio0234 |  |  | None | 0 | 0 |  | None
R-In-LED-PAR30(13w)-dWP17 | SDG | None | WPSDGENRLG0106-6 | 2018-07-01 |  | Res | Res-Iltg-dWatt-CFL | SDG-LED-PAR30(13wto<14w) | SDG-Std_PAR30(13wto<14w)_10pCFL-40pLED-50pInc | ILtg-Res-LED-20000hr |  | DEER2017 | Disposition |  | Residential Indoor General Lighting: LED Lamp replaces pre-existing standard lighting Wattage. Measure includes Code case. Impacts: CFL-based HOU (varies by BldgType) | LED Lamp: PAR30, 13 Watts, non-dimmable | LED-PAR30(13w) | DEER | Scaled | Lighting | InGen-CFL | Ltg_Lamp | LED_lamp | Standard |  | LED PAR30 Basecase, Total Watts = 2.34 x Msr Watts |  | LEDratio0234 |  |  | LED PAR30 Basecase, Total Watts = 2.34 x Msr Watts | 0 | LEDratio0234 |  |  | None | 0 | 0 |  | None
R-In-LED-PAR30(14w)-dWP19 | SDG | None | WPSDGENRLG0106-6 | 2018-07-01 |  | Res | Res-Iltg-dWatt-CFL | SDG-LED-PAR30(14wto<15w) | SDG-Std_PAR30(14wto<15w)_10pCFL-40pLED-50pInc | ILtg-Res-LED-20000hr |  | DEER2017 | Disposition |  | Residential Indoor General Lighting: LED Lamp replaces pre-existing standard lighting Wattage. Measure includes Code case. Impacts: CFL-based HOU (varies by BldgType) | LED Lamp: PAR30, 14 Watts, non-dimmable | LED-PAR30(14w) | DEER | Scaled | Lighting | InGen-CFL | Ltg_Lamp | LED_lamp | Standard |  | LED PAR30 Basecase, Total Watts = 2.34 x Msr Watts |  | LEDratio0234 |  |  | LED PAR30 Basecase, Total Watts = 2.34 x Msr Watts | 0 | LEDratio0234 |  |  | None | 0 | 0 |  | None
R-In-LED-PAR30(15w)-dWP20 | SDG | None | WPSDGENRLG0106-6 | 2018-07-01 |  | Res | Res-Iltg-dWatt-CFL | SDG-LED-PAR30(15wto<16w) | SDG-Std_PAR30(15wto<16w)_10pCFL-40pLED-50pInc | ILtg-Res-LED-20000hr |  | DEER2017 | Disposition |  | Residential Indoor General Lighting: LED Lamp replaces pre-existing standard lighting Wattage. Measure includes Code case. Impacts: CFL-based HOU (varies by BldgType) | LED Lamp: PAR30, 15 Watts, non-dimmable | LED-PAR30(15w) | DEER | Scaled | Lighting | InGen-CFL | Ltg_Lamp | LED_lamp | Standard |  | LED PAR30 Basecase, Total Watts = 2.34 x Msr Watts |  | LEDratio0234 |  |  | LED PAR30 Basecase, Total Watts = 2.34 x Msr Watts | 0 | LEDratio0234 |  |  | None | 0 | 0 |  | None
R-In-LED-PAR30(16w)-dWP21 | SDG | None | WPSDGENRLG0106-6 | 2018-07-01 |  | Res | Res-Iltg-dWatt-CFL | SDG-LED-PAR30(16wto<17w) | SDG-Std_PAR30(16wto<17w)_10pCFL-40pLED-50pInc | ILtg-Res-LED-20000hr |  | DEER2017 | Disposition |  | Residential Indoor General Lighting: LED Lamp replaces pre-existing standard lighting Wattage. Measure includes Code case. Impacts: CFL-based HOU (varies by BldgType) | LED Lamp: PAR30, 16 Watts, non-dimmable | LED-PAR30(16w) | DEER | Scaled | Lighting | InGen-CFL | Ltg_Lamp | LED_lamp | Standard |  | LED PAR30 Basecase, Total Watts = 2.34 x Msr Watts |  | LEDratio0234 |  |  | LED PAR30 Basecase, Total Watts = 2.34 x Msr Watts | 0 | LEDratio0234 |  |  | None | 0 | 0 |  | None
R-In-LED-PAR30(17w)-dWP23 | SDG | None | WPSDGENRLG0106-6 | 2018-07-01 |  | Res | Res-Iltg-dWatt-CFL | SDG-LED-PAR30(17wto<18w) | SDG-Std_PAR30(17wto<18w)_10pCFL-40pLED-50pInc | ILtg-Res-LED-20000hr |  | DEER2017 | Disposition |  | Residential Indoor General Lighting: LED Lamp replaces pre-existing standard lighting Wattage. Measure includes Code case. Impacts: CFL-based HOU (varies by BldgType) | LED Lamp: PAR30, 17 Watts, non-dimmable | LED-PAR30(17w) | DEER | Scaled | Lighting | InGen-CFL | Ltg_Lamp | LED_lamp | Standard |  | LED PAR30 Basecase, Total Watts = 2.34 x Msr Watts |  | LEDratio0234 |  |  | LED PAR30 Basecase, Total Watts = 2.34 x Msr Watts | 0 | LEDratio0234 |  |  | None | 0 | 0 |  | None
R-In-LED-PAR30(18w)-dWP24 | SDG | None | WPSDGENRLG0106-6 | 2018-07-01 |  | Res | Res-Iltg-dWatt-CFL | SDG-LED-PAR30(18wto<19w) | SDG-Std_PAR30(18wto<19w)_10pCFL-40pLED-50pInc | ILtg-Res-LED-20000hr |  | DEER2017 | Disposition |  | Residential Indoor General Lighting: LED Lamp replaces pre-existing standard lighting Wattage. Measure includes Code case. Impacts: CFL-based HOU (varies by BldgType) | LED Lamp: PAR30, 18 Watts, non-dimmable | LED-PAR30(18w) | DEER | Scaled | Lighting | InGen-CFL | Ltg_Lamp | LED_lamp | Standard |  | LED PAR30 Basecase, Total Watts = 2.34 x Msr Watts |  | LEDratio0234 |  |  | LED PAR30 Basecase, Total Watts = 2.34 x Msr Watts | 0 | LEDratio0234 |  |  | None | 0 | 0 |  | None
R-In-LED-PAR30(19w)-dWP25 | SDG | None | WPSDGENRLG0106-6 | 2018-07-01 |  | Res | Res-Iltg-dWatt-CFL | SDG-LED-PAR30(19wto<20w) | SDG-Std_PAR30(19wto<20w)_10pCFL-40pLED-50pInc | ILtg-Res-LED-20000hr |  | DEER2017 | Disposition |  | Residential Indoor General Lighting: LED Lamp replaces pre-existing standard lighting Wattage. Measure includes Code case. Impacts: CFL-based HOU (varies by BldgType) | LED Lamp: PAR30, 19 Watts, non-dimmable | LED-PAR30(19w) | DEER | Scaled | Lighting | InGen-CFL | Ltg_Lamp | LED_lamp | Standard |  | LED PAR30 Basecase, Total Watts = 2.34 x Msr Watts |  | LEDratio0234 |  |  | LED PAR30 Basecase, Total Watts = 2.34 x Msr Watts | 0 | LEDratio0234 |  |  | None | 0 | 0 |  | None
R-In-LED-PAR30(20w)-dWP27 | SDG | None | WPSDGENRLG0106-6 | 2018-07-01 |  | Res | Res-Iltg-dWatt-CFL | SDG-LED-PAR30(20wto<21w) | SDG-Std_PAR30(20wto<21w)_10pCFL-40pLED-50pInc | ILtg-Res-LED-20000hr |  | DEER2017 | Disposition |  | Residential Indoor General Lighting: LED Lamp replaces pre-existing standard lighting Wattage. Measure includes Code case. Impacts: CFL-based HOU (varies by BldgType) | LED Lamp: PAR30, 20 Watts, non-dimmable | LED-PAR30(20w) | DEER | Scaled | Lighting | InGen-CFL | Ltg_Lamp | LED_lamp | Standard |  | LED PAR30 Basecase, Total Watts = 2.34 x Msr Watts |  | LEDratio0234 |  |  | LED PAR30 Basecase, Total Watts = 2.34 x Msr Watts | 0 | LEDratio0234 |  |  | None | 0 | 0 |  | None
R-In-LED-PAR30(21w)-dWP28 | SDG | None | WPSDGENRLG0106-6 | 2018-07-01 |  | Res | Res-Iltg-dWatt-CFL | SDG-LED-PAR30(21wto<22w) | SDG-Std_PAR30(21wto<22w)_10pCFL-40pLED-50pInc | ILtg-Res-LED-20000hr |  | DEER2017 | Disposition |  | Residential Indoor General Lighting: LED Lamp replaces pre-existing standard lighting Wattage. Measure includes Code case. Impacts: CFL-based HOU (varies by BldgType) | LED Lamp: PAR30, 21 Watts, non-dimmable | LED-PAR30(21w) | DEER | Scaled | Lighting | InGen-CFL | Ltg_Lamp | LED_lamp | Standard |  | LED PAR30 Basecase, Total Watts = 2.34 x Msr Watts |  | LEDratio0234 |  |  | LED PAR30 Basecase, Total Watts = 2.34 x Msr Watts | 0 | LEDratio0234 |  |  | None | 0 | 0 |  | None
R-In-LED-PAR30(6w)-dWP8 | SDG | None | WPSDGENRLG0106-6 | 2018-07-01 |  | Res | Res-Iltg-dWatt-CFL | SDG-LED-PAR30(6wto<7w) | SDG-Std_PAR30(6wto<7w)_10pCFL-40pLED-50pInc | ILtg-Res-LED-20000hr |  | DEER2017 | Disposition |  | Residential Indoor General Lighting: LED Lamp replaces pre-existing standard lighting Wattage. Measure includes Code case. Impacts: CFL-based HOU (varies by BldgType) | LED Lamp: PAR30, 6 Watts, non-dimmable | LED-PAR30(6w) | DEER | Scaled | Lighting | InGen-CFL | Ltg_Lamp | LED_lamp | Standard |  | LED PAR30 Basecase, Total Watts = 2.34 x Msr Watts |  | LEDratio0234 |  |  | LED PAR30 Basecase, Total Watts = 2.34 x Msr Watts | 0 | LEDratio0234 |  |  | None | 0 | 0 |  | None
R-In-LED-PAR30(7w)-dWP9 | SDG | None | WPSDGENRLG0106-6 | 2018-07-01 |  | Res | Res-Iltg-dWatt-CFL | SDG-LED-PAR30(7wto<8w) | SDG-Std_PAR30(7wto<8w)_10pCFL-40pLED-50pInc | ILtg-Res-LED-20000hr |  | DEER2017 | Disposition |  | Residential Indoor General Lighting: LED Lamp replaces pre-existing standard lighting Wattage. Measure includes Code case. Impacts: CFL-based HOU (varies by BldgType) | LED Lamp: PAR30, 7 Watts, non-dimmable | LED-PAR30(7w) | DEER | Scaled | Lighting | InGen-CFL | Ltg_Lamp | LED_lamp | Standard |  | LED PAR30 Basecase, Total Watts = 2.34 x Msr Watts |  | LEDratio0234 |  |  | LED PAR30 Basecase, Total Watts = 2.34 x Msr Watts | 0 | LEDratio0234 |  |  | None | 0 | 0 |  | None
R-In-LED-PAR30(8w)-dWP11 | SDG | None | WPSDGENRLG0106-6 | 2018-07-01 |  | Res | Res-Iltg-dWatt-CFL | SDG-LED-PAR30(8wto<9w) | SDG-Std_PAR30(8wto<9w)_10pCFL-40pLED-50pInc | ILtg-Res-LED-20000hr |  | DEER2017 | Disposition |  | Residential Indoor General Lighting: LED Lamp replaces pre-existing standard lighting Wattage. Measure includes Code case. Impacts: CFL-based HOU (varies by BldgType) | LED Lamp: PAR30, 8 Watts, non-dimmable | LED-PAR30(8w) | DEER | Scaled | Lighting | InGen-CFL | Ltg_Lamp | LED_lamp | Standard |  | LED PAR30 Basecase, Total Watts = 2.34 x Msr Watts |  | LEDratio0234 |  |  | LED PAR30 Basecase, Total Watts = 2.34 x Msr Watts | 0 | LEDratio0234 |  |  | None | 0 | 0 |  | None
R-In-LED-PAR30(9w)-dWP12 | SDG | None | WPSDGENRLG0106-6 | 2018-07-01 |  | Res | Res-Iltg-dWatt-CFL | SDG-LED-PAR30(9wto<10w) | SDG-Std_PAR30(9wto<10w)_10pCFL-40pLED-50pInc | ILtg-Res-LED-20000hr |  | DEER2017 | Disposition |  | Residential Indoor General Lighting: LED Lamp replaces pre-existing standard lighting Wattage. Measure includes Code case. Impacts: CFL-based HOU (varies by BldgType) | LED Lamp: PAR30, 9 Watts, non-dimmable | LED-PAR30(9w) | DEER | Scaled | Lighting | InGen-CFL | Ltg_Lamp | LED_lamp | Standard |  | LED PAR30 Basecase, Total Watts = 2.34 x Msr Watts |  | LEDratio0234 |  |  | LED PAR30 Basecase, Total Watts = 2.34 x Msr Watts | 0 | LEDratio0234 |  |  | None | 0 | 0 |  | None
R-In-LED-PAR38(10w)-dWP16 | SDG | None | WPSDGENRLG0106-6 | 2018-07-01 |  | Res | Res-Iltg-dWatt-CFL | SDG-LED-PAR38(10wto<11w) | SDG-Std_PAR38(10wto<11w)_10pCFL-40pLED-50pInc | ILtg-Res-LED-20000hr |  | DEER2017 | Disposition |  | Residential Indoor General Lighting: LED Lamp replaces pre-existing standard lighting Wattage. Measure includes Code case. Impacts: CFL-based HOU (varies by BldgType) | LED Lamp: PAR38, 10 Watts, non-dimmable | LED-PAR38(10w) | DEER | Scaled | Lighting | InGen-CFL | Ltg_Lamp | LED_lamp | Standard |  | LED PAR38 Basecase, Total Watts = 2.60 x Msr Watts |  | LEDratio0260 |  |  | LED PAR38 Basecase, Total Watts = 2.60 x Msr Watts | 0 | LEDratio0260 |  |  | None | 0 | 0 |  | None
R-In-LED-PAR38(11w)-dWP18 | SDG | None | WPSDGENRLG0106-6 | 2018-07-01 |  | Res | Res-Iltg-dWatt-CFL | SDG-LED-PAR38(11wto<12w) | SDG-Std_PAR38(11wto<12w)_10pCFL-40pLED-50pInc | ILtg-Res-LED-20000hr |  | DEER2017 | Disposition |  | Residential Indoor General Lighting: LED Lamp replaces pre-existing standard lighting Wattage. Measure includes Code case. Impacts: CFL-based HOU (varies by BldgType) | LED Lamp: PAR38, 11 Watts, non-dimmable | LED-PAR38(11w) | DEER | Scaled | Lighting | InGen-CFL | Ltg_Lamp | LED_lamp | Standard |  | LED PAR38 Basecase, Total Watts = 2.60 x Msr Watts |  | LEDratio0260 |  |  | LED PAR38 Basecase, Total Watts = 2.60 x Msr Watts | 0 | LEDratio0260 |  |  | None | 0 | 0 |  | None
R-In-LED-PAR38(12w)-dWP19 | SDG | None | WPSDGENRLG0106-6 | 2018-07-01 |  | Res | Res-Iltg-dWatt-CFL | SDG-LED-PAR38(12wto<13w) | SDG-Std_PAR38(12wto<13w)_10pCFL-40pLED-50pInc | ILtg-Res-LED-20000hr |  | DEER2017 | Disposition |  | Residential Indoor General Lighting: LED Lamp replaces pre-existing standard lighting Wattage. Measure includes Code case. Impacts: CFL-based HOU (varies by BldgType) | LED Lamp: PAR38, 12 Watts, non-dimmable | LED-PAR38(12w) | DEER | Scaled | Lighting | InGen-CFL | Ltg_Lamp | LED_lamp | Standard |  | LED PAR38 Basecase, Total Watts = 2.60 x Msr Watts |  | LEDratio0260 |  |  | LED PAR38 Basecase, Total Watts = 2.60 x Msr Watts | 0 | LEDratio0260 |  |  | None | 0 | 0 |  | None
R-In-LED-PAR38(13w)-dWP21 | SDG | None | WPSDGENRLG0106-6 | 2018-07-01 |  | Res | Res-Iltg-dWatt-CFL | SDG-LED-PAR38(13wto<14w) | SDG-Std_PAR38(13wto<14w)_10pCFL-40pLED-50pInc | ILtg-Res-LED-20000hr |  | DEER2017 | Disposition |  | Residential Indoor General Lighting: LED Lamp replaces pre-existing standard lighting Wattage. Measure includes Code case. Impacts: CFL-based HOU (varies by BldgType) | LED Lamp: PAR38, 13 Watts, non-dimmable | LED-PAR38(13w) | DEER | Scaled | Lighting | InGen-CFL | Ltg_Lamp | LED_lamp | Standard |  | LED PAR38 Basecase, Total Watts = 2.60 x Msr Watts |  | LEDratio0260 |  |  | LED PAR38 Basecase, Total Watts = 2.60 x Msr Watts | 0 | LEDratio0260 |  |  | None | 0 | 0 |  | None
R-In-LED-PAR38(14w)-dWP22 | SDG | None | WPSDGENRLG0106-6 | 2018-07-01 |  | Res | Res-Iltg-dWatt-CFL | SDG-LED-PAR38(14wto<15w) | SDG-Std_PAR38(14wto<15w)_10pCFL-40pLED-50pInc | ILtg-Res-LED-20000hr |  | DEER2017 | Disposition |  | Residential Indoor General Lighting: LED Lamp replaces pre-existing standard lighting Wattage. Measure includes Code case. Impacts: CFL-based HOU (varies by BldgType) | LED Lamp: PAR38, 14 Watts, non-dimmable | LED-PAR38(14w) | DEER | Scaled | Lighting | InGen-CFL | Ltg_Lamp | LED_lamp | Standard |  | LED PAR38 Basecase, Total Watts = 2.60 x Msr Watts |  | LEDratio0260 |  |  | LED PAR38 Basecase, Total Watts = 2.60 x Msr Watts | 0 | LEDratio0260 |  |  | None | 0 | 0 |  | None
R-In-LED-PAR38(15w)-dWP24 | SDG | None | WPSDGENRLG0106-6 | 2018-07-01 |  | Res | Res-Iltg-dWatt-CFL | SDG-LED-PAR38(15wto<16w) | SDG-Std_PAR38(15wto<16w)_10pCFL-40pLED-50pInc | ILtg-Res-LED-20000hr |  | DEER2017 | Disposition |  | Residential Indoor General Lighting: LED Lamp replaces pre-existing standard lighting Wattage. Measure includes Code case. Impacts: CFL-based HOU (varies by BldgType) | LED Lamp: PAR38, 15 Watts, non-dimmable | LED-PAR38(15w) | DEER | Scaled | Lighting | InGen-CFL | Ltg_Lamp | LED_lamp | Standard |  | LED PAR38 Basecase, Total Watts = 2.60 x Msr Watts |  | LEDratio0260 |  |  | LED PAR38 Basecase, Total Watts = 2.60 x Msr Watts | 0 | LEDratio0260 |  |  | None | 0 | 0 |  | None
R-In-LED-PAR38(16w)-dWP26 | SDG | None | WPSDGENRLG0106-6 | 2018-07-01 |  | Res | Res-Iltg-dWatt-CFL | SDG-LED-PAR38(16wto<17w) | SDG-Std_PAR38(16wto<17w)_10pCFL-40pLED-50pInc | ILtg-Res-LED-20000hr |  | DEER2017 | Disposition |  | Residential Indoor General Lighting: LED Lamp replaces pre-existing standard lighting Wattage. Measure includes Code case. Impacts: CFL-based HOU (varies by BldgType) | LED Lamp: PAR38, 16 Watts, non-dimmable | LED-PAR38(16w) | DEER | Scaled | Lighting | InGen-CFL | Ltg_Lamp | LED_lamp | Standard |  | LED PAR38 Basecase, Total Watts = 2.60 x Msr Watts |  | LEDratio0260 |  |  | LED PAR38 Basecase, Total Watts = 2.60 x Msr Watts | 0 | LEDratio0260 |  |  | None | 0 | 0 |  | None
R-In-LED-PAR38(17w)-dWP27 | SDG | None | WPSDGENRLG0106-6 | 2018-07-01 |  | Res | Res-Iltg-dWatt-CFL | SDG-LED-PAR38(17wto<18w) | SDG-Std_PAR38(17wto<18w)_10pCFL-40pLED-50pInc | ILtg-Res-LED-20000hr |  | DEER2017 | Disposition |  | Residential Indoor General Lighting: LED Lamp replaces pre-existing standard lighting Wattage. Measure includes Code case. Impacts: CFL-based HOU (varies by BldgType) | LED Lamp: PAR38, 17 Watts, non-dimmable | LED-PAR38(17w) | DEER | Scaled | Lighting | InGen-CFL | Ltg_Lamp | LED_lamp | Standard |  | LED PAR38 Basecase, Total Watts = 2.60 x Msr Watts |  | LEDratio0260 |  |  | LED PAR38 Basecase, Total Watts = 2.60 x Msr Watts | 0 | LEDratio0260 |  |  | None | 0 | 0 |  | None
R-In-LED-PAR38(18w)-dWP29 | SDG | None | WPSDGENRLG0106-6 | 2018-07-01 |  | Res | Res-Iltg-dWatt-CFL | SDG-LED-PAR38(18wto<19w) | SDG-Std_PAR38(18wto<19w)_10pCFL-40pLED-50pInc | ILtg-Res-LED-20000hr |  | DEER2017 | Disposition |  | Residential Indoor General Lighting: LED Lamp replaces pre-existing standard lighting Wattage. Measure includes Code case. Impacts: CFL-based HOU (varies by BldgType) | LED Lamp: PAR38, 18 Watts, non-dimmable | LED-PAR38(18w) | DEER | Scaled | Lighting | InGen-CFL | Ltg_Lamp | LED_lamp | Standard |  | LED PAR38 Basecase, Total Watts = 2.60 x Msr Watts |  | LEDratio0260 |  |  | LED PAR38 Basecase, Total Watts = 2.60 x Msr Watts | 0 | LEDratio0260 |  |  | None | 0 | 0 |  | None
R-In-LED-PAR38(19w)-dWP30 | SDG | None | WPSDGENRLG0106-6 | 2018-07-01 |  | Res | Res-Iltg-dWatt-CFL | SDG-LED-PAR38(19wto<20w) | SDG-Std_PAR38(19wto<20w)_10pCFL-40pLED-50pInc | ILtg-Res-LED-20000hr |  | DEER2017 | Disposition |  | Residential Indoor General Lighting: LED Lamp replaces pre-existing standard lighting Wattage. Measure includes Code case. Impacts: CFL-based HOU (varies by BldgType) | LED Lamp: PAR38, 19 Watts, non-dimmable | LED-PAR38(19w) | DEER | Scaled | Lighting | InGen-CFL | Ltg_Lamp | LED_lamp | Standard |  | LED PAR38 Basecase, Total Watts = 2.60 x Msr Watts |  | LEDratio0260 |  |  | LED PAR38 Basecase, Total Watts = 2.60 x Msr Watts | 0 | LEDratio0260 |  |  | None | 0 | 0 |  | None
R-In-LED-PAR38(20.1w)-dWP32 | SDG | None | WPSDGENRLG0106-6 | 2018-07-01 |  | Res | Res-Iltg-dWatt-CFL | SDG-LED-PAR38(20wto<21w) | SDG-Std_PAR38(20wto<21w)_10pCFL-40pLED-50pInc | ILtg-Res-LED-20000hr |  | DEER2017 | Disposition |  | Residential Indoor General Lighting: LED Lamp replaces pre-existing standard lighting Wattage. Measure includes Code case. Impacts: CFL-based HOU (varies by BldgType) | LED Lamp: PAR38, 20.1 Watts, non-dimmable | LED-PAR38(20.1w) | DEER | Scaled | Lighting | InGen-CFL | Ltg_Lamp | LED_lamp | Standard |  | LED PAR38 Basecase, Total Watts = 2.60 x Msr Watts |  | LEDratio0260 |  |  | LED PAR38 Basecase, Total Watts = 2.60 x Msr Watts | 0 | LEDratio0260 |  |  | None | 0 | 0 |  | None
R-In-LED-PAR38(20w)-dWP32 | SDG | None | WPSDGENRLG0106-6 | 2018-07-01 |  | Res | Res-Iltg-dWatt-CFL | SDG-LED-PAR38(20wto<21w) | SDG-Std_PAR38(20wto<21w)_10pCFL-40pLED-50pInc | ILtg-Res-LED-20000hr |  | DEER2017 | Disposition |  | Residential Indoor General Lighting: LED Lamp replaces pre-existing standard lighting Wattage. Measure includes Code case. Impacts: CFL-based HOU (varies by BldgType) | LED Lamp: PAR38, 20 Watts, non-dimmable | LED-PAR38(20w) | DEER | Scaled | Lighting | InGen-CFL | Ltg_Lamp | LED_lamp | Standard |  | LED PAR38 Basecase, Total Watts = 2.60 x Msr Watts |  | LEDratio0260 |  |  | LED PAR38 Basecase, Total Watts = 2.60 x Msr Watts | 0 | LEDratio0260 |  |  | None | 0 | 0 |  | None
R-In-LED-PAR38(21w)-dWP34 | SDG | None | WPSDGENRLG0106-6 | 2018-07-01 |  | Res | Res-Iltg-dWatt-CFL | SDG-LED-PAR38(21wto<22w) | SDG-Std_PAR38(21wto<22w)_10pCFL-40pLED-50pInc | ILtg-Res-LED-20000hr |  | DEER2017 | Disposition |  | Residential Indoor General Lighting: LED Lamp replaces pre-existing standard lighting Wattage. Measure includes Code case. Impacts: CFL-based HOU (varies by BldgType) | LED Lamp: PAR38, 21 Watts, non-dimmable | LED-PAR38(21w) | DEER | Scaled | Lighting | InGen-CFL | Ltg_Lamp | LED_lamp | Standard |  | LED PAR38 Basecase, Total Watts = 2.60 x Msr Watts |  | LEDratio0260 |  |  | LED PAR38 Basecase, Total Watts = 2.60 x Msr Watts | 0 | LEDratio0260 |  |  | None | 0 | 0 |  | None
R-In-LED-PAR38(22w)-dWP35 | SDG | None | WPSDGENRLG0106-6 | 2018-07-01 |  | Res | Res-Iltg-dWatt-CFL | SDG-LED-PAR38(22wto<23w) | SDG-Std_PAR38(22wto<23w)_10pCFL-40pLED-50pInc | ILtg-Res-LED-20000hr |  | DEER2017 | Disposition |  | Residential Indoor General Lighting: LED Lamp replaces pre-existing standard lighting Wattage. Measure includes Code case. Impacts: CFL-based HOU (varies by BldgType) | LED Lamp: PAR38, 22 Watts, non-dimmable | LED-PAR38(22w) | DEER | Scaled | Lighting | InGen-CFL | Ltg_Lamp | LED_lamp | Standard |  | LED PAR38 Basecase, Total Watts = 2.60 x Msr Watts |  | LEDratio0260 |  |  | LED PAR38 Basecase, Total Watts = 2.60 x Msr Watts | 0 | LEDratio0260 |  |  | None | 0 | 0 |  | None
R-In-LED-PAR38(23w)-dWP37 | SDG | None | WPSDGENRLG0106-6 | 2018-07-01 |  | Res | Res-Iltg-dWatt-CFL | SDG-LED-PAR38(23wto<24w) | SDG-Std_PAR38(23wto<24w)_10pCFL-40pLED-50pInc | ILtg-Res-LED-20000hr |  | DEER2017 | Disposition |  | Residential Indoor General Lighting: LED Lamp replaces pre-existing standard lighting Wattage. Measure includes Code case. Impacts: CFL-based HOU (varies by BldgType) | LED Lamp: PAR38, 23 Watts, non-dimmable | LED-PAR38(23w) | DEER | Scaled | Lighting | InGen-CFL | Ltg_Lamp | LED_lamp | Standard |  | LED PAR38 Basecase, Total Watts = 2.60 x Msr Watts |  | LEDratio0260 |  |  | LED PAR38 Basecase, Total Watts = 2.60 x Msr Watts | 0 | LEDratio0260 |  |  | None | 0 | 0 |  | None
R-In-LED-PAR38(24w)-dWP38 | SDG | None | WPSDGENRLG0106-6 | 2018-07-01 |  | Res | Res-Iltg-dWatt-CFL | SDG-LED-PAR38(24wto<25w) | SDG-Std_PAR38(24wto<25w)_10pCFL-40pLED-50pInc | ILtg-Res-LED-20000hr |  | DEER2017 | Disposition |  | Residential Indoor General Lighting: LED Lamp replaces pre-existing standard lighting Wattage. Measure includes Code case. Impacts: CFL-based HOU (varies by BldgType) | LED Lamp: PAR38, 24 Watts, non-dimmable | LED-PAR38(24w) | DEER | Scaled | Lighting | InGen-CFL | Ltg_Lamp | LED_lamp | Standard |  | LED PAR38 Basecase, Total Watts = 2.60 x Msr Watts |  | LEDratio0260 |  |  | LED PAR38 Basecase, Total Watts = 2.60 x Msr Watts | 0 | LEDratio0260 |  |  | None | 0 | 0 |  | None
R-In-LED-PAR38(25w)-dWP40 | SDG | None | WPSDGENRLG0106-6 | 2018-07-01 |  | Res | Res-Iltg-dWatt-CFL | SDG-LED-PAR38(25wto<26w) | SDG-Std_PAR38(25wto<26w)_10pCFL-40pLED-50pInc | ILtg-Res-LED-20000hr |  | DEER2017 | Disposition |  | Residential Indoor General Lighting: LED Lamp replaces pre-existing standard lighting Wattage. Measure includes Code case. Impacts: CFL-based HOU (varies by BldgType) | LED Lamp: PAR38, 25 Watts, non-dimmable | LED-PAR38(25w) | DEER | Scaled | Lighting | InGen-CFL | Ltg_Lamp | LED_lamp | Standard |  | LED PAR38 Basecase, Total Watts = 2.60 x Msr Watts |  | LEDratio0260 |  |  | LED PAR38 Basecase, Total Watts = 2.60 x Msr Watts | 0 | LEDratio0260 |  |  | None | 0 | 0 |  | None
R-In-LED-PAR38(26w)-dWP42 | SDG | None | WPSDGENRLG0106-6 | 2018-07-01 |  | Res | Res-Iltg-dWatt-CFL | SDG-LED-PAR38(26wto<27w) | SDG-Std_PAR38(26wto<27w)_10pCFL-40pLED-50pInc | ILtg-Res-LED-20000hr |  | DEER2017 | Disposition |  | Residential Indoor General Lighting: LED Lamp replaces pre-existing standard lighting Wattage. Measure includes Code case. Impacts: CFL-based HOU (varies by BldgType) | LED Lamp: PAR38, 26 Watts, non-dimmable | LED-PAR38(26w) | DEER | Scaled | Lighting | InGen-CFL | Ltg_Lamp | LED_lamp | Standard |  | LED PAR38 Basecase, Total Watts = 2.60 x Msr Watts |  | LEDratio0260 |  |  | LED PAR38 Basecase, Total Watts = 2.60 x Msr Watts | 0 | LEDratio0260 |  |  | None | 0 | 0 |  | None
R-In-LED-PAR38(27w)-dWP43 | SDG | None | WPSDGENRLG0106-6 | 2018-07-01 |  | Res | Res-Iltg-dWatt-CFL | SDG-LED-PAR38(27wto<28w) | SDG-Std_PAR38(27wto<28w)_10pCFL-40pLED-50pInc | ILtg-Res-LED-20000hr |  | DEER2017 | Disposition |  | Residential Indoor General Lighting: LED Lamp replaces pre-existing standard lighting Wattage. Measure includes Code case. Impacts: CFL-based HOU (varies by BldgType) | LED Lamp: PAR38, 27 Watts, non-dimmable | LED-PAR38(27w) | DEER | Scaled | Lighting | InGen-CFL | Ltg_Lamp | LED_lamp | Standard |  | LED PAR38 Basecase, Total Watts = 2.60 x Msr Watts |  | LEDratio0260 |  |  | LED PAR38 Basecase, Total Watts = 2.60 x Msr Watts | 0 | LEDratio0260 |  |  | None | 0 | 0 |  | None
R-In-LED-PAR38(7w)-dWP11 | SDG | None | WPSDGENRLG0106-6 | 2018-07-01 |  | Res | Res-Iltg-dWatt-CFL | SDG-LED-PAR38(7wto<8w) | SDG-Std_PAR38(7wto<8w)_10pCFL-40pLED-50pInc | ILtg-Res-LED-20000hr |  | DEER2017 | Disposition |  | Residential Indoor General Lighting: LED Lamp replaces pre-existing standard lighting Wattage. Measure includes Code case. Impacts: CFL-based HOU (varies by BldgType) | LED Lamp: PAR38, 7 Watts, non-dimmable | LED-PAR38(7w) | DEER | Scaled | Lighting | InGen-CFL | Ltg_Lamp | LED_lamp | Standard |  | LED PAR38 Basecase, Total Watts = 2.60 x Msr Watts |  | LEDratio0260 |  |  | LED PAR38 Basecase, Total Watts = 2.60 x Msr Watts | 0 | LEDratio0260 |  |  | None | 0 | 0 |  | None
R-In-LED-PAR38(8w)-dWP13 | SDG | None | WPSDGENRLG0106-6 | 2018-07-01 |  | Res | Res-Iltg-dWatt-CFL | SDG-LED-PAR38(8wto<9w) | SDG-Std_PAR38(8wto<9w)_10pCFL-40pLED-50pInc | ILtg-Res-LED-20000hr |  | DEER2017 | Disposition |  | Residential Indoor General Lighting: LED Lamp replaces pre-existing standard lighting Wattage. Measure includes Code case. Impacts: CFL-based HOU (varies by BldgType) | LED Lamp: PAR38, 8 Watts, non-dimmable | LED-PAR38(8w) | DEER | Scaled | Lighting | InGen-CFL | Ltg_Lamp | LED_lamp | Standard |  | LED PAR38 Basecase, Total Watts = 2.60 x Msr Watts |  | LEDratio0260 |  |  | LED PAR38 Basecase, Total Watts = 2.60 x Msr Watts | 0 | LEDratio0260 |  |  | None | 0 | 0 |  | None
R-In-LED-PAR38(9w)-dWP14 | SDG | None | WPSDGENRLG0106-6 | 2018-07-01 |  | Res | Res-Iltg-dWatt-CFL | SDG-LED-PAR38(9wto<10w) | SDG-Std_PAR38(9wto<10w)_10pCFL-40pLED-50pInc | ILtg-Res-LED-20000hr |  | DEER2017 | Disposition |  | Residential Indoor General Lighting: LED Lamp replaces pre-existing standard lighting Wattage. Measure includes Code case. Impacts: CFL-based HOU (varies by BldgType) | LED Lamp: PAR38, 9 Watts, non-dimmable | LED-PAR38(9w) | DEER | Scaled | Lighting | InGen-CFL | Ltg_Lamp | LED_lamp | Standard |  | LED PAR38 Basecase, Total Watts = 2.60 x Msr Watts |  | LEDratio0260 |  |  | LED PAR38 Basecase, Total Watts = 2.60 x Msr Watts | 0 | LEDratio0260 |  |  | None | 0 | 0 |  | None
R-In-LED-RefR(10w)-dWP32 | SDG | None | WPSDGENRLG0106-6 | 2018-07-01 |  | Res | Res-Iltg-dWatt-CFL | SDG-LED-RefRBR(10wto<11w) | SDG-Std_RefRBR(10wto<11w)_10pCFL-40pLED-50pInc | ILtg-Res-LED-20000hr |  | DEER2017 | Disposition |  | Residential Indoor General Lighting: LED Lamp replaces pre-existing standard lighting Wattage. Measure includes Code case. Impacts: CFL-based HOU (varies by BldgType) | LED Lamp: RefR, 10 Watts, non-dimmable | LED-RefR(10w) | DEER | Scaled | Lighting | InGen-CFL | Ltg_Lamp | LED_lamp | Standard |  | LED R/BR Basecase, Total Watts = 4.17 x Msr Watts |  | LEDratio0417 |  |  | LED R/BR Basecase, Total Watts = 4.17 x Msr Watts | 0 | LEDratio0417 |  |  | None | 0 | 0 |  | None
R-In-LED-RefR(11w)-dWP25 | SDG | None | WPSDGENRLG0106-6 | 2018-07-01 |  | Res | Res-Iltg-dWatt-CFL | SDG-LED-RefRBR(11wto<12w) | SDG-Std_RefRBR(11wto<12w)_10pCFL-40pLED-50pInc | ILtg-Res-LED-20000hr |  | DEER2017 | Disposition |  | Residential Indoor General Lighting: LED Lamp replaces pre-existing standard lighting Wattage. Measure includes Code case. Impacts: CFL-based HOU (varies by BldgType) | LED Lamp: RefR, 11 Watts, non-dimmable | LED-RefR(11w) | DEER | Scaled | Lighting | InGen-CFL | Ltg_Lamp | LED_lamp | Standard |  | LED R/BR Basecase, Total Watts = 3.28 x Msr Watts |  | LEDratio0328 |  |  | LED R/BR Basecase, Total Watts = 3.28 x Msr Watts | 0 | LEDratio0328 |  |  | None | 0 | 0 |  | None
R-In-LED-RefR(12w)-dWP27 | SDG | None | WPSDGENRLG0106-6 | 2018-07-01 |  | Res | Res-Iltg-dWatt-CFL | SDG-LED-RefRBR(12wto<13w) | SDG-Std_RefRBR(12wto<13w)_10pCFL-40pLED-50pInc | ILtg-Res-LED-20000hr |  | DEER2017 | Disposition |  | Residential Indoor General Lighting: LED Lamp replaces pre-existing standard lighting Wattage. Measure includes Code case. Impacts: CFL-based HOU (varies by BldgType) | LED Lamp: RefR, 12 Watts, non-dimmable | LED-RefR(12w) | DEER | Scaled | Lighting | InGen-CFL | Ltg_Lamp | LED_lamp | Standard |  | LED R/BR Basecase, Total Watts = 3.28 x Msr Watts |  | LEDratio0328 |  |  | LED R/BR Basecase, Total Watts = 3.28 x Msr Watts | 0 | LEDratio0328 |  |  | None | 0 | 0 |  | None
R-In-LED-RefR(13w)-dWP30 | SDG | None | WPSDGENRLG0106-6 | 2018-07-01 |  | Res | Res-Iltg-dWatt-CFL | SDG-LED-RefRBR(13wto<14w) | SDG-Std_RefRBR(13wto<14w)_10pCFL-40pLED-50pInc | ILtg-Res-LED-20000hr |  | DEER2017 | Disposition |  | Residential Indoor General Lighting: LED Lamp replaces pre-existing standard lighting Wattage. Measure includes Code case. Impacts: CFL-based HOU (varies by BldgType) | LED Lamp: RefR, 13 Watts, non-dimmable | LED-RefR(13w) | DEER | Scaled | Lighting | InGen-CFL | Ltg_Lamp | LED_lamp | Standard |  | LED R/BR Basecase, Total Watts = 3.28 x Msr Watts |  | LEDratio0328 |  |  | LED R/BR Basecase, Total Watts = 3.28 x Msr Watts | 0 | LEDratio0328 |  |  | None | 0 | 0 |  | None
R-In-LED-RefR(14w)-dWP28 | SDG | None | WPSDGENRLG0106-6 | 2018-07-01 |  | Res | Res-Iltg-dWatt-CFL | SDG-LED-RefRBR(14wto<15w) | SDG-Std_RefRBR(14wto<15w)_10pCFL-40pLED-50pInc | ILtg-Res-LED-20000hr |  | DEER2017 | Disposition |  | Residential Indoor General Lighting: LED Lamp replaces pre-existing standard lighting Wattage. Measure includes Code case. Impacts: CFL-based HOU (varies by BldgType) | LED Lamp: RefR, 14 Watts, non-dimmable | LED-RefR(14w) | DEER | Scaled | Lighting | InGen-CFL | Ltg_Lamp | LED_lamp | Standard |  | LED R/BR Basecase, Total Watts = 2.97 x Msr Watts |  | LEDratio0297 |  |  | LED R/BR Basecase, Total Watts = 2.97 x Msr Watts | 0 | LEDratio0297 |  |  | None | 0 | 0 |  | None
R-In-LED-RefR(15w)-dWP30 | SDG | None | WPSDGENRLG0106-6 | 2018-07-01 |  | Res | Res-Iltg-dWatt-CFL | SDG-LED-RefRBR(15wto<16w) | SDG-Std_RefRBR(15wto<16w)_10pCFL-40pLED-50pInc | ILtg-Res-LED-20000hr |  | DEER2017 | Disposition |  | Residential Indoor General Lighting: LED Lamp replaces pre-existing standard lighting Wattage. Measure includes Code case. Impacts: CFL-based HOU (varies by BldgType) | LED Lamp: RefR, 15 Watts, non-dimmable | LED-RefR(15w) | DEER | Scaled | Lighting | InGen-CFL | Ltg_Lamp | LED_lamp | Standard |  | LED R/BR Basecase, Total Watts = 2.97 x Msr Watts |  | LEDratio0297 |  |  | LED R/BR Basecase, Total Watts = 2.97 x Msr Watts | 0 | LEDratio0297 |  |  | None | 0 | 0 |  | None
R-In-LED-RefR(16w)-dWP32 | SDG | None | WPSDGENRLG0106-6 | 2018-07-01 |  | Res | Res-Iltg-dWatt-CFL | SDG-LED-RefRBR(16wto<17w) | SDG-Std_RefRBR(16wto<17w)_10pCFL-40pLED-50pInc | ILtg-Res-LED-20000hr |  | DEER2017 | Disposition |  | Residential Indoor General Lighting: LED Lamp replaces pre-existing standard lighting Wattage. Measure includes Code case. Impacts: CFL-based HOU (varies by BldgType) | LED Lamp: RefR, 16 Watts, non-dimmable | LED-RefR(16w) | DEER | Scaled | Lighting | InGen-CFL | Ltg_Lamp | LED_lamp | Standard |  | LED R/BR Basecase, Total Watts = 2.97 x Msr Watts |  | LEDratio0297 |  |  | LED R/BR Basecase, Total Watts = 2.97 x Msr Watts | 0 | LEDratio0297 |  |  | None | 0 | 0 |  | None
R-In-LED-RefR(17w)-dWP33 | SDG | None | WPSDGENRLG0106-6 | 2018-07-01 |  | Res | Res-Iltg-dWatt-CFL | SDG-LED-RefRBR(17wto<18w) | SDG-Std_RefRBR(17wto<18w)_10pCFL-40pLED-50pInc | ILtg-Res-LED-20000hr |  | DEER2017 | Disposition |  | Residential Indoor General Lighting: LED Lamp replaces pre-existing standard lighting Wattage. Measure includes Code case. Impacts: CFL-based HOU (varies by BldgType) | LED Lamp: RefR, 17 Watts, non-dimmable | LED-RefR(17w) | DEER | Scaled | Lighting | InGen-CFL | Ltg_Lamp | LED_lamp | Standard |  | LED R/BR Basecase, Total Watts = 2.97 x Msr Watts |  | LEDratio0297 |  |  | LED R/BR Basecase, Total Watts = 2.97 x Msr Watts | 0 | LEDratio0297 |  |  | None | 0 | 0 |  | None
R-In-LED-RefR(18w)-dWP35 | SDG | None | WPSDGENRLG0106-6 | 2018-07-01 |  | Res | Res-Iltg-dWatt-CFL | SDG-LED-RefRBR(18wto<19w) | SDG-Std_RefRBR(18wto<19w)_10pCFL-40pLED-50pInc | ILtg-Res-LED-20000hr |  | DEER2017 | Disposition |  | Residential Indoor General Lighting: LED Lamp replaces pre-existing standard lighting Wattage. Measure includes Code case. Impacts: CFL-based HOU (varies by BldgType) | LED Lamp: RefR, 18 Watts, non-dimmable | LED-RefR(18w) | DEER | Scaled | Lighting | InGen-CFL | Ltg_Lamp | LED_lamp | Standard |  | LED R/BR Basecase, Total Watts = 2.97 x Msr Watts |  | LEDratio0297 |  |  | LED R/BR Basecase, Total Watts = 2.97 x Msr Watts | 0 | LEDratio0297 |  |  | None | 0 | 0 |  | None
R-In-LED-RefR(19w)-dWP37 | SDG | None | WPSDGENRLG0106-6 | 2018-07-01 |  | Res | Res-Iltg-dWatt-CFL | SDG-LED-RefRBR(19wto<20w) | SDG-Std_RefRBR(19wto<20w)_10pCFL-40pLED-50pInc | ILtg-Res-LED-20000hr |  | DEER2017 | Disposition |  | Residential Indoor General Lighting: LED Lamp replaces pre-existing standard lighting Wattage. Measure includes Code case. Impacts: CFL-based HOU (varies by BldgType) | LED Lamp: RefR, 19 Watts, non-dimmable | LED-RefR(19w) | DEER | Scaled | Lighting | InGen-CFL | Ltg_Lamp | LED_lamp | Standard |  | LED R/BR Basecase, Total Watts = 2.97 x Msr Watts |  | LEDratio0297 |  |  | LED R/BR Basecase, Total Watts = 2.97 x Msr Watts | 0 | LEDratio0297 |  |  | None | 0 | 0 |  | None
R-In-LED-RefR(20w)-dWP39 | SDG | None | WPSDGENRLG0106-6 | 2018-07-01 |  | Res | Res-Iltg-dWatt-CFL | SDG-LED-RefRBR(20wto<21w) | SDG-Std_RefRBR(20wto<21w)_10pCFL-40pLED-50pInc | ILtg-Res-LED-20000hr |  | DEER2017 | Disposition |  | Residential Indoor General Lighting: LED Lamp replaces pre-existing standard lighting Wattage. Measure includes Code case. Impacts: CFL-based HOU (varies by BldgType) | LED Lamp: RefR, 20 Watts, non-dimmable | LED-RefR(20w) | DEER | Scaled | Lighting | InGen-CFL | Ltg_Lamp | LED_lamp | Standard |  | LED R/BR Basecase, Total Watts = 2.97 x Msr Watts |  | LEDratio0297 |  |  | LED R/BR Basecase, Total Watts = 2.97 x Msr Watts | 0 | LEDratio0297 |  |  | None | 0 | 0 |  | None
R-In-LED-RefR(22w)-dWP43 | SDG | None | WPSDGENRLG0106-6 | 2018-07-01 |  | Res | Res-Iltg-dWatt-CFL | SDG-LED-RefRBR(22wto<23w) | SDG-Std_RefRBR(22wto<23w)_10pCFL-40pLED-50pInc | ILtg-Res-LED-20000hr |  | DEER2017 | Disposition |  | Residential Indoor General Lighting: LED Lamp replaces pre-existing standard lighting Wattage. Measure includes Code case. Impacts: CFL-based HOU (varies by BldgType) | LED Lamp: RefR, 22 Watts, non-dimmable | LED-RefR(22w) | DEER | Scaled | Lighting | InGen-CFL | Ltg_Lamp | LED_lamp | Standard |  | LED R/BR Basecase, Total Watts = 2.97 x Msr Watts |  | LEDratio0297 |  |  | LED R/BR Basecase, Total Watts = 2.97 x Msr Watts | 0 | LEDratio0297 |  |  | None | 0 | 0 |  | None
R-In-LED-RefR(6w)-dWP19 | SDG | None | WPSDGENRLG0106-6 | 2018-07-01 |  | Res | Res-Iltg-dWatt-CFL | SDG-LED-RefRBR(6wto<7w) | SDG-Std_RefRBR(6wto<7w)_10pCFL-40pLED-50pInc | ILtg-Res-LED-20000hr |  | DEER2017 | Disposition |  | Residential Indoor General Lighting: LED Lamp replaces pre-existing standard lighting Wattage. Measure includes Code case. Impacts: CFL-based HOU (varies by BldgType) | LED Lamp: RefR, 6 Watts, non-dimmable | LED-RefR(6w) | DEER | Scaled | Lighting | InGen-CFL | Ltg_Lamp | LED_lamp | Standard |  | LED R/BR Basecase, Total Watts = 4.17 x Msr Watts |  | LEDratio0417 |  |  | LED R/BR Basecase, Total Watts = 4.17 x Msr Watts | 0 | LEDratio0417 |  |  | None | 0 | 0 |  | None
R-In-LED-RefR(7w)-dWP22 | SDG | None | WPSDGENRLG0106-6 | 2018-07-01 |  | Res | Res-Iltg-dWatt-CFL | SDG-LED-RefRBR(7wto<8w) | SDG-Std_RefRBR(7wto<8w)_10pCFL-40pLED-50pInc | ILtg-Res-LED-20000hr |  | DEER2017 | Disposition |  | Residential Indoor General Lighting: LED Lamp replaces pre-existing standard lighting Wattage. Measure includes Code case. Impacts: CFL-based HOU (varies by BldgType) | LED Lamp: RefR, 7 Watts, non-dimmable | LED-RefR(7w) | DEER | Scaled | Lighting | InGen-CFL | Ltg_Lamp | LED_lamp | Standard |  | LED R/BR Basecase, Total Watts = 4.17 x Msr Watts |  | LEDratio0417 |  |  | LED R/BR Basecase, Total Watts = 4.17 x Msr Watts | 0 | LEDratio0417 |  |  | None | 0 | 0 |  | None
R-In-LED-RefR(8w)-dWP25 | SDG | None | WPSDGENRLG0106-6 | 2018-07-01 |  | Res | Res-Iltg-dWatt-CFL | SDG-LED-RefRBR(8wto<9w) | SDG-Std_RefRBR(8wto<9w)_10pCFL-40pLED-50pInc | ILtg-Res-LED-20000hr |  | DEER2017 | Disposition |  | Residential Indoor General Lighting: LED Lamp replaces pre-existing standard lighting Wattage. Measure includes Code case. Impacts: CFL-based HOU (varies by BldgType) | LED Lamp: RefR, 8 Watts, non-dimmable | LED-RefR(8w) | DEER | Scaled | Lighting | InGen-CFL | Ltg_Lamp | LED_lamp | Standard |  | LED R/BR Basecase, Total Watts = 4.17 x Msr Watts |  | LEDratio0417 |  |  | LED R/BR Basecase, Total Watts = 4.17 x Msr Watts | 0 | LEDratio0417 |  |  | None | 0 | 0 |  | None
R-In-LED-RefR(9w)-dWP29 | SDG | None | WPSDGENRLG0106-6 | 2018-07-01 |  | Res | Res-Iltg-dWatt-CFL | SDG-LED-RefRBR(9wto<10w) | SDG-Std_RefRBR(9wto<10w)_10pCFL-40pLED-50pInc | ILtg-Res-LED-20000hr |  | DEER2017 | Disposition |  | Residential Indoor General Lighting: LED Lamp replaces pre-existing standard lighting Wattage. Measure includes Code case. Impacts: CFL-based HOU (varies by BldgType) | LED Lamp: RefR, 9 Watts, non-dimmable | LED-RefR(9w) | DEER | Scaled | Lighting | InGen-CFL | Ltg_Lamp | LED_lamp | Standard |  | LED R/BR Basecase, Total Watts = 4.17 x Msr Watts |  | LEDratio0417 |  |  | LED R/BR Basecase, Total Watts = 4.17 x Msr Watts | 0 | LEDratio0417 |  |  | None | 0 | 0 |  | None
R-InCmn-LED-A19(EISA-Bin-100w-100LPW)-dWP2p4 | SDG | None | WPSDGENRLG0106-6 | 2018-07-01 |  | Res | Res-Iltg-Cmn-dWatt-CFL | SDG-LED-A19(EISA-Bin-100w-100LPW) | SDG-Std-LED-A19(EISA-Bin-100w-100LPW) | ILtg-Res-LED-20000hr-Cmn |  | DEER2017 | Disposition |  | LED A Lamp replaces pre-existing standard lighting Wattage based on EISA bin and LPW | LED Lamp: A19, EISA Bin 100, 100 LPW |  | DEER | Scaled | Lighting | InCommon | Ltg_Lamp | LED_lamp | Standard |  | LED A19 Basecase, 75% LED, 25% CFL |  |  |  |  | LED A19 Basecase, 75% LED, 25% CFL | 0 |  |  |  | None | 0 | 0 |  | None
R-InCmn-LED-A19(EISA-Bin-100w-110LPW)-dWP2p6 | SDG | None | WPSDGENRLG0106-6 | 2018-07-01 |  | Res | Res-Iltg-Cmn-dWatt-CFL | SDG-LED-A19(EISA-Bin-100w-110LPW) | SDG-Std-LED-A19(EISA-Bin-100w-110LPW) | ILtg-Res-LED-20000hr-Cmn |  | DEER2017 | Disposition |  | LED A Lamp replaces pre-existing standard lighting Wattage based on EISA bin and LPW | LED Lamp: A19, EISA Bin 100, 110 LPW |  | DEER | Scaled | Lighting | InCommon | Ltg_Lamp | LED_lamp | Standard |  | LED A19 Basecase, 75% LED, 25% CFL |  |  |  |  | LED A19 Basecase, 75% LED, 25% CFL | 0 |  |  |  | None | 0 | 0 |  | None
R-InCmn-LED-A19(EISA-Bin-100w-120LPW)-dWP3p3 | SDG | None | WPSDGENRLG0106-6 | 2018-07-01 |  | Res | Res-Iltg-Cmn-dWatt-CFL | SDG-LED-A19(EISA-Bin-100w-120LPW) | SDG-Std-LED-A19(EISA-Bin-100w-120LPW) | ILtg-Res-LED-20000hr-Cmn |  | DEER2017 | Disposition |  | LED A Lamp replaces pre-existing standard lighting Wattage based on EISA bin and LPW | LED Lamp: A19, EISA Bin 100, 120 LPW |  | DEER | Scaled | Lighting | InCommon | Ltg_Lamp | LED_lamp | Standard |  | LED A19 Basecase, 75% LED, 25% CFL |  |  |  |  | LED A19 Basecase, 75% LED, 25% CFL | 0 |  |  |  | None | 0 | 0 |  | None
R-InCmn-LED-A19(EISA-Bin-100w-90LPW)-dWP2p0 | SDG | None | WPSDGENRLG0106-6 | 2018-07-01 |  | Res | Res-Iltg-Cmn-dWatt-CFL | SDG-LED-A19(EISA-Bin-100w-90LPW) | SDG-Std-LED-A19(EISA-Bin-100w-90LPW) | ILtg-Res-LED-20000hr-Cmn |  | DEER2017 | Disposition |  | LED A Lamp replaces pre-existing standard lighting Wattage based on EISA bin and LPW | LED Lamp: A19, EISA Bin 100, 90 LPW |  | DEER | Scaled | Lighting | InCommon | Ltg_Lamp | LED_lamp | Standard |  | LED A19 Basecase, 75% LED, 25% CFL |  |  |  |  | LED A19 Basecase, 75% LED, 25% CFL | 0 |  |  |  | None | 0 | 0 |  | None
R-InCmn-LED-A19(EISA-Bin-40w-100LPW)-dWP1p1 | SDG | None | WPSDGENRLG0106-6 | 2018-07-01 |  | Res | Res-Iltg-Cmn-dWatt-CFL | SDG-LED-A19(EISA-Bin-40w-100LPW) | SDG-Std-LED-A19(EISA-Bin-40w-100LPW) | ILtg-Res-LED-20000hr-Cmn |  | DEER2017 | Disposition |  | LED A Lamp replaces pre-existing standard lighting Wattage based on EISA bin and LPW | LED Lamp: A19, EISA Bin 40, 100 LPW |  | DEER | Scaled | Lighting | InCommon | Ltg_Lamp | LED_lamp | Standard |  | LED A19 Basecase, 75% LED, 25% CFL |  |  |  |  | LED A19 Basecase, 75% LED, 25% CFL | 0 |  |  |  | None | 0 | 0 |  | None
R-InCmn-LED-A19(EISA-Bin-40w-110LPW)-dWP1p2 | SDG | None | WPSDGENRLG0106-6 | 2018-07-01 |  | Res | Res-Iltg-Cmn-dWatt-CFL | SDG-LED-A19(EISA-Bin-40w-110LPW) | SDG-Std-LED-A19(EISA-Bin-40w-110LPW) | ILtg-Res-LED-20000hr-Cmn |  | DEER2017 | Disposition |  | LED A Lamp replaces pre-existing standard lighting Wattage based on EISA bin and LPW | LED Lamp: A19, EISA Bin 40, 110 LPW |  | DEER | Scaled | Lighting | InCommon | Ltg_Lamp | LED_lamp | Standard |  | LED A19 Basecase, 75% LED, 25% CFL |  |  |  |  | LED A19 Basecase, 75% LED, 25% CFL | 0 |  |  |  | None | 0 | 0 |  | None
R-InCmn-LED-A19(EISA-Bin-40w-120LPW)-dWP1p5 | SDG | None | WPSDGENRLG0106-6 | 2018-07-01 |  | Res | Res-Iltg-Cmn-dWatt-CFL | SDG-LED-A19(EISA-Bin-40w-120LPW) | SDG-Std-LED-A19(EISA-Bin-40w-120LPW) | ILtg-Res-LED-20000hr-Cmn |  | DEER2017 | Disposition |  | LED A Lamp replaces pre-existing standard lighting Wattage based on EISA bin and LPW | LED Lamp: A19, EISA Bin 40, 120 LPW |  | DEER | Scaled | Lighting | InCommon | Ltg_Lamp | LED_lamp | Standard |  | LED A19 Basecase, 75% LED, 25% CFL |  |  |  |  | LED A19 Basecase, 75% LED, 25% CFL | 0 |  |  |  | None | 0 | 0 |  | None
R-InCmn-LED-A19(EISA-Bin-40w-80LPW)-dWP0p8 | SDG | None | WPSDGENRLG0106-6 | 2018-07-01 |  | Res | Res-Iltg-Cmn-dWatt-CFL | SDG-LED-A19(EISA-Bin-40w-80LPW) | SDG-Std-LED-A19(EISA-Bin-40w-80LPW) | ILtg-Res-LED-20000hr-Cmn |  | DEER2017 | Disposition |  | LED A Lamp replaces pre-existing standard lighting Wattage based on EISA bin and LPW | LED Lamp: A19, EISA Bin 40, 80 LPW |  | DEER | Scaled | Lighting | InCommon | Ltg_Lamp | LED_lamp | Standard |  | LED A19 Basecase, 75% LED, 25% CFL |  |  |  |  | LED A19 Basecase, 75% LED, 25% CFL | 0 |  |  |  | None | 0 | 0 |  | None
R-InCmn-LED-A19(EISA-Bin-40w-90LPW)-dWP1p0 | SDG | None | WPSDGENRLG0106-6 | 2018-07-01 |  | Res | Res-Iltg-Cmn-dWatt-CFL | SDG-LED-A19(EISA-Bin-40w-90LPW) | SDG-Std-LED-A19(EISA-Bin-40w-90LPW) | ILtg-Res-LED-20000hr-Cmn |  | DEER2017 | Disposition |  | LED A Lamp replaces pre-existing standard lighting Wattage based on EISA bin and LPW | LED Lamp: A19, EISA Bin 40, 90 LPW |  | DEER | Scaled | Lighting | InCommon | Ltg_Lamp | LED_lamp | Standard |  | LED A19 Basecase, 75% LED, 25% CFL |  |  |  |  | LED A19 Basecase, 75% LED, 25% CFL | 0 |  |  |  | None | 0 | 0 |  | None
R-InCmn-LED-A19(EISA-Bin-60w-100LPW)-dWP1p4 | SDG | None | WPSDGENRLG0106-6 | 2018-07-01 |  | Res | Res-Iltg-Cmn-dWatt-CFL | SDG-LED-A19(EISA-Bin-60w-100LPW) | SDG-Std-LED-A19(EISA-Bin-60w-100LPW) | ILtg-Res-LED-20000hr-Cmn |  | DEER2017 | Disposition |  | LED A Lamp replaces pre-existing standard lighting Wattage based on EISA bin and LPW | LED Lamp: A19, EISA Bin 60, 100 LPW |  | DEER | Scaled | Lighting | InCommon | Ltg_Lamp | LED_lamp | Standard |  | LED A19 Basecase, 75% LED, 25% CFL |  |  |  |  | LED A19 Basecase, 75% LED, 25% CFL | 0 |  |  |  | None | 0 | 0 |  | None
R-InCmn-LED-A19(EISA-Bin-60w-110LPW)-dWP1p5 | SDG | None | WPSDGENRLG0106-6 | 2018-07-01 |  | Res | Res-Iltg-Cmn-dWatt-CFL | SDG-LED-A19(EISA-Bin-60w-110LPW) | SDG-Std-LED-A19(EISA-Bin-60w-110LPW) | ILtg-Res-LED-20000hr-Cmn |  | DEER2017 | Disposition |  | LED A Lamp replaces pre-existing standard lighting Wattage based on EISA bin and LPW | LED Lamp: A19, EISA Bin 60, 110 LPW |  | DEER | Scaled | Lighting | InCommon | Ltg_Lamp | LED_lamp | Standard |  | LED A19 Basecase, 75% LED, 25% CFL |  |  |  |  | LED A19 Basecase, 75% LED, 25% CFL | 0 |  |  |  | None | 0 | 0 |  | None
R-InCmn-LED-A19(EISA-Bin-60w-120LPW)-dWP1p8 | SDG | None | WPSDGENRLG0106-6 | 2018-07-01 |  | Res | Res-Iltg-Cmn-dWatt-CFL | SDG-LED-A19(EISA-Bin-60w-120LPW) | SDG-Std-LED-A19(EISA-Bin-60w-120LPW) | ILtg-Res-LED-20000hr-Cmn |  | DEER2017 | Disposition |  | LED A Lamp replaces pre-existing standard lighting Wattage based on EISA bin and LPW | LED Lamp: A19, EISA Bin 60, 120 LPW |  | DEER | Scaled | Lighting | InCommon | Ltg_Lamp | LED_lamp | Standard |  | LED A19 Basecase, 75% LED, 25% CFL |  |  |  |  | LED A19 Basecase, 75% LED, 25% CFL | 0 |  |  |  | None | 0 | 0 |  | None
R-InCmn-LED-A19(EISA-Bin-60w-90LPW)-dWP1p3 | SDG | None | WPSDGENRLG0106-6 | 2018-07-01 |  | Res | Res-Iltg-Cmn-dWatt-CFL | SDG-LED-A19(EISA-Bin-60w-90LPW) | SDG-Std-LED-A19(EISA-Bin-60w-90LPW) | ILtg-Res-LED-20000hr-Cmn |  | DEER2017 | Disposition |  | LED A Lamp replaces pre-existing standard lighting Wattage based on EISA bin and LPW | LED Lamp: A19, EISA Bin 60, 90 LPW |  | DEER | Scaled | Lighting | InCommon | Ltg_Lamp | LED_lamp | Standard |  | LED A19 Basecase, 75% LED, 25% CFL |  |  |  |  | LED A19 Basecase, 75% LED, 25% CFL | 0 |  |  |  | None | 0 | 0 |  | None
R-InCmn-LED-A19(EISA-Bin-75w-100LPW)-dWP1p7 | SDG | None | WPSDGENRLG0106-6 | 2018-07-01 |  | Res | Res-Iltg-Cmn-dWatt-CFL | SDG-LED-A19(EISA-Bin-75w-100LPW) | SDG-Std-LED-A19(EISA-Bin-75w-100LPW) | ILtg-Res-LED-20000hr-Cmn |  | DEER2017 | Disposition |  | LED A Lamp replaces pre-existing standard lighting Wattage based on EISA bin and LPW | LED Lamp: A19, EISA Bin 75, 100 LPW |  | DEER | Scaled | Lighting | InCommon | Ltg_Lamp | LED_lamp | Standard |  | LED A19 Basecase, 75% LED, 25% CFL |  |  |  |  | LED A19 Basecase, 75% LED, 25% CFL | 0 |  |  |  | None | 0 | 0 |  | None
R-InCmn-LED-A19(EISA-Bin-75w-110LPW)-dWP1p9 | SDG | None | WPSDGENRLG0106-6 | 2018-07-01 |  | Res | Res-Iltg-Cmn-dWatt-CFL | SDG-LED-A19(EISA-Bin-75w-110LPW) | SDG-Std-LED-A19(EISA-Bin-75w-110LPW) | ILtg-Res-LED-20000hr-Cmn |  | DEER2017 | Disposition |  | LED A Lamp replaces pre-existing standard lighting Wattage based on EISA bin and LPW | LED Lamp: A19, EISA Bin 75, 110 LPW |  | DEER | Scaled | Lighting | InCommon | Ltg_Lamp | LED_lamp | Standard |  | LED A19 Basecase, 75% LED, 25% CFL |  |  |  |  | LED A19 Basecase, 75% LED, 25% CFL | 0 |  |  |  | None | 0 | 0 |  | None
R-InCmn-LED-A19(EISA-Bin-75w-120LPW)-dWP2p3 | SDG | None | WPSDGENRLG0106-6 | 2018-07-01 |  | Res | Res-Iltg-Cmn-dWatt-CFL | SDG-LED-A19(EISA-Bin-75w-120LPW) | SDG-Std-LED-A19(EISA-Bin-75w-120LPW) | ILtg-Res-LED-20000hr-Cmn |  | DEER2017 | Disposition |  | LED A Lamp replaces pre-existing standard lighting Wattage based on EISA bin and LPW | LED Lamp: A19, EISA Bin 75, 80 LPW |  | DEER | Scaled | Lighting | InCommon | Ltg_Lamp | LED_lamp | Standard |  | LED A19 Basecase, 75% LED, 25% CFL |  |  |  |  | LED A19 Basecase, 75% LED, 25% CFL | 0 |  |  |  | None | 0 | 0 |  | None
R-InCmn-LED-A19(EISA-Bin-75w-90LPW)-dWP1p5 | SDG | None | WPSDGENRLG0106-6 | 2018-07-01 |  | Res | Res-Iltg-Cmn-dWatt-CFL | SDG-LED-A19(EISA-Bin-75w-90LPW) | SDG-Std-LED-A19(EISA-Bin-75w-90LPW) | ILtg-Res-LED-20000hr-Cmn |  | DEER2017 | Disposition |  | LED A Lamp replaces pre-existing standard lighting Wattage based on EISA bin and LPW | LED Lamp: A19, EISA Bin 75, 90 LPW |  | DEER | Scaled | Lighting | InCommon | Ltg_Lamp | LED_lamp | Standard |  | LED A19 Basecase, 75% LED, 25% CFL |  |  |  |  | LED A19 Basecase, 75% LED, 25% CFL | 0 |  |  |  | None | 0 | 0 |  | None
R-InCmn-LED-Candle(1.8w)-dWP6 | SDG | None | WPSDGENRLG0106-6 | 2018-07-01 |  | Res | Res-Iltg-Cmn-dWatt-CFL | SDG-LED-Candle(1wto<2w) | SDG-Std_Candle(1wto<2w)_5pCFL-35pLED-60pInc | ILtg-Res-LED-15000hr-Cmn |  | DEER2017 | Disposition |  | Residential Indoor Common-Area Lighting: LED Lamp replaces pre-existing standard lighting Wattage. Measure includes Code case. Impacts: HOU = 6142; CDF = 0.70 | LED Lamp: Candle, 1.8 Watts, non-dimmable | LED-Candle(1.8w) | DEER | Scaled | Lighting | InCommon | Ltg_Lamp | LED_lamp | Standard |  | LED Candelabra Basecase, Total Watts = 4.61 x Msr Watts |  | LEDratio0461 |  |  | LED Candelabra Basecase, Total Watts = 4.61 x Msr Watts | 0 | LEDratio0461 |  |  | None | 0 | 0 |  | None
R-InCmn-LED-Candle(1w)-dWP4 | SDG | None | WPSDGENRLG0106-6 | 2018-07-01 |  | Res | Res-Iltg-Cmn-dWatt-CFL | SDG-LED-Candle(1wto<2w) | SDG-Std_Candle(1wto<2w)_5pCFL-35pLED-60pInc | ILtg-Res-LED-15000hr-Cmn |  | DEER2017 | Disposition |  | Residential Indoor Common-Area Lighting: LED Lamp replaces pre-existing standard lighting Wattage. Measure includes Code case. Impacts: HOU = 6142; CDF = 0.70 | LED Lamp: Candle, 1 Watts, non-dimmable | LED-Candle(1w) | DEER | Scaled | Lighting | InCommon | Ltg_Lamp | LED_lamp | Standard |  | LED Candelabra Basecase, Total Watts = 4.61 x Msr Watts |  | LEDratio0461 |  |  | LED Candelabra Basecase, Total Watts = 4.61 x Msr Watts | 0 | LEDratio0461 |  |  | None | 0 | 0 |  | None
R-InCmn-LED-Candle(2w)-dWP7 | SDG | None | WPSDGENRLG0106-6 | 2018-07-01 |  | Res | Res-Iltg-Cmn-dWatt-CFL | SDG-LED-Candle(2wto<3w) | SDG-Std_Candle(2wto<3w)_5pCFL-35pLED-60pInc | ILtg-Res-LED-15000hr-Cmn |  | DEER2017 | Disposition |  | Residential Indoor Common-Area Lighting: LED Lamp replaces pre-existing standard lighting Wattage. Measure includes Code case. Impacts: HOU = 6142; CDF = 0.70 | LED Lamp: Candle, 2 Watts, non-dimmable | LED-Candle(2w) | DEER | Scaled | Lighting | InCommon | Ltg_Lamp | LED_lamp | Standard |  | LED Candelabra Basecase, Total Watts = 4.61 x Msr Watts |  | LEDratio0461 |  |  | LED Candelabra Basecase, Total Watts = 4.61 x Msr Watts | 0 | LEDratio0461 |  |  | None | 0 | 0 |  | None
R-InCmn-LED-Candle(3w)-dWP11 | SDG | None | WPSDGENRLG0106-6 | 2018-07-01 |  | Res | Res-Iltg-Cmn-dWatt-CFL | SDG-LED-Candle(3wto<4w) | SDG-Std_Candle(3wto<4w)_5pCFL-35pLED-60pInc | ILtg-Res-LED-15000hr-Cmn |  | DEER2017 | Disposition |  | Residential Indoor Common-Area Lighting: LED Lamp replaces pre-existing standard lighting Wattage. Measure includes Code case. Impacts: HOU = 6142; CDF = 0.70 | LED Lamp: Candle, 3 Watts, non-dimmable | LED-Candle(3w) | DEER | Scaled | Lighting | InCommon | Ltg_Lamp | LED_lamp | Standard |  | LED Candelabra Basecase, Total Watts = 4.61 x Msr Watts |  | LEDratio0461 |  |  | LED Candelabra Basecase, Total Watts = 4.61 x Msr Watts | 0 | LEDratio0461 |  |  | None | 0 | 0 |  | None
R-InCmn-LED-Candle(4w)-dWP14 | SDG | None | WPSDGENRLG0106-6 | 2018-07-01 |  | Res | Res-Iltg-Cmn-dWatt-CFL | SDG-LED-Candle(4wto<5w) | SDG-Std_Candle(4wto<5w)_5pCFL-35pLED-60pInc | ILtg-Res-LED-15000hr-Cmn |  | DEER2017 | Disposition |  | Residential Indoor Common-Area Lighting: LED Lamp replaces pre-existing standard lighting Wattage. Measure includes Code case. Impacts: HOU = 6142; CDF = 0.70 | LED Lamp: Candle, 4 Watts, non-dimmable | LED-Candle(4w) | DEER | Scaled | Lighting | InCommon | Ltg_Lamp | LED_lamp | Standard |  | LED Candelabra Basecase, Total Watts = 4.61 x Msr Watts |  | LEDratio0461 |  |  | LED Candelabra Basecase, Total Watts = 4.61 x Msr Watts | 0 | LEDratio0461 |  |  | None | 0 | 0 |  | None
R-InCmn-LED-Candle(5w)-dWP18 | SDG | None | WPSDGENRLG0106-6 | 2018-07-01 |  | Res | Res-Iltg-Cmn-dWatt-CFL | SDG-LED-Candle(5wto<6w) | SDG-Std_Candle(5wto<6w)_5pCFL-35pLED-60pInc | ILtg-Res-LED-15000hr-Cmn |  | DEER2017 | Disposition |  | Residential Indoor Common-Area Lighting: LED Lamp replaces pre-existing standard lighting Wattage. Measure includes Code case. Impacts: HOU = 6142; CDF = 0.70 | LED Lamp: Candle, 5 Watts, non-dimmable | LED-Candle(5w) | DEER | Scaled | Lighting | InCommon | Ltg_Lamp | LED_lamp | Standard |  | LED Candelabra Basecase, Total Watts = 4.61 x Msr Watts |  | LEDratio0461 |  |  | LED Candelabra Basecase, Total Watts = 4.61 x Msr Watts | 0 | LEDratio0461 |  |  | None | 0 | 0 |  | None
R-InCmn-LED-Glb(10w)-dWP21 | SDG | None | WPSDGENRLG0106-6 | 2018-07-01 |  | Res | Res-Iltg-Cmn-dWatt-CFL | SDG-LED-Glb(10wto<11w) | SDG-Std_Glb(10wto<11w)_5pCFL-35pLED-60pInc | ILtg-Res-LED-20000hr-Cmn |  | DEER2017 | Disposition |  | Residential Indoor Common Area Lighting: LED Lamp replaces pre-existing standard lighting Wattage. Measure includes Code case. | LED Lamp: Glb, 10 Watts, non-dimmable | LED-Glb(10w) | DEER | Scaled | Lighting | InCommon | Ltg_Lamp | LED_lamp | Standard |  | LED Globe greater than or equal to 3 Watts Basecase, Total Watts = 3.10 x Msr Watts |  | LEDratio0310 |  |  | LED Globe greater than or equal to 3 Watts Basecase, Total Watts = 3.10 x Msr Watts | 0 | LEDratio0310 |  |  | None | 0 | 0 |  | None
R-InCmn-LED-Glb(1w)-dWP4 | SDG | None | WPSDGENRLG0106-6 | 2018-07-01 |  | Res | Res-Iltg-Cmn-dWatt-CFL | SDG-LED-Glb(1wto<2w) | SDG-Std_Glb(1wto<2w)_5pCFL-35pLED-60pInc | ILtg-Res-LED-20000hr-Cmn |  | DEER2017 | Disposition |  | Residential Indoor Common Area Lighting: LED Lamp replaces pre-existing standard lighting Wattage. Measure includes Code case. | LED Lamp: Glb, 1 Watts, non-dimmable | LED-Glb(1w) | DEER | Scaled | Lighting | InCommon | Ltg_Lamp | LED_lamp | Standard |  | LED Globe less than 3 Watts Basecase, Total Watts = 4.68 x Msr Watts |  | LEDratio0468 |  |  | LED Globe less than 3 Watts Basecase, Total Watts = 4.68 x Msr Watts | 0 | LEDratio0468 |  |  | None | 0 | 0 |  | None
R-InCmn-LED-Glb(2w)-dWP7 | SDG | None | WPSDGENRLG0106-6 | 2018-07-01 |  | Res | Res-Iltg-Cmn-dWatt-CFL | SDG-LED-Glb(2wto<3w) | SDG-Std_Glb(2wto<3w)_5pCFL-35pLED-60pInc | ILtg-Res-LED-20000hr-Cmn |  | DEER2017 | Disposition |  | Residential Indoor Common Area Lighting: LED Lamp replaces pre-existing standard lighting Wattage. Measure includes Code case. | LED Lamp: Glb, 2 Watts, non-dimmable | LED-Glb(2w) | DEER | Scaled | Lighting | InCommon | Ltg_Lamp | LED_lamp | Standard |  | LED Globe less than 3 Watts Basecase, Total Watts = 4.68 x Msr Watts |  | LEDratio0468 |  |  | LED Globe less than 3 Watts Basecase, Total Watts = 4.68 x Msr Watts | 0 | LEDratio0468 |  |  | None | 0 | 0 |  | None
R-InCmn-LED-Glb(3w)-dWP6 | SDG | None | WPSDGENRLG0106-6 | 2018-07-01 |  | Res | Res-Iltg-Cmn-dWatt-CFL | SDG-LED-Glb(3wto<4w) | SDG-Std_Glb(3wto<4w)_5pCFL-35pLED-60pInc | ILtg-Res-LED-20000hr-Cmn |  | DEER2017 | Disposition |  | Residential Indoor Common Area Lighting: LED Lamp replaces pre-existing standard lighting Wattage. Measure includes Code case. | LED Lamp: Glb, 3 Watts, non-dimmable | LED-Glb(3w) | DEER | Scaled | Lighting | InCommon | Ltg_Lamp | LED_lamp | Standard |  | LED Globe greater than or equal to 3 Watts Basecase, Total Watts = 3.10 x Msr Watts |  | LEDratio0310 |  |  | LED Globe greater than or equal to 3 Watts Basecase, Total Watts = 3.10 x Msr Watts | 0 | LEDratio0310 |  |  | None | 0 | 0 |  | None
R-InCmn-LED-Glb(4w)-dWP8 | SDG | None | WPSDGENRLG0106-6 | 2018-07-01 |  | Res | Res-Iltg-Cmn-dWatt-CFL | SDG-LED-Glb(4wto<5w) | SDG-Std_Glb(4wto<5w)_5pCFL-35pLED-60pInc | ILtg-Res-LED-20000hr-Cmn |  | DEER2017 | Disposition |  | Residential Indoor Common Area Lighting: LED Lamp replaces pre-existing standard lighting Wattage. Measure includes Code case. | LED Lamp: Glb, 4 Watts, non-dimmable | LED-Glb(4w) | DEER | Scaled | Lighting | InCommon | Ltg_Lamp | LED_lamp | Standard |  | LED Globe greater than or equal to 3 Watts Basecase, Total Watts = 3.10 x Msr Watts |  | LEDratio0310 |  |  | LED Globe greater than or equal to 3 Watts Basecase, Total Watts = 3.10 x Msr Watts | 0 | LEDratio0310 |  |  | None | 0 | 0 |  | None
R-InCmn-LED-Glb(5w)-dWP11 | SDG | None | WPSDGENRLG0106-6 | 2018-07-01 |  | Res | Res-Iltg-Cmn-dWatt-CFL | SDG-LED-Glb(5wto<6w) | SDG-Std_Glb(5wto<6w)_5pCFL-35pLED-60pInc | ILtg-Res-LED-20000hr-Cmn |  | DEER2017 | Disposition |  | Residential Indoor Common Area Lighting: LED Lamp replaces pre-existing standard lighting Wattage. Measure includes Code case. | LED Lamp: Glb, 5 Watts, non-dimmable | LED-Glb(5w) | DEER | Scaled | Lighting | InCommon | Ltg_Lamp | LED_lamp | Standard |  | LED Globe greater than or equal to 3 Watts Basecase, Total Watts = 3.10 x Msr Watts |  | LEDratio0310 |  |  | LED Globe greater than or equal to 3 Watts Basecase, Total Watts = 3.10 x Msr Watts | 0 | LEDratio0310 |  |  | None | 0 | 0 |  | None
R-InCmn-LED-Glb(6w)-dWP13 | SDG | None | WPSDGENRLG0106-6 | 2018-07-01 |  | Res | Res-Iltg-Cmn-dWatt-CFL | SDG-LED-Glb(6wto<7w) | SDG-Std_Glb(6wto<7w)_5pCFL-35pLED-60pInc | ILtg-Res-LED-20000hr-Cmn |  | DEER2017 | Disposition |  | Residential Indoor Common Area Lighting: LED Lamp replaces pre-existing standard lighting Wattage. Measure includes Code case. | LED Lamp: Glb, 6 Watts, non-dimmable | LED-Glb(6w) | DEER | Scaled | Lighting | InCommon | Ltg_Lamp | LED_lamp | Standard |  | LED Globe greater than or equal to 3 Watts Basecase, Total Watts = 3.10 x Msr Watts |  | LEDratio0310 |  |  | LED Globe greater than or equal to 3 Watts Basecase, Total Watts = 3.10 x Msr Watts | 0 | LEDratio0310 |  |  | None | 0 | 0 |  | None
R-InCmn-LED-Glb(7w)-dWP15 | SDG | None | WPSDGENRLG0106-6 | 2018-07-01 |  | Res | Res-Iltg-Cmn-dWatt-CFL | SDG-LED-Glb(7wto<8w) | SDG-Std_Glb(7wto<8w)_5pCFL-35pLED-60pInc | ILtg-Res-LED-20000hr-Cmn |  | DEER2017 | Disposition |  | Residential Indoor Common Area Lighting: LED Lamp replaces pre-existing standard lighting Wattage. Measure includes Code case. | LED Lamp: Glb, 7 Watts, non-dimmable | LED-Glb(7w) | DEER | Scaled | Lighting | InCommon | Ltg_Lamp | LED_lamp | Standard |  | LED Globe greater than or equal to 3 Watts Basecase, Total Watts = 3.10 x Msr Watts |  | LEDratio0310 |  |  | LED Globe greater than or equal to 3 Watts Basecase, Total Watts = 3.10 x Msr Watts | 0 | LEDratio0310 |  |  | None | 0 | 0 |  | None
R-InCmn-LED-Glb(8w)-dWP17 | SDG | None | WPSDGENRLG0106-6 | 2018-07-01 |  | Res | Res-Iltg-Cmn-dWatt-CFL | SDG-LED-Glb(8wto<9w) | SDG-Std_Glb(8wto<9w)_5pCFL-35pLED-60pInc | ILtg-Res-LED-20000hr-Cmn |  | DEER2017 | Disposition |  | Residential Indoor Common Area Lighting: LED Lamp replaces pre-existing standard lighting Wattage. Measure includes Code case. | LED Lamp: Glb, 8 Watts, non-dimmable | LED-Glb(8w) | DEER | Scaled | Lighting | InCommon | Ltg_Lamp | LED_lamp | Standard |  | LED Globe greater than or equal to 3 Watts Basecase, Total Watts = 3.10 x Msr Watts |  | LEDratio0310 |  |  | LED Globe greater than or equal to 3 Watts Basecase, Total Watts = 3.10 x Msr Watts | 0 | LEDratio0310 |  |  | None | 0 | 0 |  | None
R-InCmn-LED-Glb(9w)-dWP19 | SDG | None | WPSDGENRLG0106-6 | 2018-07-01 |  | Res | Res-Iltg-Cmn-dWatt-CFL | SDG-LED-Glb(9wto<10w) | SDG-Std_Glb(9wto<10w)_5pCFL-35pLED-60pInc | ILtg-Res-LED-20000hr-Cmn |  | DEER2017 | Disposition |  | Residential Indoor Common Area Lighting: LED Lamp replaces pre-existing standard lighting Wattage. Measure includes Code case. | LED Lamp: Glb, 9 Watts, non-dimmable | LED-Glb(9w) | DEER | Scaled | Lighting | InCommon | Ltg_Lamp | LED_lamp | Standard |  | LED Globe greater than or equal to 3 Watts Basecase, Total Watts = 3.10 x Msr Watts |  | LEDratio0310 |  |  | LED Globe greater than or equal to 3 Watts Basecase, Total Watts = 3.10 x Msr Watts | 0 | LEDratio0310 |  |  | None | 0 | 0 |  | None
R-InCmn-LED-PAR20(10w)-dWP22 | SDG | None | WPSDGENRLG0106-6 | 2018-07-01 |  | Res | Res-Iltg-Cmn-dWatt-CFL | SDG-LED-PAR20(10wto<11w) | SDG-Std_PAR20(10wto<11w)_10pCFL-40pLED-50pInc | ILtg-Res-LED-20000hr-Cmn |  | DEER2017 | Disposition |  | Residential Indoor Common-Area Lighting: LED Lamp replaces pre-existing standard lighting Wattage. Measure includes Code case. Impacts: HOU = 6142; CDF = 0.70 | LED Lamp: PAR20, 10 Watts, non-dimmable | LED-PAR20(10w) | DEER | Scaled | Lighting | InCommon | Ltg_Lamp | LED_lamp | Standard |  | LED PAR20 Basecase, Total Watts = 3.21 x Msr Watts |  | LEDratio0321 |  |  | LED PAR20 Basecase, Total Watts = 3.21 x Msr Watts | 0 | LEDratio0321 |  |  | None | 0 | 0 |  | None
R-InCmn-LED-PAR20(4w)-dWP9 | SDG | None | WPSDGENRLG0106-6 | 2018-07-01 |  | Res | Res-Iltg-Cmn-dWatt-CFL | SDG-LED-PAR20(4wto<5w) | SDG-Std_PAR20(4wto<5w)_10pCFL-40pLED-50pInc | ILtg-Res-LED-20000hr-Cmn |  | DEER2017 | Disposition |  | Residential Indoor Common-Area Lighting: LED Lamp replaces pre-existing standard lighting Wattage. Measure includes Code case. Impacts: HOU = 6142; CDF = 0.70 | LED Lamp: PAR20, 4 Watts, non-dimmable | LED-PAR20(4w) | DEER | Scaled | Lighting | InCommon | Ltg_Lamp | LED_lamp | Standard |  | LED PAR20 Basecase, Total Watts = 3.21 x Msr Watts |  | LEDratio0321 |  |  | LED PAR20 Basecase, Total Watts = 3.21 x Msr Watts | 0 | LEDratio0321 |  |  | None | 0 | 0 |  | None
R-InCmn-LED-PAR20(6w)-dWP13 | SDG | None | WPSDGENRLG0106-6 | 2018-07-01 |  | Res | Res-Iltg-Cmn-dWatt-CFL | SDG-LED-PAR20(6wto<7w) | SDG-Std_PAR20(6wto<7w)_10pCFL-40pLED-50pInc | ILtg-Res-LED-20000hr-Cmn |  | DEER2017 | Disposition |  | Residential Indoor Common-Area Lighting: LED Lamp replaces pre-existing standard lighting Wattage. Measure includes Code case. Impacts: HOU = 6142; CDF = 0.70 | LED Lamp: PAR20, 6 Watts, non-dimmable | LED-PAR20(6w) | DEER | Scaled | Lighting | InCommon | Ltg_Lamp | LED_lamp | Standard |  | LED PAR20 Basecase, Total Watts = 3.21 x Msr Watts |  | LEDratio0321 |  |  | LED PAR20 Basecase, Total Watts = 3.21 x Msr Watts | 0 | LEDratio0321 |  |  | None | 0 | 0 |  | None
R-InCmn-LED-PAR20(7w)-dWP15 | SDG | None | WPSDGENRLG0106-6 | 2018-07-01 |  | Res | Res-Iltg-Cmn-dWatt-CFL | SDG-LED-PAR20(7wto<8w) | SDG-Std_PAR20(7wto<8ww)_10pCFL-40pLED-50pInc | ILtg-Res-LED-20000hr-Cmn |  | DEER2017 | Disposition |  | Residential Indoor Common-Area Lighting: LED Lamp replaces pre-existing standard lighting Wattage. Measure includes Code case. Impacts: HOU = 6142; CDF = 0.70 | LED Lamp: PAR20, 7 Watts, non-dimmable | LED-PAR20(7w) | DEER | Scaled | Lighting | InCommon | Ltg_Lamp | LED_lamp | Standard |  | LED PAR20 Basecase, Total Watts = 3.21 x Msr Watts |  | LEDratio0321 |  |  | LED PAR20 Basecase, Total Watts = 3.21 x Msr Watts | 0 | LEDratio0321 |  |  | None | 0 | 0 |  | None
R-InCmn-LED-PAR20(8w)-dWP18 | SDG | None | WPSDGENRLG0106-6 | 2018-07-01 |  | Res | Res-Iltg-Cmn-dWatt-CFL | SDG-LED-PAR20(8wto<9w) | SDG-Std_PAR20(8wto<9w)_10pCFL-40pLED-50pInc | ILtg-Res-LED-20000hr-Cmn |  | DEER2017 | Disposition |  | Residential Indoor Common-Area Lighting: LED Lamp replaces pre-existing standard lighting Wattage. Measure includes Code case. Impacts: HOU = 6142; CDF = 0.70 | LED Lamp: PAR20, 8 Watts, non-dimmable | LED-PAR20(8w) | DEER | Scaled | Lighting | InCommon | Ltg_Lamp | LED_lamp | Standard |  | LED PAR20 Basecase, Total Watts = 3.21 x Msr Watts |  | LEDratio0321 |  |  | LED PAR20 Basecase, Total Watts = 3.21 x Msr Watts | 0 | LEDratio0321 |  |  | None | 0 | 0 |  | None
R-InCmn-LED-PAR20(9w)-dWP20 | SDG | None | WPSDGENRLG0106-6 | 2018-07-01 |  | Res | Res-Iltg-Cmn-dWatt-CFL | SDG-LED-PAR20(9wto<10w) | SDG-Std_PAR20(9wto<10w)_10pCFL-40pLED-50pInc | ILtg-Res-LED-20000hr-Cmn |  | DEER2017 | Disposition |  | Residential Indoor Common-Area Lighting: LED Lamp replaces pre-existing standard lighting Wattage. Measure includes Code case. Impacts: HOU = 6142; CDF = 0.70 | LED Lamp: PAR20, 9 Watts, non-dimmable | LED-PAR20(9w) | DEER | Scaled | Lighting | InCommon | Ltg_Lamp | LED_lamp | Standard |  | LED PAR20 Basecase, Total Watts = 3.21 x Msr Watts |  | LEDratio0321 |  |  | LED PAR20 Basecase, Total Watts = 3.21 x Msr Watts | 0 | LEDratio0321 |  |  | None | 0 | 0 |  | None
R-InCmn-LED-PAR30(10w)-dWP13 | SDG | None | WPSDGENRLG0106-6 | 2018-07-01 |  | Res | Res-Iltg-Cmn-dWatt-CFL | SDG-LED-PAR30(10wto<11w) | SDG-Std_PAR30(10wto<11w)_10pCFL-40pLED-50pInc | ILtg-Res-LED-20000hr-Cmn |  | DEER2017 | Disposition |  | Residential Indoor Common-Area Lighting: LED Lamp replaces pre-existing standard lighting Wattage. Measure includes Code case. Impacts: HOU = 6142; CDF = 0.70 | LED Lamp: PAR30, 10 Watts, non-dimmable | LED-PAR30(10w) | DEER | Scaled | Lighting | InCommon | Ltg_Lamp | LED_lamp | Standard |  | LED PAR30 Basecase, Total Watts = 2.34 x Msr Watts |  | LEDratio0234 |  |  | LED PAR30 Basecase, Total Watts = 2.34 x Msr Watts | 0 | LEDratio0234 |  |  | None | 0 | 0 |  | None
R-InCmn-LED-PAR30(11w)-dWP15 | SDG | None | WPSDGENRLG0106-6 | 2018-07-01 |  | Res | Res-Iltg-Cmn-dWatt-CFL | SDG-LED-PAR30(11wto<12w) | SDG-Std_PAR30(11wto<12w)_10pCFL-40pLED-50pInc | ILtg-Res-LED-20000hr-Cmn |  | DEER2017 | Disposition |  | Residential Indoor Common-Area Lighting: LED Lamp replaces pre-existing standard lighting Wattage. Measure includes Code case. Impacts: HOU = 6142; CDF = 0.70 | LED Lamp: PAR30, 11 Watts, non-dimmable | LED-PAR30(11w) | DEER | Scaled | Lighting | InCommon | Ltg_Lamp | LED_lamp | Standard |  | LED PAR30 Basecase, Total Watts = 2.34 x Msr Watts |  | LEDratio0234 |  |  | LED PAR30 Basecase, Total Watts = 2.34 x Msr Watts | 0 | LEDratio0234 |  |  | None | 0 | 0 |  | None
R-InCmn-LED-PAR30(12w)-dWP16 | SDG | None | WPSDGENRLG0106-6 | 2018-07-01 |  | Res | Res-Iltg-Cmn-dWatt-CFL | SDG-LED-PAR30(12wto<13w) | SDG-Std_PAR30(12wto<13w)_10pCFL-40pLED-50pInc | ILtg-Res-LED-20000hr-Cmn |  | DEER2017 | Disposition |  | Residential Indoor Common-Area Lighting: LED Lamp replaces pre-existing standard lighting Wattage. Measure includes Code case. Impacts: HOU = 6142; CDF = 0.70 | LED Lamp: PAR30, 12 Watts, non-dimmable | LED-PAR30(12w) | DEER | Scaled | Lighting | InCommon | Ltg_Lamp | LED_lamp | Standard |  | LED PAR30 Basecase, Total Watts = 2.34 x Msr Watts |  | LEDratio0234 |  |  | LED PAR30 Basecase, Total Watts = 2.34 x Msr Watts | 0 | LEDratio0234 |  |  | None | 0 | 0 |  | None
R-InCmn-LED-PAR30(13w)-dWP17 | SDG | None | WPSDGENRLG0106-6 | 2018-07-01 |  | Res | Res-Iltg-Cmn-dWatt-CFL | SDG-LED-PAR30(13wto<14w) | SDG-Std_PAR30(13wto<14w)_10pCFL-40pLED-50pInc | ILtg-Res-LED-20000hr-Cmn |  | DEER2017 | Disposition |  | Residential Indoor Common-Area Lighting: LED Lamp replaces pre-existing standard lighting Wattage. Measure includes Code case. Impacts: HOU = 6142; CDF = 0.70 | LED Lamp: PAR30, 13 Watts, non-dimmable | LED-PAR30(13w) | DEER | Scaled | Lighting | InCommon | Ltg_Lamp | LED_lamp | Standard |  | LED PAR30 Basecase, Total Watts = 2.34 x Msr Watts |  | LEDratio0234 |  |  | LED PAR30 Basecase, Total Watts = 2.34 x Msr Watts | 0 | LEDratio0234 |  |  | None | 0 | 0 |  | None
R-InCmn-LED-PAR30(14w)-dWP19 | SDG | None | WPSDGENRLG0106-6 | 2018-07-01 |  | Res | Res-Iltg-Cmn-dWatt-CFL | SDG-LED-PAR30(14wto<15w) | SDG-Std_PAR30(14wto<15w)_10pCFL-40pLED-50pInc | ILtg-Res-LED-20000hr-Cmn |  | DEER2017 | Disposition |  | Residential Indoor Common-Area Lighting: LED Lamp replaces pre-existing standard lighting Wattage. Measure includes Code case. Impacts: HOU = 6142; CDF = 0.70 | LED Lamp: PAR30, 14 Watts, non-dimmable | LED-PAR30(14w) | DEER | Scaled | Lighting | InCommon | Ltg_Lamp | LED_lamp | Standard |  | LED PAR30 Basecase, Total Watts = 2.34 x Msr Watts |  | LEDratio0234 |  |  | LED PAR30 Basecase, Total Watts = 2.34 x Msr Watts | 0 | LEDratio0234 |  |  | None | 0 | 0 |  | None
R-InCmn-LED-PAR30(15w)-dWP20 | SDG | None | WPSDGENRLG0106-6 | 2018-07-01 |  | Res | Res-Iltg-Cmn-dWatt-CFL | SDG-LED-PAR30(15wto<16w) | SDG-Std_PAR30(15wto<16w)_10pCFL-40pLED-50pInc | ILtg-Res-LED-20000hr-Cmn |  | DEER2017 | Disposition |  | Residential Indoor Common-Area Lighting: LED Lamp replaces pre-existing standard lighting Wattage. Measure includes Code case. Impacts: HOU = 6142; CDF = 0.70 | LED Lamp: PAR30, 15 Watts, non-dimmable | LED-PAR30(15w) | DEER | Scaled | Lighting | InCommon | Ltg_Lamp | LED_lamp | Standard |  | LED PAR30 Basecase, Total Watts = 2.34 x Msr Watts |  | LEDratio0234 |  |  | LED PAR30 Basecase, Total Watts = 2.34 x Msr Watts | 0 | LEDratio0234 |  |  | None | 0 | 0 |  | None
R-InCmn-LED-PAR30(16w)-dWP21 | SDG | None | WPSDGENRLG0106-6 | 2018-07-01 |  | Res | Res-Iltg-Cmn-dWatt-CFL | SDG-LED-PAR30(16wto<17w) | SDG-Std_PAR30(16wto<17w)_10pCFL-40pLED-50pInc | ILtg-Res-LED-20000hr-Cmn |  | DEER2017 | Disposition |  | Residential Indoor Common-Area Lighting: LED Lamp replaces pre-existing standard lighting Wattage. Measure includes Code case. Impacts: HOU = 6142; CDF = 0.70 | LED Lamp: PAR30, 16 Watts, non-dimmable | LED-PAR30(16w) | DEER | Scaled | Lighting | InCommon | Ltg_Lamp | LED_lamp | Standard |  | LED PAR30 Basecase, Total Watts = 2.34 x Msr Watts |  | LEDratio0234 |  |  | LED PAR30 Basecase, Total Watts = 2.34 x Msr Watts | 0 | LEDratio0234 |  |  | None | 0 | 0 |  | None
R-InCmn-LED-PAR30(17w)-dWP23 | SDG | None | WPSDGENRLG0106-6 | 2018-07-01 |  | Res | Res-Iltg-Cmn-dWatt-CFL | SDG-LED-PAR30(17wto<18w) | SDG-Std_PAR30(17wto<18w)_10pCFL-40pLED-50pInc | ILtg-Res-LED-20000hr-Cmn |  | DEER2017 | Disposition |  | Residential Indoor Common-Area Lighting: LED Lamp replaces pre-existing standard lighting Wattage. Measure includes Code case. Impacts: HOU = 6142; CDF = 0.70 | LED Lamp: PAR30, 17 Watts, non-dimmable | LED-PAR30(17w) | DEER | Scaled | Lighting | InCommon | Ltg_Lamp | LED_lamp | Standard |  | LED PAR30 Basecase, Total Watts = 2.34 x Msr Watts |  | LEDratio0234 |  |  | LED PAR30 Basecase, Total Watts = 2.34 x Msr Watts | 0 | LEDratio0234 |  |  | None | 0 | 0 |  | None
R-InCmn-LED-PAR30(18w)-dWP24 | SDG | None | WPSDGENRLG0106-6 | 2018-07-01 |  | Res | Res-Iltg-Cmn-dWatt-CFL | SDG-LED-PAR30(18wto<19w) | SDG-Std_PAR30(18wto<19w)_10pCFL-40pLED-50pInc | ILtg-Res-LED-20000hr-Cmn |  | DEER2017 | Disposition |  | Residential Indoor Common-Area Lighting: LED Lamp replaces pre-existing standard lighting Wattage. Measure includes Code case. Impacts: HOU = 6142; CDF = 0.70 | LED Lamp: PAR30, 18 Watts, non-dimmable | LED-PAR30(18w) | DEER | Scaled | Lighting | InCommon | Ltg_Lamp | LED_lamp | Standard |  | LED PAR30 Basecase, Total Watts = 2.34 x Msr Watts |  | LEDratio0234 |  |  | LED PAR30 Basecase, Total Watts = 2.34 x Msr Watts | 0 | LEDratio0234 |  |  | None | 0 | 0 |  | None
R-InCmn-LED-PAR30(19w)-dWP25 | SDG | None | WPSDGENRLG0106-6 | 2018-07-01 |  | Res | Res-Iltg-Cmn-dWatt-CFL | SDG-LED-PAR30(19wto<20w) | SDG-Std_PAR30(19wto<20w)_10pCFL-40pLED-50pInc | ILtg-Res-LED-20000hr-Cmn |  | DEER2017 | Disposition |  | Residential Indoor Common-Area Lighting: LED Lamp replaces pre-existing standard lighting Wattage. Measure includes Code case. Impacts: HOU = 6142; CDF = 0.70 | LED Lamp: PAR30, 19 Watts, non-dimmable | LED-PAR30(19w) | DEER | Scaled | Lighting | InCommon | Ltg_Lamp | LED_lamp | Standard |  | LED PAR30 Basecase, Total Watts = 2.34 x Msr Watts |  | LEDratio0234 |  |  | LED PAR30 Basecase, Total Watts = 2.34 x Msr Watts | 0 | LEDratio0234 |  |  | None | 0 | 0 |  | None
R-InCmn-LED-PAR30(20w)-dWP27 | SDG | None | WPSDGENRLG0106-6 | 2018-07-01 |  | Res | Res-Iltg-Cmn-dWatt-CFL | SDG-LED-PAR30(20wto<21w) | SDG-Std_PAR30(20wto<21w)_10pCFL-40pLED-50pInc | ILtg-Res-LED-20000hr-Cmn |  | DEER2017 | Disposition |  | Residential Indoor Common-Area Lighting: LED Lamp replaces pre-existing standard lighting Wattage. Measure includes Code case. Impacts: HOU = 6142; CDF = 0.70 | LED Lamp: PAR30, 20 Watts, non-dimmable | LED-PAR30(20w) | DEER | Scaled | Lighting | InCommon | Ltg_Lamp | LED_lamp | Standard |  | LED PAR30 Basecase, Total Watts = 2.34 x Msr Watts |  | LEDratio0234 |  |  | LED PAR30 Basecase, Total Watts = 2.34 x Msr Watts | 0 | LEDratio0234 |  |  | None | 0 | 0 |  | None
R-InCmn-LED-PAR30(6w)-dWP8 | SDG | None | WPSDGENRLG0106-6 | 2018-07-01 |  | Res | Res-Iltg-Cmn-dWatt-CFL | SDG-LED-PAR30(6wto<7w) | SDG-Std_PAR30(6wto<7w)_10pCFL-40pLED-50pInc | ILtg-Res-LED-20000hr-Cmn |  | DEER2017 | Disposition |  | Residential Indoor Common-Area Lighting: LED Lamp replaces pre-existing standard lighting Wattage. Measure includes Code case. Impacts: HOU = 6142; CDF = 0.70 | LED Lamp: PAR30, 6 Watts, non-dimmable | LED-PAR30(6w) | DEER | Scaled | Lighting | InCommon | Ltg_Lamp | LED_lamp | Standard |  | LED PAR30 Basecase, Total Watts = 2.34 x Msr Watts |  | LEDratio0234 |  |  | LED PAR30 Basecase, Total Watts = 2.34 x Msr Watts | 0 | LEDratio0234 |  |  | None | 0 | 0 |  | None
R-InCmn-LED-PAR30(8w)-dWP11 | SDG | None | WPSDGENRLG0106-6 | 2018-07-01 |  | Res | Res-Iltg-Cmn-dWatt-CFL | SDG-LED-PAR30(8wto<9w) | SDG-Std_PAR30(8wto<9w)_10pCFL-40pLED-50pInc | ILtg-Res-LED-20000hr-Cmn |  | DEER2017 | Disposition |  | Residential Indoor Common-Area Lighting: LED Lamp replaces pre-existing standard lighting Wattage. Measure includes Code case. Impacts: HOU = 6142; CDF = 0.70 | LED Lamp: PAR30, 8 Watts, non-dimmable | LED-PAR30(8w) | DEER | Scaled | Lighting | InCommon | Ltg_Lamp | LED_lamp | Standard |  | LED PAR30 Basecase, Total Watts = 2.34 x Msr Watts |  | LEDratio0234 |  |  | LED PAR30 Basecase, Total Watts = 2.34 x Msr Watts | 0 | LEDratio0234 |  |  | None | 0 | 0 |  | None
R-InCmn-LED-PAR38(10w)-dWP16 | SDG | None | WPSDGENRLG0106-6 | 2018-07-01 |  | Res | Res-Iltg-Cmn-dWatt-CFL | SDG-LED-PAR38(10wto<11w) | SDG-Std_PAR38(10wto<11w)_10pCFL-40pLED-50pInc | ILtg-Res-LED-20000hr-Cmn |  | DEER2017 | Disposition |  | Residential Indoor Common-Area Lighting: LED Lamp replaces pre-existing standard lighting Wattage. Measure includes Code case. Impacts: HOU = 6142; CDF = 0.70 | LED Lamp: PAR38, 10 Watts, non-dimmable | LED-PAR38(10w) | DEER | Scaled | Lighting | InCommon | Ltg_Lamp | LED_lamp | Standard |  | LED PAR38 Basecase, Total Watts = 2.60 x Msr Watts |  | LEDratio0260 |  |  | LED PAR38 Basecase, Total Watts = 2.60 x Msr Watts | 0 | LEDratio0260 |  |  | None | 0 | 0 |  | None
R-InCmn-LED-PAR38(12w)-dWP19 | SDG | None | WPSDGENRLG0106-6 | 2018-07-01 |  | Res | Res-Iltg-Cmn-dWatt-CFL | SDG-LED-PAR38(12wto<13w) | SDG-Std_PAR38(12wto<13w)_10pCFL-40pLED-50pInc | ILtg-Res-LED-20000hr-Cmn |  | DEER2017 | Disposition |  | Residential Indoor Common-Area Lighting: LED Lamp replaces pre-existing standard lighting Wattage. Measure includes Code case. Impacts: HOU = 6142; CDF = 0.70 | LED Lamp: PAR38, 12 Watts, non-dimmable | LED-PAR38(12w) | DEER | Scaled | Lighting | InCommon | Ltg_Lamp | LED_lamp | Standard |  | LED PAR38 Basecase, Total Watts = 2.60 x Msr Watts |  | LEDratio0260 |  |  | LED PAR38 Basecase, Total Watts = 2.60 x Msr Watts | 0 | LEDratio0260 |  |  | None | 0 | 0 |  | None
R-InCmn-LED-PAR38(13w)-dWP21 | SDG | None | WPSDGENRLG0106-6 | 2018-07-01 |  | Res | Res-Iltg-Cmn-dWatt-CFL | SDG-LED-PAR38(13wto<14w) | SDG-Std_PAR38(13wto<14w)_10pCFL-40pLED-50pInc | ILtg-Res-LED-20000hr-Cmn |  | DEER2017 | Disposition |  | Residential Indoor Common-Area Lighting: LED Lamp replaces pre-existing standard lighting Wattage. Measure includes Code case. Impacts: HOU = 6142; CDF = 0.70 | LED Lamp: PAR38, 13 Watts, non-dimmable | LED-PAR38(13w) | DEER | Scaled | Lighting | InCommon | Ltg_Lamp | LED_lamp | Standard |  | LED PAR38 Basecase, Total Watts = 2.60 x Msr Watts |  | LEDratio0260 |  |  | LED PAR38 Basecase, Total Watts = 2.60 x Msr Watts | 0 | LEDratio0260 |  |  | None | 0 | 0 |  | None
R-InCmn-LED-PAR38(14w)-dWP22 | SDG | None | WPSDGENRLG0106-6 | 2018-07-01 |  | Res | Res-Iltg-Cmn-dWatt-CFL | SDG-LED-PAR38(14wto<15w) | SDG-Std_PAR38(14wto<15w)_10pCFL-40pLED-50pInc | ILtg-Res-LED-20000hr-Cmn |  | DEER2017 | Disposition |  | Residential Indoor Common-Area Lighting: LED Lamp replaces pre-existing standard lighting Wattage. Measure includes Code case. Impacts: HOU = 6142; CDF = 0.70 | LED Lamp: PAR38, 14 Watts, non-dimmable | LED-PAR38(14w) | DEER | Scaled | Lighting | InCommon | Ltg_Lamp | LED_lamp | Standard |  | LED PAR38 Basecase, Total Watts = 2.60 x Msr Watts |  | LEDratio0260 |  |  | LED PAR38 Basecase, Total Watts = 2.60 x Msr Watts | 0 | LEDratio0260 |  |  | None | 0 | 0 |  | None
R-InCmn-LED-PAR38(15w)-dWP24 | SDG | None | WPSDGENRLG0106-6 | 2018-07-01 |  | Res | Res-Iltg-Cmn-dWatt-CFL | SDG-LED-PAR38(15wto<16w) | SDG-Std_PAR38(15wto<16w)_10pCFL-40pLED-50pInc | ILtg-Res-LED-20000hr-Cmn |  | DEER2017 | Disposition |  | Residential Indoor Common-Area Lighting: LED Lamp replaces pre-existing standard lighting Wattage. Measure includes Code case. Impacts: HOU = 6142; CDF = 0.70 | LED Lamp: PAR38, 15 Watts, non-dimmable | LED-PAR38(15w) | DEER | Scaled | Lighting | InCommon | Ltg_Lamp | LED_lamp | Standard |  | LED PAR38 Basecase, Total Watts = 2.60 x Msr Watts |  | LEDratio0260 |  |  | LED PAR38 Basecase, Total Watts = 2.60 x Msr Watts | 0 | LEDratio0260 |  |  | None | 0 | 0 |  | None
R-InCmn-LED-PAR38(16w)-dWP26 | SDG | None | WPSDGENRLG0106-6 | 2018-07-01 |  | Res | Res-Iltg-Cmn-dWatt-CFL | SDG-LED-PAR38(16wto<17w) | SDG-Std_PAR38(16wto<17w)_10pCFL-40pLED-50pInc | ILtg-Res-LED-20000hr-Cmn |  | DEER2017 | Disposition |  | Residential Indoor Common-Area Lighting: LED Lamp replaces pre-existing standard lighting Wattage. Measure includes Code case. Impacts: HOU = 6142; CDF = 0.70 | LED Lamp: PAR38, 16 Watts, non-dimmable | LED-PAR38(16w) | DEER | Scaled | Lighting | InCommon | Ltg_Lamp | LED_lamp | Standard |  | LED PAR38 Basecase, Total Watts = 2.60 x Msr Watts |  | LEDratio0260 |  |  | LED PAR38 Basecase, Total Watts = 2.60 x Msr Watts | 0 | LEDratio0260 |  |  | None | 0 | 0 |  | None
R-InCmn-LED-PAR38(17w)-dWP27 | SDG | None | WPSDGENRLG0106-6 | 2018-07-01 |  | Res | Res-Iltg-Cmn-dWatt-CFL | SDG-LED-PAR38(17wto<18w) | SDG-Std_PAR38(17wto<18w)_10pCFL-40pLED-50pInc | ILtg-Res-LED-20000hr-Cmn |  | DEER2017 | Disposition |  | Residential Indoor Common-Area Lighting: LED Lamp replaces pre-existing standard lighting Wattage. Measure includes Code case. Impacts: HOU = 6142; CDF = 0.70 | LED Lamp: PAR38, 17 Watts, non-dimmable | LED-PAR38(17w) | DEER | Scaled | Lighting | InCommon | Ltg_Lamp | LED_lamp | Standard |  | LED PAR38 Basecase, Total Watts = 2.60 x Msr Watts |  | LEDratio0260 |  |  | LED PAR38 Basecase, Total Watts = 2.60 x Msr Watts | 0 | LEDratio0260 |  |  | None | 0 | 0 |  | None
R-InCmn-LED-PAR38(18w)-dWP29 | SDG | None | WPSDGENRLG0106-6 | 2018-07-01 |  | Res | Res-Iltg-Cmn-dWatt-CFL | SDG-LED-PAR38(18wto<19w) | SDG-Std_PAR38(18wto<19w)_10pCFL-40pLED-50pInc | ILtg-Res-LED-20000hr-Cmn |  | DEER2017 | Disposition |  | Residential Indoor Common-Area Lighting: LED Lamp replaces pre-existing standard lighting Wattage. Measure includes Code case. Impacts: HOU = 6142; CDF = 0.70 | LED Lamp: PAR38, 18 Watts, non-dimmable | LED-PAR38(18w) | DEER | Scaled | Lighting | InCommon | Ltg_Lamp | LED_lamp | Standard |  | LED PAR38 Basecase, Total Watts = 2.60 x Msr Watts |  | LEDratio0260 |  |  | LED PAR38 Basecase, Total Watts = 2.60 x Msr Watts | 0 | LEDratio0260 |  |  | None | 0 | 0 |  | None
R-InCmn-LED-PAR38(19w)-dWP30 | SDG | None | WPSDGENRLG0106-6 | 2018-07-01 |  | Res | Res-Iltg-Cmn-dWatt-CFL | SDG-LED-PAR38(19wto<20w) | SDG-Std_PAR38(19wto<20w)_10pCFL-40pLED-50pInc | ILtg-Res-LED-20000hr-Cmn |  | DEER2017 | Disposition |  | Residential Indoor Common-Area Lighting: LED Lamp replaces pre-existing standard lighting Wattage. Measure includes Code case. Impacts: HOU = 6142; CDF = 0.70 | LED Lamp: PAR38, 19 Watts, non-dimmable | LED-PAR38(19w) | DEER | Scaled | Lighting | InCommon | Ltg_Lamp | LED_lamp | Standard |  | LED PAR38 Basecase, Total Watts = 2.60 x Msr Watts |  | LEDratio0260 |  |  | LED PAR38 Basecase, Total Watts = 2.60 x Msr Watts | 0 | LEDratio0260 |  |  | None | 0 | 0 |  | None
R-InCmn-LED-PAR38(20w)-dWP32 | SDG | None | WPSDGENRLG0106-6 | 2018-07-01 |  | Res | Res-Iltg-Cmn-dWatt-CFL | SDG-LED-PAR38(20wto<21w) | SDG-Std_PAR38(20wto<21w)_10pCFL-40pLED-50pInc | ILtg-Res-LED-20000hr-Cmn |  | DEER2017 | Disposition |  | Residential Indoor Common-Area Lighting: LED Lamp replaces pre-existing standard lighting Wattage. Measure includes Code case. Impacts: HOU = 6142; CDF = 0.70 | LED Lamp: PAR38, 20 Watts, non-dimmable | LED-PAR38(20w) | DEER | Scaled | Lighting | InCommon | Ltg_Lamp | LED_lamp | Standard |  | LED PAR38 Basecase, Total Watts = 2.60 x Msr Watts |  | LEDratio0260 |  |  | LED PAR38 Basecase, Total Watts = 2.60 x Msr Watts | 0 | LEDratio0260 |  |  | None | 0 | 0 |  | None
R-InCmn-LED-PAR38(21w)-dWP34 | SDG | None | WPSDGENRLG0106-6 | 2018-07-01 |  | Res | Res-Iltg-Cmn-dWatt-CFL | SDG-LED-PAR38(21wto<22w) | SDG-Std_PAR38(21wto<22w)_10pCFL-40pLED-50pInc | ILtg-Res-LED-20000hr-Cmn |  | DEER2017 | Disposition |  | Residential Indoor Common-Area Lighting: LED Lamp replaces pre-existing standard lighting Wattage. Measure includes Code case. Impacts: HOU = 6142; CDF = 0.70 | LED Lamp: PAR38, 21 Watts, non-dimmable | LED-PAR38(21w) | DEER | Scaled | Lighting | InCommon | Ltg_Lamp | LED_lamp | Standard |  | LED PAR38 Basecase, Total Watts = 2.60 x Msr Watts |  | LEDratio0260 |  |  | LED PAR38 Basecase, Total Watts = 2.60 x Msr Watts | 0 | LEDratio0260 |  |  | None | 0 | 0 |  | None
R-InCmn-LED-PAR38(22w)-dWP35 | SDG | None | WPSDGENRLG0106-6 | 2018-07-01 |  | Res | Res-Iltg-Cmn-dWatt-CFL | SDG-LED-PAR38(22wto<23w) | SDG-Std_PAR38(22wto<23w)_10pCFL-40pLED-50pInc | ILtg-Res-LED-20000hr-Cmn |  | DEER2017 | Disposition |  | Residential Indoor Common-Area Lighting: LED Lamp replaces pre-existing standard lighting Wattage. Measure includes Code case. Impacts: HOU = 6142; CDF = 0.70 | LED Lamp: PAR38, 22 Watts, non-dimmable | LED-PAR38(22w) | DEER | Scaled | Lighting | InCommon | Ltg_Lamp | LED_lamp | Standard |  | LED PAR38 Basecase, Total Watts = 2.60 x Msr Watts |  | LEDratio0260 |  |  | LED PAR38 Basecase, Total Watts = 2.60 x Msr Watts | 0 | LEDratio0260 |  |  | None | 0 | 0 |  | None
R-InCmn-LED-PAR38(23w)-dWP37 | SDG | None | WPSDGENRLG0106-6 | 2018-07-01 |  | Res | Res-Iltg-Cmn-dWatt-CFL | SDG-LED-PAR38(23wto<24w) | SDG-Std_PAR38(23wto<24w)_10pCFL-40pLED-50pInc | ILtg-Res-LED-20000hr-Cmn |  | DEER2017 | Disposition |  | Residential Indoor Common-Area Lighting: LED Lamp replaces pre-existing standard lighting Wattage. Measure includes Code case. Impacts: HOU = 6142; CDF = 0.70 | LED Lamp: PAR38, 23 Watts, non-dimmable | LED-PAR38(23w) | DEER | Scaled | Lighting | InCommon | Ltg_Lamp | LED_lamp | Standard |  | LED PAR38 Basecase, Total Watts = 2.60 x Msr Watts |  | LEDratio0260 |  |  | LED PAR38 Basecase, Total Watts = 2.60 x Msr Watts | 0 | LEDratio0260 |  |  | None | 0 | 0 |  | None
R-InCmn-LED-PAR38(24w)-dWP38 | SDG | None | WPSDGENRLG0106-6 | 2018-07-01 |  | Res | Res-Iltg-Cmn-dWatt-CFL | SDG-LED-PAR38(24wto<25w) | SDG-Std_PAR38(24wto<25w)_10pCFL-40pLED-50pInc | ILtg-Res-LED-20000hr-Cmn |  | DEER2017 | Disposition |  | Residential Indoor Common-Area Lighting: LED Lamp replaces pre-existing standard lighting Wattage. Measure includes Code case. Impacts: HOU = 6142; CDF = 0.70 | LED Lamp: PAR38, 24 Watts, non-dimmable | LED-PAR38(24w) | DEER | Scaled | Lighting | InCommon | Ltg_Lamp | LED_lamp | Standard |  | LED PAR38 Basecase, Total Watts = 2.60 x Msr Watts |  | LEDratio0260 |  |  | LED PAR38 Basecase, Total Watts = 2.60 x Msr Watts | 0 | LEDratio0260 |  |  | None | 0 | 0 |  | None
R-InCmn-LED-PAR38(25w)-dWP40 | SDG | None | WPSDGENRLG0106-6 | 2018-07-01 |  | Res | Res-Iltg-Cmn-dWatt-CFL | SDG-LED-PAR38(25wto<26w) | SDG-Std_PAR38(25wto<26w)_10pCFL-40pLED-50pInc | ILtg-Res-LED-20000hr-Cmn |  | DEER2017 | Disposition |  | Residential Indoor Common-Area Lighting: LED Lamp replaces pre-existing standard lighting Wattage. Measure includes Code case. Impacts: HOU = 6142; CDF = 0.70 | LED Lamp: PAR38, 25 Watts, non-dimmable | LED-PAR38(25w) | DEER | Scaled | Lighting | InCommon | Ltg_Lamp | LED_lamp | Standard |  | LED PAR38 Basecase, Total Watts = 2.60 x Msr Watts |  | LEDratio0260 |  |  | LED PAR38 Basecase, Total Watts = 2.60 x Msr Watts | 0 | LEDratio0260 |  |  | None | 0 | 0 |  | None
R-InCmn-LED-PAR38(26w)-dWP42 | SDG | None | WPSDGENRLG0106-6 | 2018-07-01 |  | Res | Res-Iltg-Cmn-dWatt-CFL | SDG-LED-PAR38(26wto<27w) | SDG-Std_PAR38(26wto<27w)_10pCFL-40pLED-50pInc | ILtg-Res-LED-20000hr-Cmn |  | DEER2017 | Disposition |  | Residential Indoor Common-Area Lighting: LED Lamp replaces pre-existing standard lighting Wattage. Measure includes Code case. Impacts: HOU = 6142; CDF = 0.70 | LED Lamp: PAR38, 26 Watts, non-dimmable | LED-PAR38(26w) | DEER | Scaled | Lighting | InCommon | Ltg_Lamp | LED_lamp | Standard |  | LED PAR38 Basecase, Total Watts = 2.60 x Msr Watts |  | LEDratio0260 |  |  | LED PAR38 Basecase, Total Watts = 2.60 x Msr Watts | 0 | LEDratio0260 |  |  | None | 0 | 0 |  | None
R-InCmn-LED-PAR38(27w)-dWP43 | SDG | None | WPSDGENRLG0106-6 | 2018-07-01 |  | Res | Res-Iltg-Cmn-dWatt-CFL | SDG-LED-PAR38(27wto<28w) | SDG-Std_PAR38(27wto<28w)_10pCFL-40pLED-50pInc | ILtg-Res-LED-20000hr-Cmn |  | DEER2017 | Disposition |  | Residential Indoor Common-Area Lighting: LED Lamp replaces pre-existing standard lighting Wattage. Measure includes Code case. Impacts: HOU = 6142; CDF = 0.70 | LED Lamp: PAR38, 27 Watts, non-dimmable | LED-PAR38(27w) | DEER | Scaled | Lighting | InCommon | Ltg_Lamp | LED_lamp | Standard |  | LED PAR38 Basecase, Total Watts = 2.60 x Msr Watts |  | LEDratio0260 |  |  | LED PAR38 Basecase, Total Watts = 2.60 x Msr Watts | 0 | LEDratio0260 |  |  | None | 0 | 0 |  | None
R-InCmn-LED-PAR38(7w)-dWP11 | SDG | None | WPSDGENRLG0106-6 | 2018-07-01 |  | Res | Res-Iltg-Cmn-dWatt-CFL | SDG-LED-PAR38(7wto<8w) | SDG-Std_PAR38(7wto<8w)_10pCFL-40pLED-50pInc | ILtg-Res-LED-20000hr-Cmn |  | DEER2017 | Disposition |  | Residential Indoor Common-Area Lighting: LED Lamp replaces pre-existing standard lighting Wattage. Measure includes Code case. Impacts: HOU = 6142; CDF = 0.70 | LED Lamp: PAR38, 7 Watts, non-dimmable | LED-PAR38(7w) | DEER | Scaled | Lighting | InCommon | Ltg_Lamp | LED_lamp | Standard |  | LED PAR38 Basecase, Total Watts = 2.60 x Msr Watts |  | LEDratio0260 |  |  | LED PAR38 Basecase, Total Watts = 2.60 x Msr Watts | 0 | LEDratio0260 |  |  | None | 0 | 0 |  | None
R-Out-LED-A19(EISA-Bin-100w-100LPW)-dWP2p4 | SDG | None | WPSDGENRLG0106-6 | 2018-07-01 |  | Res | Res-Oltg-dWatt | SDG-LED-A19(EISA-Bin-100w-100LPW) | SDG-Std-LED-A19(EISA-Bin-100w-100LPW) | OLtg-Res-LED-20000hr |  | DEER2016 | Disposition |  | LED A Lamp replaces pre-existing standard lighting Wattage based on EISA bin and LPW | LED Lamp: A19, EISA Bin 100, 100 LPW |  | DEER | Scaled | Lighting | OutGen | Ltg_Lamp | LED_lamp | Standard |  | LED A19 Basecase, 75% LED, 25% CFL |  |  |  |  | LED A19 Basecase, 75% LED, 25% CFL | 0 |  |  |  | None | 0 | 0 |  | None
R-Out-LED-A19(EISA-Bin-100w-110LPW)-dWP2p6 | SDG | None | WPSDGENRLG0106-6 | 2018-07-01 |  | Res | Res-Oltg-dWatt | SDG-LED-A19(EISA-Bin-100w-110LPW) | SDG-Std-LED-A19(EISA-Bin-100w-110LPW) | OLtg-Res-LED-20000hr |  | DEER2016 | Disposition |  | LED A Lamp replaces pre-existing standard lighting Wattage based on EISA bin and LPW | LED Lamp: A19, EISA Bin 100, 110 LPW |  | DEER | Scaled | Lighting | OutGen | Ltg_Lamp | LED_lamp | Standard |  | LED A19 Basecase, 75% LED, 25% CFL |  |  |  |  | LED A19 Basecase, 75% LED, 25% CFL | 0 |  |  |  | None | 0 | 0 |  | None
R-Out-LED-A19(EISA-Bin-100w-120LPW)-dWP3p3 | SDG | None | WPSDGENRLG0106-6 | 2018-07-01 |  | Res | Res-Oltg-dWatt | SDG-LED-A19(EISA-Bin-100w-120LPW) | SDG-Std-LED-A19(EISA-Bin-100w-120LPW) | OLtg-Res-LED-20000hr |  | DEER2016 | Disposition |  | LED A Lamp replaces pre-existing standard lighting Wattage based on EISA bin and LPW | LED Lamp: A19, EISA Bin 100, 120 LPW |  | DEER | Scaled | Lighting | OutGen | Ltg_Lamp | LED_lamp | Standard |  | LED A19 Basecase, 75% LED, 25% CFL |  |  |  |  | LED A19 Basecase, 75% LED, 25% CFL | 0 |  |  |  | None | 0 | 0 |  | None
R-Out-LED-A19(EISA-Bin-100w-90LPW)-dWP2p0 | SDG | None | WPSDGENRLG0106-6 | 2018-07-01 |  | Res | Res-Oltg-dWatt | SDG-LED-A19(EISA-Bin-100w-90LPW) | SDG-Std-LED-A19(EISA-Bin-100w-90LPW) | OLtg-Res-LED-20000hr |  | DEER2016 | Disposition |  | LED A Lamp replaces pre-existing standard lighting Wattage based on EISA bin and LPW | LED Lamp: A19, EISA Bin 100, 90 LPW |  | DEER | Scaled | Lighting | OutGen | Ltg_Lamp | LED_lamp | Standard |  | LED A19 Basecase, 75% LED, 25% CFL |  |  |  |  | LED A19 Basecase, 75% LED, 25% CFL | 0 |  |  |  | None | 0 | 0 |  | None
R-Out-LED-A19(EISA-Bin-40w-100LPW)-dWP1p1 | SDG | None | WPSDGENRLG0106-6 | 2018-07-01 |  | Res | Res-Oltg-dWatt | SDG-LED-A19(EISA-Bin-40w-100LPW) | SDG-Std-LED-A19(EISA-Bin-40w-100LPW) | OLtg-Res-LED-20000hr |  | DEER2016 | Disposition |  | LED A Lamp replaces pre-existing standard lighting Wattage based on EISA bin and LPW | LED Lamp: A19, EISA Bin 40, 100 LPW |  | DEER | Scaled | Lighting | OutGen | Ltg_Lamp | LED_lamp | Standard |  | LED A19 Basecase, 75% LED, 25% CFL |  |  |  |  | LED A19 Basecase, 75% LED, 25% CFL | 0 |  |  |  | None | 0 | 0 |  | None
R-Out-LED-A19(EISA-Bin-40w-110LPW)-dWP1p2 | SDG | None | WPSDGENRLG0106-6 | 2018-07-01 |  | Res | Res-Oltg-dWatt | SDG-LED-A19(EISA-Bin-40w-110LPW) | SDG-Std-LED-A19(EISA-Bin-40w-110LPW) | OLtg-Res-LED-20000hr |  | DEER2016 | Disposition |  | LED A Lamp replaces pre-existing standard lighting Wattage based on EISA bin and LPW | LED Lamp: A19, EISA Bin 40, 110 LPW |  | DEER | Scaled | Lighting | OutGen | Ltg_Lamp | LED_lamp | Standard |  | LED A19 Basecase, 75% LED, 25% CFL |  |  |  |  | LED A19 Basecase, 75% LED, 25% CFL | 0 |  |  |  | None | 0 | 0 |  | None
R-Out-LED-A19(EISA-Bin-40w-120LPW)-dWP1p5 | SDG | None | WPSDGENRLG0106-6 | 2018-07-01 |  | Res | Res-Oltg-dWatt | SDG-LED-A19(EISA-Bin-40w-120LPW) | SDG-Std-LED-A19(EISA-Bin-40w-120LPW) | OLtg-Res-LED-20000hr |  | DEER2016 | Disposition |  | LED A Lamp replaces pre-existing standard lighting Wattage based on EISA bin and LPW | LED Lamp: A19, EISA Bin 40, 120 LPW |  | DEER | Scaled | Lighting | OutGen | Ltg_Lamp | LED_lamp | Standard |  | LED A19 Basecase, 75% LED, 25% CFL |  |  |  |  | LED A19 Basecase, 75% LED, 25% CFL | 0 |  |  |  | None | 0 | 0 |  | None
R-Out-LED-A19(EISA-Bin-40w-80LPW)-dWP0p8 | SDG | None | WPSDGENRLG0106-6 | 2018-07-01 |  | Res | Res-Oltg-dWatt | SDG-LED-A19(EISA-Bin-40w-80LPW) | SDG-Std-LED-A19(EISA-Bin-40w-80LPW) | OLtg-Res-LED-20000hr |  | DEER2016 | Disposition |  | LED A Lamp replaces pre-existing standard lighting Wattage based on EISA bin and LPW | LED Lamp: A19, EISA Bin 40, 80 LPW |  | DEER | Scaled | Lighting | OutGen | Ltg_Lamp | LED_lamp | Standard |  | LED A19 Basecase, 75% LED, 25% CFL |  |  |  |  | LED A19 Basecase, 75% LED, 25% CFL | 0 |  |  |  | None | 0 | 0 |  | None
R-Out-LED-A19(EISA-Bin-40w-90LPW)-dWP1p0 | SDG | None | WPSDGENRLG0106-6 | 2018-07-01 |  | Res | Res-Oltg-dWatt | SDG-LED-A19(EISA-Bin-40w-90LPW) | SDG-Std-LED-A19(EISA-Bin-40w-90LPW) | OLtg-Res-LED-20000hr |  | DEER2016 | Disposition |  | LED A Lamp replaces pre-existing standard lighting Wattage based on EISA bin and LPW | LED Lamp: A19, EISA Bin 40, 90 LPW |  | DEER | Scaled | Lighting | OutGen | Ltg_Lamp | LED_lamp | Standard |  | LED A19 Basecase, 75% LED, 25% CFL |  |  |  |  | LED A19 Basecase, 75% LED, 25% CFL | 0 |  |  |  | None | 0 | 0 |  | None
R-Out-LED-A19(EISA-Bin-60w-100LPW)-dWP1p4 | SDG | None | WPSDGENRLG0106-6 | 2018-07-01 |  | Res | Res-Oltg-dWatt | SDG-LED-A19(EISA-Bin-60w-100LPW) | SDG-Std-LED-A19(EISA-Bin-60w-100LPW) | OLtg-Res-LED-20000hr |  | DEER2016 | Disposition |  | LED A Lamp replaces pre-existing standard lighting Wattage based on EISA bin and LPW | LED Lamp: A19, EISA Bin 60, 100 LPW |  | DEER | Scaled | Lighting | OutGen | Ltg_Lamp | LED_lamp | Standard |  | LED A19 Basecase, 75% LED, 25% CFL |  |  |  |  | LED A19 Basecase, 75% LED, 25% CFL | 0 |  |  |  | None | 0 | 0 |  | None
R-Out-LED-A19(EISA-Bin-60w-110LPW)-dWP1p5 | SDG | None | WPSDGENRLG0106-6 | 2018-07-01 |  | Res | Res-Oltg-dWatt | SDG-LED-A19(EISA-Bin-60w-110LPW) | SDG-Std-LED-A19(EISA-Bin-60w-110LPW) | OLtg-Res-LED-20000hr |  | DEER2016 | Disposition |  | LED A Lamp replaces pre-existing standard lighting Wattage based on EISA bin and LPW | LED Lamp: A19, EISA Bin 60, 110 LPW |  | DEER | Scaled | Lighting | OutGen | Ltg_Lamp | LED_lamp | Standard |  | LED A19 Basecase, 75% LED, 25% CFL |  |  |  |  | LED A19 Basecase, 75% LED, 25% CFL | 0 |  |  |  | None | 0 | 0 |  | None
R-Out-LED-A19(EISA-Bin-60w-120LPW)-dWP1p8 | SDG | None | WPSDGENRLG0106-6 | 2018-07-01 |  | Res | Res-Oltg-dWatt | SDG-LED-A19(EISA-Bin-60w-120LPW) | SDG-Std-LED-A19(EISA-Bin-60w-120LPW) | OLtg-Res-LED-20000hr |  | DEER2016 | Disposition |  | LED A Lamp replaces pre-existing standard lighting Wattage based on EISA bin and LPW | LED Lamp: A19, EISA Bin 60, 120 LPW |  | DEER | Scaled | Lighting | OutGen | Ltg_Lamp | LED_lamp | Standard |  | LED A19 Basecase, 75% LED, 25% CFL |  |  |  |  | LED A19 Basecase, 75% LED, 25% CFL | 0 |  |  |  | None | 0 | 0 |  | None
R-Out-LED-A19(EISA-Bin-60w-90LPW)-dWP1p3 | SDG | None | WPSDGENRLG0106-6 | 2018-07-01 |  | Res | Res-Oltg-dWatt | SDG-LED-A19(EISA-Bin-60w-90LPW) | SDG-Std-LED-A19(EISA-Bin-60w-90LPW) | OLtg-Res-LED-20000hr |  | DEER2016 | Disposition |  | LED A Lamp replaces pre-existing standard lighting Wattage based on EISA bin and LPW | LED Lamp: A19, EISA Bin 60, 90 LPW |  | DEER | Scaled | Lighting | OutGen | Ltg_Lamp | LED_lamp | Standard |  | LED A19 Basecase, 75% LED, 25% CFL |  |  |  |  | LED A19 Basecase, 75% LED, 25% CFL | 0 |  |  |  | None | 0 | 0 |  | None
R-Out-LED-A19(EISA-Bin-75w-100LPW)-dWP1p7 | SDG | None | WPSDGENRLG0106-6 | 2018-07-01 |  | Res | Res-Oltg-dWatt | SDG-LED-A19(EISA-Bin-75w-100LPW) | SDG-Std-LED-A19(EISA-Bin-75w-100LPW) | OLtg-Res-LED-20000hr |  | DEER2016 | Disposition |  | LED A Lamp replaces pre-existing standard lighting Wattage based on EISA bin and LPW | LED Lamp: A19, EISA Bin 75, 100 LPW |  | DEER | Scaled | Lighting | OutGen | Ltg_Lamp | LED_lamp | Standard |  | LED A19 Basecase, 75% LED, 25% CFL |  |  |  |  | LED A19 Basecase, 75% LED, 25% CFL | 0 |  |  |  | None | 0 | 0 |  | None
R-Out-LED-A19(EISA-Bin-75w-110LPW)-dWP1p9 | SDG | None | WPSDGENRLG0106-6 | 2018-07-01 |  | Res | Res-Oltg-dWatt | SDG-LED-A19(EISA-Bin-75w-110LPW) | SDG-Std-LED-A19(EISA-Bin-75w-110LPW) | OLtg-Res-LED-20000hr |  | DEER2016 | Disposition |  | LED A Lamp replaces pre-existing standard lighting Wattage based on EISA bin and LPW | LED Lamp: A19, EISA Bin 75, 110 LPW |  | DEER | Scaled | Lighting | OutGen | Ltg_Lamp | LED_lamp | Standard |  | LED A19 Basecase, 75% LED, 25% CFL |  |  |  |  | LED A19 Basecase, 75% LED, 25% CFL | 0 |  |  |  | None | 0 | 0 |  | None
R-Out-LED-A19(EISA-Bin-75w-120LPW)-dWP2p3 | SDG | None | WPSDGENRLG0106-6 | 2018-07-01 |  | Res | Res-Oltg-dWatt | SDG-LED-A19(EISA-Bin-75w-120LPW) | SDG-Std-LED-A19(EISA-Bin-75w-120LPW) | OLtg-Res-LED-20000hr |  | DEER2016 | Disposition |  | LED A Lamp replaces pre-existing standard lighting Wattage based on EISA bin and LPW | LED Lamp: A19, EISA Bin 75, 80 LPW |  | DEER | Scaled | Lighting | OutGen | Ltg_Lamp | LED_lamp | Standard |  | LED A19 Basecase, 75% LED, 25% CFL |  |  |  |  | LED A19 Basecase, 75% LED, 25% CFL | 0 |  |  |  | None | 0 | 0 |  | None
R-Out-LED-A19(EISA-Bin-75w-90LPW)-dWP1p5 | SDG | None | WPSDGENRLG0106-6 | 2018-07-01 |  | Res | Res-Oltg-dWatt | SDG-LED-A19(EISA-Bin-75w-90LPW) | SDG-Std-LED-A19(EISA-Bin-75w-90LPW) | OLtg-Res-LED-20000hr |  | DEER2016 | Disposition |  | LED A Lamp replaces pre-existing standard lighting Wattage based on EISA bin and LPW | LED Lamp: A19, EISA Bin 75, 90 LPW |  | DEER | Scaled | Lighting | OutGen | Ltg_Lamp | LED_lamp | Standard |  | LED A19 Basecase, 75% LED, 25% CFL |  |  |  |  | LED A19 Basecase, 75% LED, 25% CFL | 0 |  |  |  | None | 0 | 0 |  | None
R-Out-LED-PAR30-Ext(12w)-dWP16 | SDG | None | WPSDGENRLG0106-6 | 2018-07-01 |  | Res | Res-Oltg-dWatt | SDG-LED-PAR30(12wto<13w) | SDG-Std_PAR30(12wto<13w)_10pCFL-40pLED-50pInc | OLtg-Res-LED-20000hr |  | DEER2016 | Disposition |  | Residential Outdoor General Lighting: LED Lamp replaces pre-existing standard lighting Wattage. Measure includes Code case. Impacts: HOU = 1249; CDF = 0 | LED Lamp: Exterior PAR30, 12 Watts, non-dimmable | LED-PAR30-Ext(12w) | DEER | Scaled | Lighting | OutGen | Ltg_Lamp | LED_lamp | Standard |  | LED PAR30 Basecase, Total Watts = 2.34 x Msr Watts |  | LEDratio0234 |  |  | LED PAR30 Basecase, Total Watts = 2.34 x Msr Watts | 0 | LEDratio0234 |  |  | None | 0 | 0 |  | None
R-Out-LED-PAR30-Ext(15w)-dWP20 | SDG | None | WPSDGENRLG0106-6 | 2018-07-01 |  | Res | Res-Oltg-dWatt | SDG-LED-PAR30(15wto<16w) | SDG-Std_PAR30(15wto<16w)_10pCFL-40pLED-50pInc | OLtg-Res-LED-20000hr |  | DEER2016 | Disposition |  | Residential Outdoor General Lighting: LED Lamp replaces pre-existing standard lighting Wattage. Measure includes Code case. Impacts: HOU = 1249; CDF = 0 | LED Lamp: Exterior PAR30, 15 Watts, non-dimmable | LED-PAR30-Ext(15w) | DEER | Scaled | Lighting | OutGen | Ltg_Lamp | LED_lamp | Standard |  | LED PAR30 Basecase, Total Watts = 2.34 x Msr Watts |  | LEDratio0234 |  |  | LED PAR30 Basecase, Total Watts = 2.34 x Msr Watts | 0 | LEDratio0234 |  |  | None | 0 | 0 |  | None
R-Out-LED-PAR30-Ext(6w)-dWP8 | SDG | None | WPSDGENRLG0106-6 | 2018-07-01 |  | Res | Res-Oltg-dWatt | SDG-LED-PAR30(6wto<7w) | SDG-Std_PAR30(6wto<7w)_10pCFL-40pLED-50pInc | OLtg-Res-LED-20000hr |  | DEER2016 | Disposition |  | Residential Outdoor General Lighting: LED Lamp replaces pre-existing standard lighting Wattage. Measure includes Code case. Impacts: HOU = 1249; CDF = 0 | LED Lamp: Exterior PAR30, 6 Watts, non-dimmable | LED-PAR30-Ext(6w) | DEER | Scaled | Lighting | OutGen | Ltg_Lamp | LED_lamp | Standard |  | LED PAR30 Basecase, Total Watts = 2.34 x Msr Watts |  | LEDratio0234 |  |  | LED PAR30 Basecase, Total Watts = 2.34 x Msr Watts | 0 | LEDratio0234 |  |  | None | 0 | 0 |  | None
R-Out-LED-PAR38-Ext(17w)-dWP27 | SDG | None | WPSDGENRLG0106-6 | 2018-07-01 |  | Res | Res-Oltg-dWatt | SDG-LED-PAR38(17wto<18w) | SDG-Std_PAR38(17wto<18w)_10pCFL-40pLED-50pInc | OLtg-Res-LED-20000hr |  | DEER2016 | Disposition |  | Residential Outdoor General Lighting: LED Lamp replaces pre-existing standard lighting Wattage. Measure includes Code case. Impacts: HOU = 1249; CDF = 0 | LED Lamp: Exterior PAR38, 17 Watts, non-dimmable | LED-PAR38-Ext(17w) | DEER | Scaled | Lighting | OutGen | Ltg_Lamp | LED_lamp | Standard |  | LED PAR38 Basecase, Total Watts = 2.60 x Msr Watts |  | LEDratio0260 |  |  | LED PAR38 Basecase, Total Watts = 2.60 x Msr Watts | 0 | LEDratio0260 |  |  | None | 0 | 0 |  | None
R-Out-LED-PAR38-Ext(19w)-dWP30 | SDG | None | WPSDGENRLG0106-6 | 2018-07-01 |  | Res | Res-Oltg-dWatt | SDG-LED-PAR38(19wto<20w) | SDG-Std_PAR38(19wto<20w)_10pCFL-40pLED-50pInc | OLtg-Res-LED-20000hr |  | DEER2016 | Disposition |  | Residential Outdoor General Lighting: LED Lamp replaces pre-existing standard lighting Wattage. Measure includes Code case. Impacts: HOU = 1249; CDF = 0 | LED Lamp: Exterior PAR38, 19 Watts, non-dimmable | LED-PAR38-Ext(19w) | DEER | Scaled | Lighting | OutGen | Ltg_Lamp | LED_lamp | Standard |  | LED PAR38 Basecase, Total Watts = 2.60 x Msr Watts |  | LEDratio0260 |  |  | LED PAR38 Basecase, Total Watts = 2.60 x Msr Watts | 0 | LEDratio0260 |  |  | None | 0 | 0 |  | None
R-Out-LED-PAR38-Ext(7w)-dWP11 | SDG | None | WPSDGENRLG0106-6 | 2018-07-01 |  | Res | Res-Oltg-dWatt | SDG-LED-PAR38(7wto<8w) | SDG-Std_PAR38(7wto<8w)_10pCFL-40pLED-50pInc | OLtg-Res-LED-20000hr |  | DEER2016 | Disposition |  | Residential Outdoor General Lighting: LED Lamp replaces pre-existing standard lighting Wattage. Measure includes Code case. Impacts: HOU = 1249; CDF = 0 | LED Lamp: Exterior PAR38, 7 Watts, non-dimmable | LED-PAR38-Ext(7w) | DEER | Scaled | Lighting | OutGen | Ltg_Lamp | LED_lamp | Standard |  | LED PAR38 Basecase, Total Watts = 2.60 x Msr Watts |  | LEDratio0260 |  |  | LED PAR38 Basecase, Total Watts = 2.60 x Msr Watts | 0 | LEDratio0260 |  |  | None | 0 | 0 |  | None
R-OutCmn-LED-A19(EISA-Bin-100w-100LPW)-dWP2p4 | SDG | None | WPSDGENRLG0106-6 | 2018-07-01 |  | Res | Res-Oltg-Cmn-dWatt-CFL | SDG-LED-A19(EISA-Bin-100w-100LPW) | SDG-Std-LED-A19(EISA-Bin-100w-100LPW) | OLtg-Res-LED-20000hr-Cmn |  | DEER2017 | Disposition |  | LED A Lamp replaces pre-existing standard lighting Wattage based on EISA bin and LPW | LED Lamp: A19, EISA Bin 100, 100 LPW |  | DEER | Scaled | Lighting | OutCommon | Ltg_Lamp | LED_lamp | Standard |  | LED A19 Basecase, 75% LED, 25% CFL |  |  |  |  | LED A19 Basecase, 75% LED, 25% CFL | 0 |  |  |  | None | 0 | 0 |  | None
R-OutCmn-LED-A19(EISA-Bin-100w-110LPW)-dWP2p6 | SDG | None | WPSDGENRLG0106-6 | 2018-07-01 |  | Res | Res-Oltg-Cmn-dWatt-CFL | SDG-LED-A19(EISA-Bin-100w-110LPW) | SDG-Std-LED-A19(EISA-Bin-100w-110LPW) | OLtg-Res-LED-20000hr-Cmn |  | DEER2017 | Disposition |  | LED A Lamp replaces pre-existing standard lighting Wattage based on EISA bin and LPW | LED Lamp: A19, EISA Bin 100, 110 LPW |  | DEER | Scaled | Lighting | OutCommon | Ltg_Lamp | LED_lamp | Standard |  | LED A19 Basecase, 75% LED, 25% CFL |  |  |  |  | LED A19 Basecase, 75% LED, 25% CFL | 0 |  |  |  | None | 0 | 0 |  | None
R-OutCmn-LED-A19(EISA-Bin-100w-120LPW)-dWP3p3 | SDG | None | WPSDGENRLG0106-6 | 2018-07-01 |  | Res | Res-Oltg-Cmn-dWatt-CFL | SDG-LED-A19(EISA-Bin-100w-120LPW) | SDG-Std-LED-A19(EISA-Bin-100w-120LPW) | OLtg-Res-LED-20000hr-Cmn |  | DEER2017 | Disposition |  | LED A Lamp replaces pre-existing standard lighting Wattage based on EISA bin and LPW | LED Lamp: A19, EISA Bin 100, 120 LPW |  | DEER | Scaled | Lighting | OutCommon | Ltg_Lamp | LED_lamp | Standard |  | LED A19 Basecase, 75% LED, 25% CFL |  |  |  |  | LED A19 Basecase, 75% LED, 25% CFL | 0 |  |  |  | None | 0 | 0 |  | None
R-OutCmn-LED-A19(EISA-Bin-100w-90LPW)-dWP2p0 | SDG | None | WPSDGENRLG0106-6 | 2018-07-01 |  | Res | Res-Oltg-Cmn-dWatt-CFL | SDG-LED-A19(EISA-Bin-100w-90LPW) | SDG-Std-LED-A19(EISA-Bin-100w-90LPW) | OLtg-Res-LED-20000hr-Cmn |  | DEER2017 | Disposition |  | LED A Lamp replaces pre-existing standard lighting Wattage based on EISA bin and LPW | LED Lamp: A19, EISA Bin 100, 90 LPW |  | DEER | Scaled | Lighting | OutCommon | Ltg_Lamp | LED_lamp | Standard |  | LED A19 Basecase, 75% LED, 25% CFL |  |  |  |  | LED A19 Basecase, 75% LED, 25% CFL | 0 |  |  |  | None | 0 | 0 |  | None
R-OutCmn-LED-A19(EISA-Bin-40w-100LPW)-dWP1p1 | SDG | None | WPSDGENRLG0106-6 | 2018-07-01 |  | Res | Res-Oltg-Cmn-dWatt-CFL | SDG-LED-A19(EISA-Bin-40w-100LPW) | SDG-Std-LED-A19(EISA-Bin-40w-100LPW) | OLtg-Res-LED-20000hr-Cmn |  | DEER2017 | Disposition |  | LED A Lamp replaces pre-existing standard lighting Wattage based on EISA bin and LPW | LED Lamp: A19, EISA Bin 40, 100 LPW |  | DEER | Scaled | Lighting | OutCommon | Ltg_Lamp | LED_lamp | Standard |  | LED A19 Basecase, 75% LED, 25% CFL |  |  |  |  | LED A19 Basecase, 75% LED, 25% CFL | 0 |  |  |  | None | 0 | 0 |  | None
R-OutCmn-LED-A19(EISA-Bin-40w-110LPW)-dWP1p2 | SDG | None | WPSDGENRLG0106-6 | 2018-07-01 |  | Res | Res-Oltg-Cmn-dWatt-CFL | SDG-LED-A19(EISA-Bin-40w-110LPW) | SDG-Std-LED-A19(EISA-Bin-40w-110LPW) | OLtg-Res-LED-20000hr-Cmn |  | DEER2017 | Disposition |  | LED A Lamp replaces pre-existing standard lighting Wattage based on EISA bin and LPW | LED Lamp: A19, EISA Bin 40, 110 LPW |  | DEER | Scaled | Lighting | OutCommon | Ltg_Lamp | LED_lamp | Standard |  | LED A19 Basecase, 75% LED, 25% CFL |  |  |  |  | LED A19 Basecase, 75% LED, 25% CFL | 0 |  |  |  | None | 0 | 0 |  | None
R-OutCmn-LED-A19(EISA-Bin-40w-120LPW)-dWP1p5 | SDG | None | WPSDGENRLG0106-6 | 2018-07-01 |  | Res | Res-Oltg-Cmn-dWatt-CFL | SDG-LED-A19(EISA-Bin-40w-120LPW) | SDG-Std-LED-A19(EISA-Bin-40w-120LPW) | OLtg-Res-LED-20000hr-Cmn |  | DEER2017 | Disposition |  | LED A Lamp replaces pre-existing standard lighting Wattage based on EISA bin and LPW | LED Lamp: A19, EISA Bin 40, 120 LPW |  | DEER | Scaled | Lighting | OutCommon | Ltg_Lamp | LED_lamp | Standard |  | LED A19 Basecase, 75% LED, 25% CFL |  |  |  |  | LED A19 Basecase, 75% LED, 25% CFL | 0 |  |  |  | None | 0 | 0 |  | None
R-OutCmn-LED-A19(EISA-Bin-40w-80LPW)-dWP0p8 | SDG | None | WPSDGENRLG0106-6 | 2018-07-01 |  | Res | Res-Oltg-Cmn-dWatt-CFL | SDG-LED-A19(EISA-Bin-40w-80LPW) | SDG-Std-LED-A19(EISA-Bin-40w-80LPW) | OLtg-Res-LED-20000hr-Cmn |  | DEER2017 | Disposition |  | LED A Lamp replaces pre-existing standard lighting Wattage based on EISA bin and LPW | LED Lamp: A19, EISA Bin 40, 80 LPW |  | DEER | Scaled | Lighting | OutCommon | Ltg_Lamp | LED_lamp | Standard |  | LED A19 Basecase, 75% LED, 25% CFL |  |  |  |  | LED A19 Basecase, 75% LED, 25% CFL | 0 |  |  |  | None | 0 | 0 |  | None
R-OutCmn-LED-A19(EISA-Bin-40w-90LPW)-dWP1p0 | SDG | None | WPSDGENRLG0106-6 | 2018-07-01 |  | Res | Res-Oltg-Cmn-dWatt-CFL | SDG-LED-A19(EISA-Bin-40w-90LPW) | SDG-Std-LED-A19(EISA-Bin-40w-90LPW) | OLtg-Res-LED-20000hr-Cmn |  | DEER2017 | Disposition |  | LED A Lamp replaces pre-existing standard lighting Wattage based on EISA bin and LPW | LED Lamp: A19, EISA Bin 40, 90 LPW |  | DEER | Scaled | Lighting | OutCommon | Ltg_Lamp | LED_lamp | Standard |  | LED A19 Basecase, 75% LED, 25% CFL |  |  |  |  | LED A19 Basecase, 75% LED, 25% CFL | 0 |  |  |  | None | 0 | 0 |  | None
R-OutCmn-LED-A19(EISA-Bin-60w-100LPW)-dWP1p4 | SDG | None | WPSDGENRLG0106-6 | 2018-07-01 |  | Res | Res-Oltg-Cmn-dWatt-CFL | SDG-LED-A19(EISA-Bin-60w-100LPW) | SDG-Std-LED-A19(EISA-Bin-60w-100LPW) | OLtg-Res-LED-20000hr-Cmn |  | DEER2017 | Disposition |  | LED A Lamp replaces pre-existing standard lighting Wattage based on EISA bin and LPW | LED Lamp: A19, EISA Bin 60, 100 LPW |  | DEER | Scaled | Lighting | OutCommon | Ltg_Lamp | LED_lamp | Standard |  | LED A19 Basecase, 75% LED, 25% CFL |  |  |  |  | LED A19 Basecase, 75% LED, 25% CFL | 0 |  |  |  | None | 0 | 0 |  | None
R-OutCmn-LED-A19(EISA-Bin-60w-110LPW)-dWP1p5 | SDG | None | WPSDGENRLG0106-6 | 2018-07-01 |  | Res | Res-Oltg-Cmn-dWatt-CFL | SDG-LED-A19(EISA-Bin-60w-110LPW) | SDG-Std-LED-A19(EISA-Bin-60w-110LPW) | OLtg-Res-LED-20000hr-Cmn |  | DEER2017 | Disposition |  | LED A Lamp replaces pre-existing standard lighting Wattage based on EISA bin and LPW | LED Lamp: A19, EISA Bin 60, 110 LPW |  | DEER | Scaled | Lighting | OutCommon | Ltg_Lamp | LED_lamp | Standard |  | LED A19 Basecase, 75% LED, 25% CFL |  |  |  |  | LED A19 Basecase, 75% LED, 25% CFL | 0 |  |  |  | None | 0 | 0 |  | None
R-OutCmn-LED-A19(EISA-Bin-60w-120LPW)-dWP1p8 | SDG | None | WPSDGENRLG0106-6 | 2018-07-01 |  | Res | Res-Oltg-Cmn-dWatt-CFL | SDG-LED-A19(EISA-Bin-60w-120LPW) | SDG-Std-LED-A19(EISA-Bin-60w-120LPW) | OLtg-Res-LED-20000hr-Cmn |  | DEER2017 | Disposition |  | LED A Lamp replaces pre-existing standard lighting Wattage based on EISA bin and LPW | LED Lamp: A19, EISA Bin 60, 120 LPW |  | DEER | Scaled | Lighting | OutCommon | Ltg_Lamp | LED_lamp | Standard |  | LED A19 Basecase, 75% LED, 25% CFL |  |  |  |  | LED A19 Basecase, 75% LED, 25% CFL | 0 |  |  |  | None | 0 | 0 |  | None
R-OutCmn-LED-A19(EISA-Bin-60w-90LPW)-dWP1p3 | SDG | None | WPSDGENRLG0106-6 | 2018-07-01 |  | Res | Res-Oltg-Cmn-dWatt-CFL | SDG-LED-A19(EISA-Bin-60w-90LPW) | SDG-Std-LED-A19(EISA-Bin-60w-90LPW) | OLtg-Res-LED-20000hr-Cmn |  | DEER2017 | Disposition |  | LED A Lamp replaces pre-existing standard lighting Wattage based on EISA bin and LPW | LED Lamp: A19, EISA Bin 60, 90 LPW |  | DEER | Scaled | Lighting | OutCommon | Ltg_Lamp | LED_lamp | Standard |  | LED A19 Basecase, 75% LED, 25% CFL |  |  |  |  | LED A19 Basecase, 75% LED, 25% CFL | 0 |  |  |  | None | 0 | 0 |  | None
R-OutCmn-LED-A19(EISA-Bin-75w-100LPW)-dWP1p7 | SDG | None | WPSDGENRLG0106-6 | 2018-07-01 |  | Res | Res-Oltg-Cmn-dWatt-CFL | SDG-LED-A19(EISA-Bin-75w-100LPW) | SDG-Std-LED-A19(EISA-Bin-75w-100LPW) | OLtg-Res-LED-20000hr-Cmn |  | DEER2017 | Disposition |  | LED A Lamp replaces pre-existing standard lighting Wattage based on EISA bin and LPW | LED Lamp: A19, EISA Bin 75, 100 LPW |  | DEER | Scaled | Lighting | OutCommon | Ltg_Lamp | LED_lamp | Standard |  | LED A19 Basecase, 75% LED, 25% CFL |  |  |  |  | LED A19 Basecase, 75% LED, 25% CFL | 0 |  |  |  | None | 0 | 0 |  | None
R-OutCmn-LED-A19(EISA-Bin-75w-110LPW)-dWP1p9 | SDG | None | WPSDGENRLG0106-6 | 2018-07-01 |  | Res | Res-Oltg-Cmn-dWatt-CFL | SDG-LED-A19(EISA-Bin-75w-110LPW) | SDG-Std-LED-A19(EISA-Bin-75w-110LPW) | OLtg-Res-LED-20000hr-Cmn |  | DEER2017 | Disposition |  | LED A Lamp replaces pre-existing standard lighting Wattage based on EISA bin and LPW | LED Lamp: A19, EISA Bin 75, 110 LPW |  | DEER | Scaled | Lighting | OutCommon | Ltg_Lamp | LED_lamp | Standard |  | LED A19 Basecase, 75% LED, 25% CFL |  |  |  |  | LED A19 Basecase, 75% LED, 25% CFL | 0 |  |  |  | None | 0 | 0 |  | None
R-OutCmn-LED-A19(EISA-Bin-75w-120LPW)-dWP2p3 | SDG | None | WPSDGENRLG0106-6 | 2018-07-01 |  | Res | Res-Oltg-Cmn-dWatt-CFL | SDG-LED-A19(EISA-Bin-75w-120LPW) | SDG-Std-LED-A19(EISA-Bin-75w-120LPW) | OLtg-Res-LED-20000hr-Cmn |  | DEER2017 | Disposition |  | LED A Lamp replaces pre-existing standard lighting Wattage based on EISA bin and LPW | LED Lamp: A19, EISA Bin 75, 80 LPW |  | DEER | Scaled | Lighting | OutCommon | Ltg_Lamp | LED_lamp | Standard |  | LED A19 Basecase, 75% LED, 25% CFL |  |  |  |  | LED A19 Basecase, 75% LED, 25% CFL | 0 |  |  |  | None | 0 | 0 |  | None
R-OutCmn-LED-A19(EISA-Bin-75w-90LPW)-dWP1p5 | SDG | None | WPSDGENRLG0106-6 | 2018-07-01 |  | Res | Res-Oltg-Cmn-dWatt-CFL | SDG-LED-A19(EISA-Bin-75w-90LPW) | SDG-Std-LED-A19(EISA-Bin-75w-90LPW) | OLtg-Res-LED-20000hr-Cmn |  | DEER2017 | Disposition |  | LED A Lamp replaces pre-existing standard lighting Wattage based on EISA bin and LPW | LED Lamp: A19, EISA Bin 75, 90 LPW |  | DEER | Scaled | Lighting | OutCommon | Ltg_Lamp | LED_lamp | Standard |  | LED A19 Basecase, 75% LED, 25% CFL |  |  |  |  | LED A19 Basecase, 75% LED, 25% CFL | 0 |  |  |  | None | 0 | 0 |  | None
R-OutCmn-LED-PAR30-Ext(12w)-dWP16 | SDG | None | WPSDGENRLG0106-6 | 2018-07-01 |  | Res | Res-Oltg-Cmn-dWatt-CFL | SDG-LED-PAR30(12wto<13w) | SDG-Std_PAR30(12wto<13w)_10pCFL-40pLED-50pInc | OLtg-Res-LED-20000hr-Cmn |  | DEER2017 | Disposition |  | Residential Outdoor Common-Area Lighting: LED Lamp replaces pre-existing standard lighting Wattage. Measure includes Code case. Impacts: HOU = 3390; CDF = 0.09 | LED Lamp: Exterior PAR30, 12 Watts, non-dimmable | LED-PAR30-Ext(12w) | DEER | Scaled | Lighting | OutCommon | Ltg_Lamp | LED_lamp | Standard |  | LED PAR30 Basecase, Total Watts = 2.34 x Msr Watts |  | LEDratio0234 |  |  | LED PAR30 Basecase, Total Watts = 2.34 x Msr Watts | 0 | LEDratio0234 |  |  | None | 0 | 0 |  | None
R-OutCmn-LED-PAR30-Ext(15w)-dWP20 | SDG | None | WPSDGENRLG0106-6 | 2018-07-01 |  | Res | Res-Oltg-Cmn-dWatt-CFL | SDG-LED-PAR30(15wto<16w) | SDG-Std_PAR30(15wto<16w)_10pCFL-40pLED-50pInc | OLtg-Res-LED-20000hr-Cmn |  | DEER2017 | Disposition |  | Residential Outdoor Common-Area Lighting: LED Lamp replaces pre-existing standard lighting Wattage. Measure includes Code case. Impacts: HOU = 3390; CDF = 0.09 | LED Lamp: Exterior PAR30, 15 Watts, non-dimmable | LED-PAR30-Ext(15w) | DEER | Scaled | Lighting | OutCommon | Ltg_Lamp | LED_lamp | Standard |  | LED PAR30 Basecase, Total Watts = 2.34 x Msr Watts |  | LEDratio0234 |  |  | LED PAR30 Basecase, Total Watts = 2.34 x Msr Watts | 0 | LEDratio0234 |  |  | None | 0 | 0 |  | None
R-OutCmn-LED-PAR30-Ext(6w)-dWP8 | SDG | None | WPSDGENRLG0106-6 | 2018-07-01 |  | Res | Res-Oltg-Cmn-dWatt-CFL | SDG-LED-PAR30(6wto<7w) | SDG-Std_PAR30(6wto<7w)_10pCFL-40pLED-50pInc | OLtg-Res-LED-20000hr-Cmn |  | DEER2017 | Disposition |  | Residential Outdoor Common-Area Lighting: LED Lamp replaces pre-existing standard lighting Wattage. Measure includes Code case. Impacts: HOU = 3390; CDF = 0.09 | LED Lamp: Exterior PAR30, 6 Watts, non-dimmable | LED-PAR30-Ext(6w) | DEER | Scaled | Lighting | OutCommon | Ltg_Lamp | LED_lamp | Standard |  | LED PAR30 Basecase, Total Watts = 2.34 x Msr Watts |  | LEDratio0234 |  |  | LED PAR30 Basecase, Total Watts = 2.34 x Msr Watts | 0 | LEDratio0234 |  |  | None | 0 | 0 |  | None
R-OutCmn-LED-PAR38-Ext(17w)-dWP27 | SDG | None | WPSDGENRLG0106-6 | 2018-07-01 |  | Res | Res-Oltg-Cmn-dWatt-CFL | SDG-LED-PAR38(17wto<18w) | SDG-Std_PAR38(17wto<18w)_10pCFL-40pLED-50pInc | OLtg-Res-LED-20000hr-Cmn |  | DEER2017 | Disposition |  | Residential Outdoor Common-Area Lighting: LED Lamp replaces pre-existing standard lighting Wattage. Measure includes Code case. Impacts: HOU = 3390; CDF = 0.09 | LED Lamp: Exterior PAR38, 17 Watts, non-dimmable | LED-PAR38-Ext(17w) | DEER | Scaled | Lighting | OutCommon | Ltg_Lamp | LED_lamp | Standard |  | LED PAR38 Basecase, Total Watts = 2.60 x Msr Watts |  | LEDratio0260 |  |  | LED PAR38 Basecase, Total Watts = 2.60 x Msr Watts | 0 | LEDratio0260 |  |  | None | 0 | 0 |  | None
R-OutCmn-LED-PAR38-Ext(19w)-dWP30 | SDG | None | WPSDGENRLG0106-6 | 2018-07-01 |  | Res | Res-Oltg-Cmn-dWatt-CFL | SDG-LED-PAR38(19wto<20w) | SDG-Std_PAR38(19wto<20w)_10pCFL-40pLED-50pInc | OLtg-Res-LED-20000hr-Cmn |  | DEER2017 | Disposition |  | Residential Outdoor Common-Area Lighting: LED Lamp replaces pre-existing standard lighting Wattage. Measure includes Code case. Impacts: HOU = 3390; CDF = 0.09 | LED Lamp: Exterior PAR38, 19 Watts, non-dimmable | LED-PAR38-Ext(19w) | DEER | Scaled | Lighting | OutCommon | Ltg_Lamp | LED_lamp | Standard |  | LED PAR38 Basecase, Total Watts = 2.60 x Msr Watts |  | LEDratio0260 |  |  | LED PAR38 Basecase, Total Watts = 2.60 x Msr Watts | 0 | LEDratio0260 |  |  | None | 0 | 0 |  | None
R-OutCmn-LED-PAR38-Ext(7w)-dWP11 | SDG | None | WPSDGENRLG0106-6 | 2018-07-01 |  | Res | Res-Oltg-Cmn-dWatt-CFL | SDG-LED-PAR38(7wto<8w) | SDG-Std_PAR38(7wto<8w)_10pCFL-40pLED-50pInc | OLtg-Res-LED-20000hr-Cmn |  | DEER2017 | Disposition |  | Residential Outdoor Common-Area Lighting: LED Lamp replaces pre-existing standard lighting Wattage. Measure includes Code case. Impacts: HOU = 3390; CDF = 0.09 | LED Lamp: Exterior PAR38, 7 Watts, non-dimmable | LED-PAR38-Ext(7w) | DEER | Scaled | Lighting | OutCommon | Ltg_Lamp | LED_lamp | Standard |  | LED PAR38 Basecase, Total Watts = 2.60 x Msr Watts |  | LEDratio0260 |  |  | LED PAR38 Basecase, Total Watts = 2.60 x Msr Watts | 0 | LEDratio0260 |  |  | None | 0 | 0 |  | None
C-In-LED-CanRet(10w)-dWP13 | SDG | None | WPSDGENRLG0107-0 | 2018-07-01 |  | Com | Com-Iltg-dWatt-CFL_OSbldg | SDG-LED-CanRet(10wto<11w) | SDG-Std_PAR30(10wto<11w)_10pCFL-40pLED-50pInc | ILtg-Com-LED-20000hr |  | DEER2016 | Disposition |  | Commercial Indoor General Lighting: LED Lamp replaces pre-existing standard lighting Wattage. Measure includes Code case. Impacts: CFL-based HOU (varies by BldgType) | LED Lamp: CanRet, 10 Watts, non-dimmable | LED-CanRet(10w) | DEER | Scaled | Lighting | InGen-CFL | Ltg_Lamp | LED_lamp | Standard |  | LED PAR30 Basecase, Total Watts = 2.34 x Msr Watts |  | LEDratio0234 |  |  | LED PAR30 Basecase, Total Watts = 2.34 x Msr Watts | 0 | LEDratio0234 |  |  | None | 0 | 0 |  | None
C-In-LED-CanRet(11w)-dWP15 | SDG | None | WPSDGENRLG0107-0 | 2018-07-01 |  | Com | Com-Iltg-dWatt-CFL_OSbldg | SDG-LED-CanRet(11wto<12w) | SDG-Std_PAR30(11wto<12w)_10pCFL-40pLED-50pInc | ILtg-Com-LED-20000hr |  | DEER2016 | Disposition |  | Commercial Indoor General Lighting: LED Lamp replaces pre-existing standard lighting Wattage. Measure includes Code case. Impacts: CFL-based HOU (varies by BldgType) | LED Lamp: CanRet, 11 Watts, non-dimmable | LED-CanRet(11w) | DEER | Scaled | Lighting | InGen-CFL | Ltg_Lamp | LED_lamp | Standard |  | LED PAR30 Basecase, Total Watts = 2.34 x Msr Watts |  | LEDratio0234 |  |  | LED PAR30 Basecase, Total Watts = 2.34 x Msr Watts | 0 | LEDratio0234 |  |  | None | 0 | 0 |  | None
C-In-LED-CanRet(12w)-dWP16 | SDG | None | WPSDGENRLG0107-0 | 2018-07-01 |  | Com | Com-Iltg-dWatt-CFL_OSbldg | SDG-LED-CanRet(12wto<13w) | SDG-Std_PAR30(12wto<13w)_10pCFL-40pLED-50pInc | ILtg-Com-LED-20000hr |  | DEER2016 | Disposition |  | Commercial Indoor General Lighting: LED Lamp replaces pre-existing standard lighting Wattage. Measure includes Code case. Impacts: CFL-based HOU (varies by BldgType) | LED Lamp: CanRet, 12 Watts, non-dimmable | LED-CanRet(12w) | DEER | Scaled | Lighting | InGen-CFL | Ltg_Lamp | LED_lamp | Standard |  | LED PAR30 Basecase, Total Watts = 2.34 x Msr Watts |  | LEDratio0234 |  |  | LED PAR30 Basecase, Total Watts = 2.34 x Msr Watts | 0 | LEDratio0234 |  |  | None | 0 | 0 |  | None
C-In-LED-CanRet(13w)-dWP17 | SDG | None | WPSDGENRLG0107-0 | 2018-07-01 |  | Com | Com-Iltg-dWatt-CFL_OSbldg | SDG-LED-CanRet(13wto<14w) | SDG-Std_PAR30(13wto<14w)_10pCFL-40pLED-50pInc | ILtg-Com-LED-20000hr |  | DEER2016 | Disposition |  | Commercial Indoor General Lighting: LED Fixture replaces pre-existing standard lighting Wattage. Measure includes Code case. | LED Lamp: CanRet, 13 Watts, non-dimmable | LED-CanRet(13w) | DEER | Scaled | Lighting | InGen-CFL | Ltg_Lamp | LED_lamp | Standard |  | LED PAR30 Basecase, Total Watts = 2.34 x Msr Watts |  | LEDratio0234 |  |  | LED PAR30 Basecase, Total Watts = 2.34 x Msr Watts | 0 | LEDratio0234 |  |  | None | 0 | 0 |  | None
C-In-LED-CanRet(14w)-dWP19 | SDG | None | WPSDGENRLG0107-0 | 2018-07-01 |  | Com | Com-Iltg-dWatt-CFL_OSbldg | SDG-LED-CanRet(14wto<15w) | SDG-Std_PAR30(14wto<15w)_10pCFL-40pLED-50pInc | ILtg-Com-LED-20000hr |  | DEER2016 | Disposition |  | Commercial Indoor General Lighting: LED Lamp replaces pre-existing standard lighting Wattage. Measure includes Code case. Impacts: CFL-based HOU (varies by BldgType) | LED Lamp: CanRet, 14 Watts, non-dimmable | LED-CanRet(14w) | DEER | Scaled | Lighting | InGen-CFL | Ltg_Lamp | LED_lamp | Standard |  | LED PAR30 Basecase, Total Watts = 2.34 x Msr Watts |  | LEDratio0234 |  |  | LED PAR30 Basecase, Total Watts = 2.34 x Msr Watts | 0 | LEDratio0234 |  |  | None | 0 | 0 |  | None
C-In-LED-CanRet(15w)-dWP20 | SDG | None | WPSDGENRLG0107-0 | 2018-07-01 |  | Com | Com-Iltg-dWatt-CFL_OSbldg | SDG-LED-CanRet(15wto<16w) | SDG-Std_PAR30(15wto<16w)_10pCFL-40pLED-50pInc | ILtg-Com-LED-20000hr |  | DEER2016 | Disposition |  | Commercial Indoor General Lighting: LED Lamp replaces pre-existing standard lighting Wattage. Measure includes Code case. Impacts: CFL-based HOU (varies by BldgType) | LED Lamp: CanRet, 15 Watts, non-dimmable | LED-CanRet(15w) | DEER | Scaled | Lighting | InGen-CFL | Ltg_Lamp | LED_lamp | Standard |  | LED PAR30 Basecase, Total Watts = 2.34 x Msr Watts |  | LEDratio0234 |  |  | LED PAR30 Basecase, Total Watts = 2.34 x Msr Watts | 0 | LEDratio0234 |  |  | None | 0 | 0 |  | None
C-In-LED-CanRet(20w)-dWP27 | SDG | None | WPSDGENRLG0107-0 | 2018-07-01 |  | Com | Com-Iltg-dWatt-CFL_OSbldg | SDG-LED-CanRet(20wto<21w) | SDG-Std_PAR30(20wto<21w)_10pCFL-40pLED-50pInc | ILtg-Com-LED-20000hr |  | DEER2016 | Disposition |  | Commercial Indoor General Lighting: LED Lamp replaces pre-existing standard lighting Wattage. Measure includes Code case. Impacts: CFL-based HOU (varies by BldgType) | LED Lamp: Can Retrofit, 20 Watts | LED-CanRet(20w) | DEER | Scaled | Lighting | InGen-CFL | Ltg_Lamp | LED_lamp | Standard |  | LED PAR30 Basecase, Total Watts = 2.34 x Msr Watts |  | LEDratio0234 |  |  | LED PAR30 Basecase, Total Watts = 2.34 x Msr Watts | 0 | LEDratio0234 |  |  | None | 0 | 0 |  | None
C-In-LED-CanRet(21w)-dWP28 | SDG | None | WPSDGENRLG0107-0 | 2018-07-01 |  | Com | Com-Iltg-dWatt-CFL_OSbldg | SDG-LED-CanRet(21wto<22w) | SDG-Std_PAR30(21wto<22w)_10pCFL-40pLED-50pInc | ILtg-Com-LED-20000hr |  | DEER2016 | Disposition |  | Commercial Indoor General Lighting: LED Lamp replaces pre-existing standard lighting Wattage. Measure includes Code case. Impacts: CFL-based HOU (varies by BldgType) | LED Lamp: CanRet, 21 Watts, non-dimmable | LED-CanRet(21w) | DEER | Scaled | Lighting | InGen-CFL | Ltg_Lamp | LED_lamp | Standard |  | LED PAR30 Basecase, Total Watts = 2.34 x Msr Watts |  | LEDratio0234 |  |  | LED PAR30 Basecase, Total Watts = 2.34 x Msr Watts | 0 | LEDratio0234 |  |  | None | 0 | 0 |  | None
C-In-LED-CanRet(23w)-dWP31 | SDG | None | WPSDGENRLG0107-0 | 2018-07-01 |  | Com | Com-Iltg-dWatt-CFL_OSbldg | SDG-LED-CanRet(23wto<24w) | SDG-Std_PAR30(23wto<24w)_10pCFL-40pLED-50pInc | ILtg-Com-LED-20000hr |  | DEER2016 | Disposition |  | Commercial Indoor General Lighting: LED Lamp replaces pre-existing standard lighting Wattage. Measure includes Code case. Impacts: CFL-based HOU (varies by BldgType) | LED Lamp: Can Retrofit, 23 Watts | LED-CanRet(23w) | DEER | Scaled | Lighting | InGen-CFL | Ltg_Lamp | LED_lamp | Standard |  | LED PAR30 Basecase, Total Watts = 2.34 x Msr Watts |  | LEDratio0234 |  |  | LED PAR30 Basecase, Total Watts = 2.34 x Msr Watts | 0 | LEDratio0234 |  |  | None | 0 | 0 |  | None
C-In-LED-CanRet(8w)-dWP11 | SDG | None | WPSDGENRLG0107-0 | 2018-07-01 |  | Com | Com-Iltg-dWatt-CFL_OSbldg | SDG-LED-CanRet(8wto<9w) | SDG-Std_PAR30(8wto<9w)_10pCFL-40pLED-50pInc | ILtg-Com-LED-20000hr |  | DEER2016 | Disposition |  | Commercial Indoor General Lighting: LED Lamp replaces pre-existing standard lighting Wattage. Measure includes Code case. Impacts: CFL-based HOU (varies by BldgType) | LED Lamp: CanRet, 8 Watts, non-dimmable | LED-CanRet(8w) | DEER | Scaled | Lighting | InGen-CFL | Ltg_Lamp | LED_lamp | Standard |  | LED PAR30 Basecase, Total Watts = 2.34 x Msr Watts |  | LEDratio0234 |  |  | LED PAR30 Basecase, Total Watts = 2.34 x Msr Watts | 0 | LEDratio0234 |  |  | None | 0 | 0 |  | None
C-In-LED-CanRet(9w)-dWP12 | SDG | None | WPSDGENRLG0107-0 | 2018-07-01 |  | Com | Com-Iltg-dWatt-CFL_OSbldg | SDG-LED-CanRet(9wto<10w) | SDG-Std_PAR30(9wto<10w)_10pCFL-40pLED-50pInc | ILtg-Com-LED-20000hr |  | DEER2016 | Disposition |  | Commercial Indoor General Lighting: LED Lamp replaces pre-existing standard lighting Wattage. Measure includes Code case. Impacts: CFL-based HOU (varies by BldgType) | LED Lamp: CanRet, 9 Watts, non-dimmable | LED-CanRet(9w) | DEER | Scaled | Lighting | InGen-CFL | Ltg_Lamp | LED_lamp | Standard |  | LED PAR30 Basecase, Total Watts = 2.34 x Msr Watts |  | LEDratio0234 |  |  | LED PAR30 Basecase, Total Watts = 2.34 x Msr Watts | 0 | LEDratio0234 |  |  | None | 0 | 0 |  | None
R-In-LED-CanRet(10w)-dWP13 | SDG | None | WPSDGENRLG0107-0 | 2018-07-01 |  | Res | Res-Iltg-dWatt-CFL | SDG-LED-CanRet(10wto<11w) | SDG-Std_PAR30(10wto<11w)_10pCFL-40pLED-50pInc | ILtg-Res-LED-20000hr |  | DEER2017 | Disposition |  | Residential Indoor General Lighting: LED Lamp replaces pre-existing standard lighting Wattage. Measure includes Code case. Impacts: CFL-based HOU (varies by BldgType) | LED Lamp: CanRet, 10 Watts, non-dimmable | LED-CanRet(10w) | DEER | Scaled | Lighting | InGen-CFL | Ltg_Lamp | LED_lamp | Standard |  | LED PAR30 Basecase, Total Watts = 2.34 x Msr Watts |  | LEDratio0234 |  |  | LED PAR30 Basecase, Total Watts = 2.34 x Msr Watts | 0 | LEDratio0234 |  |  | None | 0 | 0 |  | None
R-In-LED-CanRet(11w)-dWP15 | SDG | None | WPSDGENRLG0107-0 | 2018-07-01 |  | Res | Res-Iltg-dWatt-CFL | SDG-LED-CanRet(11wto<12w) | SDG-Std_PAR30(11wto<12w)_10pCFL-40pLED-50pInc | ILtg-Res-LED-20000hr |  | DEER2017 | Disposition |  | Residential Indoor General Lighting: LED Lamp replaces pre-existing standard lighting Wattage. Measure includes Code case. Impacts: CFL-based HOU (varies by BldgType) | LED Lamp: CanRet, 11 Watts, non-dimmable | LED-CanRet(11w) | DEER | Scaled | Lighting | InGen-CFL | Ltg_Lamp | LED_lamp | Standard |  | LED PAR30 Basecase, Total Watts = 2.34 x Msr Watts |  | LEDratio0234 |  |  | LED PAR30 Basecase, Total Watts = 2.34 x Msr Watts | 0 | LEDratio0234 |  |  | None | 0 | 0 |  | None
R-In-LED-CanRet(12w)-dWP16 | SDG | None | WPSDGENRLG0107-0 | 2018-07-01 |  | Res | Res-Iltg-dWatt-CFL | SDG-LED-CanRet(12wto<13w) | SDG-Std_PAR30(12wto<13w)_10pCFL-40pLED-50pInc | ILtg-Res-LED-20000hr |  | DEER2017 | Disposition |  | Residential Indoor General Lighting: LED Lamp replaces pre-existing standard lighting Wattage. Measure includes Code case. Impacts: CFL-based HOU (varies by BldgType) | LED Lamp: CanRet, 12 Watts, non-dimmable | LED-CanRet(12w) | DEER | Scaled | Lighting | InGen-CFL | Ltg_Lamp | LED_lamp | Standard |  | LED PAR30 Basecase, Total Watts = 2.34 x Msr Watts |  | LEDratio0234 |  |  | LED PAR30 Basecase, Total Watts = 2.34 x Msr Watts | 0 | LEDratio0234 |  |  | None | 0 | 0 |  | None
R-In-LED-CanRet(13w)-dWP17 | SDG | None | WPSDGENRLG0107-0 | 2018-07-01 |  | Res | Res-Iltg-dWatt-CFL | SDG-LED-CanRet(13wto<14w) | SDG-Std_PAR30(13wto<14w)_10pCFL-40pLED-50pInc | ILtg-Res-LED-20000hr |  | DEER2017 | Disposition |  | Residential Indoor General Lighting: LED Lamp replaces pre-existing standard lighting Wattage. Measure includes Code case. Impacts: CFL-based HOU (varies by BldgType) | LED Lamp: CanRet, 13 Watts, non-dimmable | LED-CanRet(13w) | DEER | Scaled | Lighting | InGen-CFL | Ltg_Lamp | LED_lamp | Standard |  | LED PAR30 Basecase, Total Watts = 2.34 x Msr Watts |  | LEDratio0234 |  |  | LED PAR30 Basecase, Total Watts = 2.34 x Msr Watts | 0 | LEDratio0234 |  |  | None | 0 | 0 |  | None
R-In-LED-CanRet(14w)-dWP19 | SDG | None | WPSDGENRLG0107-0 | 2018-07-01 |  | Res | Res-Iltg-dWatt-CFL | SDG-LED-CanRet(14wto<15w) | SDG-Std_PAR30(14wto<15w)_10pCFL-40pLED-50pInc | ILtg-Res-LED-20000hr |  | DEER2017 | Disposition |  | Residential Indoor General Lighting: LED Lamp replaces pre-existing standard lighting Wattage. Measure includes Code case. Impacts: CFL-based HOU (varies by BldgType) | LED Lamp: CanRet, 14 Watts, non-dimmable | LED-CanRet(14w) | DEER | Scaled | Lighting | InGen-CFL | Ltg_Lamp | LED_lamp | Standard |  | LED PAR30 Basecase, Total Watts = 2.34 x Msr Watts |  | LEDratio0234 |  |  | LED PAR30 Basecase, Total Watts = 2.34 x Msr Watts | 0 | LEDratio0234 |  |  | None | 0 | 0 |  | None
R-In-LED-CanRet(15w)-dWP20 | SDG | None | WPSDGENRLG0107-0 | 2018-07-01 |  | Res | Res-Iltg-dWatt-CFL | SDG-LED-CanRet(15wto<16w) | SDG-Std_PAR30(15wto<16w)_10pCFL-40pLED-50pInc | ILtg-Res-LED-20000hr |  | DEER2017 | Disposition |  | Residential Indoor General Lighting: LED Lamp replaces pre-existing standard lighting Wattage. Measure includes Code case. Impacts: CFL-based HOU (varies by BldgType) | LED Lamp: CanRet, 15 Watts, non-dimmable | LED-CanRet(15w) | DEER | Scaled | Lighting | InGen-CFL | Ltg_Lamp | LED_lamp | Standard |  | LED PAR30 Basecase, Total Watts = 2.34 x Msr Watts |  | LEDratio0234 |  |  | LED PAR30 Basecase, Total Watts = 2.34 x Msr Watts | 0 | LEDratio0234 |  |  | None | 0 | 0 |  | None
R-In-LED-CanRet(20w)-dWP27 | SDG | None | WPSDGENRLG0107-0 | 2018-07-01 |  | Res | Res-Iltg-dWatt-CFL | SDG-LED-CanRet(20wto<21w) | SDG-Std_PAR30(20wto<21w)_10pCFL-40pLED-50pInc | ILtg-Res-LED-20000hr |  | DEER2017 | Disposition |  | Residential Indoor General Lighting: LED Lamp replaces pre-existing standard lighting Wattage. Measure includes Code case. Impacts: CFL-based HOU (varies by BldgType) | LED Lamp: Can Retrofit, 20 Watts | LED-CanRet(20w) | DEER | Scaled | Lighting | InGen-CFL | Ltg_Lamp | LED_lamp | Standard |  | LED PAR30 Basecase, Total Watts = 2.34 x Msr Watts |  | LEDratio0234 |  |  | LED PAR30 Basecase, Total Watts = 2.34 x Msr Watts | 0 | LEDratio0234 |  |  | None | 0 | 0 |  | None
R-In-LED-CanRet(21w)-dWP28 | SDG | None | WPSDGENRLG0107-0 | 2018-07-01 |  | Res | Res-Iltg-dWatt-CFL | SDG-LED-CanRet(21wto<22w) | SDG-Std_PAR30(21wto<22w)_10pCFL-40pLED-50pInc | ILtg-Res-LED-20000hr |  | DEER2017 | Disposition |  | Residential Indoor General Lighting: LED Lamp replaces pre-existing standard lighting Wattage. Measure includes Code case. Impacts: CFL-based HOU (varies by BldgType) | LED Lamp: CanRet, 21 Watts, non-dimmable | LED-CanRet(21w) | DEER | Scaled | Lighting | InGen-CFL | Ltg_Lamp | LED_lamp | Standard |  | LED PAR30 Basecase, Total Watts = 2.34 x Msr Watts |  | LEDratio0234 |  |  | LED PAR30 Basecase, Total Watts = 2.34 x Msr Watts | 0 | LEDratio0234 |  |  | None | 0 | 0 |  | None
R-In-LED-CanRet(23w)-dWP31 | SDG | None | WPSDGENRLG0107-0 | 2018-07-01 |  | Res | Res-Iltg-dWatt-CFL | SDG-LED-CanRet(23wto<24w) | SDG-Std_PAR30(23wto<24w)_10pCFL-40pLED-50pInc | ILtg-Res-LED-20000hr |  | DEER2017 | Disposition |  | Residential Indoor General Lighting: LED Lamp replaces pre-existing standard lighting Wattage. Measure includes Code case. Impacts: CFL-based HOU (varies by BldgType) | LED Lamp: Can Retrofit, 23 Watts | LED-CanRet(23w) | DEER | Scaled | Lighting | InGen-CFL | Ltg_Lamp | LED_lamp | Standard |  | LED PAR30 Basecase, Total Watts = 2.34 x Msr Watts |  | LEDratio0234 |  |  | LED PAR30 Basecase, Total Watts = 2.34 x Msr Watts | 0 | LEDratio0234 |  |  | None | 0 | 0 |  | None
R-In-LED-CanRet(8w)-dWP11 | SDG | None | WPSDGENRLG0107-0 | 2018-07-01 |  | Res | Res-Iltg-dWatt-CFL | SDG-LED-CanRet(8wto<9w) | SDG-Std_PAR30(8wto<9w)_10pCFL-40pLED-50pInc | ILtg-Res-LED-20000hr |  | DEER2017 | Disposition |  | Residential Indoor General Lighting: LED Lamp replaces pre-existing standard lighting Wattage. Measure includes Code case. Impacts: CFL-based HOU (varies by BldgType) | LED Lamp: CanRet, 8 Watts, non-dimmable | LED-CanRet(8w) | DEER | Scaled | Lighting | InGen-CFL | Ltg_Lamp | LED_lamp | Standard |  | LED PAR30 Basecase, Total Watts = 2.34 x Msr Watts |  | LEDratio0234 |  |  | LED PAR30 Basecase, Total Watts = 2.34 x Msr Watts | 0 | LEDratio0234 |  |  | None | 0 | 0 |  | None
R-In-LED-CanRet(9w)-dWP12 | SDG | None | WPSDGENRLG0107-0 | 2018-07-01 |  | Res | Res-Iltg-dWatt-CFL | SDG-LED-CanRet(9wto<10w) | SDG-Std_PAR30(9wto<10w)_10pCFL-40pLED-50pInc | ILtg-Res-LED-20000hr |  | DEER2017 | Disposition |  | Residential Indoor General Lighting: LED Lamp replaces pre-existing standard lighting Wattage. Measure includes Code case. Impacts: CFL-based HOU (varies by BldgType) | LED Lamp: CanRet, 9 Watts, non-dimmable | LED-CanRet(9w) | DEER | Scaled | Lighting | InGen-CFL | Ltg_Lamp | LED_lamp | Standard |  | LED PAR30 Basecase, Total Watts = 2.34 x Msr Watts |  | LEDratio0234 |  |  | LED PAR30 Basecase, Total Watts = 2.34 x Msr Watts | 0 | LEDratio0234 |  |  | None | 0 | 0 |  | None
R-InCmn-LED-CanRet(10w)-dWP13 | SDG | None | WPSDGENRLG0107-0 | 2018-07-01 |  | Res | Res-Iltg-Cmn-dWatt-CFL | SDG-LED-CanRet(10wto<11w) | SDG-Std_PAR30(10wto<11w)_10pCFL-40pLED-50pInc | ILtg-Res-LED-20000hr-Cmn |  | DEER2017 | Disposition |  | Residential Indoor Common Area General Lighting: LED Lamp replaces pre-existing standard lighting Wattage. Measure includes Code case. Impacts: CFL-based HOU (varies by BldgType) | LED Lamp: CanRet, 10 Watts, non-dimmable | LED-CanRet(10w) | DEER | Scaled | Lighting | InCommon | Ltg_Lamp | LED_lamp | Standard |  | LED PAR30 Basecase, Total Watts = 2.34 x Msr Watts |  | LEDratio0234 |  |  | LED PAR30 Basecase, Total Watts = 2.34 x Msr Watts | 0 | LEDratio0234 |  |  | None | 0 | 0 |  | None
R-InCmn-LED-CanRet(8w)-dWP11 | SDG | None | WPSDGENRLG0107-0 | 2018-07-01 |  | Res | Res-Iltg-Cmn-dWatt-CFL | SDG-LED-CanRet(8wto<9w) | SDG-Std_PAR30(8wto<9w)_10pCFL-40pLED-50pInc | ILtg-Res-LED-20000hr-Cmn |  | DEER2017 | Disposition |  | Residential Indoor Common Area Lighting: LED Lamp replaces pre-existing standard lighting Wattage. Measure includes Code case. | LED Lamp: CanRet, 8 Watts, non-dimmable | LED-CanRet(8w) | DEER | Scaled | Lighting | InCommon | Ltg_Lamp | LED_lamp | Standard |  | LED PAR30 Basecase, Total Watts = 2.34 x Msr Watts |  | LEDratio0234 |  |  | LED PAR30 Basecase, Total Watts = 2.34 x Msr Watts | 0 | LEDratio0234 |  |  | None | 0 | 0 |  | None
C-Out-Cnpy-LEDFixt-Ext(153w)-dW22 | SDG | None | WPSDGENRLG0181-5 | 2018-01-01 | 2019-03-31 | Com | Com-Oltg-Dimmed35-dWatt | Cnpy-LEDFixt-Ext(153w) | BaseCostZero | OLtg-Com-LED-50000hr |  | DEER2018 | Disposition |  | Commercial Outdoor Canopy Lighting: LED Fixture. Normal Replacement (NR) and New Construction (NC) applications. Savings calculated above a standard practice baseline. | LED Fixture: Canopy, Exterior rated, 153 Watts |  | DEER | Scaled | Lighting | OutGen | Ltg_Fixture | LED_fixt | Standard | [6 empty] | 100% LED at 25th percentile Lighting Facts | 0 |  |  |  | None | 0 | 0 |  | None
C-Out-Cnpy-LEDFixt-Ext(19w)-dW9 | SDG | None | WPSDGENRLG0181-5 | 2018-01-01 | 2019-03-31 | Com | Com-Oltg-dWatt-fxt | Cnpy-LEDFixt-Ext(19w) | BaseCostZero | OLtg-Com-LED-50000hr |  | DEER1314 | Disposition |  | Commercial Outdoor Canopy Lighting: LED Fixture. Normal Replacement (NR) and New Construction (NC) applications. Savings calculated above a standard practice baseline. | LED Fixture: Canopy, Exterior rated, 19 Watts |  | DEER | Scaled | Lighting | OutGen | Ltg_Fixture | LED_fixt | Standard | [6 empty] | 100% LED at 25th percentile Lighting Facts | 0 |  |  |  | None | 0 | 0 |  | None
C-Out-Cnpy-LEDFixt-Ext(29w)-dW7 | SDG | None | WPSDGENRLG0181-5 | 2018-01-01 | 2019-03-31 | Com | Com-Oltg-Dimmed35-dWatt | Cnpy-LEDFixt-Ext(29w) | BaseCostZero | OLtg-Com-LED-50000hr |  | DEER2018 | Disposition |  | Commercial Outdoor Canopy Lighting: LED Fixture. Normal Replacement (NR) and New Construction (NC) applications. Savings calculated above a standard practice baseline. | LED Fixture: Canopy, Exterior rated, 29 Watts |  | DEER | Scaled | Lighting | OutGen | Ltg_Fixture | LED_fixt | Standard | [6 empty] | 100% LED at 25th percentile Lighting Facts | 0 |  |  |  | None | 0 | 0 |  | None
C-Out-Cnpy-LEDFixt-Ext(59w)-dW12 | SDG | None | WPSDGENRLG0181-5 | 2018-01-01 | 2019-03-31 | Com | Com-Oltg-Dimmed35-dWatt | Cnpy-LEDFixt-Ext(59w) | BaseCostZero | OLtg-Com-LED-50000hr |  | DEER2018 | Disposition |  | Commercial Outdoor Canopy Lighting: LED Fixture. Normal Replacement (NR) and New Construction (NC) applications. Savings calculated above a standard practice baseline. | LED Fixture: Canopy, Exterior rated, 59 Watts |  | DEER | Scaled | Lighting | OutGen | Ltg_Fixture | LED_fixt | Standard | [6 empty] | 100% LED at 25th percentile Lighting Facts | 0 |  |  |  | None | 0 | 0 |  | None
C-Out-Cnpy-LEDFixt-Ext-1(46w)-dW11 | SDG | None | WPSDGENRLG0181-5 | 2018-01-01 | 2019-03-31 | Com | Com-Oltg-Dimmed35-dWatt | Cnpy-LEDFixt-Ext-1(46w) | BaseCostZero | OLtg-Com-LED-50000hr |  | DEER2018 | Disposition |  | Commercial Outdoor Canopy Lighting: LED Fixture. Normal Replacement (NR) and New Construction (NC) applications. Savings calculated above a standard practice baseline. | LED Fixture: Canopy, Exterior rated, 46 Watts |  | DEER | Scaled | Lighting | OutGen | Ltg_Fixture | LED_fixt | Standard | [6 empty] | 100% LED at 25th percentile Lighting Facts | 0 |  |  |  | None | 0 | 0 |  | None
C-Out-Cnpy-LEDFixt-Ext-3(73w)-dW15 | SDG | None | WPSDGENRLG0181-5 | 2018-01-01 | 2019-03-31 | Com | Com-Oltg-Dimmed35-dWatt | Cnpy-LEDFixt-Ext-3(73w) | BaseCostZero | OLtg-Com-LED-50000hr |  | DEER2018 | Disposition |  | Commercial Outdoor Canopy Lighting: LED Fixture. Normal Replacement (NR) and New Construction (NC) applications. Savings calculated above a standard practice baseline. | LED Fixture: Canopy, Exterior rated, 73 Watts |  | DEER | Scaled | Lighting | OutGen | Ltg_Fixture | LED_fixt | Standard | [6 empty] | 100% LED at 25th percentile Lighting Facts | 0 |  |  |  | None | 0 | 0 |  | None
C-Out-Cnpy-LEDFixt-Ext-3(99w)-dW16 | SDG | None | WPSDGENRLG0181-5 | 2018-01-01 | 2019-03-31 | Com | Com-Oltg-Dimmed35-dWatt | Cnpy-LEDFixt-Ext-3(99w) | BaseCostZero | OLtg-Com-LED-50000hr |  | DEER2018 | Disposition |  | Commercial Outdoor Canopy Lighting: LED Fixture. Normal Replacement (NR) and New Construction (NC) applications. Savings calculated above a standard practice baseline. | LED Fixture: Canopy, Exterior rated, 99 Watts |  | DEER | Scaled | Lighting | OutGen | Ltg_Fixture | LED_fixt | Standard | [6 empty] | 100% LED at 25th percentile Lighting Facts | 0 |  |  |  | None | 0 | 0 |  | None
C-Out-Gar-LEDFixt-CM-Ext(113w)-dW47 | SDG | None | WPSDGENRLG0181-5 | 2018-01-01 | 2019-03-31 | Com | Com-Oltg-Dimmed27p5-dWatt | Gar-LEDFixt-CM-Ext(113w) | BaseCostZero | OLtg-Com-LED-50000hr |  | DEER2018 | Disposition |  | Commercial Outdoor Parking Garage Lighting: LED Fixture. Normal Replacement (NR) and New Construction (NC) applications. Savings calculated above a standard practice baseline. | LED Fixture: Ceiling-Mounted, Exterior rated, 113 Watts |  | DEER | Scaled | Lighting | OutGen | Ltg_Fixture | LED_fixt | Standard | [6 empty] | 60% LED, 20% Linear Fluorescent, and 20% MH | 0 |  |  |  | None | 0 | 0 |  | None
C-Out-Gar-LEDFixt-CM-Ext(38w)-dW26 | SDG | None | WPSDGENRLG0181-5 | 2018-01-01 | 2019-03-31 | Com | Com-Oltg-Dimmed27p5-dWatt | Gar-LEDFixt-CM-Ext(38w) | BaseCostZero | OLtg-Com-LED-50000hr |  | DEER2018 | Disposition |  | Commercial Outdoor Parking Garage Lighting: LED Fixture. Normal Replacement (NR) and New Construction (NC) applications. Savings calculated above a standard practice baseline. | LED Fixture: Ceiling-Mounted, Exterior rated, 38 Watts |  | DEER | Scaled | Lighting | OutGen | Ltg_Fixture | LED_fixt | Standard | [6 empty] | 60% LED, 20% Linear Fluorescent, and 20% MH | 0 |  |  |  | None | 0 | 0 |  | None
C-Out-Gar-LEDFixt-CM-Ext(56w)-dW33 | SDG | None | WPSDGENRLG0181-5 | 2018-01-01 | 2019-03-31 | Com | Com-Oltg-Dimmed27p5-dWatt | Gar-LEDFixt-CM-Ext(56w) | BaseCostZero | OLtg-Com-LED-50000hr |  | DEER2018 | Disposition |  | Commercial Outdoor Parking Garage Lighting: LED Fixture. Normal Replacement (NR) and New Construction (NC) applications. Savings calculated above a standard practice baseline. | LED Fixture: Ceiling-Mounted, Exterior rated, 56 Watts |  | DEER | Scaled | Lighting | OutGen | Ltg_Fixture | LED_fixt | Standard | [6 empty] | 60% LED, 20% Linear Fluorescent, and 20% MH | 0 |  |  |  | None | 0 | 0 |  | None
C-Out-Gar-LEDFixt-CM-Ext(88w)-dW37 | SDG | None | WPSDGENRLG0181-5 | 2018-01-01 | 2019-03-31 | Com | Com-Oltg-Dimmed27p5-dWatt | Gar-LEDFixt-CM-Ext(88w) | BaseCostZero | OLtg-Com-LED-50000hr |  | DEER2018 | Disposition |  | Commercial Outdoor Parking Garage Lighting: LED Fixture. Normal Replacement (NR) and New Construction (NC) applications. Savings calculated above a standard practice baseline. | LED Fixture: Ceiling-Mounted, Exterior rated, 88 Watts |  | DEER | Scaled | Lighting | OutGen | Ltg_Fixture | LED_fixt | Standard | [6 empty] | 60% LED, 20% Linear Fluorescent, and 20% MH | 0 |  |  |  | None | 0 | 0 |  | None
C-Out-LEDFixt-WM-Ext(126w)-dW25 | SDG | None | WPSDGENRLG0181-5 | 2018-01-01 | 2019-03-31 | Com | Com-Oltg-Dimmed35-dWatt | LEDFixt-WM-Ext(126w) | BaseCostZero | OLtg-Com-LED-50000hr |  | DEER2018 | Disposition |  | Commercial Outdoor General Lighting: Wall-Mounted LED Fixture. Normal Replacement (NR) and New Construction (NC) applications. Savings calculated above a standard practice baseline. | LED Fixture: Wall-Mounted, Exterior rated, 126 Watts |  | DEER | Scaled | Lighting | OutGen | Ltg_Fixture | LED_fixt | Standard | [6 empty] | 100% LED at 25th percentile Lighting Facts | 0 |  |  |  | None | 0 | 0 |  | None
C-Out-LEDFixt-WM-Ext(203w)-dW28 | SDG | None | WPSDGENRLG0181-5 | 2018-01-01 | 2019-03-31 | Com | Com-Oltg-Dimmed35-dWatt | LEDFixt-WM-Ext(203w) | BaseCostZero | OLtg-Com-LED-50000hr |  | DEER2018 | Disposition |  | Commercial Outdoor General Lighting: Wall-Mounted LED Fixture. Normal Replacement (NR) and New Construction (NC) applications. Savings calculated above a standard practice baseline. | LED Fixture: Wall-Mounted, Exterior rated, 203 Watts |  | DEER | Scaled | Lighting | OutGen | Ltg_Fixture | LED_fixt | Standard | [6 empty] | 100% LED at 25th percentile Lighting Facts | 0 |  |  |  | None | 0 | 0 |  | None
C-Out-LEDFixt-WM-Ext(337w)-dW55 | SDG | None | WPSDGENRLG0181-5 | 2018-01-01 | 2019-03-31 | Com | Com-Oltg-Dimmed35-dWatt | LEDFixt-WM-Ext(337w) | BaseCostZero | OLtg-Com-LED-50000hr |  | DEER2018 | Disposition |  | Commercial Outdoor General Lighting: Wall-Mounted LED Fixture. Normal Replacement (NR) and New Construction (NC) applications. Savings calculated above a standard practice baseline. | LED Fixture: Wall-Mounted, Exterior rated, 337 Watts |  | DEER | Scaled | Lighting | OutGen | Ltg_Fixture | LED_fixt | Standard | [6 empty] | 100% LED at 25th percentile Lighting Facts | 0 |  |  |  | None | 0 | 0 |  | None
C-Out-LEDFixt-WM-Ext(493w)-dW86 | SDG | None | WPSDGENRLG0181-5 | 2018-01-01 | 2019-03-31 | Com | Com-Oltg-Dimmed35-dWatt | LEDFixt-WM-Ext(493w) | BaseCostZero | OLtg-Com-LED-50000hr |  | DEER2018 | Disposition |  | Commercial Outdoor General Lighting: Wall-Mounted LED Fixture. Normal Replacement (NR) and New Construction (NC) applications. Savings calculated above a standard practice baseline. | LED Fixture: Wall-Mounted, Exterior rated, 493 Watts |  | DEER | Scaled | Lighting | OutGen | Ltg_Fixture | LED_fixt | Standard | [6 empty] | 100% LED at 25th percentile Lighting Facts | 0 |  |  |  | None | 0 | 0 |  | None
C-Out-LEDFixt-WM-Ext(58w)-dW21 | SDG | None | WPSDGENRLG0181-5 | 2018-01-01 | 2019-03-31 | Com | Com-Oltg-Dimmed35-dWatt | LEDFixt-WM-Ext(58w) | BaseCostZero | OLtg-Com-LED-50000hr |  | DEER2018 | Disposition |  | Commercial Outdoor General Lighting: Wall-Mounted LED Fixture. Normal Replacement (NR) and New Construction (NC) applications. Savings calculated above a standard practice baseline. | LED Fixture: Wall-Mounted, Exterior rated, 58 Watts |  | DEER | Scaled | Lighting | OutGen | Ltg_Fixture | LED_fixt | Standard | [6 empty] | 100% LED at 25th percentile Lighting Facts | 0 |  |  |  | None | 0 | 0 |  | None
C-Out-LEDFixt-WM-Ext(78w)-dW19 | SDG | None | WPSDGENRLG0181-5 | 2018-01-01 | 2019-03-31 | Com | Com-Oltg-Dimmed35-dWatt | LEDFixt-WM-Ext(78w) | BaseCostZero | OLtg-Com-LED-50000hr |  | DEER2018 | Disposition |  | Commercial Outdoor General Lighting: Wall-Mounted LED Fixture. Normal Replacement (NR) and New Construction (NC) applications. Savings calculated above a standard practice baseline. | LED Fixture: Wall-Mounted, Exterior rated, 78 Watts |  | DEER | Scaled | Lighting | OutGen | Ltg_Fixture | LED_fixt | Standard | [6 empty] | 100% LED at 25th percentile Lighting Facts | 0 |  |  |  | None | 0 | 0 |  | None
C-Out-LEDFixt-WM-Ext(97w)-dW20 | SDG | None | WPSDGENRLG0181-5 | 2018-01-01 | 2019-03-31 | Com | Com-Oltg-Dimmed35-dWatt | LEDFixt-WM-Ext(97w) | BaseCostZero | OLtg-Com-LED-50000hr |  | DEER2018 | Disposition |  | Commercial Outdoor General Lighting: Wall-Mounted LED Fixture. Normal Replacement (NR) and New Construction (NC) applications. Savings calculated above a standard practice baseline. | LED Fixture: Wall-Mounted, Exterior rated, 97 Watts |  | DEER | Scaled | Lighting | OutGen | Ltg_Fixture | LED_fixt | Standard | [6 empty] | 100% LED at 25th percentile Lighting Facts | 0 |  |  |  | None | 0 | 0 |  | None
C-Out-LEDFixt-WM-Ext-1(25w)-dW16 | SDG | None | WPSDGENRLG0181-5 | 2018-01-01 | 2019-03-31 | Com | Com-Oltg-dWatt-fxt | LEDFixt-WM-Ext-1(25w) | BaseCostZero | OLtg-Com-LED-50000hr |  | DEER1314 | Disposition |  | Commercial Outdoor General Lighting: Wall-Mounted LED Fixture. Normal Replacement (NR) and New Construction (NC) applications. Savings calculated above a standard practice baseline. | LED Fixture: Wall-Mounted, Exterior rated, 25 Watts |  | DEER | Scaled | Lighting | OutGen | Ltg_Fixture | LED_fixt | Standard | [6 empty] | 100% LED at 25th percentile Lighting Facts | 0 |  |  |  | None | 0 | 0 |  | None
C-Out-LEDFixt-WM-Ext-1(39w)-dW13 | SDG | None | WPSDGENRLG0181-5 | 2018-01-01 | 2019-03-31 | Com | Com-Oltg-dWatt-fxt | LEDFixt-WM-Ext-1(39w) | BaseCostZero | OLtg-Com-LED-50000hr |  | DEER1314 | Disposition |  | Commercial Outdoor General Lighting: Wall-Mounted LED Fixture. Normal Replacement (NR) and New Construction (NC) applications. Savings calculated above a standard practice baseline. | LED Fixture: Wall-Mounted, Exterior rated, 39 Watts |  | DEER | Scaled | Lighting | OutGen | Ltg_Fixture | LED_fixt | Standard | [6 empty] | 100% LED at 25th percentile Lighting Facts | 0 |  |  |  | None | 0 | 0 |  | None
C-Out-RdAr-LEDFixt-PM-Ext(107w)-dW29 | SDG | None | WPSDGENRLG0181-5 | 2018-01-01 | 2019-03-31 | Com | Com-Oltg-dWatt-fxt | RdAr-LEDFixt-PM-Ext(107w) | BaseCostZero | OLtg-Com-LED-50000hr |  | DEER1314 | Disposition |  | Commercial Outdoor Road & Area Lighting: LED Fixture. Normal Replacement (NR) and New Construction (NC) applications. Savings calculated above a standard practice baseline. | LED Fixture: Pole-Mounted, Exterior rated, 107 Watts |  | DEER | Scaled | Lighting | OutGen | Ltg_Fixture | LED_fixt | Standard | [6 empty] | 100% LED at 25th percentile Lighting Facts | 0 |  |  |  | None | 0 | 0 |  | None
C-Out-RdAr-LEDFixt-PM-Ext(146w)-dW29 | SDG | None | WPSDGENRLG0181-5 | 2018-01-01 | 2019-03-31 | Com | Com-Oltg-dWatt-fxt | RdAr-LEDFixt-PM-Ext(146w) | BaseCostZero | OLtg-Com-LED-50000hr |  | DEER1314 | Disposition |  | Commercial Outdoor Road & Area Lighting: LED Fixture. Normal Replacement (NR) and New Construction (NC) applications. Savings calculated above a standard practice baseline. | LED Fixture: Pole-Mounted, Exterior rated, 146 Watts |  | DEER | Scaled | Lighting | OutGen | Ltg_Fixture | LED_fixt | Standard | [6 empty] | 100% LED at 25th percentile Lighting Facts | 0 |  |  |  | None | 0 | 0 |  | None
C-Out-RdAr-LEDFixt-PM-Ext(235w)-dW43 | SDG | None | WPSDGENRLG0181-5 | 2018-01-01 | 2019-03-31 | Com | Com-Oltg-dWatt-fxt | RdAr-LEDFixt-PM-Ext(235w) | BaseCostZero | OLtg-Com-LED-50000hr |  | DEER1314 | Disposition |  | Commercial Outdoor Road & Area Lighting: LED Fixture. Normal Replacement (NR) and New Construction (NC) applications. Savings calculated above a standard practice baseline. | LED Fixture: Pole-Mounted, Exterior rated, 235 Watts |  | DEER | Scaled | Lighting | OutGen | Ltg_Fixture | LED_fixt | Standard | [6 empty] | 100% LED at 25th percentile Lighting Facts | 0 |  |  |  | None | 0 | 0 |  | None
C-Out-RdAr-LEDFixt-PM-Ext(29w)-dW14 | SDG | None | WPSDGENRLG0181-5 | 2018-01-01 | 2019-03-31 | Com | Com-Oltg-dWatt-fxt | RdAr-LEDFixt-PM-Ext(29w) | BaseCostZero | OLtg-Com-LED-50000hr |  | DEER1314 | Disposition |  | Commercial Outdoor Road & Area Lighting: LED Fixture. Normal Replacement (NR) and New Construction (NC) applications. Savings calculated above a standard practice baseline. | LED Fixture: Pole-Mounted, Exterior rated, 29 Watts |  | DEER | Scaled | Lighting | OutGen | Ltg_Fixture | LED_fixt | Standard | [6 empty] | 100% LED at 25th percentile Lighting Facts | 0 |  |  |  | None | 0 | 0 |  | None
C-Out-RdAr-LEDFixt-PM-Ext(390w)-dW54 | SDG | None | WPSDGENRLG0181-5 | 2018-01-01 | 2019-03-31 | Com | Com-Oltg-dWatt-fxt | RdAr-LEDFixt-PM-Ext(390w) | BaseCostZero | OLtg-Com-LED-50000hr |  | DEER1314 | Disposition |  | Commercial Outdoor Road & Area Lighting: LED Fixture. Normal Replacement (NR) and New Construction (NC) applications. Savings calculated above a standard practice baseline. | LED Fixture: Pole-Mounted, Exterior rated, 390 Watts |  | DEER | Scaled | Lighting | OutGen | Ltg_Fixture | LED_fixt | Standard | [6 empty] | 100% LED at 25th percentile Lighting Facts | 0 |  |  |  | None | 0 | 0 |  | None
C-Out-RdAr-LEDFixt-PM-Ext(45w)-dW14 | SDG | None | WPSDGENRLG0181-5 | 2018-01-01 | 2019-03-31 | Com | Com-Oltg-dWatt-fxt | RdAr-LEDFixt-PM-Ext(45w) | BaseCostZero | OLtg-Com-LED-50000hr |  | DEER1314 | Disposition |  | Commercial Outdoor Road & Area Lighting: LED Fixture. Normal Replacement (NR) and New Construction (NC) applications. Savings calculated above a standard practice baseline. | LED Fixture: Pole-Mounted, Exterior rated, 45 Watts |  | DEER | Scaled | Lighting | OutGen | Ltg_Fixture | LED_fixt | Standard | [6 empty] | 100% LED at 25th percentile Lighting Facts | 0 |  |  |  | None | 0 | 0 |  | None
C-Out-RdAr-LEDFixt-PM-Ext(571w)-dW94 | SDG | None | WPSDGENRLG0181-5 | 2018-01-01 | 2019-03-31 | Com | Com-Oltg-dWatt-fxt | RdAr-LEDFixt-PM-Ext(571w) | BaseCostZero | OLtg-Com-LED-50000hr |  | DEER1314 | Disposition |  | Commercial Outdoor Road & Area Lighting: LED Fixture. Normal Replacement (NR) and New Construction (NC) applications. Savings calculated above a standard practice baseline. | LED Fixture: Pole-Mounted, Exterior rated, 571 Watts |  | DEER | Scaled | Lighting | OutGen | Ltg_Fixture | LED_fixt | Standard | [6 empty] | 100% LED at 25th percentile Lighting Facts | 0 |  |  |  | None | 0 | 0 |  | None
C-Out-RdAr-LEDFixt-PM-Ext-1(68w)-dW22 | SDG | None | WPSDGENRLG0181-5 | 2018-01-01 | 2019-03-31 | Com | Com-Oltg-dWatt-fxt | RdAr-LEDFixt-PM-Ext-1(68w) | BaseCostZero | OLtg-Com-LED-50000hr |  | DEER1314 | Disposition |  | Commercial Outdoor Road & Area Lighting: LED Fixture. Normal Replacement (NR) and New Construction (NC) applications. Savings calculated above a standard practice baseline. | LED Fixture: Pole-Mounted, Exterior rated, 68 Watts |  | DEER | Scaled | Lighting | OutGen | Ltg_Fixture | LED_fixt | Standard | [6 empty] | 100% LED at 25th percentile Lighting Facts | 0 |  |  |  | None | 0 | 0 |  | None
C-Out-RdAr-LEDFixt-PM-Ext-1(90w)-dW27 | SDG | None | WPSDGENRLG0181-5 | 2018-01-01 | 2019-03-31 | Com | Com-Oltg-dWatt-fxt | RdAr-LEDFixt-PM-Ext-1(90w) | BaseCostZero | OLtg-Com-LED-50000hr |  | DEER1314 | Disposition |  | Commercial Outdoor Road & Area Lighting: LED Fixture. Normal Replacement (NR) and New Construction (NC) applications. Savings calculated above a standard practice baseline. | LED Fixture: Pole-Mounted, Exterior rated, 90 Watts |  | DEER | Scaled | Lighting | OutGen | Ltg_Fixture | LED_fixt | Standard | [6 empty] | 100% LED at 25th percentile Lighting Facts | 0 |  |  |  | None | 0 | 0 |  | None
C-Out-Strt-LEDFixt-PM-Ext(107w)-dW29 | SDG | None | WPSDGENRLG0181-5 | 2018-01-01 | 2019-03-31 | Com | Com-Oltg-dWatt-fxt | Strt-LEDFixt-PM-Ext(107w) | BaseCostZero | OLtg-Com-LED-50000hr |  | DEER1314 | Disposition |  | Commercial Outdoor Street Lighting: LED Fixture. Normal Replacement (NR) and New Construction (NC) applications. Savings calculated above a standard practice baseline. | LED Fixture: Pole-Mounted, Exterior rated, 107 Watts |  | DEER | Scaled | Lighting | OutGen | Ltg_Fixture | LED_fixt | Standard | [6 empty] | 100% LED at 25th percentile Lighting Facts | 0 |  |  |  | None | 0 | 0 |  | None
C-Out-Strt-LEDFixt-PM-Ext(146w)-dW29 | SDG | None | WPSDGENRLG0181-5 | 2018-01-01 | 2019-03-31 | Com | Com-Oltg-dWatt-fxt | Strt-LEDFixt-PM-Ext(146w) | BaseCostZero | OLtg-Com-LED-50000hr |  | DEER1314 | Disposition |  | Commercial Outdoor Street Lighting: LED Fixture. Normal Replacement (NR) and New Construction (NC) applications. Savings calculated above a standard practice baseline. | LED Fixture: Pole-Mounted, Exterior rated, 146 Watts |  | DEER | Scaled | Lighting | OutGen | Ltg_Fixture | LED_fixt | Standard | [6 empty] | 100% LED at 25th percentile Lighting Facts | 0 |  |  |  | None | 0 | 0 |  | None
C-Out-Strt-LEDFixt-PM-Ext(235w)-dW43 | SDG | None | WPSDGENRLG0181-5 | 2018-01-01 | 2019-03-31 | Com | Com-Oltg-dWatt-fxt | Strt-LEDFixt-PM-Ext(235w) | BaseCostZero | OLtg-Com-LED-50000hr |  | DEER1314 | Disposition |  | Commercial Outdoor Street Lighting: LED Fixture. Normal Replacement (NR) and New Construction (NC) applications. Savings calculated above a standard practice baseline. | LED Fixture: Pole-Mounted Exterior rated,, 235 Watts |  | DEER | Scaled | Lighting | OutGen | Ltg_Fixture | LED_fixt | Standard | [6 empty] | 100% LED at 25th percentile Lighting Facts | 0 |  |  |  | None | 0 | 0 |  | None
C-Out-Strt-LEDFixt-PM-Ext(29w)-dW14 | SDG | None | WPSDGENRLG0181-5 | 2018-01-01 | 2019-03-31 | Com | Com-Oltg-dWatt-fxt | Strt-LEDFixt-PM-Ext(29w) | BaseCostZero | OLtg-Com-LED-50000hr |  | DEER1314 | Disposition |  | Commercial Outdoor Street Lighting: LED Fixture. Normal Replacement (NR) and New Construction (NC) applications. Savings calculated above a standard practice baseline. | LED Fixture: Pole-Mounted, Exterior rated, 29 Watts |  | DEER | Scaled | Lighting | OutGen | Ltg_Fixture | LED_fixt | Standard | [6 empty] | 100% LED at 25th percentile Lighting Facts | 0 |  |  |  | None | 0 | 0 |  | None
C-Out-Strt-LEDFixt-PM-Ext(45w)-dW14 | SDG | None | WPSDGENRLG0181-5 | 2018-01-01 | 2019-03-31 | Com | Com-Oltg-dWatt-fxt | Strt-LEDFixt-PM-Ext(45w) | BaseCostZero | OLtg-Com-LED-50000hr |  | DEER1314 | Disposition |  | Commercial Outdoor Street Lighting: LED Fixture. Normal Replacement (NR) and New Construction (NC) applications. Savings calculated above a standard practice baseline. | LED Fixture: Pole-Mounted, Exterior rated, 45 Watts |  | DEER | Scaled | Lighting | OutGen | Ltg_Fixture | LED_fixt | Standard | [6 empty] | 100% LED at 25th percentile Lighting Facts | 0 |  |  |  | None | 0 | 0 |  | None
C-Out-Strt-LEDFixt-PM-Ext-1(68w)-dW22 | SDG | None | WPSDGENRLG0181-5 | 2018-01-01 | 2019-03-31 | Com | Com-Oltg-dWatt-fxt | Strt-LEDFixt-PM-Ext-1(68w) | BaseCostZero | OLtg-Com-LED-50000hr |  | DEER1314 | Disposition |  | Commercial Outdoor Street Lighting: LED Fixture. Normal Replacement (NR) and New Construction (NC) applications. Savings calculated above a standard practice baseline. | LED Fixture: Pole-Mounted, Exterior rated, 68 Watts |  | DEER | Scaled | Lighting | OutGen | Ltg_Fixture | LED_fixt | Standard | [6 empty] | 100% LED at 25th percentile Lighting Facts | 0 |  |  |  | None | 0 | 0 |  | None
C-Out-Strt-LEDFixt-PM-Ext-1(90w)-dW27 | SDG | None | WPSDGENRLG0181-5 | 2018-01-01 | 2019-03-31 | Com | Com-Oltg-dWatt-fxt | Strt-LEDFixt-PM-Ext-1(90w) | BaseCostZero | OLtg-Com-LED-50000hr |  | DEER1314 | Disposition |  | Commercial Outdoor Street Lighting: LED Fixture. Normal Replacement (NR) and New Construction (NC) applications. Savings calculated above a standard practice baseline. | LED Fixture: Pole-Mounted, Exterior rated, 90 Watts |  | DEER | Scaled | Lighting | OutGen | Ltg_Fixture | LED_fixt | Standard | [6 empty] | 100% LED at 25th percentile Lighting Facts | 0 |  |  |  | None | 0 | 0 |  | None
Com-Lighting-InExit_Exit-Incand-40w-Double_Exit-CFL-21w-Double | SDG | DEER | WPSDGENRMI0004-2 | 2014-07-01 |  | Com | Com-Iltg-dWatt-Exit |  |  | ILtg-Exit | ILtg-Exit | DEER2014 | D13 v1.0 |  | Commercial Indoor Exit Lighting: more efficient Exit Lighting fixture installed. Measure includes Code case. Impacts: HOU = 8760; CDF = 1 | Exit fixture: 7 Watt CFL lamps (2), Double Face, Total fix watts = 21 | Exit-CFL-7w(21w) | DEER | Scaled | Lighting | InExit | Ltg_Fixture | Exit_fixt | Standard |  | Exit fixture: 20 Watt Incand lamps (2), Double Face, Total fix watts = 40 |  | Exit-Incand-20w(40w) |  |  | Exit fixture: 5 Watt Code lamps (2), Double Face, Total fix watts = 10 | 0 | Exit-Code-5w(10w) |  |  | None | 0 | 0 |  | None
Com-RefrigCharge-wtd | SDG | DEER | WPSDGENRMI0004-2 | 2014-07-01 |  | Com | Com-RefrigCharge-wtd | IT14-Com-RefrigCharge-wtd-FULL |  | HVAC-RefChg | HVAC-RefChg | DEER2014 | D11 v4.00 |  | adjust refrigerant charge of small, packaged AC (commercial) from off-charge to factory specified level | Small Pkg AC, adjust refrigerant charge to factory specified level |  | DEER | CrossMea | HVAC | SpaceCool | dxAC_equip | pkgSEER | Standard |  | Small Pkg AC w/ High and Typical Undercharge and Overcharge |  |  |  |  | NULL | 0 |  |  |  | None | 0 | 0 |  | None
D03-010 | SDG | None | WPSDGENRMI0004-2 | 2013-01-01 |  | Com | D03-010 | D08-NE-ILtg-TmClck-FULL |  |  |  | DEER2005 | D05 v2.01 |  | Timeclock for Lighting | minimum unoccupied lighting power density based on bldg type |  | DEER | Standard | Lighting | InGen | Ltg_Controls | Timer | Standard |  | unoccupied lighting power density based on bldg type |  |  |  |  | T24 lighting schedules assume automatic shut-off | 0 |  |  |  | None | 0 | 0 |  | None
D03-044 | SDG | None | WPSDGENRMI0004-2 | 2013-01-01 |  | Com | D03-044 | D03-044-FULL |  |  |  | DEER2005 | D05 v2.01 |  | Chilled Water Reset | Chilled water loop temperature set to 'Load Reset' |  | DEER | Standard | HVAC | SpaceCool | LiquidCirc | TempReset | Standard |  | Constant chilled water temperature |  |  |  |  | T24 minimum: variable flow CHW loop w/VSD pump | 0 |  |  |  | None | 0 | 0 |  | None
D03-050 | SDG | None | WPSDGENRMI0004-2 | 2013-01-01 |  | Com | D03-050 | WPSDGENRMI0004-Rev03-Msr001-FULL |  |  |  | DEER2005 | D05 v2.01 |  | Variable Air Volume Box | damper controlled VAV with 30% min-cfm-ratio |  | DEER | Standard | HVAC | HeatCool | HV_AirDist | FlowCtrl | Standard |  | Constant Volume air flow |  |  |  |  | T24 minimum: VAV w/30% min-cfm-ratio & w/VSD fans | 0 |  |  |  | None | 0 | 0 |  | None
D03-051 | SDG | None | WPSDGENRMI0004-2 | 2013-01-01 |  | Com | D03-051 | D08-NE-HVAC-VSDSupFan-ge10HP-FULL |  |  |  | DEER2005 | D05 v2.01 |  | VSD Supply Fan Motors | VFD with 30% min-cfm-ratio |  | DEER | Standard | HVAC | VentAirDist | HV_AirDist | SupFanMtr | Standard |  | damper controlled VAV with 30% min-cfm-ratio |  |  |  |  | T24 minimum: VAV w/30% min-cfm-ratio & w/VSD fans | 0 |  |  |  | None | 0 | 0 |  | None
D03-058 | SDG | None | WPSDGENRMI0004-2 | 2013-01-01 |  | Com | D03-058 | D08-NE-HVAC-Econo-CentFULL |  |  |  | DEER2005 | D05 v2.01 |  | Economizer - Packaged System | Add econo with Econo-Lockout=NO, DB limit = 68, Max OSA = 100% |  | DEER | Standard | HVAC | SpaceCool | HV_AirDist | AirEcono | Standard |  | No Economizer |  |  |  |  | T24 baseline matches prototype | 0 |  |  |  | None | 0 | 0 |  | None
D03-059 | SDG | None | WPSDGENRMI0004-2 | 2013-01-01 |  | Com | D03-059 | D03-058-FULL |  |  |  | DEER2005 | D05 v2.01 |  | Economizer - Central system | Add ecomizer with Econo-Lockout=NO, DB limit = 68, Max OSA = 100% |  | DEER | Standard | HVAC | SpaceCool | HV_AirDist | AirEcono | Standard |  | No Economizer |  |  |  |  | T24 baseline matches prototype | 0 |  |  |  | None | 0 | 0 |  | None
D03-060 | SDG | None | WPSDGENRMI0004-2 | 2013-01-01 |  | Com | D03-060 | WPSDGENRMI0004-Rev03-Msr002-FULL |  |  |  | DEER2005 | D05 v2.01 |  | Economizer Maintenance | ecomizer with Econo-Lockout=NO, DB limit = 68, Max OSA = 100% |  | DEER | Standard | HVAC | HeatCool | HV_AirDist | AirEcono | Standard |  | degraded base econo performance, DB limit = 55, Max OSA = 60% |  |  |  |  | T24 minimum: economizer matches baseline characteristics | 0 |  |  |  | None | 0 | 0 |  | None
D03-063 | SDG | None | WPSDGENRMI0004-2 | 2013-01-01 |  | Com | D03-063 | D03-063-FULL |  |  |  | DEER2005 | D05 v2.01 |  | Two-Speed Cooling Tower Fans | Two-speed tower fans on all central plants |  | DEER | Standard | HVAC | HtRej | HeatReject | TwrFanCtrl | Standard |  | Single-speed tower fans on all central plants |  |  |  |  | T24 minimum: two-speed tower fans | 0 |  |  |  | None | 0 | 0 |  | None
D03-064 | SDG | None | WPSDGENRMI0004-2 | 2013-01-01 |  | Com | D03-064 | D03-064-FULL |  |  |  | DEER2005 | D05 v2.01 |  | VSD Cooling Tower Fans | Variable-speed tower fans on all central plants |  | DEER | Standard | HVAC | HtRej | HeatReject | TwrFanCtrl | Standard |  | Two-speed tower fans on all central plants |  |  |  |  | T24 minimum: two-speed tower fans | 0 |  |  |  | None | 0 | 0 |  | None
D03-069 | SDG | None | WPSDGENRMI0004-2 | 2013-01-01 |  | Com | D03-069 | D03-069-FULL | D03-069-BASE |  |  | DEER2005 | D05 v2.01 |  | Efficient Water Source Heat Pump | WLHP system with 14.0 EER / 4.6 COP |  | DEER | Standard | HVAC | HeatCool | dxHP_equip | WSHP | Standard |  | WLHP system with 12.0 EER / 4.2 COP |  |  |  |  | T24 minimum: WLHP EER = 12.0, COP = 4.2 | 0 |  |  |  | None | 0 | 0 |  | None
D03-070 | SDG | None | WPSDGENRMI0004-2 | 2013-01-01 |  | Com | D03-070 | D03-070-FULL |  |  |  | DEER2005 | D05 v2.01 |  | Hydronic Heat Pump Var Flow Valve | 2-way valves, with VSD pumping |  | DEER | Standard | HVAC | HeatCool | LiquidCirc | FlowTempCtrl | Standard |  | constant flow hydronic water loop |  |  |  |  | T24 minimum: variable flow WLHP loop w/VSD pump | 0 |  |  |  | None | 0 | 0 |  | None
D03-073 | SDG | None | WPSDGENRMI0004-2 | 2013-01-01 |  | Com | D03-073 | D03-073-FULL |  |  |  | DEER2005 | D05 v2.01 |  | Setback Programmable Thermostats | unoccupied period has heating setback/cooling setup |  | DEER | Standard | HVAC | HeatCool | HV_Tech | TStat | Standard |  | Standard building operation, no thermostat setback/setup |  |  |  |  | T24 minimum: setback programmable thermostat | 0 |  |  |  | None | 0 | 0 |  | None
D03-075 | SDG | None | WPSDGENRMI0004-2 | 2013-01-01 |  | Com | D03-075 | D03-075-FULL |  |  |  | DEER2005 | D05 v2.01 |  | Duct Insulation Material | Old vintage increases duct insulation to R-4.2, 78-91 vintage to R-8 |  | DEER | Standard | HVAC | VentAirDist | HV_AirDist | DuctInsC | Standard |  | Duct insulation level a function of Vintage/System type |  |  |  |  | T24 minimum: duct insulation level, R-8 | 0 |  |  |  | None | 0 | 0 |  | None
D03-205 | SDG | None | WPSDGENRMI0004-2 | 2013-01-01 |  | Com | D03-205 | D03-205-FULL |  |  |  | DEER2005 | D05 v2.01 |  | Grocery, Night Covers for Display Cases (medium temp) | Night cover reduces infiltration by 50% for 4 hours/night |  | DEER | Standard | ComRefrig | Display | Ref_Storage | HorDisp | Standard |  | Open cases with no night cover |  |  |  |  | Open cases with no night cover, qty of open cases varies by vintage | 0 |  |  |  | None | 0 | 0 |  | None
D03-206 | SDG | None | WPSDGENRMI0004-2 | 2013-01-01 |  | Com | D03-206 | WPSDGENRMI0004-Rev03-Msr003-FULL |  |  |  | DEER2005 | D05 v2.01 |  | Grocery, Medium Temp Glass Doors (open display cases) | Open fixture is retrofitted with doors and additional lighting |  | DEER | Standard | ComRefrig | Display | Ref_Storage | VertDisplay | Standard |  | Open cases with no night cover |  |  |  |  | Open cases with no night cover | 0 |  |  |  | None | 0 | 0 |  | None
D03-207 | SDG | None | WPSDGENRMI0004-2 | 2013-01-01 |  | Com | D03-207 | D03-207-FULL |  |  |  | DEER2005 | D05 v2.01 |  | Grocery, New Medium Temp Refrig Display Case with Doors | Replace open fixtures with fixtures having doors |  | DEER | Standard | ComRefrig | Display | Ref_Storage | VertDisplay | Standard |  | Open cases with no night cover |  |  |  |  | Open cases with no night cover | 0 |  |  |  | None | 0 | 0 |  | None
D03-218 | SDG | None | WPSDGENRMI0004-2 | 2013-01-01 |  | Com | D03-218 | WPSDGENRMI0004-Rev03-Msr006-FULL |  |  |  | DEER2005 | D05 v2.01 |  | Grocery, Low Temperature Mechanical Subcooling | Low-temp subcooler (50degF) powered by medium-temp suction group |  | DEER | Standard | ComRefrig | Equipment | dxAC_equip | refrig | Standard |  | Standard air-cooled multiplex system, no subcool <1992, 70F subool 1992-2000 |  |  |  |  | Low-temp subcooler (50degF) powered by medium-temp suction group | 0 |  |  |  | None | 0 | 0 |  | None
D03-219 | SDG | None | WPSDGENRMI0004-2 | 2013-01-01 |  | Com | D03-219 | WPSDGENRMI0004-Rev03-Msr007-FULL |  |  |  | DEER2005 | D05 v2.01 |  | Grocery, Low and Medium Temp Mechanical Subcooling | Low- and medium-temp subcoolers powered by a new high-temp suction group |  | DEER | Standard | ComRefrig | Equipment | dxAC_equip | refrig | Standard |  | Standard air-cooled multiplex system, no subcool <1992, 70F subool 92-2000 |  |  |  |  | Low-temp subcooler (50degF) powered by medium-temp suction group | 0 |  |  |  | None | 0 | 0 |  | None
Grnhs-Shell-ThermCurt | SDG | None | WPSDGENRMI0004-2 | 2013-01-01 |  | Ag | Grnhs-Shell-ThermCurt | D03-981-FULL |  | Agr-GHC | Agr-GHC | DEER2011 | D11 v4.00 |  | Heat curtain installed in greenhouse with bare walls and bare double-poly roofs | Heat curtain installed | Grnhs-Shell-ThermCurt | DEER | Standard | BldgEnv | Fenestration | Fenest | ThermCurtain | Standard |  | bare walls and bare double-poly roof | [5 empty] | 0 |  |  |  | None | 0 | 0 |  | None
NE-HVAC-airHP-SpltPkg-gte760kBtuh-10p0eer-3p2cop | SDG | DEER | WPSDGENRMI0004-2 | 2014-07-01 |  | Com | NE-HVAC-airHP-SpltPkg-gte760kBtuh-10p0eer-3p2cop | WPSDGENRMI0004-Rev03-Msr012-FULL |  | HVAC-airHP | HVAC-airHP | DEER2014 | D13 v1.0 |  | Pkg HP EER = 10.0 (>= 760 kBTUh), COP = 3.2; w/Econo; 2-spd Fan | Pkg HP EER = 10.0 (>= 760 kBtuh), COP = 3.2; w/Econo; 2-spd Fan |  | DEER | Standard | HVAC | HeatCool | dxHP_equip | pkgEER | Standard |  | Pkg HP (>= 760 kBtuh) EER and COP based on vintage |  |  |  |  | Pkg HP EER = 9.3 (>= 760 kBtuh), COP = 3.2; w/Econo; 2-spd Fan | 0 |  |  |  | None | 0 | 0 |  | None
RE-RefgFrz-Wtd-Tier1 | SDG | DEER | WPSDGENRMI0004-2 | 2017-01-01 |  | Res | Res-Frzr-dKWH-Cond | RefgFrz-Wtd-Tier1 | RefgFrz-Wtd-Code | Appl-ESRefg | Appl-ESRefg | DEER2017 | D17 v2 |  | Weighted Refrigerator Type, Size Range: Weighted Size, Energy Star (10% less than Code Maximum) | Refrigerator-freezers, weighted configuration and size range, AV = 26, Energy Star qualified, Rated kWh = 491 | RefgFrz-Wtd-Tier1 | DEER | Scaled | AppPlug | Refrig | Ref_Storage | RefrigFrz | Standard |  | Refrigerator/Freezer: pre-existing technology rated-kWh is 1.18 times code rated-kWh |  |  |  |  | Refrigerator-freezers, weighted configuration and size range, AV = 26, Minimum code compiant, Rated kWh = 545 | 0 | RefgFrz-Wtd-Code |  |  | None | 0 | 0 |  | None
RG-WtrHt-SmlStrg-Gas-lte75kBtuh-40G-0p67EF | SDG | DEER | WPSDGENRMI0004-2 | 2015-04-16 |  | Res | RG-WtrHt-SmlStrg-Gas-lte75kBtuh-40G-0p67EF | Stor_EF-Gas-040gal-0.67EF | Stor_EF-Gas-040gal-0.62EF | WtrHt-Res-Gas | WtrHt-Res-Gas | DEER2014 | D11 v4.00 |  | High Efficiency Small Gas Storage Water Heater - 40 Gal , 0.67 EF | High Efficiency Small Gas Storage Water Heater - 40 Gal , 0.67 EF | RG-WtrHt-SmlStrg-Gas-lte75kBtuh-40G-0p67EF | DEER | Standard | SHW | Heating | WaterHtg_eq | Stor_EF | Standard |  | Small Gas Storage Water Heater 40 Gal; EF = 0.57; Recov Eff = 0.76 |  |  |  |  | Small Gas Storage Water Heater 40 Gal; EF = 0.59; Recov Eff = 0.76 | 0 |  |  |  | None | 0 | 0 |  | None
WPSDGENRPH0001-Rev01-Msr001 | SDG | None | WPSDGENRPH0001-1 | 2014-07-01 |  | NonRes | WPSDGENRPH0001-Rev01-Msr001 | WPSDGENRPH0001-Rev01-Msr001-IMC |  | PrcHt-Blr |  | ExAnte2014 |  | 2014-06-30 | Process Hot Water Boilers, Tier 1 (85% CE or 83% TE) | Process Hot Water Boilers, Tier 1 (85% CE or 83% TE) |  | Deemed |  | SHW | Heating | SteamHtg_eq | Boiler_Et | Standard | [6 empty] | Process Boiler (80% Efficiency) | 0 |  | SteamHtg_eq | Boiler_Et | None | 0 | 0 |  | None
WPSDGENRPH0001-Rev01-Msr002 | SDG | None | WPSDGENRPH0001-1 | 2014-07-01 |  | NonRes | WPSDGENRPH0001-Rev01-Msr002 | WPSDGENRPH0001-Rev01-Msr002-IMC |  | PrcHt-Blr |  | ExAnte2014 |  | 2014-06-30 | Process Hot Water Boilers, Tier 2 (90% CE or 88% TE) | Process Hot Water Boilers, Tier 2 (90% CE or 88% TE) |  | Deemed |  | SHW | Heating | SteamHtg_eq | Boiler_Et | Standard | [6 empty] | Process Boiler (80% Efficiency) | 0 |  | SteamHtg_eq | Boiler_Et | None | 0 | 0 |  | None
WPSDGENRPH0001-Rev01-Msr003 | SDG | None | WPSDGENRPH0001-1 | 2014-07-01 |  | NonRes | WPSDGENRPH0001-Rev01-Msr003 | WPSDGENRPH0001-Rev01-Msr003-IMC |  | PrcHt-Blr |  | ExAnte2014 |  | 2014-06-30 | Process Steam Boilers (83% CE) | Process Steam Boilers (83% CE) |  | Deemed |  | ProcHeat | SteamDist | SteamHtg_eq | Boiler_Et | Standard | [6 empty] | Process Boiler (80% Efficiency) | 0 |  | SteamHtg_eq | Boiler_Et | None | 0 | 0 |  | None
WPSDGENRPR0001-Rev00-Msr001 | SDG | None | WPSDGENRPR0001-0 | 2014-01-01 |  | NonRes | WPSDGENRPR0001-Rev00-Msr001 | WPSDGENRPR0001-Rev00-Msr001-FULL |  | HVAC-VSDSupFan |  | ExAnte2014 |  | 2015-04-02 | 5 up to 15 HP Variable Speed Drive on Air Compressor Control | 5 up to 15 HP Variable Speed Drive on Air Compressor Control |  | Deemed |  | CompAir | ManufAQA | AirComp | Screw | Standard |  | 5 hp and < 25 hp rotary screw compressor |  |  | AirComp | Screw | Code | 0 |  | AirComp | Screw | None | 0 | 0 |  | None
WPSDGENRPR0001-Rev00-Msr002 | SDG | None | WPSDGENRPR0001-0 | 2014-01-01 |  | NonRes | WPSDGENRPR0001-Rev00-Msr002 | WPSDGENRPR0001-Rev00-Msr002-FULL |  | HVAC-VSDSupFan |  | ExAnte2014 |  | 2015-04-02 | 15 up to 25 HP Variable Speed Drive on Air Compressor Control | 15 up to 25 HP Variable Speed Drive on Air Compressor Control |  | Deemed |  | CompAir | ManufAQA | AirComp | Screw | Standard |  | 5 hp and < 25 hp rotary screw compressor |  |  | AirComp | Screw | Code | 0 |  | AirComp | Screw | None | 0 | 0 |  | None
WPSDGENRPR0005-Rev00-Msr001 | SDG | None | WPSDGNRPR0005-0 | 2017-01-01 |  | NonRes | WPSDGENRPR0005-Rev00-Msr001 | WPSDGENRPR0005-Rev00-Msr001-FULL | WPSDGENRPR0005-Rev00-Msr001-BASE | Agr-VSDWellPmp | Agr-VSDWellPmp | ExAnte2017 |  |  | Add a VFD on Agricultural Well Pump System (<=300hp) | Add VFD on AG well pumps (<=300HP) | SWWP002v00-A | Deemed |  | ProcDist | Pumping | PumpSystem | TurbWell | Standard |  | <=300hp constant speed Ag well pump controlled by a throttling valve |  |  | PumpSystem | TurbWell | <=300hp constant speed Ag well pump controlled by a throttling valve | 0 |  | PumpSystem | PumpCtrl | None | 0 | 0 |  | None
WPSDGENRPR0005-Rev00-Msr002 | SDG | None | WPSDGNRPR0005-0 | 2017-01-01 |  | NonRes | WPSDGENRPR0005-Rev00-Msr002 | WPSDGENRPR0005-Rev00-Msr002-FULL | WPSDGENRPR0005-Rev00-Msr002-BASE | Agr-VSDWellPmp | Agr-VSDWellPmp | ExAnte2017 |  |  | Add a VFD on Agricultural Booster Pump System (<=150hp) | Add VFD on AG booster pumps (<=150HP) | SWWP002v00-B | Deemed |  | ProcDist | Pumping | PumpSystem | TurbWell | Standard |  | <=150hp constant speed Ag booster pump controlled by a throttling valve |  |  | PumpSystem | TurbWell | <=150hp constant speed Ag booster pump controlled by a throttling valve | 0 |  | PumpSystem | PumpCtrl | None | 0 | 0 |  | None
WPSDGENRPR0005-Rev00-Msr003 | SDG | None | WPSDGNRPR0005-0 | 2017-01-01 |  | NonRes | WPSDGENRPR0005-Rev00-Msr003 | WPSDGENRPR0005-Rev00-Msr003-FULL | WPSDGENRPR0005-Rev00-Msr003-BASE | Agr-VSDWellPmp | Agr-VSDWellPmp | ExAnte2017 |  |  | VFD on New Agricultural Booster Pump System (<=150hp)-NC | VFD on New AG booster pumps (<=150HP)-NC | SWWP002v00-D | Deemed |  | ProcDist | Pumping | PumpSystem | TurbWell | Standard |  | <=150hp constant speed Ag booster pump controlled by a throttling valve |  |  | PumpSystem | TurbWell | <=150hp constant speed Ag booster pump controlled by a throttling valve | 0 |  | PumpSystem | PumpCtrl | None | 0 | 0 |  | None
WPSDGENRPR0005-Rev00-Msr004 | SDG | None | WPSDGNRPR0005-0 | 2017-01-01 |  | NonRes | WPSDGENRPR0005-Rev00-Msr004 | WPSDGENRPR0005-Rev00-Msr004-FULL | WPSDGENRPR0005-Rev00-Msr004-BASE | Agr-VSDWellPmp | Agr-VSDWellPmp | ExAnte2017 |  |  | VFD on New Agricultural Well Pump System (<=300hp)-NC | VFD on New AG well pumps (<=300HP)-NC | SWWP002v00-C | Deemed |  | ProcDist | Pumping | PumpSystem | TurbWell | Standard |  | <=300hp constant speed Ag well pump controlled by a throttling valve |  |  | PumpSystem | TurbWell | <=300hp constant speed Ag well pump controlled by a throttling valve | 0 |  | PumpSystem | PumpCtrl | None | 0 | 0 |  | None
WPSDGENRRN0009-Rev02-Msr001 | SDG | None | WPSDGENRRN0009-2 | 2016-01-01 |  | NonRes | WPSDGENRRN0009-Rev02-Msr001 | WPSDGENRRN0009-Rev02-Msr001-FULL | WPSDGENRRN0009-Rev02-Msr001-BASE | GrocDisp-ASH |  | ExAnte2016 |  | 2016-01-01 | Low Temperature Display Case Anti Sweat Heat Control | Low Temperature Display Case Anti Sweat Heat Control |  | Deemed |  | ComRefrig | Display | Ref_Storage | ReachIn | Standard |  | Anti Sweat Heater - No Control |  |  | Ref_Storage | ReachIn | Anti Sweat Heater - No Control | 0 |  | Ref_Storage | ReachIn | None | 0 | 0 |  | None
WPSDGENRRN0009-Rev02-Msr002 | SDG | None | WPSDGENRRN0009-2 | 2016-01-01 |  | NonRes | WPSDGENRRN0009-Rev02-Msr002 | WPSDGENRRN0009-Rev02-Msr002-FULL | WPSDGENRRN0009-Rev02-Msr002-BASE | GrocDisp-ASH |  | ExAnte2016 |  | 2016-01-01 | Medium Temperature Display Case Anti Sweat Heat Control | Medium Temperature Display Case Anti Sweat Heat Control |  | Deemed |  | ComRefrig | Display | Ref_Storage | ReachIn | Standard |  | Anti Sweat Heater - No Control |  |  | Ref_Storage | ReachIn | Anti Sweat Heater - No Control | 0 |  | Ref_Storage | ReachIn | None | 0 | 0 |  | None
WPSDGENRRN0010-Rev03-Msr001 | SDG | None | WPSDGENRRN0010-3 | 2016-01-01 |  | NonRes | WPSDGENRRN0010-Rev03-Msr001 | WPSDGENRRN0010-Rev03-Msr001-FULL | WPSDGENRRN0010-Rev03-Msr001-BASE | Cook-SDRef |  | ExAnte2016 |  |  | Solid Door Refrigerator < 15 ft3 | Energy Star Solid-Door Reach-In Refrigerator < 15 ft3 |  | Deemed |  | ComRefrig | Equipment | Ref_Storage | ReachIn | Standard |  | Standard Efficiency Solid-Door Reach-In Refrigerator < 15 ft3 |  |  | Ref_Storage | ReachIn | Standard Efficiency Solid-Door Reach-In Refrigerator < 15 ft3 | 0 |  | Ref_Storage | ReachIn | None | 0 | 0 |  | None
WPSDGENRRN0010-Rev03-Msr002 | SDG | None | WPSDGENRRN0010-3 | 2016-01-01 |  | NonRes | WPSDGENRRN0010-Rev03-Msr002 | WPSDGENRRN0010-Rev03-Msr002-FULL | WPSDGENRRN0010-Rev03-Msr002-BASE | Cook-SDRef |  | ExAnte2016 |  |  | Solid Door Refrigerator 15-29 ft3 | Energy Star Solid-Door Reach-In Refrigerator 15-29 ft3 |  | Deemed |  | ComRefrig | Equipment | Ref_Storage | ReachIn | Standard |  | Standard Efficiency Solid-Door Reach-In Refrigerator 15-29 ft3 |  |  | Ref_Storage | ReachIn | Standard Efficiency Solid-Door Reach-In Refrigerator 15-29 ft3 | 0 |  | Ref_Storage | ReachIn | None | 0 | 0 |  | None
WPSDGENRRN0010-Rev03-Msr003 | SDG | None | WPSDGENRRN0010-3 | 2016-01-01 |  | NonRes | WPSDGENRRN0010-Rev03-Msr003 | WPSDGENRRN0010-Rev03-Msr003-FULL | WPSDGENRRN0010-Rev03-Msr003-BASE | Cook-SDRef |  | ExAnte2016 |  |  | Solid Door Refrigerator 30-49 ft3 | Energy Star Solid-Door Reach-In Refrigerator 30-49 ft3 |  | Deemed |  | ComRefrig | Equipment | Ref_Storage | ReachIn | Standard |  | Standard Efficiency Solid-Door Reach-In Refrigerator 30-49 ft3 |  |  | Ref_Storage | ReachIn | Standard Efficiency Solid-Door Reach-In Refrigerator 30-49 ft3 | 0 |  | Ref_Storage | ReachIn | None | 0 | 0 |  | None
WPSDGENRRN0010-Rev03-Msr004 | SDG | None | WPSDGENRRN0010-3 | 2016-01-01 |  | NonRes | WPSDGENRRN0010-Rev03-Msr004 | WPSDGENRRN0010-Rev03-Msr004-FULL | WPSDGENRRN0010-Rev03-Msr004-BASE | Cook-SDRef |  | ExAnte2016 |  |  | Solid Door Refrigerator 50 ft3 and over | Energy Star Solid-Door Reach-In Refrigerator 50 ft3 and over |  | Deemed |  | ComRefrig | Equipment | Ref_Storage | ReachIn | Standard |  | Standard Efficiency Solid-Door Reach-In Refrigerator 50 ft3 and over |  |  | Ref_Storage | ReachIn | Standard Efficiency Solid-Door Reach-In Refrigerator 50 ft3 and over | 0 |  | Ref_Storage | ReachIn | None | 0 | 0 |  | None
WPSDGENRRN0010-Rev03-Msr005 | SDG | None | WPSDGENRRN0010-3 | 2016-01-01 |  | NonRes | WPSDGENRRN0010-Rev03-Msr005 | WPSDGENRRN0010-Rev03-Msr005-FULL | WPSDGENRRN0010-Rev03-Msr005-BASE | Cook-SDFreez |  | ExAnte2016 |  |  | Solid Door Reach-In Freezer < 15 ft3 | Energy Star Solid-Door Reach-In Freezer < 15 ft3 |  | Deemed |  | ComRefrig | Equipment | Ref_Storage | ReachIn | Standard |  | Standard Efficiency Solid-Door Reach-In Freezer < 15 ft3 |  |  | Ref_Storage | ReachIn | Standard Efficiency Solid-Door Reach-In Freezer < 15 ft3 | 0 |  | Ref_Storage | ReachIn | None | 0 | 0 |  | None
WPSDGENRRN0010-Rev03-Msr006 | SDG | None | WPSDGENRRN0010-3 | 2016-01-01 |  | NonRes | WPSDGENRRN0010-Rev03-Msr006 | WPSDGENRRN0010-Rev03-Msr006-FULL | WPSDGENRRN0010-Rev03-Msr006-BASE | Cook-SDFreez |  | ExAnte2016 |  |  | Solid Door Reach-In Freezer 15-29 ft3 | Energy Star Solid-Door Reach-In Freezer 15-29 ft3 |  | Deemed |  | ComRefrig | Equipment | Ref_Storage | ReachIn | Standard |  | Standard Efficiency Solid-Door Reach-In Freezer 15-29 ft3 |  |  | Ref_Storage | ReachIn | Standard Efficiency Solid-Door Reach-In Freezer 15-29 ft3 | 0 |  | Ref_Storage | ReachIn | None | 0 | 0 |  | None
WPSDGENRRN0010-Rev03-Msr007 | SDG | None | WPSDGENRRN0010-3 | 2016-01-01 |  | NonRes | WPSDGENRRN0010-Rev03-Msr007 | WPSDGENRRN0010-Rev03-Msr007-FULL | WPSDGENRRN0010-Rev03-Msr007-BASE | Cook-SDFreez |  | ExAnte2016 |  |  | Solid Door Reach-In Freezer 30-49 ft3 | Energy Star Solid-Door Reach-In Freezer 30-49 ft3 |  | Deemed |  | ComRefrig | Equipment | Ref_Storage | ReachIn | Standard |  | Standard Efficiency Solid-Door Reach-In Freezer 30-49 ft3 |  |  | Ref_Storage | ReachIn | Standard Efficiency Solid-Door Reach-In Freezer 30-49 ft3 | 0 |  | Ref_Storage | ReachIn | None | 0 | 0 |  | None
WPSDGENRRN0010-Rev03-Msr008 | SDG | None | WPSDGENRRN0010-3 | 2016-01-01 |  | NonRes | WPSDGENRRN0010-Rev03-Msr008 | WPSDGENRRN0010-Rev03-Msr008-FULL | WPSDGENRRN0010-Rev03-Msr008-BASE | Cook-SDFreez |  | ExAnte2016 |  |  | Solid Door Reach-In Freezer 50 ft3 and over | Energy Star Solid-Door Reach-In Freezer 50 ft3 and over |  | Deemed |  | ComRefrig | Equipment | Ref_Storage | ReachIn | Standard |  | Standard Efficiency Solid-Door Reach-In Freezer 50 ft3 and over |  |  | Ref_Storage | ReachIn | Standard Efficiency Solid-Door Reach-In Freezer 50 ft3 and over | 0 |  | Ref_Storage | ReachIn | None | 0 | 0 |  | None
WPSDGENRRN0010-Rev03-Msr009 | SDG | None | WPSDGENRRN0010-3 | 2016-01-01 |  | NonRes | WPSDGENRRN0010-Rev03-Msr009 | WPSDGENRRN0010-Rev03-Msr009-FULL | WPSDGENRRN0010-Rev03-Msr009-BASE | Cook-SDRef |  | ExAnte2016 |  |  | Glass Door Reach-In Refrigerator < 15 ft3 | Energy Star Glass-Door Reach-In Refrigerator < 15 ft3 |  | Deemed |  | ComRefrig | Equipment | Ref_Storage | ReachIn | Standard |  | Standard Efficiency Glass-Door Reach-In Refrigerator < 15 ft3 |  |  | Ref_Storage | ReachIn | Standard Efficiency Glass-Door Reach-In Refrigerator < 15 ft3 | 0 |  | Ref_Storage | ReachIn | None | 0 | 0 |  | None
WPSDGENRRN0010-Rev03-Msr010 | SDG | None | WPSDGENRRN0010-3 | 2016-01-01 |  | NonRes | WPSDGENRRN0010-Rev03-Msr010 | WPSDGENRRN0010-Rev03-Msr010-FULL | WPSDGENRRN0010-Rev03-Msr010-BASE | Cook-SDRef |  | ExAnte2016 |  |  | Glass Door Reach-In Refrigerator 15-29 ft3 | Energy Star Glass-Door Reach-In Refrigerator 15-29 ft3 |  | Deemed |  | ComRefrig | Equipment | Ref_Storage | ReachIn | Standard |  | Standard Efficiency Glass-Door Reach-In Refrigerator 15-29 ft3 |  |  | Ref_Storage | ReachIn | Standard Efficiency Glass-Door Reach-In Refrigerator 15-29 ft3 | 0 |  | Ref_Storage | ReachIn | None | 0 | 0 |  | None
WPSDGENRRN0010-Rev03-Msr011 | SDG | None | WPSDGENRRN0010-3 | 2016-01-01 |  | NonRes | WPSDGENRRN0010-Rev03-Msr011 | WPSDGENRRN0010-Rev03-Msr011-FULL | WPSDGENRRN0010-Rev03-Msr011-BASE | Cook-SDRef |  | ExAnte2016 |  |  | Glass Door Reach-In Refrigerator 30-49 ft3 | Energy Star Glass-Door Reach-In Refrigerator 30-49 ft3 |  | Deemed |  | ComRefrig | Equipment | Ref_Storage | ReachIn | Standard |  | Standard Efficiency Glass-Door Reach-In Refrigerator 30-49 ft3 |  |  | Ref_Storage | ReachIn | Standard Efficiency Glass-Door Reach-In Refrigerator 30-49 ft3 | 0 |  | Ref_Storage | ReachIn | None | 0 | 0 |  | None
WPSDGENRRN0010-Rev03-Msr012 | SDG | None | WPSDGENRRN0010-3 | 2016-01-01 |  | NonRes | WPSDGENRRN0010-Rev03-Msr012 | WPSDGENRRN0010-Rev03-Msr012-FULL | WPSDGENRRN0010-Rev03-Msr012-BASE | Cook-SDRef |  | ExAnte2016 |  |  | Glass Door Reach-In Refrigerator 50 ft3 and over | Energy Star Glass-Door Reach-In Refrigerator 50 ft3 and over |  | Deemed |  | ComRefrig | Equipment | Ref_Storage | ReachIn | Standard |  | Standard Efficiency Glass-Door Reach-In Refrigerator 50 ft3 and over |  |  | Ref_Storage | ReachIn | Standard Efficiency Glass-Door Reach-In Refrigerator 50 ft3 and over | 0 |  | Ref_Storage | ReachIn | None | 0 | 0 |  | None
WPSDGENRRN0010-Rev03-Msr013 | SDG | None | WPSDGENRRN0010-3 | 2016-01-01 |  | NonRes | WPSDGENRRN0010-Rev03-Msr013 | WPSDGENRRN0010-Rev03-Msr013-FULL | WPSDGENRRN0010-Rev03-Msr013-BASE | Cook-SDFreez |  | ExAnte2016 |  |  | Glass Door Reach-In Freezer < 15 ft3 | Energy Star Glass-Door Reach-In Freezer < 15 ft3 |  | Deemed |  | ComRefrig | Equipment | Ref_Storage | ReachIn | Standard |  | Standard Efficiency Glass-Door Reach-In Freezer < 15 ft3 |  |  | Ref_Storage | ReachIn | Standard Efficiency Glass-Door Reach-In Freezer < 15 ft3 | 0 |  | Ref_Storage | ReachIn | None | 0 | 0 |  | None
WPSDGENRRN0010-Rev03-Msr014 | SDG | None | WPSDGENRRN0010-3 | 2016-01-01 |  | NonRes | WPSDGENRRN0010-Rev03-Msr014 | WPSDGENRRN0010-Rev03-Msr014-FULL | WPSDGENRRN0010-Rev03-Msr014-BASE | Cook-SDFreez |  | ExAnte2016 |  |  | Glass Door Reach-In Freezer 15-29 ft3 | Energy Star Glass-Door Reach-In Freezer 15-29 ft3 |  | Deemed |  | ComRefrig | Equipment | Ref_Storage | ReachIn | Standard |  | Standard Efficiency Glass-Door Reach-In Freezer 15-29 ft3 |  |  | Ref_Storage | ReachIn | Standard Efficiency Glass-Door Reach-In Freezer 15-29 ft3 | 0 |  | Ref_Storage | ReachIn | None | 0 | 0 |  | None
WPSDGENRRN0010-Rev03-Msr015 | SDG | None | WPSDGENRRN0010-3 | 2016-01-01 |  | NonRes | WPSDGENRRN0010-Rev03-Msr015 | WPSDGENRRN0010-Rev03-Msr015-FULL | WPSDGENRRN0010-Rev03-Msr015-BASE | Cook-SDFreez |  | ExAnte2016 |  |  | Glass Door Reach-In Freezer 30-49 ft3 | Energy Star Glass-Door Reach-In Freezer 30-49 ft3 |  | Deemed |  | ComRefrig | Equipment | Ref_Storage | ReachIn | Standard |  | Standard Efficiency Glass-Door Reach-In Freezer 30-49 ft3 |  |  | Ref_Storage | ReachIn | Standard Efficiency Glass-Door Reach-In Freezer 30-49 ft3 | 0 |  | Ref_Storage | ReachIn | None | 0 | 0 |  | None
WPSDGENRRN0010-Rev03-Msr016 | SDG | None | WPSDGENRRN0010-3 | 2016-01-01 |  | NonRes | WPSDGENRRN0010-Rev03-Msr016 | WPSDGENRRN0010-Rev03-Msr016-FULL | WPSDGENRRN0010-Rev03-Msr016-BASE | Cook-SDFreez |  | ExAnte2016 |  |  | Glass Door Reach-In Freezer 50 ft3 and over | Energy Star Glass-Door Reach-In Freezer 50 ft3 and over |  | Deemed |  | ComRefrig | Equipment | Ref_Storage | ReachIn | Standard |  | Standard Efficiency Glass-Door Reach-In Freezer 50 ft3 and over |  |  | Ref_Storage | ReachIn | Standard Efficiency Glass-Door Reach-In Freezer 50 ft3 and over | 0 |  | Ref_Storage | ReachIn | None | 0 | 0 |  | None
WPSDGENRRN0011-Rev02-Msr001 | SDG | None | WPSDGENRRN0011-2 | 2016-01-01 |  | NonRes | WPSDGENRRN0011-Rev02-Msr001 | WPSDGENRRN0011-Rev02-Msr001-FULL |  | GrocWlkIn-WevapFMtrCtrl |  | ExAnte2014 |  |  | Walk-in Cooler Evaporator Fan Cycling Control replacing No Control | Walk-in Cooler Evaporator Fan Cycling Control replacing No Control |  | Deemed |  | ComRefrig | Storage | Ref_Storage | TempSensor | Standard |  | Evap Motor |  |  | Ref_Storage | TempSensor | Evaporator fan runs continuously | 0 |  | Ref_Storage | TempSensor | None | 0 | 0 |  | None
WPSDGENRRN0011-Rev02-Msr002 | SDG | None | WPSDGENRRN0011-2 | 2016-01-01 |  | NonRes | WPSDGENRRN0011-Rev02-Msr002 | WPSDGENRRN0011-Rev02-Msr002-FULL |  | GrocWlkIn-WevapFMtrCtrl |  | ExAnte2014 |  |  | Walk-in Cooler Evaporator VFD Control replacing No Control | Walk-in Cooler Evaporator VFD Control replacing No Control |  | Deemed |  | ComRefrig | Storage | Ref_Storage | TempSensor | Standard |  | Evap Motor |  |  | Ref_Storage | TempSensor | Evaporator fan runs continuously | 0 |  | Ref_Storage | TempSensor | None | 0 | 0 |  | None
WPSDGENRRN0015-Rev02-Msr001 | SDG | None | WPSDGENRRN0015-2 | 2015-01-01 |  | NonRes | WPSDGENRRN0015-Rev02-Msr001 | WPSDGENRRN0015-Rev02-Msr001-FULL | WPSDGENRRN0015-Rev02-Msr001-BASE | GrocDisp-FixtDoors |  | ExAnte2014 |  |  | Low Temperature Reach-In Display Case | New Low Temperature Display Case with Doors |  | Deemed |  | ComRefrig | Display | Ref_Storage | VertDisplay | Standard |  | Existing Display Case without doors |  |  | Ref_Storage | VertDisplay | Existing Display Case without doors | 0 |  | Ref_Storage | VertDisplay | None | 0 | 0 |  | None
WPSDGENRRN0015-Rev02-Msr002 | SDG | None | WPSDGENRRN0015-2 | 2015-01-01 |  | NonRes | WPSDGENRRN0015-Rev02-Msr002 | WPSDGENRRN0015-Rev02-Msr002-FULL | WPSDGENRRN0015-Rev02-Msr002-BASE | GrocDisp-FixtDoors |  | ExAnte2014 |  |  | Medium Temperature Reach-In Display Case | New Medium Temperature Display Case with Doors |  | Deemed |  | ComRefrig | Display | Ref_Storage | VertDisplay | Standard |  | Existing Display Case without doors |  |  | Ref_Storage | VertDisplay | Existing Display Case without doors | 0 |  | Ref_Storage | VertDisplay | None | 0 | 0 |  | None
WPSDGENRRN0016-Rev00-Msr001 | SDG | None | WPSDGENRRN0016-0 | 2017-01-01 |  | NonRes | WPSDGENRRN0016-Rev00-Msr001 | WPSDGENRRN0016-Rev00-Msr001-FULL | WPSDGENRRN0016-Rev00-Msr001-BASE | GrocDisp-FixtDoors | GrocDisp-FixtDoors | ExAnte2017 |  |  | High Efficiency Ultra Low Temperature Freezer (<= 23 cubic feet) | ULTRA-LOW TEMPERATURE FREEZER, 15 TO 23 CUBIC FEET |  | Deemed |  | ComRefrig | Equipment | Ref_Storage | Freezer | Standard |  | Existing ULT Freezer (two stage cascade system high/low) |  |  | Ref_Storage | RefrigFrz | Standard ULT Freezer with dual compressor cascade system | 0 |  | Ref_Storage | RefrigFrz | None | 0 | 0 |  | None
WPSDGENRRN0016-Rev00-Msr002 | SDG | None | WPSDGENRRN0016-0 | 2017-01-01 |  | NonRes | WPSDGENRRN0016-Rev00-Msr002 | WPSDGENRRN0016-Rev00-Msr002-FULL | WPSDGENRRN0016-Rev00-Msr002-BASE | GrocDisp-FixtDoors | GrocDisp-FixtDoors | ExAnte2017 |  |  | High Efficiency Ultra Low Temperature Freezer (>= 24 cubic feet) | ULTRA-LOW TEMPERATURE FREEZER, >= 24 CUBIC FEET |  | Deemed |  | ComRefrig | Equipment | Ref_Storage | Freezer | Standard |  | Existing ULT Freezer (two stage cascade system high/low) |  |  | Ref_Storage | RefrigFrz | Standard ULT Freezer with dual compressor cascade system | 0 |  | Ref_Storage | RefrigFrz | None | 0 | 0 |  | None
D03-220 | SDG | None | WPSDGENRRN0017-0 | 2013-01-01 |  | Com | D03-220 | SDG-GrocSys_FltSucPres | BaseCostZero |  |  | DEER2005 | D05 v2.01 |  | Grocery, Floating Suction Pressure | SST setpoint reset based on worst-case demand |  | DEER | Standard | ComRefrig | Equipment | dxAC_equip | refrig | Standard |  | Standard air-cooled multiplex system, SST controlled to fixed setpoint |  |  |  |  | SST controlled to fixed setpoint | 0 |  |  |  | None | 0 | 0 |  | None
D03-221 | SDG | None | WPSDGENRRN0017-0 | 2013-01-01 |  | Com | D03-221 | SDG-GrocSys_FltHdPres_AirCooled | BaseCostZero |  |  | DEER2005 | D05 v2.01 |  | Grocery, Floating Head Pressure, Fixed Setpoint (air-cooled) | SCT controlled to 70degF |  | DEER | Standard | ComRefrig | Equipment | dxAC_equip | refrig | Standard |  | Standard air-cooled multiplex system, SCT control temp by vintage |  |  |  |  | SCT controlled to 80degF | 0 |  |  |  | None | 0 | 0 |  | None
D03-222 | SDG | None | WPSDGENRRN0017-0 | 2013-01-01 |  | Com | D03-222 | SDG-GrocSys_FltHdPres_EvapCooled | BaseCostZero |  |  | DEER2005 | D05 v2.01 |  | Grocery, Floating Head Pressure, Fixed Setpoint (evap-cooled) | SCT controlled to 70degF |  | DEER | Standard | ComRefrig | Equipment | dxAC_equip | refrig | Standard |  | Standard evap-cooled multiplex system, SCT control temp by vintage |  |  |  |  | Standard evap-cooled multiplex system, SCT controlled to 80degF | 0 |  |  |  | None | 0 | 0 |  | None
D03-223 | SDG | None | WPSDGENRRN0017-0 | 2013-01-01 |  | Com | D03-223 | SDG-GrocSys_FltHdPres_AirCooled | BaseCostZero |  |  | DEER2005 | D05 v2.01 |  | Grocery, Floating Head Pressure, Variable Setpoint (air-cooled) | Control SCT to ambient + 12degF TD, 70degF min, backflood setpoint of 68degF |  | DEER | Standard | ComRefrig | Equipment | dxAC_equip | refrig | Standard |  | Standard air-cooled multiplex system, SCT control temp by vintage |  |  |  |  | Standard air-cooled multiplex system, SCT controlled to 80degF | 0 |  |  |  | None | 0 | 0 |  | None
D03-224 | SDG | None | WPSDGENRRN0017-0 | 2013-01-01 |  | Com | D03-224 | SDG-GrocSys_FltHdPres_EvapCooled | BaseCostZero |  |  | DEER2005 | D05 v2.01 |  | Grocery, Floating Head Pressure, Variable Setpoint (evap-cooled) | Control SCT to wetbulb + 17degF TD, 70degF min, backflood setpoint of 68degF |  | DEER | Standard | ComRefrig | Equipment | dxAC_equip | refrig | Standard |  | Standard evap-cooled multiplex system, SCT control temp by vintage |  |  |  |  | Standard evap-cooled multiplex system, SCT controlled to 80degF | 0 |  |  |  | None | 0 | 0 |  | None
D03-225 | SDG | None | WPSDGENRRN0017-0 | 2013-01-01 |  | Com | D03-225 | SDG-GrocSys_FltHdPres_AirCooled | BaseCostZero |  |  | DEER2005 | D05 v2.01 |  | Grocery, Floating Head Pressure, Variable Setpt & Speed (air-cooled) | Control SCT to ambient + 12degF TD, 70degF min, backflood setpt of 68degF, var-spd cond |  | DEER | Standard | ComRefrig | Equipment | dxAC_equip | refrig | Standard |  | Standard air-cooled multiplex system, SCT control temp by vintage |  |  |  |  | Standard air-cooled multiplex system, SCT controlled to 80degF | 0 |  |  |  | None | 0 | 0 |  | None
D03-226 | SDG | None | WPSDGENRRN0017-0 | 2013-01-01 |  | Com | D03-226 | SDG-GrocSys_FltHdPres_EvapCooled | BaseCostZero |  |  | DEER2005 | D05 v2.01 |  | Grocery, Floating Head Pressure, Variable Setpt & Speed (evap-cooled) | Control SCT to wetbulb + 17degF TD, 70degF min, backflood setpt of 68degF, var-spd cond |  | DEER | Standard | ComRefrig | Equipment | dxAC_equip | refrig | Standard |  | Standard evap-cooled multiplex system, SCT control temp by vintage |  |  |  |  | Standard evap-cooled multiplex system, SCT controlled to 80degF | 0 |  |  |  | None | 0 | 0 |  | None
D03-306 | SDG | None | WPSDGENRRN0017-0 | 2013-01-01 |  | Com | D03-306 | SDG-RefgWrhs_FltSucPres | BaseCostZero |  |  | DEER2005 | D05 v2.01 |  | Ref Warehse, Floating Suction Pressure | SST setpoint reset based on worst-case demand |  | DEER | Standard | ProcRefrig | ProdStore | Chiller | RefWareCool | Standard |  | SST controlled to vintage-dependent fixed setpoint |  |  |  |  | SST controlled to 85degF fixed setpoint | 0 |  |  |  | None | 0 | 0 |  | None
D03-307 | SDG | None | WPSDGENRRN0017-0 | 2013-01-01 |  | Com | D03-307 | SDG-RefgWrhs_FltHdPres_EvapCooled | BaseCostZero |  |  | DEER2005 | D05 v2.01 |  | Ref Warehse, Floating Head Pressure, Fixed Setpoint (evap-cooled) | SCT controlled to 70degF, 68degF backflood control setpoint |  | DEER | Standard | ProcRefrig | ProdStore | Chiller | RefWareCool | Standard |  | SST controlled to vintage-dependent fixed setpoint |  |  |  |  | SST controlled to 85degF fixed setpoint | 0 |  |  |  | None | 0 | 0 |  | None
D03-308 | SDG | None | WPSDGENRRN0017-0 | 2013-01-01 |  | Com | D03-308 | SDG-RefgWrhs_FltHdPres_EvapCooled | BaseCostZero |  |  | DEER2005 | D05 v2.01 |  | Ref Warehse, Floating Head Pressure, Variable Setpoint (evap-cooled) | Control SCT to wetbulb + 9degF TD, 70degF minimum, backflood setpoint of 68degF |  | DEER | Standard | ProcRefrig | ProdStore | Chiller | RefWareCool | Standard |  | SST controlled to vintage-dependent fixed setpoint |  |  |  |  | SST controlled to 85degF fixed setpoint | 0 |  |  |  | None | 0 | 0 |  | None
D03-309 | SDG | None | WPSDGENRRN0017-0 | 2013-01-01 |  | Com | D03-309 | SDG-RefgWrhs_FltHdPres_EvapCooled | BaseCostZero |  |  | DEER2005 | D05 v2.01 |  | Ref Warehse, Floating Head Pressure, Variable Setpt & Speed (evap-cooled) | Control SCT to wetbulb + 9degF TD, 70degF min, backflood setpt of 68degF, var-spd cond |  | DEER | Standard | ProcRefrig | ProdStore | Chiller | RefWareCool | Standard |  | SST controlled to vintage-dependent fixed setpoint, cycling condenser fans |  |  |  |  | SST controlled to 85degF fixed setpoint | 0 |  |  |  | None | 0 | 0 |  | None
WPSDGENRWH0010-Rev02-Msr001 | SDG | None | WPSDGENRWH0010-2 | 2016-01-01 |  | NonRes | WPSDGENRWH0010-Rev02-Msr001 | WPSDGENRWH0010-Rev02-Msr001-FULL | WPSDGENRWH0010-Rev02-Msr001-BASE | HVAC-StmTrp |  | ExAnte2016 |  |  | Steam Trap Replacement - Commercial 12-24 hr/day | New Steam Trap Replacing failed trap in commercial buildings, system operates 12-24 hours/day |  | Deemed |  | ProcHeat | SteamDist | SteamCirc | SteamTrap | Standard |  | Failing Steam Trap |  |  | SteamCirc | SteamTrap | Failing Steam Trap | 0 |  | SteamCirc | SteamTrap | None | 0 | 0 |  | None
WPSDGENRWH0014-Rev00-Msr001 | SDG | None | WPSDGENRWH0014-0 | 2018-01-01 |  | Com | WPSDGENRWH0014-Rev00-Msr001 | SDG-DHW-FaucetAerLowFlow-Com | SDG-DHW-FaucetAerator-Std-Com | WtrHt-WH-Aertr | WtrHt-WH-Aertr | ExAnte2018 |  |  | Public Lavatory Faucet Aerator for Commercial Buildings with 0.5 GPM Flow Rate | Water Heating - Faucet Aerator- Public Lavatory for Commercial Buildings =0.5 GPM Flow Rate |  | Deemed |  | SHW | Distribute | WaterFixt | FlowRestrict | Standard |  | Faucet with 2.2 GPM max flow rate or greater |  |  | WaterFixt | FaucetAer | Faucet with 2.2 GPM max flow rate or greater | 0 |  | WaterFixt | FaucetAer | None | 0 | 0 |  | None
WPSDGENRWH0014-Rev00-Msr002 | SDG | None | WPSDGENRWH0014-0 | 2018-01-01 |  | Com | WPSDGENRWH0014-Rev00-Msr002 | SDG-DHW-FaucetAerLowFlow-Com | SDG-DHW-FaucetAerator-Std-Com | WtrHt-WH-Aertr | WtrHt-WH-Aertr | ExAnte2018 |  |  | Public Lavatory Faucet Aerator for Commercial Buildings with 1.0 GPM Flow Rate | Water Heating - Faucet Aerator - Public Lavatory for Commercial Buildings =1.0 GPM Flow Rate |  | Deemed |  | SHW | Distribute | WaterFixt | FlowRestrict | Standard |  | Faucet with 2.2 GPM max flow rate or greater |  |  | WaterFixt | FaucetAer | Faucet with 2.2 GPM max flow rate or greater | 0 |  | WaterFixt | FaucetAer | None | 0 | 0 |  | None
WPSDGENRWH0014-Rev00-Msr003 | SDG | None | WPSDGENRWH0014-0 | 2018-01-01 |  | Com | WPSDGENRWH0014-Rev00-Msr003 | SDG-DHW-FaucetAerLowFlow-Com | SDG-DHW-FaucetAerator-Std-Com | WtrHt-WH-Aertr | WtrHt-WH-Aertr | ExAnte2018 |  |  | Private Lavatory Faucet Aerator for Commercial Buildings with 0.5 GPM Flow Rate | Water Heating - Faucet Aerator- Private Lavatory for Commercial Buildings =0.5 GPM Flow Rate |  | Deemed |  | SHW | Distribute | WaterFixt | FlowRestrict | Standard |  | Faucet with 2.2 GPM max flow rate or greater |  |  | WaterFixt | FaucetAer | Faucet with 2.2 GPM max flow rate or greater | 0 |  | WaterFixt | FaucetAer | None | 0 | 0 |  | None
WPSDGENRWH0014-Rev00-Msr004 | SDG | None | WPSDGENRWH0014-0 | 2018-01-01 |  | Com | WPSDGENRWH0014-Rev00-Msr004 | SDG-DHW-FaucetAerLowFlow-Com | SDG-DHW-FaucetAerator-Std-Com | WtrHt-WH-Aertr | WtrHt-WH-Aertr | ExAnte2018 |  |  | Private Lavatory Faucet Aerator for Commercial Buildings with 1.0 GPM Flow Rate | Water Heating - Faucet Aerator- Private Lavatory for Commercial Buildings =1.0 GPM Flow Rate |  | Deemed |  | SHW | Distribute | WaterFixt | FlowRestrict | Standard |  | Faucet with 2.2 GPM max flow rate or greater |  |  | WaterFixt | FaucetAer | Faucet with 2.2 GPM max flow rate or greater | 0 |  | WaterFixt | FaucetAer | None | 0 | 0 |  | None
WPSDGENRWH0015-Rev00-Msr001 | SDG | None | WPSDGENRWH0015-0 | 2018-01-01 |  | Com | WPSDGENRWH0015-Rev00-Msr001 | SDG-SHW-LamFlowRestrict |  | WtrHt-WH-Aertr | WtrHt-WH-Faucet | ExAnte2018 |  |  | Water Heating-Laminar Flow Restrictor-Health Care Facilities - 0.5 GPM Flow Rate | Laminar Flow Restrictor for Health Care Facilities - 0.5 GPM Flow Rate |  | Deemed |  | SHW | Distribute | WaterFixt | FlowRestrict | Standard |  | 2.7 GPM flow rate with no flow restriction present |  |  | WaterFixt | FaucetAer | 2.7 GPM flow rate with no flow restriction present | 0 |  | WaterFixt | FaucetAer | None | 0 | 0 |  | None
WPSDGENRWH0015-Rev00-Msr002 | SDG | None | WPSDGENRWH0015-0 | 2018-01-01 |  | Com | WPSDGENRWH0015-Rev00-Msr002 | SDG-SHW-LamFlowRestrict |  | WtrHt-WH-Aertr | WtrHt-WH-Faucet | ExAnte2018 |  |  | Water Heating-Laminar Flow Restrictor- Health Care Facilities - 1.0 GPM Flow Rate | Laminar Flow Restrictor for Health Care Facilities - 1.0 GPM Flow Rate |  | Deemed |  | SHW | Distribute | WaterFixt | FlowRestrict | Standard |  | 2.7 GPM flow rate with no flow restriction present |  |  | WaterFixt | FaucetAer | 2.7 GPM flow rate with no flow restriction present | 0 |  | WaterFixt | FaucetAer | None | 0 | 0 |  | None
WPSDGENRWH0015-Rev00-Msr003 | SDG | None | WPSDGENRWH0015-0 | 2018-01-01 |  | Com | WPSDGENRWH0015-Rev00-Msr003 | SDG-SHW-LamFlowRestrict |  | WtrHt-WH-Aertr | WtrHt-WH-Faucet | ExAnte2018 |  |  | Water Heating-Laminar Flow Restrictor- Health Care Facilities - 1.5 GPM Flow Rate | Laminar Flow Restrictor for Health Care Facilities - 1.5 GPM Flow Rate |  | Deemed |  | SHW | Distribute | WaterFixt | FlowRestrict | Standard |  | 2.7 GPM flow rate with no flow restriction present |  |  | WaterFixt | FaucetAer | 2.7 GPM flow rate with no flow restriction present | 0 |  | WaterFixt | FaucetAer | None | 0 | 0 |  | None
WPSDGENRWH0015-Rev00-Msr004 | SDG | None | WPSDGENRWH0015-0 | 2018-01-01 |  | Com | WPSDGENRWH0015-Rev00-Msr004 | SDG-SHW-LamFlowRestrict |  | WtrHt-WH-Aertr | WtrHt-WH-Faucet | ExAnte2018 |  |  | Water Heating-Laminar Flow Restrictor- Health Care Facilities - 2.2 GPM Flow Rate | Laminar Flow Restrictor for Health Care Facilities - 2.2 GPM Flow Rate |  | Deemed |  | SHW | Distribute | WaterFixt | FlowRestrict | Standard |  | 2.7 GPM flow rate with no flow restriction present |  |  | WaterFixt | FaucetAer | 2.7 GPM flow rate with no flow restriction present | 0 |  | WaterFixt | FaucetAer | None | 0 | 0 |  | None
WPSDGENRWH0021-Rev04-Msr001 | SDG | None | WPSDGENRWH0021-4 | 2018-01-01 |  | NonRes | WPSDGENRWH0021-Rev04-Msr001 | ClothesWash_equip_OzoneGen-Full | BaseCostZero | OzoneGen |  | ExAnte2018 |  |  | Installation of an ozone generator on an existing or new commercial laundry facility | Ozone Generating System |  | Deemed |  | AppPlug | Laundry | Clean_equip | ClothesWash | Standard |  | No Ozone Generating System in Place |  |  | Clean_equip | ClothesWash | No Ozone Generating System in Place | 0 |  | Clean_equip | ClothesWash | None | 0 | 0 |  | None
NG-WtrHt-LrgInst-Gas-gt200kBtuh-0p80Et | SDG | DEER | WPSDGENRWH1206-1 | 2014-07-01 |  | Com | NG-WtrHt-LrgInst-Gas-gt200kBtuh-0p80Et | SDG-NG-WtrHt-LrgInst-Gas-gt200kBtuh-0p80Et-FULL | SDG-Stor_TE-Gas-gte75kBtuh-0.80TE | WtrHt-Com | WtrHt-Com | DEER2014 | D13 v1.0 |  | Large Gas Instantaneous Water Heater, Et = 0.80, Stdby Loss = 0.23%/hr | Large Gas Instantaneous Water Heater, Et = 0.80, Stdby Loss = 0.23%/hr | NG-WtrHt-LrgInst-Gas-gt200kBtuh-0p80Et | DEER | Standard | SHW | Heating | WaterHtg_eq | Instant_Et | Standard |  | Large Gas Storage Water Heater, Et and Stdby Loss based on vintage |  |  |  |  | Large Gas Storage Water Heater, Et = 0.80, Stdby Loss = 0.56%/hr | 0 |  |  |  | None | 0 | 0 |  | None
NG-WtrHt-LrgInst-Gas-gt200kBtuh-0p85Et | SDG | DEER | WPSDGENRWH1206-1 | 2014-07-01 |  | Com | NG-WtrHt-LrgInst-Gas-gt200kBtuh-0p85Et | SDG-NG-WtrHt-LrgInst-Gas-gt200kBtuh-0p85Et-FULL | SDG-Stor_TE-Gas-gte75kBtuh-0.80TE | WtrHt-Com | WtrHt-Com | DEER2014 | D13 v1.0 |  | Large Gas Instantaneous Water Heater, Et = 0.85, Stdby Loss = 0.23%/hr | Large Gas Instantaneous Water Heater, Et = 0.85, Stdby Loss = 0.23%/hr | NG-WtrHt-LrgInst-Gas-gt200kBtuh-0p85Et | DEER | Standard | SHW | Heating | WaterHtg_eq | Instant_Et | Standard |  | Large Gas Storage Water Heater, Et and Stdby Loss based on vintage |  |  |  |  | Large Gas Storage Water Heater, Et = 0.80, Stdby Loss = 0.56%/hr | 0 |  |  |  | None | 0 | 0 |  | None
NG-WtrHt-LrgInst-Gas-gt200kBtuh-0p90Et | SDG | DEER | WPSDGENRWH1206-1 | 2014-07-01 |  | Com | NG-WtrHt-LrgInst-Gas-gt200kBtuh-0p90Et | SDG-NG-WtrHt-LrgInst-Gas-gt200kBtuh-0p90Et-FULL | SDG-Stor_TE-Gas-gte75kBtuh-0.80TE | WtrHt-Com | WtrHt-Com | DEER2014 | D13 v1.0 |  | Large Gas Instantaneous Water Heater, Et = 0.90, Stdby Loss = 0.23%/hr | Large Gas Instantaneous Water Heater, Et = 0.90, Stdby Loss = 0.23%/hr | NG-WtrHt-LrgInst-Gas-gt200kBtuh-0p90Et | DEER | Standard | SHW | Heating | WaterHtg_eq | Instant_Et | Standard |  | Large Gas Storage Water Heater, Et and Stdby Loss based on vintage |  |  |  |  | Large Gas Storage Water Heater, Et = 0.80, Stdby Loss = 0.56%/hr | 0 |  |  |  | None | 0 | 0 |  | None
NG-WtrHt-LrgInst-Gas-gt200kBtuh-0p80Et | SDG | DEER | WPSDGENRWH1206-2 | 2014-07-01 | 2019-12-31 | Com | NG-WtrHt-LrgInst-Gas-gt200kBtuh-0p80Et | SDG-NG-WtrHt-LrgInst-Gas-gt200kBtuh-0p80Et-FULL | SDG-Stor_TE-Gas-gte75kBtuh-0.80TE | WtrHt-Com | WtrHt-Com | DEER2014 | D13 v1.0 |  | Large Gas Instantaneous Water Heater, Et = 0.80, Stdby Loss = 0.23%/hr | Large Gas Instantaneous Water Heater, Et = 0.80, Stdby Loss = 0.23%/hr | NG-WtrHt-LrgInst-Gas-gt200kBtuh-0p80Et | DEER | Standard | SHW | Heating | WaterHtg_eq | Instant_Et | Standard |  | Large Gas Storage Water Heater, Et and Stdby Loss based on vintage |  |  | WaterHtg_eq | Stor_Et | Large Gas Storage Water Heater, Et = 0.80, Stdby Loss = 0.56%/hr | 0 |  | WaterHtg_eq | Stor_Et | None | 0 | 0 |  | None
NG-WtrHt-LrgInst-Gas-gt200kBtuh-0p85Et | SDG | DEER | WPSDGENRWH1206-2 | 2014-07-01 | 2019-12-31 | Com | NG-WtrHt-LrgInst-Gas-gt200kBtuh-0p85Et | SDG-NG-WtrHt-LrgInst-Gas-gt200kBtuh-0p85Et-FULL | SDG-Stor_TE-Gas-gte75kBtuh-0.80TE | WtrHt-Com | WtrHt-Com | DEER2014 | D13 v1.0 |  | Large Gas Instantaneous Water Heater, Et = 0.85, Stdby Loss = 0.23%/hr | Large Gas Instantaneous Water Heater, Et = 0.85, Stdby Loss = 0.23%/hr | NG-WtrHt-LrgInst-Gas-gt200kBtuh-0p85Et | DEER | Standard | SHW | Heating | WaterHtg_eq | Instant_Et | Standard |  | Large Gas Storage Water Heater, Et and Stdby Loss based on vintage |  |  | WaterHtg_eq | Stor_Et | Large Gas Storage Water Heater, Et = 0.80, Stdby Loss = 0.56%/hr | 0 |  | WaterHtg_eq | Stor_Et | None | 0 | 0 |  | None
NG-WtrHt-LrgInst-Gas-gt200kBtuh-0p90Et | SDG | DEER | WPSDGENRWH1206-2 | 2014-07-01 | 2019-12-31 | Com | NG-WtrHt-LrgInst-Gas-gt200kBtuh-0p90Et | SDG-NG-WtrHt-LrgInst-Gas-gt200kBtuh-0p90Et-FULL | SDG-Stor_TE-Gas-gte75kBtuh-0.80TE | WtrHt-Com | WtrHt-Com | DEER2014 | D13 v1.0 |  | Large Gas Instantaneous Water Heater, Et = 0.90, Stdby Loss = 0.23%/hr | Large Gas Instantaneous Water Heater, Et = 0.90, Stdby Loss = 0.23%/hr | NG-WtrHt-LrgInst-Gas-gt200kBtuh-0p90Et | DEER | Standard | SHW | Heating | WaterHtg_eq | Instant_Et | Standard |  | Large Gas Storage Water Heater, Et and Stdby Loss based on vintage |  |  | WaterHtg_eq | Stor_Et | Large Gas Storage Water Heater, Et = 0.80, Stdby Loss = 0.56%/hr | 0 |  | WaterHtg_eq | Stor_Et | None | 0 | 0 |  | None
WPSDGEREHC0024-Rev03-Msr004 | SDG | None | WPSDGEREHC0024-3 | 2019-01-01 |  | Res | WPSDGEREHC0024-Rev03-Msr004 | SDG-FanDelayController_per_install | BaseCostZero | HV-ResAC |  | ExAnte2018 | IOU Workpaper |  | Fan Delay Controller for Residential Air Conditioners | Efficient Fan Controller for Residential Air Conditioners |  | Deemed | Standard | HVAC | SpaceCool | dxAC_equip | spltSEER | Standard |  | SEER Rated Split System AC |  |  | dxAC_equip | spltSEER | SEER Rated Split System AC | 0 |  | dxAC_equip | spltSEER | None | 0 | 0 |  | None
WPSDGEREHC0030-Rev00-Msr001 | SDG | None | WPSDGEREHC0030-0.2 | 2017-01-01 | 2019-03-31 | Res | WPSDGEREHC0030-Rev00-Msr001 | WPSDGEREHC0030-Rev00-Msr001-FULL | WPSDGEREHC0030-Rev00-Msr001-BASE | HVAC-ProgTStats | HVAC-ProgTStats | ExAnte2017 | IOU Workpaper | 2017-07-01 | Residential Smart Communicating Thermostat (SMT) | Replace exisitng thermostat with Smart Communicating Thermostat |  | Deemed | Standard | HVAC | HeatCool | HV_Tech | TStat | Standard |  | Standard ProgrammableThermostat |  |  | HV_Tech | TStat | Standard ProgrammableThermostat | 0 |  | HV_Tech | TStat | None | 0 | 0 |  | None
WPSDGEREHC0030-Rev00-Msr002 | SDG | None | WPSDGEREHC0030-0.2 | 2017-01-01 | 2019-03-31 | Res | WPSDGEREHC0030-Rev00-Msr002 | WPSDGEREHC0030-Rev00-Msr001-FULL | WPSDGEREHC0030-Rev00-Msr001-BASE | HVAC-ProgTStats | HVAC-ProgTStats | ExAnte2017 | IOU Workpaper | 2017-07-01 | Residential Smart Communicating Thermostat (SMT) - Only Electric | Replace exisitng thermostat with Smart Communicating Thermostat |  | Deemed | Standard | HVAC | HeatCool | HV_Tech | TStat | Standard |  | Standard ProgrammableThermostat |  |  | HV_Tech | TStat | Standard ProgrammableThermostat | 0 |  | HV_Tech | TStat | None | 0 | 0 |  | None
WPSDGEREHC0030-Rev00-Msr003 | SDG | None | WPSDGEREHC0030-0.2 | 2017-01-01 | 2019-03-31 | Res | WPSDGEREHC0030-Rev00-Msr003 | WPSDGEREHC0030-Rev00-Msr001-FULL | WPSDGEREHC0030-Rev00-Msr001-BASE | HVAC-ProgTStats | HVAC-ProgTStats | ExAnte2017 | IOU Workpaper | 2017-07-01 | Residential Smart Communicating Thermostat (SMT) - Only Gas | Replace exisitng thermostat with Smart Communicating Thermostat |  | Deemed | Standard | HVAC | HeatCool | HV_Tech | TStat | Standard |  | Standard ProgrammableThermostat |  |  | HV_Tech | TStat | Standard ProgrammableThermostat | 0 |  | HV_Tech | TStat | None | 0 | 0 |  | None
WPSDGEREHC0032-Rev02-Msr001 | SDG | None | WPSDGEREHC0032-2 | 2019-01-01 |  | Res | WPSDGEREHC0032-Rev02-Msr001 | SDG-RCAadjRes | BaseCostZero | HV-RefChrg |  | ExAnte2019 | IOU Workpaper |  | Decrease Refrigerant Charge - System with No thermal expansion valve (TXV) - Typical (8% rated charge) | Decrease Refrigerant Charge - System with No thermal expansion valve (TXV) - Typical (8% rated charge) |  | Deemed | Standard | HVAC | SpaceCool | dxAC_equip | spltSEER | Standard |  | SEER Rated Split System AC |  |  | dxAC_equip | spltSEER | SEER Rated Split System AC | 0 |  | dxAC_equip | spltSEER | None | 0 | 0 |  | None
WPSDGEREHC0032-Rev02-Msr002 | SDG | None | WPSDGEREHC0032-2 | 2019-01-01 |  | Res | WPSDGEREHC0032-Rev02-Msr002 | SDG-RCAadjRes | BaseCostZero | HV-RefChrg |  | ExAnte2019 | IOU Workpaper |  | Decrease Refrigerant Charge - System with thermal expansion valve (TXV) - Typical (8% rated charge) | Decrease Refrigerant Charge - System with thermal expansion valve (TXV) - Typical (8% rated charge) |  | Deemed | Standard | HVAC | SpaceCool | dxAC_equip | spltSEER | Standard |  | SEER Rated Split System AC |  |  | dxAC_equip | spltSEER | SEER Rated Split System AC | 0 |  | dxAC_equip | spltSEER | None | 0 | 0 |  | None
WPSDGEREHC0032-Rev02-Msr003 | SDG | None | WPSDGEREHC0032-2 | 2019-01-01 |  | Res | WPSDGEREHC0032-Rev02-Msr003 | SDG-RCAadjRes | BaseCostZero | HV-RefChrg |  | ExAnte2019 | IOU Workpaper |  | Increase Refrigerant Charge - System with No thermal expansion valve (TXV) - Typical (8% rated charge) | Increase Refrigerant Charge - System with No thermal expansion valve (TXV) - Typical (8% rated charge) |  | Deemed | Standard | HVAC | SpaceCool | dxAC_equip | spltSEER | Standard |  | SEER Rated Split System AC |  |  | dxAC_equip | spltSEER | SEER Rated Split System AC | 0 |  | dxAC_equip | spltSEER | None | 0 | 0 |  | None
WPSDGEREHC0032-Rev02-Msr004 | SDG | None | WPSDGEREHC0032-2 | 2019-01-01 |  | Res | WPSDGEREHC0032-Rev02-Msr004 | SDG-RCAadjRes | BaseCostZero | HV-RefChrg |  | ExAnte2019 | IOU Workpaper |  | Increase Refrigerant Charge - System with thermal expansion valve (TXV) - Typical (8% rated charge) | Increase Refrigerant Charge - System with thermal expansion valve (TXV) - Typical (8% rated charge) |  | Deemed | Standard | HVAC | SpaceCool | dxAC_equip | spltSEER | Standard |  | SEER Rated Split System AC |  |  | dxAC_equip | spltSEER | SEER Rated Split System AC | 0 |  | dxAC_equip | spltSEER | None | 0 | 0 |  | None
WPSDGEREHC0032-Rev02-Msr005 | SDG | None | WPSDGEREHC0032-2 | 2019-01-01 |  | Res | WPSDGEREHC0032-Rev02-Msr005 | SDG-CondCoilCleanRes | BaseCostZero | HV-ResAC-CleanCoil |  | ExAnte2019 | IOU Workpaper |  | Condenser Coil Cleaning | Condenser Coil Cleaning |  | Deemed | Standard | HVAC | SpaceCool | dxAC_equip | spltSEER | Standard |  | SEER Rated Split System AC |  |  | dxAC_equip | spltSEER | SEER Rated Split System AC | 0 |  | dxAC_equip | spltSEER | None | 0 | 0 |  | None
WPSDGEREHC0032-Rev02-Msr006 | SDG | None | WPSDGEREHC0032-2 | 2019-01-01 |  | Res | WPSDGEREHC0032-Rev02-Msr006 | SDG-EvapCoilCleanRes | BaseCostZero | HV-ResAC-CleanCoil |  | ExAnte2019 | IOU Workpaper |  | Evaporator Coil Cleaning | Evaporator Coil Cleaning |  | Deemed | Standard | HVAC | SpaceCool | dxAC_equip | spltSEER | Standard |  | SEER Rated Split System AC |  |  | dxAC_equip | spltSEER | SEER Rated Split System AC | 0 |  | dxAC_equip | spltSEER | None | 0 | 0 |  | None
WPSDGEREHC0032-Rev02-Msr007 | SDG | None | WPSDGEREHC0032-2 | 2019-01-01 |  | Res | WPSDGEREHC0032-Rev02-Msr007 | SDG-AirFlowAdjRes | BaseCostZero | HV-ResRCx |  | ExAnte2019 | IOU Workpaper |  | Air Flow Adjustment | Air Flow Adjustment |  | Deemed | Standard | HVAC | SpaceCool | dxAC_equip | spltSEER | Standard |  | SEER Rated Split System AC |  |  | dxAC_equip | spltSEER | SEER Rated Split System AC | 0 |  | dxAC_equip | spltSEER | None | 0 | 0 |  | None
WPSDGEREHC0032-Rev02-Msr008 | SDG | None | WPSDGEREHC0032-2 | 2019-01-01 |  | Res | WPSDGEREHC0032-Rev02-Msr008 | SDG-DuctSeatRes | BaseCostZero | HV-DuctSeal |  | ExAnte2019 | IOU Workpaper |  | Duct Sealing (leakage reduction med to low) | Duct Sealing (leakage reduction med to low) |  | Deemed | Standard | HVAC | SpaceCool | HV_AirDist | DuctLeak | Standard |  | Duct System Integrity - Residential |  |  | HV_AirDist | DuctLeak | Duct System Integrity - Residential | 0 |  | HV_AirDist | DuctLeak | None | 0 | 0 |  | None
WPSDGEREHC0032-Rev02-Msr009 | SDG | None | WPSDGEREHC0032-2 | 2019-01-01 |  | Res | WPSDGEREHC0032-Rev02-Msr009 | SDG-DuctSeatRes | BaseCostZero | HV-DuctSeal |  | ExAnte2019 | IOU Workpaper |  | Duct Sealing (leakage reduction high to low) | Duct Sealing (leakage reduction high to low) |  | Deemed | Standard | HVAC | SpaceCool | HV_AirDist | DuctLeak | Standard |  | Duct System Integrity - Residential |  |  | HV_AirDist | DuctLeak | Duct System Integrity - Residential | 0 |  | HV_AirDist | DuctLeak | None | 0 | 0 |  | None
Res-GasFurnace-AFUE92 | SDG | None | WPSDGEREHC1063-0 | 2017-01-01 |  | Res | Res-Furnace-dHIR | SDG-ESCtrlGs-AFUE-92 | SDG-CtrlGs-AFUE-80 | HV-EffFurn | HV-EffFurn | DEER2017 | D17 v2 |  | Efficient Residential Gas Furnace - AFUE 92 | Efficient Residential Gas Furnace - AFUE 92 |  | DEER | Scaled | HVAC | SpaceHeat | SpaceHtg_eq | GasFurnace | Standard |  | Furnace AFUE 80 |  |  |  |  | Furnace AFUE 80 | 0 |  |  |  | None | 0 | 0 |  | None
Res-GasFurnace-AFUE95 | SDG | None | WPSDGEREHC1063-0 | 2017-01-01 |  | Res | Res-Furnace-dHIR | SDG-ESCtrlGs-AFUE-95 | SDG-CtrlGs-AFUE-80 | HV-EffFurn | HV-EffFurn | DEER2017 | D17 v2 |  | Efficient Residential Gas Furnace - AFUE 95 | Efficient Residential Gas Furnace - AFUE 95 |  | DEER | Scaled | HVAC | SpaceHeat | SpaceHtg_eq | GasFurnace | Standard |  | Furnace AFUE 80 |  |  |  |  | Furnace AFUE 80 | 0 |  |  |  | None | 0 | 0 |  | None
Res-GasFurnace-AFUE96 | SDG | None | WPSDGEREHC1063-0 | 2017-01-01 |  | Res | Res-Furnace-dHIR | SDG-ESCtrlGs-AFUE-96 | SDG-CtrlGs-AFUE-80 | HV-EffFurn | HV-EffFurn | DEER2017 | D17 v2 |  | Efficient Residential Gas Furnace - AFUE 96 | Efficient Residential Gas Furnace - AFUE 96 |  | DEER | Scaled | HVAC | SpaceHeat | SpaceHtg_eq | GasFurnace | Standard |  | Furnace AFUE 80 |  |  |  |  | Furnace AFUE 80 | 0 |  |  |  | None | 0 | 0 |  | None
Res-GasFurnace-AFUE97 | SDG | None | WPSDGEREHC1063-0 | 2017-01-01 |  | Res | Res-Furnace-dHIR | SDG-ESCtrlGs-AFUE-97 | SDG-CtrlGs-AFUE-80 | HV-EffFurn | HV-EffFurn | DEER2017 | D17 v2 |  | Efficient Residential Gas Furnace - AFUE 97 | Efficient Residential Gas Furnace - AFUE 97 |  | DEER | Scaled | HVAC | SpaceHeat | SpaceHtg_eq | GasFurnace | Standard |  | Furnace AFUE 80 |  |  |  |  | Furnace AFUE 80 | 0 |  |  |  | None | 0 | 0 |  | None
WPSDGEREHC1064-Rev01-Msr001 | SDG | None | WPSDGEREHC1064-1 | 2017-01-01 |  | Res | WPSDGEREHC1064-Rev01-Msr001 | WPSDGEREHC1064-Rev01-Msr001-FULL | WPSDGEREHC1064-Rev01-Msr001-BASE | HV-ResAC |  | ExAnte2017 |  | 2017-12-18 | QI - 15 Seer AC | Quality Installation |  | Deemed |  | HVAC | SpaceCool | dxAC_equip | spltEER | Standard |  | Poorly Installed Unit |  |  | dxAC_equip | spltSEER | Poorly Installed Unit | 0 |  | dxAC_equip | spltEER | None | 0 | 0 |  | None
WPSDGEREHC1064-Rev01-Msr002 | SDG | None | WPSDGEREHC1064-1 | 2017-01-01 |  | Res | WPSDGEREHC1064-Rev01-Msr002 | WPSDGEREHC1064-Rev01-Msr002-FULL | WPSDGEREHC1064-Rev01-Msr002-BASE | HV-ResAC |  | ExAnte2017 |  | 2017-12-18 | QI - 16 Seer AC | Quality Installation |  | Deemed |  | HVAC | SpaceCool | dxAC_equip | spltEER | Standard |  | Poorly Installed Unit |  |  | dxAC_equip | spltSEER | Poorly Installed Unit | 0 |  | dxAC_equip | spltEER | None | 0 | 0 |  | None
WPSDGEREHC1064-Rev01-Msr003 | SDG | None | WPSDGEREHC1064-1 | 2017-01-01 |  | Res | WPSDGEREHC1064-Rev01-Msr003 | WPSDGEREHC1064-Rev01-Msr003-FULL | WPSDGEREHC1064-Rev01-Msr003-BASE | HV-ResAC |  | ExAnte2017 |  | 2017-12-18 | QI - 17+ Seer AC | Quality Installation |  | Deemed |  | HVAC | SpaceCool | dxAC_equip | spltEER | Standard |  | Poorly Installed Unit |  |  | dxAC_equip | spltEER | Poorly Installed Unit | 0 |  | dxAC_equip | spltEER | None | 0 | 0 |  | None
WPSDGEREHC1065-Rev04-Msr001 | SDG | None | WPSDGEREHC1065-4 | 2018-01-01 |  | Res | WPSDGEREHC1065-Rev04-Msr001 | SDG-Res_SupFanMtr_Brushless | SDG-Res_SupFanMtr_PSC | HVAC-2Spd | HVAC-2Spd | ExAnte2018 | IOU Workpaper |  | HVAC Brushless Direct Current Blower Motor Replacing Standard Eff Motor-AR | Central brushless fan motors (BFM or DC Motor) |  | Deemed | Standard | HVAC | SpaceCool | HV_AirDist | SupFanMtr | Standard |  | Permanent split capacitor (PSC) residential fan (blower) motors |  |  | HV_AirDist | SupFanMtr | Permanent split capacitor (PSC) residential fan (blower) motors | 0 |  | HV_Tech | SupFanMtr | None | 0 | 0 |  | None
WPSDGEREHC1065-Rev04-Msr002 | SDG | None | WPSDGEREHC1065-4 | 2018-01-01 |  | Res | WPSDGEREHC1065-Rev04-Msr002 | SDG-Res_SupFanMtr_Brushless | SDG-Res_SupFanMtr_PSC | HVAC-2Spd |  | ExAnte2018 | IOU Workpaper |  | HVAC Brushless Direct Current Blower Motor Replacing Standard Eff Motor-NR | Central brushless fan motors (BFM or DC Motor) |  | Deemed | Standard | HVAC | SpaceCool | HV_AirDist | SupFanMtr | Standard |  | Permanent split capacitor (PSC) residential fan (blower) motors |  |  | HV_AirDist | SupFanMtr | Permanent split capacitor (PSC) residential fan (blower) motors | 0 |  | HV_Tech | SupFanMtr | None | 0 | 0 |  | None
RB-BS-CeilIns-R0-R38 | SDG | DEER | WPSDGEREHC1066-0 | 2017-01-01 |  | Res | RB-BS-CeilIns-R0-R38 | SDG-ClgInsModIncome |  | BS-CeilIns | BS-CeilIns | DEER2017 | D17 v1.0 |  | Ceiling R-0 to R-38 Insulation-Batts | Ceiling R-0 to R-38 Insulation-Batts |  | DEER | Standard | BldgEnv | Opaque | BldgShell | AttBatIns | Standard |  | R-0 Ceiling Insulation |  |  |  |  | Overall ceiling U-factor based on climate zone | 0 |  |  |  | None | 0 | 0 |  | None
RB-BS-CeilIns-VintR-AddR11 | SDG | DEER | WPSDGEREHC1066-0 | 2017-01-01 |  | Res | RB-BS-CeilIns-VintR-AddR11 | SDG-ClgInsModIncome |  | BS-CeilIns | BS-CeilIns | DEER2017 | D17 v1.0 |  | Ceiling - Add R-11 batts on top of vintage-specific existing insulation | Ceiling - Add R-11 batts on top of vintage-specific existing insulation |  | DEER | Standard | BldgEnv | Opaque | BldgShell | AttBatIns | Standard |  | Per prototype description |  |  |  |  | Overall ceiling U-factor based on climate zone | 0 |  |  |  | None | 0 | 0 |  | None
RB-BS-CeilIns-VintR-AddR19 | SDG | DEER | WPSDGEREHC1066-0 | 2017-01-01 |  | Res | RB-BS-CeilIns-VintR-AddR19 | SDG-ClgInsModIncome |  | BS-CeilIns | BS-CeilIns | DEER2017 | D17 v1.0 |  | Ceiling - Add R-19 batts on top of vintage-specific existing insulation | Ceiling - Add R-19 batts on top of vintage-specific existing insulation |  | DEER | Standard | BldgEnv | Opaque | BldgShell | AttBatIns | Standard |  | Per prototype description |  |  |  |  | Overall ceiling U-factor based on climate zone | 0 |  |  |  | None | 0 | 0 |  | None
RB-Appl-EffCW-med-Tier2-Top | SDG | None | WPSDGEREWH0011-3 | 2016-01-01 | 2017-01-01 | Res | RB-Appl-EffCW-med-Tier2-Top | WPSDGEREWH0011-Rev03-Msr001-FULL | WPSDGEREWH0011-Rev03-Msr001-BASE | Appl-EffCW | Appl-EffCW | DEER2016 | D16v2 |  | Clothes washer, Top loading, Weighted Fuel Type, Tier2, IMEF >2.2, IWF <=4 | Clothes washer, Top loading, Weighted Fuel Types, Tier2, IMEF >2.2, IWF <=4 |  | DEER | CrossMea | AppPlug | Laundry | Clean_equip | ClothesWash | Standard | [6 empty] | Clothes washer, Top loading, Weighted Fuel Types, Standard, IMEF =1.29, IWF =8.4 | 0 |  |  |  | None | 0 | 0 |  | None
RB-Appl-EffCW-med-Tier2-Front | SDG | None | WPSDGEREWH0011-4 | 2016-01-01 |  | Res | RB-Appl-EffCW-med-Tier2-Front | WPSDGEREWH0011-Rev04-Msr002-FULL | WPSDGEREWH0011-Rev04-Msr002-BASE | Appl-EffCW | Appl-EffCW | DEER2017 | D17 v3 |  | Clothes washer, Front loading, Weighted Fuel Type, Tier2, IMEF = 2.74 to < 2.92, IWF <= 3.2 | Clothes washer, Front loading, Weighted Fuel Types, Tier2, IMEF = 2.74, IWF <= 3.2 |  | DEER | CrossMea | AppPlug | Laundry | Clean_equip | ClothesWash | Standard |  | Clothes washer, Front loading, Weighted Fuel Types, Standard, IMEF =1.79, IWF < 4.8 |  |  |  |  | Clothes washer, Front loading, Weighted Fuel Types, Standard, IMEF =1.84, IWF < 4.7 | 0 |  |  |  | None | 0 | 0 |  | None
RB-Appl-EffCW-med-Tier2-Top | SDG | None | WPSDGEREWH0011-4 | 2018-01-01 |  | Res | RB-Appl-EffCW-med-Tier2-Top | WPSDGEREWH0011-Rev03-Msr001-FULL | WPSDGEREWH0011-Rev03-Msr001-BASE | Appl-EffCW | Appl-EffCW | DEER2018 | D17 v3 |  | Clothes washer, Top loading, Weighted Fuel Type, Tier2, IMEF = 2.32 to < 2.76, IWF <= 4.0 | Clothes washer, Top loading, Weighted Fuel Types, Tier2, IMEF = 2.32, IWF <= 4.0 |  | DEER | CrossMea | AppPlug | Laundry | Clean_equip | ClothesWash | Standard |  | Clothes washer, Top loading, Weighted Fuel Types, Standard, IMEF = 1.08, IWF <= 9.4 |  |  |  |  | Clothes washer, Top loading, Weighted Fuel Types, Standard, IMEF = 1.57, IWF <= 6.5 | 0 |  |  |  | None | 0 | 0 |  | None
WPSDGEREWH0022-Rev03-Msr001 | SDG | None | WPSDGEREWH0022-3 | 2018-01-01 |  | Res | WPSDGEREWH0022-Rev03-Msr001 | SDG-Stor_UEF_Elec_050gal_3p09 | SDG-Std-Stor_UEF_Elec_030gal_0p92 | WtrHt-Res-Gas | WtrHt-Res-Gas | ExAnte2018 | IOU Workpaper |  | Efficient water heater: 50 to 55 gallon HP Elec (UEF=3.09) replaces =35 gallon Electric water heater (UEF = 0.92) | Efficient water heater: 50 to 55 gallon HP Elec (UEF=3.09) replaces =35 gallon Electric water heater (UEF = 0.92) |  | Deemed | Standard | SHW | Heating | WaterHtg_eq | Stor_EF | Standard | [6 empty] | =35 gallon Electric water heater (UEF = 0.92) | 0 |  | WaterHtg_eq | Stor_EF | None | 0 | 0 |  | None
WPSDGEREWH0022-Rev03-Msr002 | SDG | None | WPSDGEREWH0022-3 | 2018-01-01 |  | Res | WPSDGEREWH0022-Rev03-Msr002 | SDG-Stor_UEF_Elec_050gal_3p11 | SDG-Std-Stor_UEF_Elec_030gal_0p92 | WtrHt-Res-Gas | WtrHt-Res-Gas | ExAnte2018 | IOU Workpaper |  | Efficient water heater: 50 to 55 gallon HP Elec (UEF=3.31) replaces =35 gallon Electric water heater (UEF = 0.92) | Efficient water heater: 50 to 55 gallon HP Elec (UEF=3.31) replaces =35 gallon Electric water heater (UEF = 0.92) |  | Deemed | Standard | SHW | Heating | WaterHtg_eq | Stor_EF | Standard | [6 empty] | =35 gallon Electric water heater (UEF = 0.92) | 0 |  | WaterHtg_eq | Stor_EF | None | 0 | 0 |  | None
WPSDGEREWH0022-Rev03-Msr003 | SDG | None | WPSDGEREWH0022-3 | 2018-01-01 |  | Res | WPSDGEREWH0022-Rev03-Msr003 | SDG-Stor_UEF_Elec_050gal_3p09 | SDG-Std-Stor_UEF_Elec_040gal_0p92 | WtrHt-Res-Gas | WtrHt-Res-Gas | ExAnte2018 | IOU Workpaper |  | Efficient water heater: 50 to 55 gallon HP Elec (UEF=3.09) replaces >35 to 45 gallon Electric water heater (UEF = 0.92) | Efficient water heater: 50 to 55 gallon HP Elec (UEF=3.09) replaces >35 to 45 gallon Electric water heater (UEF = 0.92) |  | Deemed | Standard | SHW | Heating | WaterHtg_eq | Stor_EF | Standard | [6 empty] | >35 to 45 gallon Electric water heater (UEF = 0.92) | 0 |  | WaterHtg_eq | Stor_EF | None | 0 | 0 |  | None
WPSDGEREWH0022-Rev03-Msr004 | SDG | None | WPSDGEREWH0022-3 | 2018-01-01 |  | Res | WPSDGEREWH0022-Rev03-Msr004 | SDG-Stor_UEF_Elec_050gal_3p11 | SDG-Std-Stor_UEF_Elec_040gal_0p92 | WtrHt-Res-Gas | WtrHt-Res-Gas | ExAnte2018 | IOU Workpaper |  | Efficient water heater: 50 to 55 gallon HP Elec (UEF=3.31) replaces >35 to 45 gallon Electric water heater (UEF = 0.92) | Efficient water heater: 50 to 55 gallon HP Elec (UEF=3.31) replaces >35 to 45 gallon Electric water heater (UEF = 0.92) |  | Deemed | Standard | SHW | Heating | WaterHtg_eq | Stor_EF | Standard | [6 empty] | >35 to 45 gallon Electric water heater (UEF = 0.92) | 0 |  | WaterHtg_eq | Stor_EF | None | 0 | 0 |  | None
WPSDGEREWH0022-Rev03-Msr005 | SDG | None | WPSDGEREWH0022-3 | 2018-01-01 |  | Res | WPSDGEREWH0022-Rev03-Msr005 | SDG-Stor_UEF_Elec_050gal_3p09 | SDG-Std-Stor_UEF_Elec_050gal_0p92 | WtrHt-Res-Gas | WtrHt-Res-Gas | ExAnte2018 | IOU Workpaper |  | Efficient water heater: 50 to 55 gallon HP Elec (UEF=3.09) replaces >45 to 55 gallon Electric water heater (UEF = 0.92) | Efficient water heater: 50 to 55 gallon HP Elec (UEF=3.09) replaces >45 to 55 gallon Electric water heater (UEF = 0.92) |  | Deemed | Standard | SHW | Heating | WaterHtg_eq | Stor_EF | Standard | [6 empty] | >45 to 55 gallon Electric water heater (UEF = 0.92) | 0 |  | WaterHtg_eq | Stor_EF | None | 0 | 0 |  | None
WPSDGEREWH0022-Rev03-Msr006 | SDG | None | WPSDGEREWH0022-3 | 2018-01-01 |  | Res | WPSDGEREWH0022-Rev03-Msr006 | SDG-Stor_UEF_Elec_050gal_3p11 | SDG-Std-Stor_UEF_Elec_050gal_0p92 | WtrHt-Res-Gas | WtrHt-Res-Gas | ExAnte2018 | IOU Workpaper |  | Efficient water heater: 50 to 55 gallon HP Elec (UEF=3.31) replaces >45 to 55 gallon Electric water heater (UEF = 0.92) | Efficient water heater: 50 to 55 gallon HP Elec (UEF=3.31) replaces >45 to 55 gallon Electric water heater (UEF = 0.92) |  | Deemed | Standard | SHW | Heating | WaterHtg_eq | Stor_EF | Standard | [6 empty] | >45 to 55 gallon Electric water heater (UEF = 0.92) | 0 |  | WaterHtg_eq | Stor_EF | None | 0 | 0 |  | None
WPSDGEREWH0022-Rev03-Msr007 | SDG | None | WPSDGEREWH0022-3 | 2018-01-01 |  | Res | WPSDGEREWH0022-Rev03-Msr007 | SDG-Stor_UEF_Elec_060gal_3p33 | SDG-Std-Stor_UEF_Elec_060gal_2p91 | WtrHt-Res-Gas | WtrHt-Res-Gas | ExAnte2018 | IOU Workpaper |  | Efficient water heater: >55 to 75 gallon HP Elec (UEF=3.33) replaces >55 to 75 gallon Electric water heater (UEF=2.91) | Efficient water heater: >55 to 75 gallon HP Elec (UEF=3.33) replaces >55 to 75 gallon Electric water heater (UEF=2.91) |  | Deemed | Standard | SHW | Heating | WaterHtg_eq | Stor_EF | Standard | [6 empty] | >55 to 75 gallon Electric water heater (UEF=2.91) | 0 |  | WaterHtg_eq | Stor_EF | None | 0 | 0 |  | None
WPSDGEREWH0022-Rev03-Msr008 | SDG | None | WPSDGEREWH0022-3 | 2018-01-01 |  | Res | WPSDGEREWH0022-Rev03-Msr008 | SDG-Stor_UEF_Elec_075gal_3p42 | SDG-Std-Stor_UEF_Elec_075gal_3p00 | WtrHt-Res-Gas | WtrHt-Res-Gas | ExAnte2018 | IOU Workpaper |  | Efficient water heater: >75 gallon HP Elec (UEF=3.42) replaces >75 gallon Electric water heater (UEF=3.00) | Efficient water heater: >75 gallon HP Elec (UEF=3.42) replaces >75 gallon Electric water heater (UEF=3.00) |  | Deemed | Standard | SHW | Heating | WaterHtg_eq | Stor_EF | Standard | [6 empty] | >75 gallon Electric water heater (UEF=3.00) | 0 |  | WaterHtg_eq | Stor_EF | None | 0 | 0 |  | None
WPSDGEREWH0023-Rev00-Msr001 | SDG | None | WPSDGEREWH0023-0 | 2017-01-01 |  | Res | WPSDGEREWH0023-Rev00-Msr001 | WPSDGEREWH0023-Rev00-Msr001-FULL | WPSDGEREWH0023-Rev00-Msr001-BASE | WtrHt-Instant-Com | WtrHt-Instant-Com | ExAnte2017 |  | 2017-11-20 | MF Central Storage Water Heater >75 kBtuh, Tier 1 (83% TE) | MF Central Storage Water Heater >75 kBtuh, Tier 1 (83% TE) |  | Deemed |  | SHW | Heating | WaterHtg_eq | Boiler_Et | Standard |  | Large Gas Storage Water Heater, Et = 0.80, Stdby Loss = 0.56%/hr |  |  | WaterHtg_eq | Boiler_Et | Large Gas Storage Water Heater, Et = 0.80, Stdby Loss = 0.56%/hr | 0 |  | WaterHtg_eq | Boiler_Et | None | 0 | 0 |  | None
WPSDGEREWH0023-Rev00-Msr002 | SDG | None | WPSDGEREWH0023-0 | 2017-01-01 |  | Res | WPSDGEREWH0023-Rev00-Msr002 | WPSDGEREWH0023-Rev00-Msr002-FULL | WPSDGEREWH0023-Rev00-Msr002-BASE | WtrHt-Instant-Com | WtrHt-Instant-Com | ExAnte2017 |  | 2017-11-20 | MF Central Storage Water Heater >75 kBtuh, Tier 2 (90% TE) | MF Central Storage Water Heater >75 kBtuh, Tier 2 (90% TE) |  | Deemed |  | SHW | Heating | WaterHtg_eq | Boiler_Et | Standard |  | Large Gas Storage Water Heater, Et = 0.80, Stdby Loss = 0.56%/hr |  |  | WaterHtg_eq | Boiler_Et | Large Gas Storage Water Heater, Et = 0.80, Stdby Loss = 0.56%/hr | 0 |  | WaterHtg_eq | Boiler_Et | None | 0 | 0 |  | None
RG-WtrHt-SmlStrg-Gas-Ite75kBtuh-40G-HI-0p68UEF | SDG | DEER | WPSDGEREWH0024-2 | 2019-01-01 | 2019-12-31 | Res | RG-WtrHt-SmlStrg-Gas-Ite75kBtuh-40G-HI-0p68UEF | SDG-Stor_UEF-Gas-40gal-HD_0p68 | SDG-Std-Stor_UEF-Gas-40gal-HD | WtrHt-Res-Gas | WtrHt-Res-Gas | DEER2019 | WaterHeater-C |  | Efficient residential water heater: 40 gallon gas water heater (UEF=0.68) replaces 40 gallon standard gas water heater | Small storage Gas water heater: 40 gallon, UEF = 0.68, RE = 0.79, Cap = 40.7 kBTUh, UA = 3.91 BTU/hr-F, VentW: 0, AuxBTUh: 350, high draw | Stor_UEF-Gas-040gal-HI-0.68UEF | DEER | Standard | SHW | Heating | WaterHtg_eq | Stor_EF | Standard |  | Small storage Gas water heater: 40 gallon, EF = 0.60 |  | Stor_EF-Gas-040gal-0.60EF | WaterHtg_eq | Stor_EF | Small storage Gas water heater: 40 gallon, UEF = 0.64, RE = 0.77, Cap = 40 kBTUh, UA = 6.60 BTU/hr-F, VentW: 0, AuxBTUh: 350, high draw | 0 | Stor_UEF-Gas-040gal-HI-0.64UEF | WaterHtg_eq | Stor_EF | None | 0 | 0 |  | None
RG-WtrHt-SmlStrg-Gas-Ite75kBtuh-40G-MD-0p64UEF | SDG | DEER | WPSDGEREWH0024-2 | 2019-01-01 | 2019-12-31 | Res | RG-WtrHt-SmlStrg-Gas-Ite75kBtuh-40G-MD-0p64UEF | SDG-Stor_UEF-Gas-40gal-MD_0p64 | SDG-Std-Stor_UEF-Gas-40gal-MD | WtrHt-Res-Gas | WtrHt-Res-Gas | DEER2019 | WaterHeater-C |  | Efficient residential water heater: 40 gallon gas water heater (UEF=0.64) replaces 40 gallon standard gas water heater | Small storage Gas water heater: 40 gallon, UEF = 0.64, RE = 0.77, Cap = 39.3 kBTUh, UA = 3.59 BTU/hr-F, VentW: 0, AuxBTUh: 350, medium draw | Stor_UEF-Gas-040gal-MD-0.64UEF | DEER | Standard | SHW | Heating | WaterHtg_eq | Stor_EF | Standard |  | Small storage Gas water heater: 40 gallon, EF = 0.60 |  | Stor_EF-Gas-040gal-0.60EF | WaterHtg_eq | Stor_EF | Small storage Gas water heater: 40 gallon, UEF = 0.58, RE = 0.77, Cap = 37.5 kBTUh, UA = 7.19 BTU/hr-F, VentW: 0, AuxBTUh: 350, medium draw | 0 | Stor_UEF-Gas-040gal-MD-0.58UEF | WaterHtg_eq | Stor_EF | None | 0 | 0 |  | None
RG-WtrHt-SmlStrg-Gas-Ite75kBtuh-50G-HI-0p68UEF | SDG | DEER | WPSDGEREWH0024-2 | 2019-01-01 | 2019-12-31 | Res | RG-WtrHt-SmlStrg-Gas-Ite75kBtuh-50G-HI-0p68UEF | SDG-Stor_UEF-Gas-50gal-HD_0p68 | SDG-Std-Stor_UEF-Gas-50gal-HD | WtrHt-Res-Gas | WtrHt-Res-Gas | DEER2019 | WaterHeater-C |  | Efficient residential water heater: 50 gallon gas water heater (UEF=0.68) replaces 50 gallon standard gas water heater | Small storage Gas water heater: 50 gallon, UEF = 0.68, RE = 0.79, Cap = 49.7 kBTUh, UA = 4.322 BTU/hr-F, VentW: 0, AuxBTUh: 350, high draw | Stor_UEF-Gas-050gal-HI-0.68UEF | DEER | Standard | SHW | Heating | WaterHtg_eq | Stor_EF | Standard |  | Small storage Gas water heater: 50 gallon, EF = 0.59 |  | Stor_EF-Gas-050gal-0.59EF | WaterHtg_eq | Stor_EF | Small storage Gas water heater: 50 gallon, UEF = 0.63, RE = 0.8, Cap = 42 kBTUh, UA = 9.07 BTU/hr-F, VentW: 0, AuxBTUh: 350, high draw | 0 | Stor_UEF-Gas-050gal-HI-0.63UEF | WaterHtg_eq | Stor_EF | None | 0 | 0 |  | None
RG-WtrHt-SmlStrg-Gas-Ite75kBtuh-50G-MD-0p64UEF | SDG | DEER | WPSDGEREWH0024-2 | 2019-01-01 | 2019-12-31 | Res | RG-WtrHt-SmlStrg-Gas-Ite75kBtuh-50G-MD-0p64UEF | SDG-Stor_UEF-Gas-50gal-MD_0p64 | SDG-Std-Stor_UEF-Gas-50gal-MD | WtrHt-Res-Gas | WtrHt-Res-Gas | DEER2019 | WaterHeater-C |  | Efficient residential water heater: 50 gallon gas water heater (UEF=0.64) replaces 50 gallon standard gas water heater | Small storage Gas water heater: 50 gallon, UEF = 0.64, RE = 0.78, Cap = 39.7 kBTUh, UA = 3.98 BTU/hr-F, VentW: 0, AuxBTUh: 350, medium draw | Stor_UEF-Gas-050gal-MD-0.64UEF | DEER | Standard | SHW | Heating | WaterHtg_eq | Stor_EF | Standard |  | Small storage Gas water heater: 50 gallon, EF = 0.59 |  | Stor_EF-Gas-050gal-0.59EF | WaterHtg_eq | Stor_EF | Small storage Gas water heater: 50 gallon, UEF = 0.56, RE = 0.76, Cap = 40 kBTUh, UA = 6.71 BTU/hr-F, VentW: 0, AuxBTUh: 350, medium draw | 0 | Stor_UEF-Gas-050gal-MD-0.56UEF | WaterHtg_eq | Stor_EF | None | 0 | 0 |  | None
RG-WtrHt-SmlInst-Gas-Ite175kBtuh-It2G-LW-0p81UEF-40g | SDG | None | WPSDGEREWH0025-2 | 2019-01-01 | 2019-12-31 | Res | RG-WtrHt-SmlInst-Gas-Ite175kBtuh-It2G-LW-0p81UEF-40g | SDG-Inst_UEF-Gas-175kBtuh-LD-Tier1-0p81 | SDG-Std-Stor_UEF-Gas-040gal-LD-0p52 | WtrHt-Instant-Res | WtrHt-Instant-Res | DEER2019 | D20 v0 |  | Efficient residential water heater: Instantaneous Gas water heater (UEF=0.81, LD) replaces 40 gallon gas water heater | Instantaneous Gas water heater: UEF = 0.81, RE = 0.84, Cap = 175kBTUh, AuxBTUh: 350, low draw | Inst_UEF-Gas-175kBtuh-LW-0p81UEF | DEER | Standard | SHW | Heating | WaterHtg_eq | Instant_EF | Standard |  | Small storage Gas water heater: 40 gallon, EF = 0.60 |  | Stor_EF-Gas-040gal-0.60EF | WaterHtg_eq | Stor_EF | Storage Water Heater 40 Gal =75 Mbtuh 0.52 UEF Low Draw | 0 | Stor_UEF-Gas-040gal-LW-0.52UEF | WaterHtg_eq | Stor_EF | None | 0 | 0 |  | None
RG-WtrHt-SmlInst-Gas-Ite175kBtuh-It2G-MD-0p81UEF-40g | SDG | None | WPSDGEREWH0025-2 | 2019-01-01 | 2019-12-31 | Res | RG-WtrHt-SmlInst-Gas-Ite175kBtuh-It2G-MD-0p81UEF-40g | SDG-Inst_UEF-Gas-175kBtuh-MD-Tier1-0p81 | SDG-Std-Stor_UEF-Gas-040gal-MD-0p58 | WtrHt-Instant-Res | WtrHt-Instant-Res | DEER2019 | D20 v0 |  | Efficient residential water heater: Instantaneous Gas water heater (UEF=0.81, MD) replaces 40 gallon gas water heater | Instantaneous Gas water heater: UEF = 0.81, RE = 0.83, Cap = 175kBTUh, AuxBTUh: 350, medium draw | Inst_UEF-Gas-175kBtuh-MD-0p81UEF | DEER | Standard | SHW | Heating | WaterHtg_eq | Instant_EF | Standard |  | Small storage Gas water heater: 40 gallon, EF = 0.60 |  | Stor_EF-Gas-040gal-0.60EF | WaterHtg_eq | Stor_EF | Storage Water Heater 40 Gal =75 Mbtuh 0.58 UEF Medium Draw | 0 | Stor_UEF-Gas-040gal-MD-0.58UEF | WaterHtg_eq | Stor_EF | None | 0 | 0 |  | None
RG-WtrHt-SmlInst-Gas-Ite175kBtuh-It2G-HI-0p81UEF-40g | SDG | None | WPSDGEREWH0025-2 | 2019-01-01 | 2019-12-31 | Res | RG-WtrHt-SmlInst-Gas-Ite175kBtuh-It2G-HI-0p81UEF-40g | SDG-Inst_UEF-Gas-175kBtuh-HD-Tier1-0p81 | SDG-Std-Stor_UEF-Gas-040gal-HD-0p64 | WtrHt-Instant-Res | WtrHt-Instant-Res | DEER2019 | D20 v0 |  | Efficient residential water heater: Instantaneous Gas water heater (UEF=0.81, HD) replaces 40 gallon gas water heater | Instantaneous Gas water heater: UEF = 0.81, RE = 0.84, Cap = 175kBTUh, AuxBTUh: 350, high draw | Inst_UEF-Gas-175kBtuh-HI-0p81UEF | DEER | Standard | SHW | Heating | WaterHtg_eq | Instant_EF | Standard |  | Small storage Gas water heater: 40 gallon, EF = 0.60 |  | Stor_EF-Gas-040gal-0.60EF | WaterHtg_eq | Stor_EF | Storage Water Heater 40 Gal =75 Mbtuh 0.64 UEF High Draw | 0 | Stor_UEF-Gas-040gal-HI-0.64UEF | WaterHtg_eq | Stor_EF | None | 0 | 0 |  | None
RG-WtrHt-SmlInst-Gas-Ite175kBtuh-It2G-LW-0p87UEF-40g | SDG | None | WPSDGEREWH0025-2 | 2019-01-01 | 2019-12-31 | Res | RG-WtrHt-SmlInst-Gas-Ite175kBtuh-It2G-LW-0p87UEF-40g | SDG-Inst_UEF-Gas-175kBtuh-LD-Tier2-0p87 | SDG-Std-Stor_UEF-Gas-040gal-LD-0p52 | WtrHt-Instant-Res | WtrHt-Instant-Res | DEER2019 | D20 v0 |  | Efficient residential water heater: Instantaneous Gas water heater (UEF=0.87, LD) replaces 40 gallon gas water heater | Instantaneous Gas water heater: UEF = 0.87, RE = 0.94, Cap = 175kBTUh, AuxBTUh: 350, low draw | Inst_UEF-Gas-175kBtuh-LW-0p87UEF | DEER | Standard | SHW | Heating | WaterHtg_eq | Instant_EF | Standard |  | Small storage Gas water heater: 40 gallon, EF = 0.60 |  | Stor_EF-Gas-040gal-0.60EF | WaterHtg_eq | Stor_EF | Storage Water Heater 40 Gal =75 Mbtuh 0.52 UEF Low Draw | 0 | Stor_UEF-Gas-040gal-LW-0.52UEF | WaterHtg_eq | Stor_EF | None | 0 | 0 |  | None
RG-WtrHt-SmlInst-Gas-Ite175kBtuh-It2G-MD-0p87UEF-40g | SDG | None | WPSDGEREWH0025-2 | 2019-01-01 | 2019-12-31 | Res | RG-WtrHt-SmlInst-Gas-Ite175kBtuh-It2G-MD-0p87UEF-40g | SDG-Inst_UEF-Gas-175kBtuh-MD-Tier2-0p87 | SDG-Std-Stor_UEF-Gas-040gal-MD-0p58 | WtrHt-Instant-Res | WtrHt-Instant-Res | DEER2019 | D20 v0 |  | Efficient residential water heater: Instantaneous Gas water heater (UEF=0.87, MD) replaces 40 gallon gas water heater | Instantaneous Gas water heater: UEF = 0.87, RE = 0.94, Cap = 175kBTUh, AuxBTUh: 350, medium draw | Inst_UEF-Gas-175kBtuh-MD-0p87UEF | DEER | Standard | SHW | Heating | WaterHtg_eq | Instant_EF | Standard |  | Small storage Gas water heater: 40 gallon, EF = 0.60 |  | Stor_EF-Gas-040gal-0.60EF | WaterHtg_eq | Stor_EF | Storage Water Heater 40 Gal =75 Mbtuh 0.58 UEF Medium Draw | 0 | Stor_UEF-Gas-040gal-MD-0.58UEF | WaterHtg_eq | Stor_EF | None | 0 | 0 |  | None
RG-WtrHt-SmlInst-Gas-Ite175kBtuh-It2G-HI-0p87UEF-40g | SDG | None | WPSDGEREWH0025-2 | 2019-01-01 | 2019-12-31 | Res | RG-WtrHt-SmlInst-Gas-Ite175kBtuh-It2G-HI-0p87UEF-40g | SDG-Inst_UEF-Gas-175kBtuh-HD-Tier2-0p87 | SDG-Std-Stor_UEF-Gas-040gal-HD-0p64 | WtrHt-Instant-Res | WtrHt-Instant-Res | DEER2019 | D20 v0 |  | Efficient residential water heater: Instantaneous Gas water heater (UEF=0.87, HD) replaces 40 gallon gas water heater | Instantaneous Gas water heater: UEF = 0.87, RE = 0.95, Cap = 175kBTUh, AuxBTUh: 350, high draw | Inst_UEF-Gas-175kBtuh-HI-0p87UEF | DEER | Standard | SHW | Heating | WaterHtg_eq | Instant_EF | Standard |  | Small storage Gas water heater: 40 gallon, EF = 0.60 |  | Stor_EF-Gas-040gal-0.60EF | WaterHtg_eq | Stor_EF | Storage Water Heater 40 Gal =75 Mbtuh 0.64 UEF High Draw | 0 | Stor_UEF-Gas-040gal-HI-0.64UEF | WaterHtg_eq | Stor_EF | None | 0 | 0 |  | None
WPSDGEREWH1012-Rev02-Msr001 | SDG | None | WPSDGEREWH1012-2 | 2018-01-01 |  | Res | WPSDGEREWH1012-Rev02-Msr001 | SDG-DHW-FaucetAerator | SDG-DHW-FaucetAerator-Std | WtrHt-WH-Aertr |  | ExAnte2018 |  |  | Faucet Aerator (1.0 gpm) - Both Electric and Gas | Faucet Aerator (1.0 gpm) - Both Electric and Gas |  | Deemed |  | SHW | Distribute | WaterFixt | FaucetAer | Standard |  | Code Product - disposition |  |  | WaterFixt | FaucetAer | Code Product - disposition | 0 |  | WaterFixt | FaucetAer | None | 0 | 0 |  | None
WPSDGEREWH1012-Rev02-Msr002 | SDG | None | WPSDGEREWH1012-2 | 2018-01-01 |  | Res | WPSDGEREWH1012-Rev02-Msr002 | SDG-DHW-FaucetAerator | WPSDGEREWH1012-Rev02-Msr001-BASE | WtrHt-WH-Aertr |  | ExAnte2018 |  |  | Kitchen Faucet Aerator (1.5gpm) - Both Electric and Gas | Kitchen Faucet Aerator (1.5gpm) - Both Electric and Gas |  | Deemed |  | SHW | Distribute | WaterFixt | FaucetAer | Standard |  | Code Product - disposition |  |  | WaterFixt | FaucetAer | Code Product - disposition | 0 |  | WaterFixt | FaucetAer | None | 0 | 0 |  | None
WPSDGEREWH1061A-Rev05-Msr001 | SDG | None | WPSDGEREWH1061A-5 | 2017-01-01 |  | Res | WPSDGEREWH1061A-Rev05-Msr001 | WPSDGEREWH1061A-Rev05-Msr001-FULL | WPSDGEREWH1061A-Rev05-Msr001-BASE | WtrHt-WH-Shrhd |  | ExAnte2017 |  | 2017-12-18 | Low Flow Showerheads 1.5 gpm - Both (Gas/Elec) | Low Flow Showerheads 1.5 gpm - Both (Gas/Elec) |  | Deemed |  | SHW | Distribute | WaterFixt | ShowerHd | Standard |  | Code Product - disposition |  |  | WaterFixt | ShowerHd | Code Product - disposition | 0 |  | WaterFixt | ShowerHd | None | 0 | 0 |  | None
WPSDGEREWP0002-Rev08-Msr001 | SDG | None | WPSDGEREWP0002-8 | 2018-01-01 |  | Res | WPSDGEREWP0002-Rev08-Msr001 | SDG-VFDPoolPumpSF1 | SDG-2SpdPoolPumpSF | OutD-PoolPump | OutD-PoolPump | ExAnte2018 |  |  | Commissioned Single-family Residential VFD Swimming Pool Pump | Commissioned Variable Speed Drive on Pool Pump Controls |  | Deemed |  | Recreate | Pool | PoolSpa_eq | PoolPump | Standard |  | 100% Single Speed Pool Pumps |  |  | PoolSpa_eq | PoolPump | 100% Two Speed Pool Pumps | 0 |  | PoolSpa_eq | PoolPump | None | 0 | 0 |  | None
WPSDGEREWP0002-Rev08-Msr002 | SDG | None | WPSDGEREWP0002-8 | 2018-01-01 |  | Res | WPSDGEREWP0002-Rev08-Msr002 | SDG-VFDPoolPumpSF2 | SDG-2SpdPoolPumpSF | OutD-PoolPump | OutD-PoolPump | ExAnte2018 |  |  | Non-Commissioned (self-install) Single-family Residential VFD Swimming Pool Pump | Non-Commissioned (self-install) Single-family Residential VFD Swimming Pool Pump |  | Deemed |  | Recreate | Pool | PoolSpa_eq | PoolPump | Standard |  | 100% Single Speed Pool Pumps |  |  | PoolSpa_eq | PoolPump | 100% Two Speed Pool Pumps | 0 |  | PoolSpa_eq | PoolPump | None | 0 | 0 |  | None
WPSDGEREWP0002-Rev08-Msr003 | SDG | None | WPSDGEREWP0002-8 | 2018-01-01 |  | Res | WPSDGEREWP0002-Rev08-Msr003 | SDG-VFDPoolPumpMF1 | SDG-1SpdPoolPumpMF | OutD-PoolPump | OutD-PoolPump | ExAnte2018 |  |  | ER - Commissioned Multi-Family Residential VFD Swimming Pool Pump | Commissioned Multi-Family Residential VFD Swimming Pool Pump |  | Deemed |  | Recreate | Pool | PoolSpa_eq | PoolPump | Standard |  | 100% Single Speed Pool Pumps |  |  | PoolSpa_eq | PoolPump | 100% Two Speed Pool Pumps | 0 |  | PoolSpa_eq | PoolPump | None | 0 | 0 |  | None
WPSDGEREWP0002-Rev08-Msr004 | SDG | None | WPSDGEREWP0002-8 | 2018-01-01 |  | Res | WPSDGEREWP0002-Rev08-Msr004 | SDG-VFDPoolPumpMF1 | SDG-1SpdPoolPumpMF | OutD-PoolPump | OutD-PoolPump | ExAnte2018 |  |  | ER - Commissioned Multi-Family Residential VFD Swimming SPA Pool Pump | Commissioned Multi-Family Residential VFD Swimming SPA Pool Pump |  | Deemed |  | Recreate | Pool | PoolSpa_eq | PoolPump | Standard |  | 100% Single Speed Pool Pumps |  |  | PoolSpa_eq | PoolPump | 100% Two Speed Pool Pumps | 0 |  | PoolSpa_eq | PoolPump | None | 0 | 0 |  | None
WPSDGEREWP0002-Rev08-Msr005 | SDG | None | WPSDGEREWP0002-8 | 2018-01-01 |  | Res | WPSDGEREWP0002-Rev08-Msr005 | SDG-VFDPoolPumpMF1 | SDG-1SpdPoolPumpMF | OutD-PoolPump | OutD-PoolPump | ExAnte2018 |  |  | ER - Commissioned Multi-Family Residential VFD Swimming WADING Pool Pump | Commissioned Multi-Family Residential VFD Swimming WADING Pool Pump |  | Deemed |  | Recreate | Pool | PoolSpa_eq | PoolPump | Standard |  | 100% Single Speed Pool Pumps |  |  | PoolSpa_eq | PoolPump | 100% Two Speed Pool Pumps | 0 |  | PoolSpa_eq | PoolPump | None | 0 | 0 |  | None
WPSDGEREWP0002-Rev08-Msr006 | SDG | None | WPSDGEREWP0002-8 | 2018-01-01 |  | Res | WPSDGEREWP0002-Rev08-Msr006 | SDG-VFDPoolPumpSF1 | SDG-1SpdPoolPumpSF | OutD-PoolPump | OutD-PoolPump | ExAnte2018 |  |  | ER - Commissioned Single-family Residential VFD Swimming Pool Pump | Commissioned Variable Speed Drive on Pool Pump Controls |  | Deemed |  | Recreate | Pool | PoolSpa_eq | PoolPump | Standard |  | 100% Single Speed Pool Pumps |  |  | PoolSpa_eq | PoolPump | 100% Two Speed Pool Pumps | 0 |  | PoolSpa_eq | PoolPump | None | 0 | 0 |  | None
WPSDGEREWP0002-Rev08-Msr007 | SDG | None | WPSDGEREWP0002-8 | 2018-01-01 |  | Res | WPSDGEREWP0002-Rev08-Msr007 | SDG-VFDPoolPumpMF1 | SDG-2SpdPoolPumpMF | OutD-PoolPump | OutD-PoolPump | ExAnte2018 |  |  | Commissioned Multi-Family Residential VFD Swimming Pool Pump | Commissioned Multi-Family Residential VFD Swimming Pool Pump |  | Deemed |  | Recreate | Pool | PoolSpa_eq | PoolPump | Standard |  | Single-Speed Pool Pump and Motor (as required by CEC Title 22 & 24) |  |  | PoolSpa_eq | PoolPump | 100% Two Speed Pool Pumps | 0 |  | PoolSpa_eq | PoolPump | None | 0 | 0 |  | None
WPSDGEREWP0002-Rev08-Msr008 | SDG | None | WPSDGEREWP0002-8 | 2018-01-01 |  | Res | WPSDGEREWP0002-Rev08-Msr008 | SDG-VFDPoolPumpMF1 | SDG-2SpdPoolPumpMF | OutD-PoolPump | OutD-PoolPump | ExAnte2018 |  |  | Commissioned Multi-Family Residential VFD Swimming SPA Pool Pump | Commissioned Multi-Family Residential VFD Swimming SPA Pool Pump |  | Deemed |  | Recreate | Pool | PoolSpa_eq | PoolPump | Standard |  | Single-Speed Pool Pump and Motor (as required by CEC Title 22 & 24) |  |  | PoolSpa_eq | PoolPump | 100% Two Speed Pool Pumps | 0 |  | PoolSpa_eq | PoolPump | None | 0 | 0 |  | None
WPSDGEREWP0002-Rev08-Msr009 | SDG | None | WPSDGEREWP0002-8 | 2018-01-01 |  | Res | WPSDGEREWP0002-Rev08-Msr009 | SDG-VFDPoolPumpMF1 | SDG-2SpdPoolPumpMF | OutD-PoolPump | OutD-PoolPump | ExAnte2018 |  |  | Commissioned Multi-Family Residential VFD Swimming WADING Pool Pump | Commissioned Multi-Family Residential VFD Swimming WADING Pool Pump |  | Deemed |  | Recreate | Pool | PoolSpa_eq | PoolPump | Standard |  | Single-Speed Pool Pump and Motor (as required by CEC Title 22 & 24) |  |  | PoolSpa_eq | PoolPump | 100% Two Speed Pool Pumps | 0 |  | PoolSpa_eq | PoolPump | None | 0 | 0 |  | None

## MeasureCost
PA | MeasCostID | CostQualifier | BldgType | BldgVint | BldgLoc | DeliveryType | StartDate | ExpiryDate | SourceDesc | Version | VersionSource | LastMod | NormUnit | CostType | GenCost | LaborCost | MatlCost | Description | Sector | UseCategory | UseSubCategory | TechGroup | TechType | TechID | MeasAppType | InstallHours | LaborRate | LocCostAdj | Status | Comment
SDG | BaseCostZero | None | Any | Any | Any |  | 2017-01-01 |  | WPSDGE_NoSavings-0 | ExAnte2017 | IOU workpaper | 2018-02-05 | Each | Full | 0 |  |  | Use for StdCostID when Base Cost is Zero | Any | NoSav | NoSav | NoSav | NoSav |  | Any
Any | ClothesWash_equip_OzoneGen-Full | None | Any | Ex | Any | Any | 2018-01-01 |  | WPSDGENRWH0021-4 | ExAnte2018 | IOU workpaper |  | Proc-lbs | Full | 138.41 |  |  | Ozone Laundry System | NonRes | AppPlug | Laundry | Clean_equip | ClothesWash |  | Any
Any | Cnpy-LEDFixt-Ext(153w) | Any | Any | Any | Any | Any | 2018-01-01 | 2019-03-31 | WPSDGENRLG0181-5 | ExAnte2018 | Disposition | 2018-05-11 22:39 | Fixture | Full | 0 | 0 | 49.5 | LED Fixture: Canopy, Exterior rated, 153 Watts | Com | Lighting | OutGen | Ltg_Fixture | LED_fixt |  | Any |  |  | None | Available | Per disposition, only allowed for ROB/NR/NC MeasAppType
Any | Cnpy-LEDFixt-Ext(19w) | Any | Any | Any | Any | Any | 2018-01-01 | 2019-03-31 | WPSDGENRLG0181-5 | ExAnte2018 | Disposition | 2018-05-11 22:39 | Fixture | Full | 0 | 0 | 16.5 | LED Fixture: Canopy, Exterior rated, 19 Watts | Com | Lighting | OutGen | Ltg_Fixture | LED_fixt |  | Any |  |  | None | Available | Per disposition, only allowed for ROB/NR/NC MeasAppType
Any | Cnpy-LEDFixt-Ext(29w) | Any | Any | Any | Any | Any | 2018-01-01 | 2019-03-31 | WPSDGENRLG0181-5 | ExAnte2018 | Disposition | 2018-05-11 22:39 | Fixture | Full | 0 | 0 | 22 | LED Fixture: Canopy, Exterior rated, 29 Watts | Com | Lighting | OutGen | Ltg_Fixture | LED_fixt |  | Any |  |  | None | Available | Per disposition, only allowed for ROB/NR/NC MeasAppType
Any | Cnpy-LEDFixt-Ext(59w) | Any | Any | Any | Any | Any | 2018-01-01 | 2019-03-31 | WPSDGENRLG0181-5 | ExAnte2018 | Disposition | 2018-05-11 22:39 | Fixture | Full | 0 | 0 | 33 | LED Fixture: Canopy, Exterior rated, 59 Watts | Com | Lighting | OutGen | Ltg_Fixture | LED_fixt |  | Any |  |  | None | Available | Per disposition, only allowed for ROB/NR/NC MeasAppType
Any | Cnpy-LEDFixt-Ext-1(46w) | Any | Any | Any | Any | Any | 2018-01-01 | 2019-03-31 | WPSDGENRLG0181-5 | ExAnte2018 | Disposition | 2018-05-11 22:39 | Fixture | Full | 0 | 0 | 27.5 | LED Fixture: Canopy, Exterior rated, 46 Watts | Com | Lighting | OutGen | Ltg_Fixture | LED_fixt |  | Any |  |  | None | Available | Per disposition, only allowed for ROB/NR/NC MeasAppType
Any | Cnpy-LEDFixt-Ext-3(73w) | Any | Any | Any | Any | Any | 2018-01-01 | 2019-03-31 | WPSDGENRLG0181-5 | ExAnte2018 | Disposition | 2018-05-11 22:39 | Fixture | Full | 0 | 0 | 38.5 | LED Fixture: Canopy, Exterior rated, 73 Watts | Com | Lighting | OutGen | Ltg_Fixture | LED_fixt |  | Any |  |  | None | Available | Per disposition, only allowed for ROB/NR/NC MeasAppType
Any | Cnpy-LEDFixt-Ext-3(99w) | Any | Any | Any | Any | Any | 2018-01-01 | 2019-03-31 | WPSDGENRLG0181-5 | ExAnte2018 | Disposition | 2018-05-11 22:39 | Fixture | Full | 0 | 0 | 44 | LED Fixture: Canopy, Exterior rated, 99 Watts | Com | Lighting | OutGen | Ltg_Fixture | LED_fixt |  | Any |  |  | None | Available | Per disposition, only allowed for ROB/NR/NC MeasAppType
SDG | D03-044-FULL | None | Any | Any | Any |  | 2013-01-01 |  | WPSDGENRMI0004-1 | ExAnte2014 | IOU workpaper | 2014-06-30 | Area-1kFP | Full | 814.42 | [9 empty] | Any
SDG | D03-058-FULL | None | Any | Any | Any | Any | 2013-01-01 |  | D03-058 | ExAnte2013 | DEER2005 | 2015-04-28 | Cap-Ton | Full | 170.11 |  |  | Packaged system Economizer retrofit | NonRes | HVAC | SpaceCool | HV_AirDist | AirEcono |  | Any
SDG | D03-063-FULL | None | Any | Any | Any |  | 2013-01-01 |  | WPSDGENRMI0004-1 | ExAnte2014 | IOU workpaper | 2014-06-30 | Cap-Tons | Full | 58.2452 | [9 empty] | Any
SDG | D03-064-FULL | None | Any | Any | Any |  | 2013-01-01 |  | WPSDGENRMI0004-1 | ExAnte2014 | IOU workpaper | 2014-06-30 | Cap-Tons | Full | 67.1802 | [9 empty] | Any
SDG | D03-069-FULL | None | Any | Any | Any |  | 2013-01-01 |  | WPSDGENRMI0004-1 | ExAnte2014 | IOU workpaper | 2014-06-30 | Cap-Tons | Full | 970.8983 | [9 empty] | Any
SDG | D03-070-FULL | None | Any | Any | Any |  | 2013-01-01 |  | WPSDGENRMI0004-1 | ExAnte2014 | IOU workpaper | 2014-12-01 | Cap-Tons | Full | 26.14 | [9 empty] | Any
SDG | D03-073-FULL | None | Any | Any | Any | Any | 2013-01-01 |  | D03-073 | ExAnte2014 | DEER2005 | 2014-06-30 | Area-1kFP | Full | 174.7607 | [9 empty] | Any
SDG | D03-075-FULL | None | Any | Any | Any | Any | 2013-01-01 |  | D03-075 | ExAnte2013 | DEER2005 | 2015-04-28 | Area-1kFP | Full | 308 |  |  | Increased duct insulation in older vintages | NonRes | HVAC | SpaceCool | HV_AirDist | DuctInsC |  | Any
SDG | D03-205-FULL | None | Any | Any | Any | Any | 2013-01-01 |  | DEER2005 | ExAnte2013 | DEER2005 | 2014-05-12 | linear ft | Full | 42.2 | [9 empty] | Any
SDG | D03-207-FULL | None | Any | Any | Any | Any | 2013-01-01 |  | DEER2005 | ExAnte2013 | DEER2005 | 2014-01-21 | linear ft | Full | 515.58 | [9 empty] | Any
SDG | D03-981-FULL | None | Any | Any | Any | Any | 2013-01-01 |  | DEER2005 | ExAnte2013 | DEER2005 | 2014-01-21 | Sqft | Full | 0.49 | [9 empty] | Any
SDG | D08-NE-HVAC-VSDSupFan-ge10HP-FULL | None | Any | Any | Any | Any | 2013-01-01 |  | DEER2008 | ExAnte2013 | DEER2008 | 2014-01-21 | HP | Full | 242.61 | [9 empty] | Any
SDG | D08-NE-ILtg-TmClck-FULL | None | Any | Any | Any | Any | 2013-01-01 |  | DEER2008 | ExAnte2013 | DEER2008 | 2014-01-21 | Time Clock | Full | 102.78 | [9 empty] | Any
Any | dxAC-Com-Pkg-135to240kBTUh-EER10.8-2Spd | Any | Any | Any | Any | Any | 2015-01-01 |  | 2010-2012_WO017_Ex_Ante_Measure_Cost_Study_-_Final_Report | DEER2016 | D16v3 | 2015-07-13 | Cap-Ton | Full |  |  | 1132.5 | linked from TechID | Com | HVAC | SpaceCool | dxAC_equip | pkgEER | dxAC-Com-Pkg-135to240kBTUh-EER10.8-2Spd | Any |  |  | AP50 | Proposed | MatlCost = (-231 + 959 * 15.6 (typical Cap-Tons)) * 1.20 (contractor markup); calculated costs based on TechType_RefStor_RefrigFrz_MKT.xlsx (from Iton on 6/22/2015);
Any | dxAC-Com-Pkg-135to240kBTUh-EER12.5-2Spd | Any | Any | Any | Any | Any | 2015-01-01 |  | 2010-2012_WO017_Ex_Ante_Measure_Cost_Study_-_Final_Report | DEER2016 | D16v3 | 2015-07-13 | Cap-Ton | Full |  |  | 1434.38 | linked from TechID | Com | HVAC | SpaceCool | dxAC_equip | pkgEER | dxAC-Com-Pkg-135to240kBTUh-EER12.5-2Spd | Any |  |  | AP50 | Proposed | MatlCost = (3699 + 959 * 15.6 (typical Cap-Tons)) * 1.20 (contractor markup); calculated costs based on TechType_RefStor_RefrigFrz_MKT.xlsx (from Iton on 6/22/2015);
Any | dxAC-Com-Pkg-240to760kBTUh-EER10.8-2Spd | Any | Any | Any | Any | Any | 2015-01-01 |  | 2010-2012_WO017_Ex_Ante_Measure_Cost_Study_-_Final_Report | DEER2016 | D16v3 | 2015-07-13 | Cap-Ton | Full |  |  | 1143.61 | linked from TechID | Com | HVAC | SpaceCool | dxAC_equip | pkgEER | dxAC-Com-Pkg-240to760kBTUh-EER10.8-2Spd | Any |  |  | AP50 | Proposed | MatlCost = (-231 + 959 * 41.7 (typical Cap-Tons)) * 1.20 (contractor markup); calculated costs based on TechType_RefStor_RefrigFrz_MKT.xlsx (from Iton on 6/22/2015);
Any | dxAC-Com-Pkg-240to760kBTUh-EER11.5-2Spd | Any | Any | Any | Any | Any | 2015-01-01 |  | 2010-2012_WO017_Ex_Ante_Measure_Cost_Study_-_Final_Report | DEER2016 | D16v3 | 2015-07-13 | Cap-Ton | Full |  |  | 1190.22 | linked from TechID | Com | HVAC | SpaceCool | dxAC_equip | pkgEER | dxAC-Com-Pkg-240to760kBTUh-EER11.5-2Spd | Any |  |  | AP50 | Proposed | MatlCost = (1387 + 959 * 41.7 (typical Cap-Tons)) * 1.20 (contractor markup); calculated costs based on TechType_RefStor_RefrigFrz_MKT.xlsx (from Iton on 6/22/2015);
Any | dxAC-Com-Pkg-240to760kBTUh-EER12.5-2Spd | Any | Any | Any | Any | Any | 2015-01-01 |  | 2010-2012_WO017_Ex_Ante_Measure_Cost_Study_-_Final_Report | DEER2016 | D16v3 | 2015-07-13 | Cap-Ton | Full |  |  | 1256.81 | linked from TechID | Com | HVAC | SpaceCool | dxAC_equip | pkgEER | dxAC-Com-Pkg-240to760kBTUh-EER12.5-2Spd | Any |  |  | AP50 | Proposed | MatlCost = (3699 + 959 * 41.7 (typical Cap-Tons)) * 1.20 (contractor markup); calculated costs based on TechType_RefStor_RefrigFrz_MKT.xlsx (from Iton on 6/22/2015);
Any | dxAC-Com-Pkg-240to760kBTUh-EER9.8-2Spd | Any | Any | Any | Any | Any | 2015-01-01 |  | 2010-2012_WO017_Ex_Ante_Measure_Cost_Study_-_Final_Report | DEER2016 | D16v3 | 2015-07-13 | Cap-Ton | Full |  |  | 1077.02 | linked from TechID | Com | HVAC | SpaceCool | dxAC_equip | pkgEER | dxAC-Com-Pkg-240to760kBTUh-EER9.8-2Spd | Any |  |  | AP50 | Proposed | MatlCost = (-2544 + 959 * 41.7 (typical Cap-Tons)) * 1.20 (contractor markup); calculated costs based on TechType_RefStor_RefrigFrz_MKT.xlsx (from Iton on 6/22/2015);
Any | dxAC-Com-Pkg-55to65kBTUh-SEER-14.0 | Any | Any | Any | Any | Any | 2015-01-01 |  | 2010-2012_WO017_Ex_Ante_Measure_Cost_Study_-_Final_Report | DEER2016 | D16v3 | 2015-07-13 | Cap-Ton | Full |  |  | 1070.24 | linked from TechID | Com | HVAC | SpaceCool | dxAC_equip | pkgSEER | dxAC-Com-Pkg-55to65kBTUh-SEER-14.0 | Any |  |  | AP50 | Proposed | MatlCost = (1744 + 310 * 3 (typical Cap-Tons)) * 1.20 (contractor markup); calculated costs based on TechType_RefStor_RefrigFrz_MKT.xlsx (from Iton on 6/22/2015);
Any | dxAC-Com-Pkg-55to65kBTUh-SEER-15.0 | Any | Any | Any | Any | Any | 2015-01-01 |  | 2010-2012_WO017_Ex_Ante_Measure_Cost_Study_-_Final_Report | DEER2016 | D16v3 | 2015-07-13 | Cap-Ton | Full |  |  | 1186 | linked from TechID | Com | HVAC | SpaceCool | dxAC_equip | pkgSEER | dxAC-Com-Pkg-55to65kBTUh-SEER-15.0 | Any |  |  | AP50 | Proposed | MatlCost = (2034 + 310 * 3 (typical Cap-Tons)) * 1.20 (contractor markup); calculated costs based on TechType_RefStor_RefrigFrz_MKT.xlsx (from Iton on 6/22/2015);
Any | dxAC-Com-Pkg-55to65kBTUh-SEER-16.0 | Any | Any | Any | Any | Any | 2015-01-01 |  | 2010-2012_WO017_Ex_Ante_Measure_Cost_Study_-_Final_Report | DEER2016 | D16v3 | 2015-07-13 | Cap-Ton | Full |  |  | 1301.77 | linked from TechID | Com | HVAC | SpaceCool | dxAC_equip | pkgSEER | dxAC-Com-Pkg-55to65kBTUh-SEER-16.0 | Any |  |  | AP50 | Proposed | MatlCost = (2323 + 310 * 3 (typical Cap-Tons)) * 1.20 (contractor markup); calculated costs based on TechType_RefStor_RefrigFrz_MKT.xlsx (from Iton on 6/22/2015);
Any | dxAC-Com-Pkg-55to65kBTUh-SEER-17.0 | Any | Any | Any | Any | Any | 2015-01-01 |  | 2010-2012_WO017_Ex_Ante_Measure_Cost_Study_-_Final_Report | DEER2016 | D16v3 | 2015-07-13 | Cap-Ton | Full |  |  | 1417.53 | linked from TechID | Com | HVAC | SpaceCool | dxAC_equip | pkgSEER | dxAC-Com-Pkg-55to65kBTUh-SEER-17.0 | Any |  |  | AP50 | Proposed | MatlCost = (2613 + 310 * 3 (typical Cap-Tons)) * 1.20 (contractor markup); calculated costs based on TechType_RefStor_RefrigFrz_MKT.xlsx (from Iton on 6/22/2015);
Any | dxAC-Com-Pkg-55to65kBTUh-SEER-18.0 | Any | Any | Any | Any | Any | 2015-01-01 |  | 2010-2012_WO017_Ex_Ante_Measure_Cost_Study_-_Final_Report | DEER2016 | D16v3 | 2015-07-13 | Cap-Ton | Full |  |  | 1533.3 | linked from TechID | Com | HVAC | SpaceCool | dxAC_equip | pkgSEER | dxAC-Com-Pkg-55to65kBTUh-SEER-18.0 | Any |  |  | AP50 | Proposed | MatlCost = (2902 + 310 * 3 (typical Cap-Tons)) * 1.20 (contractor markup); calculated costs based on TechType_RefStor_RefrigFrz_MKT.xlsx (from Iton on 6/22/2015);
Any | dxAC-Com-Pkg-65to134kBtuh-EER11.0-2Spd | Any | Any | Any | Any | Any | 2017-01-01 |  | 2010-2012_WO017_Ex_Ante_Measure_Cost_Study_-_Final_Report | DEER2017 | D17v1 | 2017-06-28 23:11 | Cap-Ton | Full |  |  | 1178 | EER-rated packaged Air Conditioner, Size Range: 65 - 134 kBTU/h, EER = 11, IEER = 12.7, EIR = 0.273, Fan W/CFM = 0.4, two-speed fan | Com | HVAC | SpaceCool | dxAC_equip | pkgEER |  | Any |  |  | HVAC50 | Available | Total Material cost = 277.25 + 1150.27 * Number of Units (Cap-Ton); Only units between 6.9 and 106 tons can be claimed with this cost reference; Constant and perUnit costs include contractor markup of 20%
Any | dxAC-Com-Pkg-65to134kBtuh-EER11.5-2Spd | Any | Any | Any | Any | Any | 2017-01-01 |  | 2010-2012_WO017_Ex_Ante_Measure_Cost_Study_-_Final_Report | DEER2017 | D17v1 | 2017-06-28 23:11 | Cap-Ton | Full |  |  | 1316.73 | EER-rated packaged Air Conditioner, Size Range: 65 - 134 kBTU/h, EER = 11.5, min IEER = 13, EIR = 0.26, Fan W/CFM = 0.4, two-speed fan | Com | HVAC | SpaceCool | dxAC_equip | pkgEER |  | Any |  |  | HVAC50 | Available | Total Material cost = 1664.58 + 1150.27 * Number of Units (Cap-Ton); Only units between 6.9 and 106 tons can be claimed with this cost reference; Constant and perUnit costs include contractor markup of 20%
Any | dxAC-Com-Pkg-65to134kBtuh-EER12.0-2Spd | Any | Any | Any | Any | Any | 2017-01-01 |  | 2010-2012_WO017_Ex_Ante_Measure_Cost_Study_-_Final_Report | DEER2017 | D17v1 | 2017-06-28 23:11 | Cap-Ton | Full |  |  | 1455.46 | EER-rated packaged Air Conditioner, Size Range: 65 - 134 kBTU/h, EER = 12, min IEER = 13.5 EIR = 0.247, Fan W/CFM = 0.4, two-speed fan | Com | HVAC | SpaceCool | dxAC_equip | pkgEER |  | Any |  |  | HVAC50 | Available | Total Material cost = 3051.92 + 1150.27 * Number of Units (Cap-Ton); Only units between 6.9 and 106 tons can be claimed with this cost reference; Constant and perUnit costs include contractor markup of 20%
Any | dxAC-Com-Pkg-65to134kBtuh-EER12.5-2Spd | Any | Any | Any | Any | Any | 2017-01-01 |  | 2010-2012_WO017_Ex_Ante_Measure_Cost_Study_-_Final_Report | DEER2017 | D17v1 | 2017-06-28 23:11 | Cap-Ton | Full |  |  | 1594.2 | EER-rated packaged Air Conditioner, Size Range: 65 - 134 kBTU/h, EER = 12.5, min IEER = 14, EIR = 0.236, Fan W/CFM = 0.4, two-speed fan | Com | HVAC | SpaceCool | dxAC_equip | pkgEER |  | Any |  |  | HVAC50 | Available | Total Material cost = 4439.26 + 1150.27 * Number of Units (Cap-Ton); Only units between 6.9 and 106 tons can be claimed with this cost reference; Constant and perUnit costs include contractor markup of 20%
Any | dxAC-Com-Pkg-65to134kBtuh-EER13.0-2Spd | Any | Any | Any | Any | Any | 2017-01-01 |  | 2010-2012_WO017_Ex_Ante_Measure_Cost_Study_-_Final_Report | DEER2017 | D17v1 | 2017-06-28 23:11 | Cap-Ton | Full |  |  | 1732.93 | EER-rated packaged Air Conditioner, Size Range: 65 - 134 kBTU/h, EER = 13, min IEER = 15, EIR = 0.226, Fan W/CFM = 0.4, two-speed fan | Com | HVAC | SpaceCool | dxAC_equip | pkgEER |  | Any |  |  | HVAC50 | Available | Total Material cost = 5826.59 + 1150.27 * Number of Units (Cap-Ton); Only units between 6.9 and 106 tons can be claimed with this cost reference; Constant and perUnit costs include contractor markup of 20%
Any | dxAC-Com-Pkg-gte760kBTUh-EER10.2-2Spd | Any | Any | Any | Any | Any | 2015-01-01 |  | 2010-2012_WO017_Ex_Ante_Measure_Cost_Study_-_Final_Report | DEER2016 | D16v3 | 2015-07-13 | Cap-Ton | Full |  |  | 1122.19 | linked from TechID | Com | HVAC | SpaceCool | dxAC_equip | pkgEER | dxAC-Com-Pkg-gte760kBTUh-EER10.2-2Spd | Any |  |  | AP50 | Proposed | MatlCost = (-1619 + 959 * 69.2 (typical Cap-Tons)) * 1.20 (contractor markup); calculated costs based on TechType_RefStor_RefrigFrz_MKT.xlsx (from Iton on 6/22/2015);
Any | dxAC-Com-Pkg-gte760kBTUh-EER9.5-2Spd | Any | Any | Any | Any | Any | 2015-01-01 |  | 2010-2012_WO017_Ex_Ante_Measure_Cost_Study_-_Final_Report | DEER2016 | D16v3 | 2015-07-13 | Cap-Ton | Full |  |  | 1094.11 | linked from TechID | Com | HVAC | SpaceCool | dxAC_equip | pkgEER | dxAC-Com-Pkg-gte760kBTUh-EER9.5-2Spd | Any |  |  | AP50 | Proposed | MatlCost = (-3237 + 959 * 69.2 (typical Cap-Tons)) * 1.20 (contractor markup); calculated costs based on TechType_RefStor_RefrigFrz_MKT.xlsx (from Iton on 6/22/2015);
Any | dxAC-Com-Pkg-lt55kBTUh-SEER-14.0 | Any | Any | Any | Any | Any | 2015-01-01 |  | 2010-2012_WO017_Ex_Ante_Measure_Cost_Study_-_Final_Report | DEER2016 | D16v3 | 2015-07-13 | Cap-Ton | Full |  |  | 1070.24 | linked from TechID | Com | HVAC | SpaceCool | dxAC_equip | pkgSEER | dxAC-Com-Pkg-lt55kBTUh-SEER-14.0 | Any |  |  | AP50 | Proposed | MatlCost = (1744 + 310 * 3 (typical Cap-Tons)) * 1.20 (contractor markup); calculated costs based on TechType_RefStor_RefrigFrz_MKT.xlsx (from Iton on 6/22/2015);
Any | dxAC-Com-Pkg-lt55kBTUh-SEER-15.0 | Any | Any | Any | Any | Any | 2015-01-01 |  | 2010-2012_WO017_Ex_Ante_Measure_Cost_Study_-_Final_Report | DEER2016 | D16v3 | 2015-07-13 | Cap-Ton | Full |  |  | 1186 | linked from TechID | Com | HVAC | SpaceCool | dxAC_equip | pkgSEER | dxAC-Com-Pkg-lt55kBTUh-SEER-15.0 | Any |  |  | AP50 | Proposed | MatlCost = (2034 + 310 * 3 (typical Cap-Tons)) * 1.20 (contractor markup); calculated costs based on TechType_RefStor_RefrigFrz_MKT.xlsx (from Iton on 6/22/2015);
Any | dxAC-Com-Pkg-lt55kBTUh-SEER-16.0 | Any | Any | Any | Any | Any | 2015-01-01 |  | 2010-2012_WO017_Ex_Ante_Measure_Cost_Study_-_Final_Report | DEER2016 | D16v3 | 2015-07-13 | Cap-Ton | Full |  |  | 1301.77 | linked from TechID | Com | HVAC | SpaceCool | dxAC_equip | pkgSEER | dxAC-Com-Pkg-lt55kBTUh-SEER-16.0 | Any |  |  | AP50 | Proposed | MatlCost = (2323 + 310 * 3 (typical Cap-Tons)) * 1.20 (contractor markup); calculated costs based on TechType_RefStor_RefrigFrz_MKT.xlsx (from Iton on 6/22/2015);
Any | dxAC-Com-Pkg-lt55kBTUh-SEER-17.0 | Any | Any | Any | Any | Any | 2015-01-01 |  | 2010-2012_WO017_Ex_Ante_Measure_Cost_Study_-_Final_Report | DEER2016 | D16v3 | 2015-07-13 | Cap-Ton | Full |  |  | 1417.53 | linked from TechID | Com | HVAC | SpaceCool | dxAC_equip | pkgSEER | dxAC-Com-Pkg-lt55kBTUh-SEER-17.0 | Any |  |  | AP50 | Proposed | MatlCost = (2613 + 310 * 3 (typical Cap-Tons)) * 1.20 (contractor markup); calculated costs based on TechType_RefStor_RefrigFrz_MKT.xlsx (from Iton on 6/22/2015);
Any | dxAC-Com-Pkg-lt55kBTUh-SEER-18.0 | Any | Any | Any | Any | Any | 2015-01-01 |  | 2010-2012_WO017_Ex_Ante_Measure_Cost_Study_-_Final_Report | DEER2016 | D16v3 | 2015-07-13 | Cap-Ton | Full |  |  | 1533.3 | linked from TechID | Com | HVAC | SpaceCool | dxAC_equip | pkgSEER | dxAC-Com-Pkg-lt55kBTUh-SEER-18.0 | Any |  |  | AP50 | Proposed | MatlCost = (2902 + 310 * 3 (typical Cap-Tons)) * 1.20 (contractor markup); calculated costs based on TechType_RefStor_RefrigFrz_MKT.xlsx (from Iton on 6/22/2015);
Any | dxAC-Com-Split-45to55kBTUh-SEER-14.0 | Any | Any | Any | Any | Any | 2015-01-01 |  | 2010-2012_WO017_Ex_Ante_Measure_Cost_Study_-_Final_Report | DEER2016 | D16v3 | 2015-07-13 | Cap-Ton | Full |  |  | 469.04 | linked from TechID | Com | HVAC | SpaceCool | dxAC_equip | spltSEER | dxAC-Com-Split-45to55kBTUh-SEER-14.0 | Any |  |  | AP50 | Proposed | MatlCost = (459 + 276 * 4 (typical Cap-Tons)) * 1.20 (contractor markup); calculated costs based on TechType_RefStor_RefrigFrz_MKT.xlsx (from Iton on 6/22/2015);
Any | dxAC-Com-Split-45to55kBTUh-SEER-15.0 | Any | Any | Any | Any | Any | 2015-01-01 |  | 2010-2012_WO017_Ex_Ante_Measure_Cost_Study_-_Final_Report | DEER2016 | D16v3 | 2015-07-13 | Cap-Ton | Full |  |  | 538.13 | linked from TechID | Com | HVAC | SpaceCool | dxAC_equip | spltSEER | dxAC-Com-Split-45to55kBTUh-SEER-15.0 | Any |  |  | AP50 | Proposed | MatlCost = (690 + 276 * 4 (typical Cap-Tons)) * 1.20 (contractor markup); calculated costs based on TechType_RefStor_RefrigFrz_MKT.xlsx (from Iton on 6/22/2015);
Any | dxAC-Com-Split-45to55kBTUh-SEER-16.0 | Any | Any | Any | Any | Any | 2015-01-01 |  | 2010-2012_WO017_Ex_Ante_Measure_Cost_Study_-_Final_Report | DEER2016 | D16v3 | 2015-07-13 | Cap-Ton | Full |  |  | 607.23 | linked from TechID | Com | HVAC | SpaceCool | dxAC_equip | spltSEER | dxAC-Com-Split-45to55kBTUh-SEER-16.0 | Any |  |  | AP50 | Proposed | MatlCost = (920 + 276 * 4 (typical Cap-Tons)) * 1.20 (contractor markup); calculated costs based on TechType_RefStor_RefrigFrz_MKT.xlsx (from Iton on 6/22/2015);
Any | dxAC-Com-Split-45to55kBTUh-SEER-17.0 | Any | Any | Any | Any | Any | 2015-01-01 |  | 2010-2012_WO017_Ex_Ante_Measure_Cost_Study_-_Final_Report | DEER2016 | D16v3 | 2015-07-13 | Cap-Ton | Full |  |  | 676.32 | linked from TechID | Com | HVAC | SpaceCool | dxAC_equip | spltSEER | dxAC-Com-Split-45to55kBTUh-SEER-17.0 | Any |  |  | AP50 | Proposed | MatlCost = (1150 + 276 * 4 (typical Cap-Tons)) * 1.20 (contractor markup); calculated costs based on TechType_RefStor_RefrigFrz_MKT.xlsx (from Iton on 6/22/2015);
Any | dxAC-Com-Split-45to55kBTUh-SEER-18.0 | Any | Any | Any | Any | Any | 2015-01-01 |  | 2010-2012_WO017_Ex_Ante_Measure_Cost_Study_-_Final_Report | DEER2016 | D16v3 | 2015-07-13 | Cap-Ton | Full |  |  | 745.42 | linked from TechID | Com | HVAC | SpaceCool | dxAC_equip | spltSEER | dxAC-Com-Split-45to55kBTUh-SEER-18.0 | Any |  |  | AP50 | Proposed | MatlCost = (1381 + 276 * 4 (typical Cap-Tons)) * 1.20 (contractor markup); calculated costs based on TechType_RefStor_RefrigFrz_MKT.xlsx (from Iton on 6/22/2015);
Any | dxAC-Com-Split-55to65kBTUh-SEER-14.0 | Any | Any | Any | Any | Any | 2015-01-01 |  | 2010-2012_WO017_Ex_Ante_Measure_Cost_Study_-_Final_Report | DEER2016 | D16v3 | 2015-07-13 | Cap-Ton | Full |  |  | 441.47 | linked from TechID | Com | HVAC | SpaceCool | dxAC_equip | spltSEER | dxAC-Com-Split-55to65kBTUh-SEER-14.0 | Any |  |  | AP50 | Proposed | MatlCost = (459 + 276 * 5 (typical Cap-Tons)) * 1.20 (contractor markup); calculated costs based on TechType_RefStor_RefrigFrz_MKT.xlsx (from Iton on 6/22/2015);
Any | dxAC-Com-Split-55to65kBTUh-SEER-15.0 | Any | Any | Any | Any | Any | 2015-01-01 |  | 2010-2012_WO017_Ex_Ante_Measure_Cost_Study_-_Final_Report | DEER2016 | D16v3 | 2015-07-13 | Cap-Ton | Full |  |  | 496.75 | linked from TechID | Com | HVAC | SpaceCool | dxAC_equip | spltSEER | dxAC-Com-Split-55to65kBTUh-SEER-15.0 | Any |  |  | AP50 | Proposed | MatlCost = (690 + 276 * 5 (typical Cap-Tons)) * 1.20 (contractor markup); calculated costs based on TechType_RefStor_RefrigFrz_MKT.xlsx (from Iton on 6/22/2015);
Any | dxAC-Com-Split-55to65kBTUh-SEER-16.0 | Any | Any | Any | Any | Any | 2015-01-01 |  | 2010-2012_WO017_Ex_Ante_Measure_Cost_Study_-_Final_Report | DEER2016 | D16v3 | 2015-07-13 | Cap-Ton | Full |  |  | 552.02 | linked from TechID | Com | HVAC | SpaceCool | dxAC_equip | spltSEER | dxAC-Com-Split-55to65kBTUh-SEER-16.0 | Any |  |  | AP50 | Proposed | MatlCost = (920 + 276 * 5 (typical Cap-Tons)) * 1.20 (contractor markup); calculated costs based on TechType_RefStor_RefrigFrz_MKT.xlsx (from Iton on 6/22/2015);
Any | dxAC-Com-Split-55to65kBTUh-SEER-17.0 | Any | Any | Any | Any | Any | 2015-01-01 |  | 2010-2012_WO017_Ex_Ante_Measure_Cost_Study_-_Final_Report | DEER2016 | D16v3 | 2015-07-13 | Cap-Ton | Full |  |  | 607.3 | linked from TechID | Com | HVAC | SpaceCool | dxAC_equip | spltSEER | dxAC-Com-Split-55to65kBTUh-SEER-17.0 | Any |  |  | AP50 | Proposed | MatlCost = (1150 + 276 * 5 (typical Cap-Tons)) * 1.20 (contractor markup); calculated costs based on TechType_RefStor_RefrigFrz_MKT.xlsx (from Iton on 6/22/2015);
Any | dxAC-Com-Split-55to65kBTUh-SEER-18.0 | Any | Any | Any | Any | Any | 2015-01-01 |  | 2010-2012_WO017_Ex_Ante_Measure_Cost_Study_-_Final_Report | DEER2016 | D16v3 | 2015-07-13 | Cap-Ton | Full |  |  | 662.58 | linked from TechID | Com | HVAC | SpaceCool | dxAC_equip | spltSEER | dxAC-Com-Split-55to65kBTUh-SEER-18.0 | Any |  |  | AP50 | Proposed | MatlCost = (1381 + 276 * 5 (typical Cap-Tons)) * 1.20 (contractor markup); calculated costs based on TechType_RefStor_RefrigFrz_MKT.xlsx (from Iton on 6/22/2015);
Any | dxAC-Com-Split-lt45kBTUh-SEER-14.0 | Any | Any | Any | Any | Any | 2015-01-01 |  | 2010-2012_WO017_Ex_Ante_Measure_Cost_Study_-_Final_Report | DEER2016 | D16v3 | 2015-07-13 | Cap-Ton | Full |  |  | 514.98 | linked from TechID | Com | HVAC | SpaceCool | dxAC_equip | spltSEER | dxAC-Com-Split-lt45kBTUh-SEER-14.0 | Any |  |  | AP50 | Proposed | MatlCost = (459 + 276 * 3 (typical Cap-Tons)) * 1.20 (contractor markup); calculated costs based on TechType_RefStor_RefrigFrz_MKT.xlsx (from Iton on 6/22/2015);
Any | dxAC-Com-Split-lt45kBTUh-SEER-15.0 | Any | Any | Any | Any | Any | 2015-01-01 |  | 2010-2012_WO017_Ex_Ante_Measure_Cost_Study_-_Final_Report | DEER2016 | D16v3 | 2015-07-13 | Cap-Ton | Full |  |  | 607.1 | linked from TechID | Com | HVAC | SpaceCool | dxAC_equip | spltSEER | dxAC-Com-Split-lt45kBTUh-SEER-15.0 | Any |  |  | AP50 | Proposed | MatlCost = (690 + 276 * 3 (typical Cap-Tons)) * 1.20 (contractor markup); calculated costs based on TechType_RefStor_RefrigFrz_MKT.xlsx (from Iton on 6/22/2015);
Any | dxAC-Com-Split-lt45kBTUh-SEER-16.0 | Any | Any | Any | Any | Any | 2015-01-01 |  | 2010-2012_WO017_Ex_Ante_Measure_Cost_Study_-_Final_Report | DEER2016 | D16v3 | 2015-07-13 | Cap-Ton | Full |  |  | 699.23 | linked from TechID | Com | HVAC | SpaceCool | dxAC_equip | spltSEER | dxAC-Com-Split-lt45kBTUh-SEER-16.0 | Any |  |  | AP50 | Proposed | MatlCost = (920 + 276 * 3 (typical Cap-Tons)) * 1.20 (contractor markup); calculated costs based on TechType_RefStor_RefrigFrz_MKT.xlsx (from Iton on 6/22/2015);
Any | dxAC-Com-Split-lt45kBTUh-SEER-17.0 | Any | Any | Any | Any | Any | 2015-01-01 |  | 2010-2012_WO017_Ex_Ante_Measure_Cost_Study_-_Final_Report | DEER2016 | D16v3 | 2015-07-13 | Cap-Ton | Full |  |  | 791.36 | linked from TechID | Com | HVAC | SpaceCool | dxAC_equip | spltSEER | dxAC-Com-Split-lt45kBTUh-SEER-17.0 | Any |  |  | AP50 | Proposed | MatlCost = (1150 + 276 * 3 (typical Cap-Tons)) * 1.20 (contractor markup); calculated costs based on TechType_RefStor_RefrigFrz_MKT.xlsx (from Iton on 6/22/2015);
Any | dxAC-Com-Split-lt45kBTUh-SEER-18.0 | Any | Any | Any | Any | Any | 2015-01-01 |  | 2010-2012_WO017_Ex_Ante_Measure_Cost_Study_-_Final_Report | DEER2016 | D16v3 | 2015-07-13 | Cap-Ton | Full |  |  | 883.48 | linked from TechID | Com | HVAC | SpaceCool | dxAC_equip | spltSEER | dxAC-Com-Split-lt45kBTUh-SEER-18.0 | Any |  |  | AP50 | Proposed | MatlCost = (1381 + 276 * 3 (typical Cap-Tons)) * 1.20 (contractor markup); calculated costs based on TechType_RefStor_RefrigFrz_MKT.xlsx (from Iton on 6/22/2015);
Any | dxAC-Res-Split-45to65kBTUh-SEER-14.0 | Any | Any | Any | Any | Any | 2015-01-01 |  | 2010-2012_WO017_Ex_Ante_Measure_Cost_Study_-_Final_Report | DEER2016 | D16v3 | 2015-07-13 | Cap-Ton | Full |  |  | 469.04 | linked from TechID | Res | HVAC | SpaceCool | dxAC_equip | spltSEER | dxAC-Res-Split-45to65kBTUh-SEER-14.0 | Any |  |  | AP50 | Proposed | MatlCost = (459 + 276 * 4 (typical Cap-Tons)) * 1.20 (contractor markup); calculated costs based on TechType_RefStor_RefrigFrz_MKT.xlsx (from Iton on 6/22/2015);
Any | dxAC-Res-Split-lt45kBTUh-SEER-14.0 | Any | Any | Any | Any | Any | 2015-01-01 |  | 2010-2012_WO017_Ex_Ante_Measure_Cost_Study_-_Final_Report | DEER2016 | D16v3 | 2015-07-13 | Cap-Ton | Full |  |  | 514.98 | linked from TechID | Res | HVAC | SpaceCool | dxAC_equip | spltSEER | dxAC-Res-Split-lt45kBTUh-SEER-14.0 | Any |  |  | AP50 | Proposed | MatlCost = (459 + 276 * 3 (typical Cap-Tons)) * 1.20 (contractor markup); calculated costs based on TechType_RefStor_RefrigFrz_MKT.xlsx (from Iton on 6/22/2015);
Any | dxAC-Res-Split-SEER-15.0 | Any | Any | Any | Any | Any | 2015-01-01 |  | 2010-2012_WO017_Ex_Ante_Measure_Cost_Study_-_Final_Report | DEER2016 | D16v3 | 2015-07-13 | Cap-Ton | Full |  |  | 607.1 | linked from TechID | Res | HVAC | SpaceCool | dxAC_equip | spltSEER | dxAC-Res-Split-SEER-15.0 | Any |  |  | AP50 | Proposed | MatlCost = (690 + 276 * 3 (typical Cap-Tons)) * 1.20 (contractor markup); calculated costs based on TechType_RefStor_RefrigFrz_MKT.xlsx (from Iton on 6/22/2015);
Any | dxAC-Res-Split-SEER-16.0 | Any | Any | Any | Any | Any | 2015-01-01 |  | 2010-2012_WO017_Ex_Ante_Measure_Cost_Study_-_Final_Report | DEER2016 | D16v3 | 2015-07-13 | Cap-Ton | Full |  |  | 699.23 | linked from TechID | Res | HVAC | SpaceCool | dxAC_equip | spltSEER | dxAC-Res-Split-SEER-16.0 | Any |  |  | AP50 | Proposed | MatlCost = (920 + 276 * 3 (typical Cap-Tons)) * 1.20 (contractor markup); calculated costs based on TechType_RefStor_RefrigFrz_MKT.xlsx (from Iton on 6/22/2015);
Any | dxAC-Res-Split-SEER-17.0 | Any | Any | Any | Any | Any | 2015-01-01 |  | 2010-2012_WO017_Ex_Ante_Measure_Cost_Study_-_Final_Report | DEER2016 | D16v3 | 2015-07-13 | Cap-Ton | Full |  |  | 791.36 | linked from TechID | Res | HVAC | SpaceCool | dxAC_equip | spltSEER | dxAC-Res-Split-SEER-17.0 | Any |  |  | AP50 | Proposed | MatlCost = (1150 + 276 * 3 (typical Cap-Tons)) * 1.20 (contractor markup); calculated costs based on TechType_RefStor_RefrigFrz_MKT.xlsx (from Iton on 6/22/2015);
Any | dxAC-Res-Split-SEER-18.0 | Any | Any | Any | Any | Any | 2015-01-01 |  | 2010-2012_WO017_Ex_Ante_Measure_Cost_Study_-_Final_Report | DEER2016 | D16v3 | 2015-07-13 | Cap-Ton | Full |  |  | 883.48 | linked from TechID | Res | HVAC | SpaceCool | dxAC_equip | spltSEER | dxAC-Res-Split-SEER-18.0 | Any |  |  | AP50 | Proposed | MatlCost = (1381 + 276 * 3 (typical Cap-Tons)) * 1.20 (contractor markup); calculated costs based on TechType_RefStor_RefrigFrz_MKT.xlsx (from Iton on 6/22/2015);
Any | dxHP-Com-Pkg-55to65kBTUh-SEER-14.0 | Any | Any | Any | Any | Any | 2015-01-01 |  | 2010-2012_WO017_Ex_Ante_Measure_Cost_Study_-_Final_Report | DEER2016 | D16v3 | 2015-07-13 | Cap-Ton | Full |  |  | 908.05 | linked from TechID | Com | HVAC | SpaceCool | dxAC_equip | pkgSEER | dxHP-Com-Pkg-55to65kBTUh-SEER-14.0 | Any |  |  | AP50 | Proposed | MatlCost = (2231 + 310 * 5 (typical Cap-Tons)) * 1.20 (contractor markup); calculated costs based on TechType_RefStor_RefrigFrz_MKT.xlsx (from Iton on 6/22/2015);
Any | dxHP-Com-Pkg-55to65kBTUh-SEER-15.0 | Any | Any | Any | Any | Any | 2015-01-01 |  | 2010-2012_WO017_Ex_Ante_Measure_Cost_Study_-_Final_Report | DEER2016 | D16v3 | 2015-07-13 | Cap-Ton | Full |  |  | 993.22 | linked from TechID | Com | HVAC | SpaceCool | dxAC_equip | pkgSEER | dxHP-Com-Pkg-55to65kBTUh-SEER-15.0 | Any |  |  | AP50 | Proposed | MatlCost = (2586 + 310 * 5 (typical Cap-Tons)) * 1.20 (contractor markup); calculated costs based on TechType_RefStor_RefrigFrz_MKT.xlsx (from Iton on 6/22/2015);
Any | dxHP-Com-Pkg-55to65kBTUh-SEER-16.0 | Any | Any | Any | Any | Any | 2015-01-01 |  | 2010-2012_WO017_Ex_Ante_Measure_Cost_Study_-_Final_Report | DEER2016 | D16v3 | 2015-07-13 | Cap-Ton | Full |  |  | 1078.4 | linked from TechID | Com | HVAC | SpaceCool | dxAC_equip | pkgSEER | dxHP-Com-Pkg-55to65kBTUh-SEER-16.0 | Any |  |  | AP50 | Proposed | MatlCost = (2941 + 310 * 5 (typical Cap-Tons)) * 1.20 (contractor markup); calculated costs based on TechType_RefStor_RefrigFrz_MKT.xlsx (from Iton on 6/22/2015);
Any | dxHP-Com-Pkg-55to65kBTUh-SEER-17.0 | Any | Any | Any | Any | Any | 2015-01-01 |  | 2010-2012_WO017_Ex_Ante_Measure_Cost_Study_-_Final_Report | DEER2016 | D16v3 | 2015-07-13 | Cap-Ton | Full |  |  | 1163.58 | linked from TechID | Com | HVAC | SpaceCool | dxAC_equip | pkgSEER | dxHP-Com-Pkg-55to65kBTUh-SEER-17.0 | Any |  |  | AP50 | Proposed | MatlCost = (3296 + 310 * 5 (typical Cap-Tons)) * 1.20 (contractor markup); calculated costs based on TechType_RefStor_RefrigFrz_MKT.xlsx (from Iton on 6/22/2015);
Any | dxHP-Com-Pkg-lt55kBTUh-SEER-14.0 | Any | Any | Any | Any | Any | 2015-01-01 |  | 2010-2012_WO017_Ex_Ante_Measure_Cost_Study_-_Final_Report | DEER2016 | D16v3 | 2015-07-13 | Cap-Ton | Full |  |  | 1265.06 | linked from TechID | Com | HVAC | SpaceCool | dxAC_equip | pkgSEER | dxHP-Com-Pkg-lt55kBTUh-SEER-14.0 | Any |  |  | AP50 | Proposed | MatlCost = (2231 + 310 * 3 (typical Cap-Tons)) * 1.20 (contractor markup); calculated costs based on TechType_RefStor_RefrigFrz_MKT.xlsx (from Iton on 6/22/2015);
Any | dxHP-Com-Pkg-lt55kBTUh-SEER-15.0 | Any | Any | Any | Any | Any | 2015-01-01 |  | 2010-2012_WO017_Ex_Ante_Measure_Cost_Study_-_Final_Report | DEER2016 | D16v3 | 2015-07-13 | Cap-Ton | Full |  |  | 1407.02 | linked from TechID | Com | HVAC | SpaceCool | dxAC_equip | pkgSEER | dxHP-Com-Pkg-lt55kBTUh-SEER-15.0 | Any |  |  | AP50 | Proposed | MatlCost = (2586 + 310 * 3 (typical Cap-Tons)) * 1.20 (contractor markup); calculated costs based on TechType_RefStor_RefrigFrz_MKT.xlsx (from Iton on 6/22/2015);
Any | dxHP-Com-Pkg-lt55kBTUh-SEER-16.0 | Any | Any | Any | Any | Any | 2015-01-01 |  | 2010-2012_WO017_Ex_Ante_Measure_Cost_Study_-_Final_Report | DEER2016 | D16v3 | 2015-07-13 | Cap-Ton | Full |  |  | 1548.99 | linked from TechID | Com | HVAC | SpaceCool | dxAC_equip | pkgSEER | dxHP-Com-Pkg-lt55kBTUh-SEER-16.0 | Any |  |  | AP50 | Proposed | MatlCost = (2941 + 310 * 3 (typical Cap-Tons)) * 1.20 (contractor markup); calculated costs based on TechType_RefStor_RefrigFrz_MKT.xlsx (from Iton on 6/22/2015);
Any | dxHP-Com-Pkg-lt55kBTUh-SEER-17.0 | Any | Any | Any | Any | Any | 2015-01-01 |  | 2010-2012_WO017_Ex_Ante_Measure_Cost_Study_-_Final_Report | DEER2016 | D16v3 | 2015-07-13 | Cap-Ton | Full |  |  | 1690.95 | linked from TechID | Com | HVAC | SpaceCool | dxAC_equip | pkgSEER | dxHP-Com-Pkg-lt55kBTUh-SEER-17.0 | Any |  |  | AP50 | Proposed | MatlCost = (3296 + 310 * 3 (typical Cap-Tons)) * 1.20 (contractor markup); calculated costs based on TechType_RefStor_RefrigFrz_MKT.xlsx (from Iton on 6/22/2015);
Any | dxHP-Com-Split-55to65kBTUh-SEER-14.0 | Any | Any | Any | Any | Any | 2015-01-01 |  | 2010-2012_WO017_Ex_Ante_Measure_Cost_Study_-_Final_Report | DEER2016 | D16v3 | 2015-07-13 | Cap-Ton | Full |  |  | 731.87 | linked from TechID | Com | HVAC | SpaceCool | dxAC_equip | spltSEER | dxHP-Com-Split-55to65kBTUh-SEER-14.0 | Any |  |  | AP50 | Proposed | MatlCost = (458 + 495 * 4 (typical Cap-Tons)) * 1.20 (contractor markup); calculated costs based on TechType_RefStor_RefrigFrz_MKT.xlsx (from Iton on 6/22/2015);
Any | dxHP-Com-Split-55to65kBTUh-SEER-15.0 | Any | Any | Any | Any | Any | 2015-01-01 |  | 2010-2012_WO017_Ex_Ante_Measure_Cost_Study_-_Final_Report | DEER2016 | D16v3 | 2015-07-13 | Cap-Ton | Full |  |  | 868.94 | linked from TechID | Com | HVAC | SpaceCool | dxAC_equip | spltSEER | dxHP-Com-Split-55to65kBTUh-SEER-15.0 | Any |  |  | AP50 | Proposed | MatlCost = (915 + 495 * 4 (typical Cap-Tons)) * 1.20 (contractor markup); calculated costs based on TechType_RefStor_RefrigFrz_MKT.xlsx (from Iton on 6/22/2015);
Any | dxHP-Com-Split-55to65kBTUh-SEER-16.0 | Any | Any | Any | Any | Any | 2015-01-01 |  | 2010-2012_WO017_Ex_Ante_Measure_Cost_Study_-_Final_Report | DEER2016 | D16v3 | 2015-07-13 | Cap-Ton | Full |  |  | 1006.01 | linked from TechID | Com | HVAC | SpaceCool | dxAC_equip | spltSEER | dxHP-Com-Split-55to65kBTUh-SEER-16.0 | Any |  |  | AP50 | Proposed | MatlCost = (1372 + 495 * 4 (typical Cap-Tons)) * 1.20 (contractor markup); calculated costs based on TechType_RefStor_RefrigFrz_MKT.xlsx (from Iton on 6/22/2015);
Any | dxHP-Com-Split-55to65kBTUh-SEER-17.0 | Any | Any | Any | Any | Any | 2015-01-01 |  | 2010-2012_WO017_Ex_Ante_Measure_Cost_Study_-_Final_Report | DEER2016 | D16v3 | 2015-07-13 | Cap-Ton | Full |  |  | 1143.08 | linked from TechID | Com | HVAC | SpaceCool | dxAC_equip | spltSEER | dxHP-Com-Split-55to65kBTUh-SEER-17.0 | Any |  |  | AP50 | Proposed | MatlCost = (1828 + 495 * 4 (typical Cap-Tons)) * 1.20 (contractor markup); calculated costs based on TechType_RefStor_RefrigFrz_MKT.xlsx (from Iton on 6/22/2015);
Any | dxHP-Com-Split-55to65kBTUh-SEER-18.0 | Any | Any | Any | Any | Any | 2015-01-01 |  | 2010-2012_WO017_Ex_Ante_Measure_Cost_Study_-_Final_Report | DEER2016 | D16v3 | 2015-07-13 | Cap-Ton | Full |  |  | 1280.16 | linked from TechID | Com | HVAC | SpaceCool | dxAC_equip | spltSEER | dxHP-Com-Split-55to65kBTUh-SEER-18.0 | Any |  |  | AP50 | Proposed | MatlCost = (2285 + 495 * 4 (typical Cap-Tons)) * 1.20 (contractor markup); calculated costs based on TechType_RefStor_RefrigFrz_MKT.xlsx (from Iton on 6/22/2015);
Any | dxHP-Com-Split-lt55kBTUh-SEER-14.0 | Any | Any | Any | Any | Any | 2015-01-01 |  | 2010-2012_WO017_Ex_Ante_Measure_Cost_Study_-_Final_Report | DEER2016 | D16v3 | 2015-07-13 | Cap-Ton | Full |  |  | 777.64 | linked from TechID | Com | HVAC | SpaceCool | dxAC_equip | spltSEER | dxHP-Com-Split-lt55kBTUh-SEER-14.0 | Any |  |  | AP50 | Proposed | MatlCost = (458 + 495 * 3 (typical Cap-Tons)) * 1.20 (contractor markup); calculated costs based on TechType_RefStor_RefrigFrz_MKT.xlsx (from Iton on 6/22/2015);
Any | dxHP-Com-Split-lt55kBTUh-SEER-15.0 | Any | Any | Any | Any | Any | 2015-01-01 |  | 2010-2012_WO017_Ex_Ante_Measure_Cost_Study_-_Final_Report | DEER2016 | D16v3 | 2015-07-13 | Cap-Ton | Full |  |  | 960.4 | linked from TechID | Com | HVAC | SpaceCool | dxAC_equip | spltSEER | dxHP-Com-Split-lt55kBTUh-SEER-15.0 | Any |  |  | AP50 | Proposed | MatlCost = (915 + 495 * 3 (typical Cap-Tons)) * 1.20 (contractor markup); calculated costs based on TechType_RefStor_RefrigFrz_MKT.xlsx (from Iton on 6/22/2015);
Any | dxHP-Com-Split-lt55kBTUh-SEER-16.0 | Any | Any | Any | Any | Any | 2015-01-01 |  | 2010-2012_WO017_Ex_Ante_Measure_Cost_Study_-_Final_Report | DEER2016 | D16v3 | 2015-07-13 | Cap-Ton | Full |  |  | 1143.16 | linked from TechID | Com | HVAC | SpaceCool | dxAC_equip | spltSEER | dxHP-Com-Split-lt55kBTUh-SEER-16.0 | Any |  |  | AP50 | Proposed | MatlCost = (1372 + 495 * 3 (typical Cap-Tons)) * 1.20 (contractor markup); calculated costs based on TechType_RefStor_RefrigFrz_MKT.xlsx (from Iton on 6/22/2015);
Any | dxHP-Com-Split-lt55kBTUh-SEER-17.0 | Any | Any | Any | Any | Any | 2015-01-01 |  | 2010-2012_WO017_Ex_Ante_Measure_Cost_Study_-_Final_Report | DEER2016 | D16v3 | 2015-07-13 | Cap-Ton | Full |  |  | 1325.93 | linked from TechID | Com | HVAC | SpaceCool | dxAC_equip | spltSEER | dxHP-Com-Split-lt55kBTUh-SEER-17.0 | Any |  |  | AP50 | Proposed | MatlCost = (1828 + 495 * 3 (typical Cap-Tons)) * 1.20 (contractor markup); calculated costs based on TechType_RefStor_RefrigFrz_MKT.xlsx (from Iton on 6/22/2015);
Any | dxHP-Com-Split-lt55kBTUh-SEER-18.0 | Any | Any | Any | Any | Any | 2015-01-01 |  | 2010-2012_WO017_Ex_Ante_Measure_Cost_Study_-_Final_Report | DEER2016 | D16v3 | 2015-07-13 | Cap-Ton | Full |  |  | 1508.69 | linked from TechID | Com | HVAC | SpaceCool | dxAC_equip | spltSEER | dxHP-Com-Split-lt55kBTUh-SEER-18.0 | Any |  |  | AP50 | Proposed | MatlCost = (2285 + 495 * 3 (typical Cap-Tons)) * 1.20 (contractor markup); calculated costs based on TechType_RefStor_RefrigFrz_MKT.xlsx (from Iton on 6/22/2015);
Any | dxHP-Res-Split-SEER-14.0 | Any | Any | Any | Any | Any | 2015-01-01 |  | 2010-2012_WO017_Ex_Ante_Measure_Cost_Study_-_Final_Report | DEER2016 | D16v3 | 2015-07-13 | Cap-Ton | Full |  |  | 777.64 | linked from TechID | Res | HVAC | SpaceCool | dxAC_equip | spltSEER | dxHP-Res-Split-SEER-14.0 | Any |  |  | AP50 | Proposed | MatlCost = (458 + 495 * 3 (typical Cap-Tons)) * 1.20 (contractor markup); calculated costs based on TechType_RefStor_RefrigFrz_MKT.xlsx (from Iton on 6/22/2015);
Any | dxHP-Res-Split-SEER-15.0 | Any | Any | Any | Any | Any | 2015-01-01 |  | 2010-2012_WO017_Ex_Ante_Measure_Cost_Study_-_Final_Report | DEER2016 | D16v3 | 2015-07-13 | Cap-Ton | Full |  |  | 960.4 | linked from TechID | Res | HVAC | SpaceCool | dxAC_equip | spltSEER | dxHP-Res-Split-SEER-15.0 | Any |  |  | AP50 | Proposed | MatlCost = (915 + 495 * 3 (typical Cap-Tons)) * 1.20 (contractor markup); calculated costs based on TechType_RefStor_RefrigFrz_MKT.xlsx (from Iton on 6/22/2015);
Any | dxHP-Res-Split-SEER-16.0 | Any | Any | Any | Any | Any | 2015-01-01 |  | 2010-2012_WO017_Ex_Ante_Measure_Cost_Study_-_Final_Report | DEER2016 | D16v3 | 2015-07-13 | Cap-Ton | Full |  |  | 1143.16 | linked from TechID | Res | HVAC | SpaceCool | dxAC_equip | spltSEER | dxHP-Res-Split-SEER-16.0 | Any |  |  | AP50 | Proposed | MatlCost = (1372 + 495 * 3 (typical Cap-Tons)) * 1.20 (contractor markup); calculated costs based on TechType_RefStor_RefrigFrz_MKT.xlsx (from Iton on 6/22/2015);
Any | dxHP-Res-Split-SEER-17.0 | Any | Any | Any | Any | Any | 2015-01-01 |  | 2010-2012_WO017_Ex_Ante_Measure_Cost_Study_-_Final_Report | DEER2016 | D16v3 | 2015-07-13 | Cap-Ton | Full |  |  | 1325.93 | linked from TechID | Res | HVAC | SpaceCool | dxAC_equip | spltSEER | dxHP-Res-Split-SEER-17.0 | Any |  |  | AP50 | Proposed | MatlCost = (1828 + 495 * 3 (typical Cap-Tons)) * 1.20 (contractor markup); calculated costs based on TechType_RefStor_RefrigFrz_MKT.xlsx (from Iton on 6/22/2015);
Any | dxHP-Res-Split-SEER-18.0 | Any | Any | Any | Any | Any | 2015-01-01 |  | 2010-2012_WO017_Ex_Ante_Measure_Cost_Study_-_Final_Report | DEER2016 | D16v3 | 2015-07-13 | Cap-Ton | Full |  |  | 1508.69 | linked from TechID | Res | HVAC | SpaceCool | dxAC_equip | spltSEER | dxHP-Res-Split-SEER-18.0 | Any |  |  | AP50 | Proposed | MatlCost = (2285 + 495 * 3 (typical Cap-Tons)) * 1.20 (contractor markup); calculated costs based on TechType_RefStor_RefrigFrz_MKT.xlsx (from Iton on 6/22/2015);
Any | Gar-LEDFixt-CM-Ext(113w) | Any | Any | Any | Any | Any | 2018-01-01 | 2019-03-31 | WPSDGENRLG0181-5 | ExAnte2018 | Disposition | 2018-05-11 22:39 | Fixture | Full | 0 | 0 | 33 | LED Fixture: Ceiling-Mounted, Exterior rated, 113 Watts | Com | Lighting | OutGen | Ltg_Fixture | LED_fixt |  | Any |  |  | None | Available | Per disposition, only allowed for ROB/NR/NC MeasAppType
Any | Gar-LEDFixt-CM-Ext(38w) | Any | Any | Any | Any | Any | 2018-01-01 | 2019-03-31 | WPSDGENRLG0181-5 | ExAnte2018 | Disposition | 2018-05-11 22:39 | Fixture | Full | 0 | 0 | 16.5 | LED Fixture: Ceiling-Mounted, Exterior rated, 38 Watts | Com | Lighting | OutGen | Ltg_Fixture | LED_fixt |  | Any |  |  | None | Available | Per disposition, only allowed for ROB/NR/NC MeasAppType
Any | Gar-LEDFixt-CM-Ext(56w) | Any | Any | Any | Any | Any | 2018-01-01 | 2019-03-31 | 2018OutdoorLightingPhase1DispositionUpdate | ExAnte2018 | Disposition | 2018-05-11 22:39 | Fixture | Incremental | 0 | 0 | 22 | LED Fixture: Ceiling-Mounted, Exterior rated, 56 Watts | Com | Lighting | OutGen | Ltg_Fixture | LED_fixt |  | Any |  |  | None | Available | Per disposition, only allowed for ROB/NR/NC MeasAppType
Any | Gar-LEDFixt-CM-Ext(88w) | Any | Any | Any | Any | Any | 2018-01-01 | 2019-03-31 | WPSDGENRLG0181-5 | ExAnte2018 | Disposition | 2018-05-11 22:39 | Fixture | Full | 0 | 0 | 27.5 | LED Fixture: Ceiling-Mounted, Exterior rated, 88 Watts | Com | Lighting | OutGen | Ltg_Fixture | LED_fixt |  | Any |  |  | None | Available | Per disposition, only allowed for ROB/NR/NC MeasAppType
SDG | IT14-Com-RefrigCharge-wtd-FULL | None | Any | Any | Any |  | 2013-01-01 |  | IT14-Com-RefrigCharge-wtd | ExAnte2014 | IOU workpaper | 2015-03-19 | Cap-Tons | Full | 48.37 |  |  |  | NonRes | HVAC | SpaceCool | dxAC_equip | pkgSEER |  | Any
Any | LEDFixt(112.99w) | None | Any | Any | IOU | Any | 2018-04-01 | 2019-03-31 | WPSDGENRLG0080-4 | ExAnte2018 | Disposition | 2018-05-11 22:39 | Fixture | Full | 0 | 0 | 38.5 | LED High/Low Bay: >=130 LPW, 82 to <113 W | Com | Lighting | InGen-HB | Ltg_Fixture | LED_fixt |  | Any |  |  | None | Available | Per disposition, only allowed for ROB/NR/NC MeasAppType
Any | LEDFixt(124.99w) | None | Any | Any | IOU | Any | 2018-04-01 | 2019-03-31 | WPSDGENRLG0080-4 | ExAnte2018 | Disposition | 2018-05-11 22:39 | Fixture | Full | 0 | 0 | 23.33 | LED High/Low Bay: 120 LPW to <130 LPW, 90 to <125 W | Com | Lighting | InGen-HB | Ltg_Fixture | LED_fixt |  | Any |  |  | None | Available | Per disposition, only allowed for ROB/NR/NC MeasAppType
Any | LEDFixt(139.99w) | None | Any | Any | IOU | Any | 2018-04-01 | 2019-03-31 | WPSDGENRLG0080-4 | ExAnte2018 | Disposition | 2018-05-11 22:39 | Fixture | Full | 0 | 0 | 44 | LED High/Low Bay: >=130 LPW, 113 to <140 W | Com | Lighting | InGen-HB | Ltg_Fixture | LED_fixt |  | Any |  |  | None | Available | Per disposition, only allowed for ROB/NR/NC MeasAppType
Any | LEDFixt(152.99w) | None | Any | Any | IOU | Any | 2018-04-01 | 2019-03-31 | WPSDGENRLG0080-4 | ExAnte2018 | Disposition | 2018-05-11 22:39 | Fixture | Full | 0 | 0 | 26.67 | LED High/Low Bay: 120 LPW to <130 LPW, 125 to <153 W | Com | Lighting | InGen-HB | Ltg_Fixture | LED_fixt |  | Any |  |  | None | Available | Per disposition, only allowed for ROB/NR/NC MeasAppType
Any | LEDFixt(173.99w) | None | Any | Any | IOU | Any | 2018-04-01 | 2019-03-31 | WPSDGENRLG0080-4 | ExAnte2018 | Disposition | 2018-05-11 22:39 | Fixture | Full | 0 | 0 | 49.5 | LED High/Low Bay: >=135 LPW, 140 to <174 W | Com | Lighting | InGen-HB | Ltg_Fixture | LED_fixt |  | Any |  |  | None | Available | Per disposition, only allowed for ROB/NR/NC MeasAppType
Any | LEDFixt(186.99w) | None | Any | Any | IOU | Any | 2018-04-01 | 2019-03-31 | WPSDGENRLG0080-4 | ExAnte2018 | Disposition | 2018-05-11 22:39 | Fixture | Full | 0 | 0 | 30 | LED High/Low Bay: 125 LPW to <135 LPW, 153 to <187 W | Com | Lighting | InGen-HB | Ltg_Fixture | LED_fixt |  | Any |  |  | None | Available | Per disposition, only allowed for ROB/NR/NC MeasAppType
Any | LEDFixt(193.99w) | None | Any | Any | IOU | Any | 2018-04-01 | 2019-03-31 | WPSDGENRLG0080-4 | ExAnte2018 | Disposition | 2018-05-11 22:39 | Fixture | Full | 0 | 0 | 55 | LED High/Low Bay: >=135 LPW, 174 to <194 W | Com | Lighting | InGen-HB | Ltg_Fixture | LED_fixt |  | Any |  |  | None | Available | Per disposition, only allowed for ROB/NR/NC MeasAppType
Any | LEDFixt(211.99w) | None | Any | Any | IOU | Any | 2018-04-01 | 2019-03-31 | WPSDGENRLG0080-4 | ExAnte2018 | Disposition | 2018-05-11 22:39 | Fixture | Full | 0 | 0 | 33.33 | LED High/Low Bay: 125 LPW to <135 LPW, 187 to <212 W | Com | Lighting | InGen-HB | Ltg_Fixture | LED_fixt |  | Any |  |  | None | Available | Per disposition, only allowed for ROB/NR/NC MeasAppType
Any | LEDFixt(226.99w) | None | Any | Any | IOU | Any | 2018-04-01 | 2019-03-31 | WPSDGENRLG0080-4 | ExAnte2018 | Disposition | 2018-05-11 22:39 | Fixture | Full | 0 | 0 | 60.5 | LED High/Low Bay: >=135 LPW, 194 to <227 W | Com | Lighting | InGen-HB | Ltg_Fixture | LED_fixt |  | Any |  |  | None | Available | Per disposition, only allowed for ROB/NR/NC MeasAppType
Any | LEDFixt(245.99w) | None | Any | Any | IOU | Any | 2018-04-01 | 2019-03-31 | WPSDGENRLG0080-4 | ExAnte2018 | Disposition | 2018-05-11 22:39 | Fixture | Full | 0 | 0 | 36.67 | LED High/Low Bay: 125 LPW to <135 LPW, 212 to <246 W | Com | Lighting | InGen-HB | Ltg_Fixture | LED_fixt |  | Any |  |  | None | Available | Per disposition, only allowed for ROB/NR/NC MeasAppType
Any | LEDFixt(261.99w) | None | Any | Any | IOU | Any | 2018-04-01 | 2019-03-31 | WPSDGENRLG0080-4 | ExAnte2018 | Disposition | 2018-05-11 22:39 | Fixture | Full | 0 | 0 | 66 | LED High/Low Bay: >=135 LPW, 227 to <262 W | Com | Lighting | InGen-HB | Ltg_Fixture | LED_fixt |  | Any |  |  | None | Available | Per disposition, only allowed for ROB/NR/NC MeasAppType
Any | LEDFixt(282.99w) | None | Any | Any | IOU | Any | 2018-04-01 | 2019-03-31 | WPSDGENRLG0080-4 | ExAnte2018 | Disposition | 2018-05-11 22:39 | Fixture | Full | 0 | 0 | 40 | LED High/Low Bay: 125 LPW to <135 LPW, 246 to <283 W | Com | Lighting | InGen-HB | Ltg_Fixture | LED_fixt |  | Any |  |  | None | Available | Per disposition, only allowed for ROB/NR/NC MeasAppType
Any | LEDFixt(41.99w) | None | Any | Any | IOU | Any | 2018-04-01 | 2019-03-31 | WPSDGENRLG0080-4 | ExAnte2018 | Disposition | 2018-05-11 22:39 | Fixture | Full | 0 | 0 | 22 | LED High/Low Bay: >=130 LPW, 0 to <42 W | Com | Lighting | InGen-HB | Ltg_Fixture | LED_fixt |  | Any |  |  | None | Available | Per disposition, only allowed for ROB/NR/NC MeasAppType
Any | LEDFixt(47.99w) | None | Any | Any | IOU | Any | 2018-04-01 | 2019-03-31 | WPSDGENRLG0080-4 | ExAnte2018 | Disposition | 2018-05-11 22:39 | Fixture | Full | 0 | 0 | 13.33 | LED High/Low Bay: 110 LPW to <130 LPW, 0 to <48 W | Com | Lighting | InGen-HB | Ltg_Fixture | LED_fixt |  | Any |  |  | None | Available | Per disposition, only allowed for ROB/NR/NC MeasAppType
Any | LEDFixt(59.99w) | None | Any | Any | IOU | Any | 2018-04-01 | 2019-03-31 | WPSDGENRLG0080-4 | ExAnte2018 | Disposition | 2018-05-11 22:39 | Fixture | Full | 0 | 0 | 27.5 | LED High/Low Bay: >=130 LPW, 42 to <60 W | Com | Lighting | InGen-HB | Ltg_Fixture | LED_fixt |  | Any |  |  | None | Available | Per disposition, only allowed for ROB/NR/NC MeasAppType
Any | LEDFixt(70.99w) | None | Any | Any | IOU | Any | 2018-04-01 | 2019-03-31 | WPSDGENRLG0080-4 | ExAnte2018 | Disposition | 2018-05-11 22:39 | Fixture | Full | 0 | 0 | 16.67 | LED High/Low Bay: 110 LPW to <130 LPW, 48 to <71 W | Com | Lighting | InGen-HB | Ltg_Fixture | LED_fixt |  | Any |  |  | None | Available | Per disposition, only allowed for ROB/NR/NC MeasAppType
Any | LEDFixt(81.99w) | None | Any | Any | IOU | Any | 2018-04-01 | 2019-03-31 | WPSDGENRLG0080-4 | ExAnte2018 | Disposition | 2018-05-11 22:39 | Fixture | Full | 0 | 0 | 33 | LED High/Low Bay: >=130 LPW, 60 to <82 W | Com | Lighting | InGen-HB | Ltg_Fixture | LED_fixt |  | Any |  |  | None | Available | Per disposition, only allowed for ROB/NR/NC MeasAppType
Any | LEDFixt(89.99w) | None | Any | Any | IOU | Any | 2018-04-01 | 2019-03-31 | WPSDGENRLG0080-4 | ExAnte2018 | Disposition | 2018-05-11 22:39 | Fixture | Full | 0 | 0 | 20 | LED High/Low Bay: 110 LPW to <130 LPW, 71 to <90 W | Com | Lighting | InGen-HB | Ltg_Fixture | LED_fixt |  | Any |  |  | None | Available | Per disposition, only allowed for ROB/NR/NC MeasAppType
Any | LEDFixt-WM-Ext(126w) | Any | Any | Any | Any | Any | 2018-01-01 | 2019-03-31 | WPSDGENRLG0181-5 | ExAnte2018 | Disposition | 2018-05-11 22:39 | Fixture | Full | 0 | 0 | 66 | LED Fixture: Wall-Mounted, Exterior rated, 126 Watts | Com | Lighting | OutGen | Ltg_Fixture | LED_fixt |  | Any |  |  | None | Available | Per disposition, only allowed for ROB/NR/NC MeasAppType
Any | LEDFixt-WM-Ext(203w) | Any | Any | Any | Any | Any | 2018-01-01 | 2019-03-31 | WPSDGENRLG0181-5 | ExAnte2018 | Disposition | 2018-05-11 22:39 | Fixture | Full | 0 | 0 | 77 | LED Fixture: Wall-Mounted, Exterior rated, 203 Watts | Com | Lighting | OutGen | Ltg_Fixture | LED_fixt |  | Any |  |  | None | Available | Per disposition, only allowed for ROB/NR/NC MeasAppType
Any | LEDFixt-WM-Ext(337w) | Any | Any | Any | Any | Any | 2018-01-01 | 2019-03-31 | WPSDGENRLG0181-5 | ExAnte2018 | Disposition | 2018-05-11 22:39 | Fixture | Full | 0 | 0 | 99 | LED Fixture: Wall-Mounted, Exterior rated, 337 Watts | Com | Lighting | OutGen | Ltg_Fixture | LED_fixt |  | Any |  |  | None | Available | Per disposition, only allowed for ROB/NR/NC MeasAppType
Any | LEDFixt-WM-Ext(493w) | Any | Any | Any | Any | Any | 2018-01-01 | 2019-03-31 | WPSDGENRLG0181-5 | ExAnte2018 | Disposition | 2018-05-11 22:39 | Fixture | Full | 0 | 0 | 115.5 | LED Fixture: Wall-Mounted, Exterior rated, 493 Watts | Com | Lighting | OutGen | Ltg_Fixture | LED_fixt |  | Any |  |  | None | Available | Per disposition, only allowed for ROB/NR/NC MeasAppType
Any | LEDFixt-WM-Ext(58w) | Any | Any | Any | Any | Any | 2018-01-01 | 2019-03-31 | WPSDGENRLG0181-5 | ExAnte2018 | Disposition | 2018-05-11 22:39 | Fixture | Full | 0 | 0 | 38.5 | LED Fixture: Wall-Mounted, Exterior rated, 58 Watts | Com | Lighting | OutGen | Ltg_Fixture | LED_fixt |  | Any |  |  | None | Available | Per disposition, only allowed for ROB/NR/NC MeasAppType
Any | LEDFixt-WM-Ext(78w) | Any | Any | Any | Any | Any | 2018-01-01 | 2019-03-31 | WPSDGENRLG0181-5 | ExAnte2018 | Disposition | 2018-05-11 22:39 | Fixture | Full | 0 | 0 | 44 | LED Fixture: Wall-Mounted, Exterior rated, 78 Watts | Com | Lighting | OutGen | Ltg_Fixture | LED_fixt |  | Any |  |  | None | Available | Per disposition, only allowed for ROB/NR/NC MeasAppType
Any | LEDFixt-WM-Ext(97w) | Any | Any | Any | Any | Any | 2018-01-01 | 2019-03-31 | WPSDGENRLG0181-5 | ExAnte2018 | Disposition | 2018-05-11 22:39 | Fixture | Full | 0 | 0 | 49.5 | LED Fixture: Wall-Mounted, Exterior rated, 97 Watts | Com | Lighting | OutGen | Ltg_Fixture | LED_fixt |  | Any |  |  | None | Available | Per disposition, only allowed for ROB/NR/NC MeasAppType
Any | LEDFixt-WM-Ext-1(25w) | Any | Any | Any | Any | Any | 2018-01-01 | 2019-03-31 | WPSDGENRLG0181-5 | ExAnte2018 | Disposition | 2018-05-11 22:39 | Fixture | Full | 0 | 0 | 27.5 | LED Fixture: Wall-Mounted, Exterior rated, 25 Watts | Com | Lighting | OutGen | Ltg_Fixture | LED_fixt |  | Any |  |  | None | Available | Per disposition, only allowed for ROB/NR/NC MeasAppType
Any | LEDFixt-WM-Ext-1(39w) | Any | Any | Any | Any | Any | 2018-01-01 | 2019-03-31 | WPSDGENRLG0181-5 | ExAnte2018 | Disposition | 2018-05-11 22:39 | Fixture | Full | 0 | 0 | 33 | LED Fixture: Wall-Mounted, Exterior rated, 39 Watts | Com | Lighting | OutGen | Ltg_Fixture | LED_fixt |  | Any |  |  | None | Available | Per disposition, only allowed for ROB/NR/NC MeasAppType
Any | RdAr-LEDFixt-PM-Ext(107w) | Any | Any | Any | Any | Any | 2018-01-01 | 2019-03-31 | WPSDGENRLG0181-5 | ExAnte2018 | Disposition | 2018-05-11 22:39 | Fixture | Full | 0 | 0 | 49.5 | LED Fixture: Pole-Mounted, Exterior rated, 107 Watts | Com | Lighting | OutGen | Ltg_Fixture | LED_fixt |  | Any |  |  | None | Available | Per disposition, only allowed for ROB/NR/NC MeasAppType
Any | RdAr-LEDFixt-PM-Ext(146w) | Any | Any | Any | Any | Any | 2018-01-01 | 2019-03-31 | WPSDGENRLG0181-5 | ExAnte2018 | Disposition | 2018-05-11 22:39 | Fixture | Full | 0 | 0 | 60.5 | LED Fixture: Pole-Mounted, Exterior rated, 146 Watts | Com | Lighting | OutGen | Ltg_Fixture | LED_fixt |  | Any |  |  | None | Available | Per disposition, only allowed for ROB/NR/NC MeasAppType
Any | RdAr-LEDFixt-PM-Ext(235w) | Any | Any | Any | Any | Any | 2018-01-01 | 2019-03-31 | WPSDGENRLG0181-5 | ExAnte2018 | Disposition | 2018-05-11 22:39 | Fixture | Full | 0 | 0 | 66 | LED Fixture: Pole-Mounted, Exterior rated, 235 Watts | Com | Lighting | OutGen | Ltg_Fixture | LED_fixt |  | Any |  |  | None | Available | Per disposition, only allowed for ROB/NR/NC MeasAppType
Any | RdAr-LEDFixt-PM-Ext(29w) | Any | Any | Any | Any | Any | 2018-01-01 | 2019-03-31 | WPSDGENRLG0181-5 | ExAnte2018 | Disposition | 2018-05-11 22:39 | Fixture | Full | 0 | 0 | 27.5 | LED Fixture: Pole-Mounted, Exterior rated, 29 Watts | Com | Lighting | OutGen | Ltg_Fixture | LED_fixt |  | Any |  |  | None | Available | Per disposition, only allowed for ROB/NR/NC MeasAppType
Any | RdAr-LEDFixt-PM-Ext(390w) | Any | Any | Any | Any | Any | 2018-01-01 | 2019-03-31 | WPSDGENRLG0181-5 | ExAnte2018 | Disposition | 2018-05-11 22:39 | Fixture | Full | 0 | 0 | 71.5 | LED Fixture: Pole-Mounted, Exterior rated, 390 Watts | Com | Lighting | OutGen | Ltg_Fixture | LED_fixt |  | Any |  |  | None | Available | Per disposition, only allowed for ROB/NR/NC MeasAppType
Any | RdAr-LEDFixt-PM-Ext(45w) | Any | Any | Any | Any | Any | 2018-01-01 | 2019-03-31 | WPSDGENRLG0181-5 | ExAnte2018 | Disposition | 2018-05-11 22:39 | Fixture | Full | 0 | 0 | 33 | LED Fixture: Pole-Mounted, Exterior rated, 45 Watts | Com | Lighting | OutGen | Ltg_Fixture | LED_fixt |  | Any |  |  | None | Available | Per disposition, only allowed for ROB/NR/NC MeasAppType
Any | RdAr-LEDFixt-PM-Ext(571w) | Any | Any | Any | Any | Any | 2018-01-01 | 2019-03-31 | WPSDGENRLG0181-5 | ExAnte2018 | Disposition | 2018-05-11 22:39 | Fixture | Full | 0 | 0 | 77 | LED Fixture: Pole-Mounted, Exterior rated, 571 Watts | Com | Lighting | OutGen | Ltg_Fixture | LED_fixt |  | Any |  |  | None | Available | Per disposition, only allowed for ROB/NR/NC MeasAppType
Any | RdAr-LEDFixt-PM-Ext-1(68w) | Any | Any | Any | Any | Any | 2018-01-01 | 2019-03-31 | WPSDGENRLG0181-5 | ExAnte2018 | Disposition | 2018-05-11 22:39 | Fixture | Full | 0 | 0 | 38.5 | LED Fixture: Pole-Mounted, Exterior rated, 68 Watts | Com | Lighting | OutGen | Ltg_Fixture | LED_fixt |  | Any |  |  | None | Available | Per disposition, only allowed for ROB/NR/NC MeasAppType
Any | RdAr-LEDFixt-PM-Ext-1(90w) | Any | Any | Any | Any | Any | 2018-01-01 | 2019-03-31 | WPSDGENRLG0181-5 | ExAnte2018 | Disposition | 2018-05-11 22:39 | Fixture | Full | 0 | 0 | 44 | LED Fixture: Pole-Mounted, Exterior rated, 90 Watts | Com | Lighting | OutGen | Ltg_Fixture | LED_fixt |  | Any |  |  | None | Available | Per disposition, only allowed for ROB/NR/NC MeasAppType
Any | RefgFrz-Wtd-Code | Any | Any | Any | Any | Any | 2015-01-01 |  | 2010-2012_WO017_Ex_Ante_Measure_Cost_Study_-_Final_Report | DEER2016 | D16v3 | 2015-06-22 | Each | Full |  |  | 1012.64 | linked from TechID | Res | AppPlug | Refrig | Ref_Storage | RefrigFrz | RefgFrz-Wtd-Code | Any |  |  | AP50 | Proposed | based on TechType_RefStor_RefrigFrz_MKT.xlsx (from Iton on 6/22/2015); material costs only
Any | RefgFrz-Wtd-Tier1 | Any | Any | Any | Any | Any | 2015-01-01 |  | 2010-2012_WO017_Ex_Ante_Measure_Cost_Study_-_Final_Report | DEER2016 | D16v3 | 2015-06-22 | Each | Full |  |  | 1038.07 | linked from TechID | Res | AppPlug | Refrig | Ref_Storage | RefrigFrz | RefgFrz-Wtd-Tier1 | Any |  |  | AP50 | Proposed | based on TechType_RefStor_RefrigFrz_MKT.xlsx (from Iton on 6/22/2015); material costs only
SDG | Res-GasFurnace-AFUE80-noVS_WO17SDG | None | Any | Any | Any | Any | 2013-01-01 |  |  | ExAnte2016 |  | 2016-10-20 | Cap-kBTUh | Full | 9.2 | [9 empty] | Any
SDG | Res-GasFurnace-AFUE92-noVS_WO17SDG | None | Any | Any | Any | Any | 2013-01-01 |  |  | ExAnte2016 |  | 2016-10-20 | Cap-kBTUh | Full | 13.38 | [9 empty] | Any
SDG | Res-GasFurnace-AFUE95-noVS_WO17SDG | None | Any | Any | Any | Any | 2013-01-01 |  |  | ExAnte2016 |  | 2016-10-20 | Cap-kBTUh | Full | 14.42 | [9 empty] | Any
SDG | Res-GasFurnace-AFUE96-noVS_WO17SDG | None | Any | Any | Any | Any | 2013-01-01 |  |  | ExAnte2016 |  | 2016-10-20 | Cap-kBTUh | Full | 14.77 | [9 empty] | Any
SDG | Res-GasFurnace-AFUE97-noVS_WO17SDG | None | Any | Any | Any | Any | 2013-01-01 |  |  | ExAnte2016 |  | 2016-10-20 | Cap-kBTUh | Full | 15.12 | [9 empty] | Any
SDG | SDG-1SpdPoolPumpMF | None | Any | Any | Any | Any | 2018-01-01 |  | WPSDGEREWP0002-8 | ExAnte2018 | IOU workpaper | 2017-12-26 18:22 | Each | Full |  | 613.59 | 606.84 | Commissioned Multi-Family Residential VFD Swimming Pool Pump Single Speed |  | Recreate | Pool | PoolSpa_eq | PoolPump |  | Any
SDG | SDG-1SpdPoolPumpSF | None | Any | Any | Any | Any | 2018-01-01 |  | WPSDGEREWP0002-8 | ExAnte2018 | IOU workpaper |  | Each | Full |  | 613.59 | 385.9 | Non-Commissioned (self-install) Single-family Residential VFD Swimming Pool Pump Single Speed |  | Recreate | Pool | PoolSpa_eq | PoolPump |  | Any
SDG | SDG-2SpdPoolPumpMF | None | Any | Any | Any | Any | 2018-01-01 |  | WPSDGEREWP0002-8 | ExAnte2018 | IOU workpaper |  | Each | Full |  | 613.59 | 812.18 | Commissioned Multi-Family Residential VFD Swimming WADING Pool Pump Two Speed |  | Recreate | Pool | PoolSpa_eq | PoolPump |  | Any
SDG | SDG-2SpdPoolPumpSF | None | Any | Any | Any | Any | 2018-01-01 |  | WPSDGEREWP0002-8 | ExAnte2018 | IOU workpaper | 2017-12-26 18:18 | Each | Full |  | 613.59 | 591.24 | Non-Commissioned (self-install) Single-family Residential VFD Swimming Pool Pump |  | Recreate | Pool | PoolSpa_eq | PoolPump |  | Any
Any | SDG-Agr-GHC-mHtCrtn-FULL | None | Any | Any | Any | Any | 2019-01-01 |  | WPSDGENRAG0003-0 | ExAnte2019 | WPSDGENRAG0003-0 |  | Sqft | Full |  | 0.2 | 0.59 | Heat curtain installed in greenhouse with Energy Savings rating of greater than 40% | NonRes | BldgEnv | Fenestration | Fenest | ThermCurtain |  | Any |  |  |  | Proposed | General Cost includes labor and material per sq.ft.
SDG | SDG-AirFlowAdjRes | None | Any | Any | Any | Any | 2018-01-01 | 2018-12-31 | WPSDGEREHC0032-1 | ExAnte2018 | IOU workpaper | 2017-12-31 08:53 | Cap-Tons | Full | 2.29 |  |  | Airflow Correction |  | HVAC | SpaceCool | dxAC_equip | spltSEER |  | Any
SDG | SDG-AirFlowAdjRes | None | Any | Any | Any | Any | 2019-01-01 |  | WPSDGEREHC0032-1 | ExAnte2018 | IOU workpaper |  | Cap-Tons | Full | 107.03 |  |  | Airflow Correction |  | HVAC | SpaceCool | dxAC_equip | spltSEER |  | Any
SDG | SDG-ClgInsModIncome | None | Any | Any | Any | Any | 2018-01-01 |  | WPSDGEREHC1066-0 | ExAnte2018 | IOU workpaper | 2017-12-22 14:28 | Area-ft2 | Full | 1.53 |  |  | M09: R19-R38 Attic Insulation |  | HVAC | SpaceCool | dxAC_equip | spltSEER |  | Any
SDG | SDG-CondCoilCleanRes | None | Any | Any | Any | Any | 2019-01-01 |  | WPSDGERERN001-4 | ExAnte2019 | IOU workpaper |  | Cap-Tons | Full | 37.54 |  |  | Condenser Coil Cleaning (DEER 2018) |  | HVAC | SpaceCool | dxAC_equip | spltSEER |  | Any
SDG | SDG-CtrlGs-AFUE-80 | None | Any | Any | Any | Any | 2017-01-01 |  | WPSDGEREHC1063-0 | ExAnte2017 | IOU workpaper | 2017-12-29 12:30 | Cap-kBTUh | Full | 12 |  |  | Furnace - Energy Star Central Gas (AFUE =97%) SFm |  | HVAC | SpaceHeat | SpaceHtg_eq | GasFurnace |  | Any
SDG | SDG-DHW-FaucetAerator | None | Any | Any | Any | Any | 2017-01-01 |  | WPSDGEREWH1012-2 | ExAnte2018 | IOU workpaper | 2017-12-31 09:02 | Each | Full | 15.01 |  |  | Kitchen Faucet Aerator (1.5gpm) - Both Electric and Gas |  | SHW | Distribute | WaterFixt | FaucetAer |  | Any
SDG | SDG-DHW-FaucetAerLowFlow-Com | None | Any | Any | Any | Any | 2018-01-01 |  | WPSDGENRWH0014-0 | ExAnte2018 | IOU workpaper | 2017-12-29 17:29 | Fixture | Full | 7.17 |  |  | Public Lavatory Faucet Aerator for Commercial Buildings with 1.0 GPM Flow Rate |  | SHW | Distribute | WaterFixt | FlowRestrict |  | Any
SDG | SDG-DuctSeatRes | None | Any | Any | Any | Any | 2018-01-01 | 2018-12-31 | WPSDGEREHC1067-0 | ExAnte2017 | IOU workpaper | 2017-12-31 08:55 | Cap-Tons | Full | 76.34 |  |  | Residential: Duct Sealing (Total Leakage Reduced from High (25/24%) to Low (15/12%) |  | HVAC | VentAirDist | HV_AirDist | DuctLeak |  | Any
SDG | SDG-DuctSeatRes | None | Any | Any | Any | Any | 2019-01-01 |  | WPSDGEREHC1067-0 | ExAnte2017 | IOU workpaper |  | Cap-Tons | Full | 89.56 |  |  | Residential: Duct Sealing (Total Leakage Reduced from High (25/24%) to Low (15/12%) |  | HVAC | VentAirDist | HV_AirDist | DuctLeak |  | Any
SDG | SDG-ESCtrlGs-AFUE-92 | None | Any | Any | Any | Any | 2017-01-01 |  | WPSDGEREHC1063-0 | ExAnte2017 | IOU workpaper | 2017-12-29 12:27 | Cap-kBTUh | Full | 14.06 |  |  | Furnace - Energy Star Central Gas (AFUE =92%) SFm |  | HVAC | SpaceHeat | SpaceHtg_eq | GasFurnace |  | Any
SDG | SDG-ESCtrlGs-AFUE-95 | None | Any | Any | Any | Any | 2017-01-01 |  | WPSDGEREHC1063-0 | ExAnte2017 | IOU workpaper | 2017-12-29 12:28 | Cap-kBTUh | Full | 18.91 |  |  | Furnace - Energy Star Central Gas (AFUE =95%) SFm |  | HVAC | SpaceHeat | SpaceHtg_eq | GasFurnace |  | Any
SDG | SDG-ESCtrlGs-AFUE-96 | None | Any | Any | Any | Any | 2017-01-01 |  | WPSDGEREHC1063-0 | ExAnte2017 | IOU workpaper | 2017-12-29 12:29 | Cap-kBTUh | Full | 23.88 |  |  | Furnace - Energy Star Central Gas (AFUE =96%) SFm |  | HVAC | SpaceHeat | SpaceHtg_eq | GasFurnace |  | Any
SDG | SDG-ESCtrlGs-AFUE-97 | None | Any | Any | Any | Any | 2017-01-01 |  | WPSDGEREHC1063-0 | ExAnte2017 | IOU workpaper | 2017-12-29 12:30 | Cap-kBTUh | Full | 30.51 |  |  | Furnace - Energy Star Central Gas (AFUE =97%) SFm |  | HVAC | SpaceHeat | SpaceHtg_eq | GasFurnace |  | Any
SDG | SDG-EvapCoilCleanRes | None | Any | Any | Any | Any | 2019-01-01 |  | WPSDGERERN001-4 | ExAnte2019 | IOU workpaper |  | Cap-Tons | Full | 48.31 |  |  | Evap Coil Cleaning (DEER 2018) |  | HVAC | SpaceCool | dxAC_equip | spltSEER |  | Any
SDG | SDG-FanDelayController_per_install | None | Any | Any | Any |  | 2018-01-01 | 2018-12-31 |  | ExAnte2018 | IOU workpaper |  | Each | Incremental | 164.26 |  |  | Fan Delay Controller cost per install | Res | HVAC | SpaceCool | dxAC_equip | spltSEER |  | Any
SDG | SDG-FanDelayController_per_install | None | Any | Any | Any |  | 2019-01-01 |  |  | ExAnte2018 | IOU workpaper |  | Each | Incremental | 128 |  |  | Fan Delay Controller cost per install | Res | HVAC | SpaceCool | dxAC_equip | spltSEER |  | Any
SDG | SDG-GrocSys_FltHdPres_AirCooled | None | Any | Any | Any | Any | 2018-01-01 |  | WPSDGENRRN0017-0 | ExAnte2018 | IOU workpaper | 2018-02-27 | Cap-Tons | Full | 317.61 |  |  | GrocSys_FltHdPres_AirCooled | Com | ComRefrig | Equipment | dxAC_equip | refrig |  | Any
SDG | SDG-GrocSys_FltHdPres_EvapCooled | None | Any | Any | Any | Any | 2018-01-01 |  | WPSDGENRRN0017-0 | ExAnte2018 | IOU workpaper | 2018-02-27 | Cap-Tons | Full | 332.55 |  |  | GrocSys_FltHdPres_EvapCooled | Com | ComRefrig | Equipment | dxAC_equip | refrig |  | Any
SDG | SDG-GrocSys_FltSucPres | None | Any | Any | Any | Any | 2018-01-01 |  | WPSDGENRRN0017-0 | ExAnte2018 | IOU workpaper | 2018-02-27 | Cap-Tons | Full | 416.3 |  |  | GrocSys_FltSucPres | Com | ComRefrig | Equipment | dxAC_equip | refrig |  | Any
Any | SDG-Inst_UEF-Gas-175kBtuh-HD-Tier1-0p81 | Any | Any | Any | Any | Any | 2018-01-01 |  | WPSDGEREWH0025-1 | ExAnte2018 | IOU Workpaper |  | Each | Full |  |  | 2381 | Small Tankless Water Heater < 175 kBtuh, Tier 1, UEF = 0.81 High Draw | Res | SHW | Heating | WaterHtg_eq | Instant_EF |  | Any |  |  |  | Proposed
Any | SDG-Inst_UEF-Gas-175kBtuh-HD-Tier2-0p87 | Any | Any | Any | Any | Any | 2018-01-01 |  | WPSDGEREWH0025-1 | ExAnte2018 | IOU Workpaper |  | Each | Full |  |  | 2896 | Small Tankless Water Heater < 175 kBtuh, Tier 2, UEF = 0.87 High Draw | Res | SHW | Heating | WaterHtg_eq | Instant_EF |  | Any |  |  |  | Proposed
Any | SDG-Inst_UEF-Gas-175kBtuh-LD-Tier1-0p81 | Any | Any | Any | Any | Any | 2018-01-01 |  | WPSDGEREWH0025-1 | ExAnte2018 | IOU Workpaper |  | Each | Full |  |  | 2381 | Small Tankless Water Heater < 175 kBtuh, Tier 1, UEF = 0.81 Low Draw | Res | SHW | Heating | WaterHtg_eq | Instant_EF |  | Any |  |  |  | Proposed
Any | SDG-Inst_UEF-Gas-175kBtuh-LD-Tier2-0p87 | Any | Any | Any | Any | Any | 2018-01-01 |  | WPSDGEREWH0025-1 | ExAnte2018 | IOU Workpaper |  | Each | Full |  |  | 2896 | Small Tankless Water Heater < 175 kBtuh, Tier 2, UEF = 0.87 Low Draw | Res | SHW | Heating | WaterHtg_eq | Instant_EF |  | Any |  |  |  | Proposed
Any | SDG-Inst_UEF-Gas-175kBtuh-MD-Tier1-0p81 | Any | Any | Any | Any | Any | 2018-01-01 |  | WPSDGEREWH0025-1 | ExAnte2018 | IOU Workpaper |  | Each | Full |  |  | 2381 | Small Tankless Water Heater < 175 kBtuh, Tier 1, UEF = 0.81 Medium Draw | Res | SHW | Heating | WaterHtg_eq | Instant_EF |  | Any |  |  |  | Proposed
Any | SDG-Inst_UEF-Gas-175kBtuh-MD-Tier2-0p87 | Any | Any | Any | Any | Any | 2018-01-01 |  | WPSDGEREWH0025-1 | ExAnte2018 | IOU Workpaper |  | Each | Full |  |  | 2896 | Small Tankless Water Heater < 175 kBtuh, Tier 2, UEF = 0.87 Medium Draw | Res | SHW | Heating | WaterHtg_eq | Instant_EF |  | Any |  |  |  | Proposed
SDG | SDG-LED-A19(EISA-Bin-100w-100LPW) | None | Any | Any | Any |  | 2017-07-01 | 2018-06-30 | WPSDGENRLG0106-5 | ExAnte2017 | IOU workpaper | 2017-06-30 | Lamp | Full | 15.78 |  |  | LED-A19 100W EISA 100 LPW | Any | Lighting | InGen | Ltg_Lamp | LED_lamp |  | Any
SDG | SDG-LED-A19(EISA-Bin-100w-100LPW) | None | Any | Any | Any | Any | 2018-07-01 |  | WPSDGENRLG0106-6 | ExAnte2018 |  |  | Lamp | Full |  | 6.24 | 15.5842 | LED Lamp: A19, EISA Bin 100, 100 LPW | Any | Lighting | InGen | Ltg_Lamp | LED_lamp |  | Any | 0.08 | 72.26 | 1.08 | Proposed | 2018Phase1ScrewInLampDisposition
SDG | SDG-LED-A19(EISA-Bin-100w-110LPW) | None | Any | Any | Any | Any | 2018-07-01 |  | WPSDGENRLG0106-6 | ExAnte2018 | ` |  | Lamp | Full |  | 6.24 | 18.3728 | LED Lamp: A19, EISA Bin 100, 110 LPW | Any | Lighting | InGen | Ltg_Lamp | LED_lamp |  | Any | 0.08 | 72.26 | 1.08 | Proposed | 2018Phase1ScrewInLampDisposition
SDG | SDG-LED-A19(EISA-Bin-100w-120LPW) | None | Any | Any | Any | Any | 2018-07-01 |  | WPSDGENRLG0106-6 | ExAnte2018 |  |  | Lamp | Full |  | 6.24 | 18.3728 | LED Lamp: A19, EISA Bin 100, 120 LPW | Any | Lighting | InGen | Ltg_Lamp | LED_lamp |  | Any | 0.08 | 72.26 | 1.08 | Proposed | 2018Phase1ScrewInLampDisposition
SDG | SDG-LED-A19(EISA-Bin-100w-90LPW) | None | Any | Any | Any |  | 2017-07-01 | 2018-06-30 | WPSDGENRLG0106-5 | ExAnte2017 | IOU workpaper | 2017-06-30 | Lamp | Full | 14.99 |  |  | LED-A19 100W EISA 90 LPW | Any | Lighting | InGen | Ltg_Lamp | LED_lamp |  | Any
SDG | SDG-LED-A19(EISA-Bin-100w-90LPW) | None | Any | Any | Any | Any | 2018-07-01 |  | WPSDGENRLG0106-6 | ExAnte2018 |  |  | Lamp | Full |  | 6.24 | 17.3554 | LED Lamp: A19, EISA Bin 100, 90 LPW | Any | Lighting | InGen | Ltg_Lamp | LED_lamp |  | Any | 0.08 | 72.26 | 1.08 | Proposed | 2018Phase1ScrewInLampDisposition
SDG | SDG-LED-A19(EISA-Bin-40w-100LPW) | None | Any | Any | Any | Any | 2018-07-01 |  | WPSDGENRLG0106-6 | ExAnte2018 |  |  | Lamp | Full |  | 6.24 | 8.0975 | LED Lamp: A19, EISA Bin 40, 100 LPW | Any | Lighting | InGen | Ltg_Lamp | LED_lamp |  | Any | 0.08 | 72.26 | 1.08 | Proposed | 2018Phase1ScrewInLampDisposition
SDG | SDG-LED-A19(EISA-Bin-40w-110LPW) | None | Any | Any | Any | Any | 2018-07-01 |  | WPSDGENRLG0106-6 | ExAnte2018 |  |  | Lamp | Full |  | 6.24 | 8.0975 | LED Lamp: A19, EISA Bin 40, 110 LPW | Any | Lighting | InGen | Ltg_Lamp | LED_lamp |  | Any | 0.08 | 72.26 | 1.08 | Proposed | 2018Phase1ScrewInLampDisposition
SDG | SDG-LED-A19(EISA-Bin-40w-120LPW) | None | Any | Any | Any | Any | 2018-07-01 |  | WPSDGENRLG0106-6 | ExAnte2018 |  |  | Lamp | Full |  | 6.24 | 8.0975 | LED Lamp: A19, EISA Bin 40, 120 LPW | Any | Lighting | InGen | Ltg_Lamp | LED_lamp |  | Any | 0.08 | 72.26 | 1.08 | Proposed | 2018Phase1ScrewInLampDisposition
SDG | SDG-LED-A19(EISA-Bin-40w-80LPW) | None | Any | Any | Any | Any | 2018-07-01 |  | WPSDGENRLG0106-6 | ExAnte2018 |  |  | Lamp | Full |  | 6.24 | 8.01 | LED Lamp: A19, EISA Bin 40, 80 LPW | Any | Lighting | InGen | Ltg_Lamp | LED_lamp |  | Any | 0.08 | 72.26 | 1.08 | Proposed | 2018Phase1ScrewInLampDisposition
SDG | SDG-LED-A19(EISA-Bin-40w-90LPW) | None | Any | Any | Any | Any | 2018-07-01 |  | WPSDGENRLG0106-6 | ExAnte2018 |  |  | Lamp | Full |  | 6.24 | 7.71 | LED Lamp: A19, EISA Bin 40, 90 LPW | Any | Lighting | InGen | Ltg_Lamp | LED_lamp |  | Any | 0.08 | 72.26 | 1.08 | Proposed | 2018Phase1ScrewInLampDisposition
SDG | SDG-LED-A19(EISA-Bin-60w-100LPW) | None | Any | Any | Any | Any | 2018-07-01 |  | WPSDGENRLG0106-6 | ExAnte2018 |  |  | Lamp | Full |  | 6.24 | 7.3008 | LED Lamp: A19, EISA Bin 60, 100 LPW | Any | Lighting | InGen | Ltg_Lamp | LED_lamp |  | Any | 0.08 | 72.26 | 1.08 | Proposed | 2018Phase1ScrewInLampDisposition
SDG | SDG-LED-A19(EISA-Bin-60w-110LPW) | None | Any | Any | Any | Any | 2018-07-01 |  | WPSDGENRLG0106-6 | ExAnte2018 |  |  | Lamp | Full |  | 6.24 | 7.1585 | LED Lamp: A19, EISA Bin 60, 110 LPW | Any | Lighting | InGen | Ltg_Lamp | LED_lamp |  | Any | 0.08 | 72.26 | 1.08 | Proposed | 2018Phase1ScrewInLampDisposition
SDG | SDG-LED-A19(EISA-Bin-60w-120LPW) | None | Any | Any | Any | Any | 2018-07-01 |  | WPSDGENRLG0106-6 | ExAnte2018 |  |  | Lamp | Full |  | 6.24 | 7.1585 | LED Lamp: A19, EISA Bin 60, 120 LPW | Any | Lighting | InGen | Ltg_Lamp | LED_lamp |  | Any | 0.08 | 72.26 | 1.08 | Proposed | 2018Phase1ScrewInLampDisposition
SDG | SDG-LED-A19(EISA-Bin-60w-90LPW) | None | Any | Any | Any |  | 2017-07-01 | 2018-06-30 | WPSDGENRLG0106-5 | ExAnte2017 | IOU workpaper | 2017-06-30 | Lamp | Full | 8.82 |  |  | LED-A19 60W EISA 90 LPW | Any | Lighting | InGen | Ltg_Lamp | LED_lamp |  | Any
SDG | SDG-LED-A19(EISA-Bin-60w-90LPW) | None | Any | Any | Any | Any | 2018-07-01 |  | WPSDGENRLG0106-6 | ExAnte2018 |  |  | Lamp | Full |  | 6.24 | 10.934 | LED Lamp: A19, EISA Bin 60, 90 LPW | Any | Lighting | InGen | Ltg_Lamp | LED_lamp |  | Any | 0.08 | 72.26 | 1.08 | Proposed | 2018Phase1ScrewInLampDisposition
SDG | SDG-LED-A19(EISA-Bin-75w-100LPW) | None | Any | Any | Any |  | 2017-07-01 | 2018-06-30 | WPSDGENRLG0106-5 | ExAnte2017 | IOU workpaper | 2017-06-30 | Lamp | Full | 8.1 |  |  | LED-A19 75W EISA 100 LPW | Any | Lighting | InGen | Ltg_Lamp | LED_lamp |  | Any
SDG | SDG-LED-A19(EISA-Bin-75w-100LPW) | None | Any | Any | Any | Any | 2018-07-01 |  | WPSDGENRLG0106-6 | ExAnte2018 |  |  | Lamp | Full |  | 6.24 | 10 | LED Lamp: A19, EISA Bin 75, 100 LPW | Any | Lighting | InGen | Ltg_Lamp | LED_lamp |  | Any | 0.08 | 72.26 | 1.08 | Proposed | 2018Phase1ScrewInLampDisposition
SDG | SDG-LED-A19(EISA-Bin-75w-110LPW) | None | Any | Any | Any | Any | 2018-07-01 |  | WPSDGENRLG0106-6 | ExAnte2018 |  |  | Lamp | Full |  | 6.24 | 11.97 | LED Lamp: A19, EISA Bin 75, 110 LPW | Any | Lighting | InGen | Ltg_Lamp | LED_lamp |  | Any | 0.08 | 72.26 | 1.08 | Proposed | 2018Phase1ScrewInLampDisposition
SDG | SDG-LED-A19(EISA-Bin-75w-120LPW) | None | Any | Any | Any | Any | 2018-07-01 |  | WPSDGENRLG0106-6 | ExAnte2018 |  |  | Lamp | Full |  | 6.24 | 11.97 | LED Lamp: A19, EISA Bin 75, 120 LPW | Any | Lighting | InGen | Ltg_Lamp | LED_lamp |  | Any | 0.08 | 72.26 | 1.08 | Proposed | 2018Phase1ScrewInLampDisposition
SDG | SDG-LED-A19(EISA-Bin-75w-90LPW) | None | Any | Any | Any |  | 2017-07-01 | 2018-06-30 | WPSDGENRLG0106-5 | ExAnte2017 | IOU workpaper | 2017-06-30 | Lamp | Full | 12.94 |  |  | LED-A19 75W EISA 90 LPW | Any | Lighting | InGen | Ltg_Lamp | LED_lamp |  | Any
SDG | SDG-LED-A19(EISA-Bin-75w-90LPW) | None | Any | Any | Any | Any | 2018-07-01 |  | WPSDGENRLG0106-6 | ExAnte2018 |  |  | Lamp | Full |  | 6.24 | 12.8699 | LED Lamp: A19, EISA Bin 75, 90 LPW | Any | Lighting | InGen | Ltg_Lamp | LED_lamp |  | Any | 0.08 | 72.26 | 1.08 | Proposed | 2018Phase1ScrewInLampDisposition
SDG | SDG-LED-Candle(1wto<2w) | None | Any | Any | Any | Any | 2018-07-01 |  | WPSDGENRLG0106-6 | ExAnte2018 |  |  | Lamp | Full |  | 6.24 | 5.64 | LED Lamp: Candle, 1 Watts, non-dimmable | Any | Lighting | InGen | Ltg_Lamp | LED_lamp |  | Any | 0.08 | 72.26 | 1.08 | Proposed | 2018Phase1ScrewInLampDisposition
SDG | SDG-LED-Candle(2wto<3w) | None | Any | Any | Any | Any | 2018-07-01 |  | WPSDGENRLG0106-6 | ExAnte2018 |  |  | Lamp | Full |  | 6.24 | 5.64 | LED Lamp: Candle, 2 Watts, non-dimmable | Any | Lighting | InGen | Ltg_Lamp | LED_lamp |  | Any | 0.08 | 72.26 | 1.08 | Proposed | 2018Phase1ScrewInLampDisposition
SDG | SDG-LED-Candle(3wto<4w) | None | Any | Any | Any | Any | 2017-01-01 | 2018-06-30 | WPSDGENRLG0106-5 | ExAnte2017 |  |  | Lamp | Full |  | 6.24 | 5.93 | LED Lamp: Candle, 3 Watts, non-dimmable | Any | Lighting | InGen | Ltg_Lamp | LED_lamp |  | Any | 0.08 | 72.26 | 1.08 | Proposed
SDG | SDG-LED-Candle(3wto<4w) | None | Any | Any | Any | Any | 2018-07-01 |  | WPSDGENRLG0106-6 | ExAnte2018 |  |  | Lamp | Full |  | 6.24 | 5.93 | LED Lamp: Candle, 3 Watts, non-dimmable | Any | Lighting | InGen | Ltg_Lamp | LED_lamp |  | Any | 0.08 | 72.26 | 1.08 | Proposed | 2018Phase1ScrewInLampDisposition
SDG | SDG-LED-Candle(4wto<5w) | None | Any | Any | Any | Any | 2018-07-01 |  | WPSDGENRLG0106-6 | ExAnte2018 |  |  | Lamp | Full |  | 6.24 | 5.93 | LED Lamp: Candle, 4 Watts, non-dimmable | Any | Lighting | InGen | Ltg_Lamp | LED_lamp |  | Any | 0.08 | 72.26 | 1.08 | Proposed | 2018Phase1ScrewInLampDisposition
SDG | SDG-LED-Candle(5wto<6w) | None | Any | Any | Any | Any | 2018-07-01 |  | WPSDGENRLG0106-6 | ExAnte2018 |  |  | Lamp | Full |  | 6.24 | 5.93 | LED Lamp: Candle, 5 Watts, non-dimmable | Any | Lighting | InGen | Ltg_Lamp | LED_lamp |  | Any | 0.08 | 72.26 | 1.08 | Proposed | 2018Phase1ScrewInLampDisposition
SDG | SDG-LED-CanRet(10wto<11w) | None | Any | Any | Any | Any | 2018-07-01 |  | WPSDGENRLG0107-0 | ExAnte2018 |  |  | Lamp | Full |  | 6.24 | 21.48 | LED Lamp: CanRet, 10 Watts, non-dimmable | Any | Lighting | InGen | Ltg_Lamp | LED_lamp |  | Any | 0.8 | 72.26 | 1.08 | Proposed | 2018Phase1ScrewInLampDisposition
SDG | SDG-LED-CanRet(11wto<12w) | None | Any | Any | Any | Any | 2018-07-01 |  | WPSDGENRLG0107-0 | ExAnte2018 |  |  | Lamp | Full |  | 6.24 | 21.48 | LED Lamp: CanRet, 11 Watts, non-dimmable | Any | Lighting | InGen | Ltg_Lamp | LED_lamp |  | Any | 0.8 | 72.26 | 1.08 | Proposed | 2018Phase1ScrewInLampDisposition
SDG | SDG-LED-CanRet(12wto<13w) | None | Any | Any | Any | Any | 2018-07-01 |  | WPSDGENRLG0107-0 | ExAnte2018 |  |  | Lamp | Full |  | 6.24 | 24.67 | LED Lamp: CanRet, 12 Watts, non-dimmable | Any | Lighting | InGen | Ltg_Lamp | LED_lamp |  | Any | 0.8 | 72.26 | 1.08 | Proposed | 2018Phase1ScrewInLampDisposition
SDG | SDG-LED-CanRet(13wto<14w) | None | Any | Any | Any | Any | 2018-07-01 |  | WPSDGENRLG0107-0 | ExAnte2018 |  |  | Lamp | Full |  | 6.24 | 24.67 | LED Lamp: CanRet, 13 Watts, non-dimmable | Any | Lighting | InGen | Ltg_Lamp | LED_lamp |  | Any | 0.8 | 72.26 | 1.08 | Proposed | 2018Phase1ScrewInLampDisposition
SDG | SDG-LED-CanRet(14wto<15w) | None | Any | Any | Any | Any | 2018-07-01 |  | WPSDGENRLG0107-0 | ExAnte2018 |  |  | Lamp | Full |  | 6.24 | 28.89 | LED Lamp: CanRet, 14 Watts, non-dimmable | Any | Lighting | InGen | Ltg_Lamp | LED_lamp |  | Any | 0.8 | 72.26 | 1.08 | Proposed | 2018Phase1ScrewInLampDisposition
SDG | SDG-LED-CanRet(15wto<16w) | None | Any | Any | Any | Any | 2018-07-01 |  | WPSDGENRLG0107-0 | ExAnte2018 |  |  | Lamp | Full |  | 6.24 | 28.89 | LED Lamp: CanRet, 15 Watts, non-dimmable | Any | Lighting | InGen | Ltg_Lamp | LED_lamp |  | Any | 0.8 | 72.26 | 1.08 | Proposed | 2018Phase1ScrewInLampDisposition
SDG | SDG-LED-CanRet(20wto<21w) | None | Any | Any | Any | Any | 2018-07-01 |  | WPSDGENRLG0107-0 | ExAnte2018 |  |  | Lamp | Full |  | 6.24 | 28.89 | LED Lamp: CanRet, 20 Watts, non-dimmable | Any | Lighting | InGen | Ltg_Lamp | LED_lamp |  | Any | 0.8 | 72.26 | 1.08 | Proposed | 2018Phase1ScrewInLampDisposition
SDG | SDG-LED-CanRet(21wto<22w) | None | Any | Any | Any | Any | 2018-07-01 |  | WPSDGENRLG0107-0 | ExAnte2018 |  |  | Lamp | Full |  | 6.24 | 28.89 | LED Lamp: CanRet, 21 Watts, non-dimmable | Any | Lighting | InGen | Ltg_Lamp | LED_lamp |  | Any | 0.8 | 72.26 | 1.08 | Proposed | 2018Phase1ScrewInLampDisposition
SDG | SDG-LED-CanRet(23wto<24w) | None | Any | Any | Any | Any | 2018-07-01 |  | WPSDGENRLG0107-0 | ExAnte2018 |  |  | Lamp | Full |  | 6.24 | 28.89 | LED Lamp: CanRet, 23 Watts, non-dimmable | Any | Lighting | InGen | Ltg_Lamp | LED_lamp |  | Any | 0.8 | 72.26 | 1.08 | Proposed | 2018Phase1ScrewInLampDisposition
SDG | SDG-LED-CanRet(8wto<9w) | None | Any | Any | Any | Any | 2018-07-01 |  | WPSDGENRLG0107-0 | ExAnte2018 |  |  | Lamp | Full |  | 6.24 | 28.89 | LED Lamp: CanRet, 8 Watts, non-dimmable | Any | Lighting | InGen | Ltg_Lamp | LED_lamp |  | Any | 0.8 | 72.26 | 1.08 | Proposed | 2018Phase1ScrewInLampDisposition
SDG | SDG-LED-CanRet(9wto<10w) | None | Any | Any | Any | Any | 2018-07-01 |  | WPSDGENRLG0107-0 | ExAnte2018 |  |  | Lamp | Full |  | 6.24 | 28.89 | LED Lamp: CanRet, 9 Watts, non-dimmable | Any | Lighting | InGen | Ltg_Lamp | LED_lamp |  | Any | 0.8 | 72.26 | 1.08 | Proposed | 2018Phase1ScrewInLampDisposition
SDG | SDG-LED-Glb(10wto<11w) | None | Any | Any | Any | Any | 2018-07-01 |  | WPSDGENRLG0106-6 | ExAnte2018 |  |  | Lamp | Full |  | 3.61 | 9.01 | LED Lamp: Globe, 10 Watts, non-dimmable | Any | Lighting | InGen | Ltg_Lamp | LED_lamp |  | Any |  |  |  | Proposed | 2018Phase1ScrewInLampDisposition
SDG | SDG-LED-Glb(1wto<2w) | None | Any | Any | Any | Any | 2018-07-01 |  | WPSDGENRLG0106-6 | ExAnte2018 |  |  | Lamp | Full |  | 3.61 | 9.11 | LED Lamp: Globe, 1 Watts, non-dimmable | Any | Lighting | InGen | Ltg_Lamp | LED_lamp |  | Any |  |  |  | Proposed | 2018Phase1ScrewInLampDisposition
SDG | SDG-LED-Glb(2wto<3w) | None | Any | Any | Any | Any | 2018-07-01 |  | WPSDGENRLG0106-6 | ExAnte2018 |  |  | Lamp | Full |  | 3.61 | 9.11 | LED Lamp: Globe, 2 Watts, non-dimmable | Any | Lighting | InGen | Ltg_Lamp | LED_lamp |  | Any |  |  |  | Proposed | 2018Phase1ScrewInLampDisposition
SDG | SDG-LED-Glb(3wto<4w) | None | Any | Any | Any | Any | 2018-07-01 |  | WPSDGENRLG0106-6 | ExAnte2018 |  |  | Lamp | Full |  | 3.61 | 9.01 | LED Lamp: Globe, 3 Watts, non-dimmable | Any | Lighting | InGen | Ltg_Lamp | LED_lamp |  | Any |  |  |  | Proposed | 2018Phase1ScrewInLampDisposition
SDG | SDG-LED-Glb(4wto<5w) | None | Any | Any | Any | Any | 2018-07-01 |  | WPSDGENRLG0106-6 | ExAnte2018 |  |  | Lamp | Full |  | 3.61 | 9.01 | LED Lamp: Globe, 4 Watts, non-dimmable | Any | Lighting | InGen | Ltg_Lamp | LED_lamp |  | Any |  |  |  | Proposed | 2018Phase1ScrewInLampDisposition
SDG | SDG-LED-Glb(5wto<6w) | None | Any | Any | Any | Any | 2017-01-01 | 2018-06-30 | WPSDGENRLG0106-5 | ExAnte2017 |  |  | Lamp | Full |  | 3.61 | 9.01 | LED Lamp: Globe, 5 Watts, non-dimmable | Any | Lighting | InGen | Ltg_Lamp | LED_lamp |  | Any |  |  |  | Proposed
SDG | SDG-LED-Glb(5wto<6w) | None | Any | Any | Any | Any | 2018-07-01 |  | WPSDGENRLG0106-6 | ExAnte2018 |  |  | Lamp | Full |  | 3.61 | 9.01 | LED Lamp: Globe, 5 Watts, non-dimmable | Any | Lighting | InGen | Ltg_Lamp | LED_lamp |  | Any |  |  |  | Proposed | 2018Phase1ScrewInLampDisposition
SDG | SDG-LED-Glb(6wto<7w) | None | Any | Any | Any | Any | 2018-07-01 |  | WPSDGENRLG0106-6 | ExAnte2018 |  |  | Lamp | Full |  | 3.61 | 9.01 | LED Lamp: Globe, 6 Watts, non-dimmable | Any | Lighting | InGen | Ltg_Lamp | LED_lamp |  | Any |  |  |  | Proposed | 2018Phase1ScrewInLampDisposition
SDG | SDG-LED-Glb(7wto<8w) | None | Any | Any | Any | Any | 2018-07-01 |  | WPSDGENRLG0106-6 | ExAnte2018 |  |  | Lamp | Full |  | 3.61 | 9.01 | LED Lamp: Globe, 7 Watts, non-dimmable | Any | Lighting | InGen | Ltg_Lamp | LED_lamp |  | Any |  |  |  | Proposed | 2018Phase1ScrewInLampDisposition
SDG | SDG-LED-Glb(8wto<9w) | None | Any | Any | Any | Any | 2018-07-01 |  | WPSDGENRLG0106-6 | ExAnte2018 |  |  | Lamp | Full |  | 3.61 | 9.01 | LED Lamp: Globe, 8 Watts, non-dimmable | Any | Lighting | InGen | Ltg_Lamp | LED_lamp |  | Any |  |  |  | Proposed | 2018Phase1ScrewInLampDisposition
SDG | SDG-LED-Glb(9wto<10w) | None | Any | Any | Any | Any | 2018-07-01 |  | WPSDGENRLG0106-6 | ExAnte2018 |  |  | Lamp | Full |  | 3.61 | 9.01 | LED Lamp: Globe, 9 Watts, non-dimmable | Any | Lighting | InGen | Ltg_Lamp | LED_lamp |  | Any |  |  |  | Proposed | 2018Phase1ScrewInLampDisposition
SDG | SDG-LED-PAR20(10wto<11w) | None | Any | Any | Any | Any | 2018-07-01 |  | WPSDGENRLG0106-6 | ExAnte2018 | IOU workpaper |  | Lamp | Full |  | 4.48 | 12.38 | LED Lamp: PAR20, 10 to <11 Watts | NonRes | Lighting | InGen | Ltg_Lamp | LED_lamp |  | Any
SDG | SDG-LED-PAR20(13wto<14w) | None | Any | Any | Any | Any | 2018-07-01 |  | WPSDGENRLG0106-6 | ExAnte2018 | IOU workpaper |  | Lamp | Full |  | 4.48 | 0 | LED Lamp: PAR20, 13 to <14 Watts | NonRes | Lighting | InGen | Ltg_Lamp | LED_lamp |  | Any
SDG | SDG-LED-PAR20(4wto<5w) | None | Any | Any | Any | Any | 2018-07-01 |  | WPSDGENRLG0106-6 | ExAnte2018 | IOU workpaper |  | Lamp | Full |  | 4.48 | 12.38 | LED Lamp: PAR20, 4 to <5 Watts | NonRes | Lighting | InGen | Ltg_Lamp | LED_lamp |  | Any
SDG | SDG-LED-PAR20(5wto<6w) | None | Any | Any | Any | Any | 2018-07-01 |  | WPSDGENRLG0106-6 | ExAnte2018 | IOU workpaper |  | Lamp | Full |  | 4.48 | 12.38 | LED Lamp: PAR20, 5 to <6 Watts | NonRes | Lighting | InGen | Ltg_Lamp | LED_lamp |  | Any
SDG | SDG-LED-PAR20(6wto<7w) | None | Any | Any | Any | Any | 2018-07-01 |  | WPSDGENRLG0106-6 | ExAnte2018 | IOU workpaper |  | Lamp | Full |  | 4.48 | 12.38 | LED Lamp: PAR20, 6 to 71 Watts | NonRes | Lighting | InGen | Ltg_Lamp | LED_lamp |  | Any
SDG | SDG-LED-PAR20(7wto<8w) | None | Any | Any | Any | Any | 2018-07-01 |  | WPSDGENRLG0106-6 | ExAnte2018 | IOU workpaper |  | Lamp | Full |  | 4.48 | 12.38 | LED Lamp: PAR20, 7 to <8 Watts | NonRes | Lighting | InGen | Ltg_Lamp | LED_lamp |  | Any
SDG | SDG-LED-PAR20(8wto<9w) | None | Any | Any | Any | Any | 2018-07-01 |  | WPSDGENRLG0106-6 | ExAnte2018 | IOU workpaper |  | Lamp | Full |  | 4.48 | 12.38 | LED Lamp: PAR20, 8 to <9 Watts | NonRes | Lighting | InGen | Ltg_Lamp | LED_lamp |  | Any
SDG | SDG-LED-PAR20(9wto<10w) | None | Any | Any | Any | Any | 2018-07-01 |  | WPSDGENRLG0106-6 | ExAnte2018 | IOU workpaper |  | Lamp | Full |  | 4.48 | 12.38 | LED Lamp: PAR20, 9 to <10 Watts | NonRes | Lighting | InGen | Ltg_Lamp | LED_lamp |  | Any
SDG | SDG-LED-PAR30(10wto<11w) | None | Any | Any | Any | Any | 2018-07-01 |  | WPSDGENRLG0106-6 | ExAnte2018 | IOU workpaper |  | Lamp | Full |  | 4.48 | 11.14 | LED Lamp: PAR30, 10 to <11 Watts | NonRes | Lighting | InGen | Ltg_Lamp | LED_lamp |  | Any
SDG | SDG-LED-PAR30(11wto<12w) | None | Any | Any | Any | Any | 2018-07-01 |  | WPSDGENRLG0106-6 | ExAnte2018 | IOU workpaper |  | Lamp | Full |  | 4.48 | 12.99 | LED Lamp: PAR30, 11 to <12 Watts | NonRes | Lighting | InGen | Ltg_Lamp | LED_lamp |  | Any
SDG | SDG-LED-PAR30(12wto<13w) | None | Any | Any | Any | Any | 2018-07-01 |  | WPSDGENRLG0106-6 | ExAnte2018 | IOU workpaper |  | Lamp | Full |  | 4.48 | 14.84 | LED Lamp: PAR30, 12 to <13 Watts | NonRes | Lighting | InGen | Ltg_Lamp | LED_lamp |  | Any
SDG | SDG-LED-PAR30(13wto<14w) | None | Any | Any | Any | Any | 2018-07-01 |  | WPSDGENRLG0106-6 | ExAnte2018 | IOU workpaper |  | Lamp | Full |  | 4.48 | 16.69 | LED Lamp: PAR30, 13 to <14 Watts | NonRes | Lighting | InGen | Ltg_Lamp | LED_lamp |  | Any
SDG | SDG-LED-PAR30(14wto<15w) | None | Any | Any | Any | Any | 2018-07-01 |  | WPSDGENRLG0106-6 | ExAnte2018 | IOU workpaper |  | Lamp | Full |  | 4.48 | 18.55 | LED Lamp: PAR30, 14 to <15 Watts | NonRes | Lighting | InGen | Ltg_Lamp | LED_lamp |  | Any
SDG | SDG-LED-PAR30(15wto<16w) | None | Any | Any | Any | Any | 2018-07-01 |  | WPSDGENRLG0106-6 | ExAnte2018 | IOU workpaper |  | Lamp | Full |  | 4.48 | 20.4 | LED Lamp: PAR30, 15 to <16 Watts | NonRes | Lighting | InGen | Ltg_Lamp | LED_lamp |  | Any
SDG | SDG-LED-PAR30(16wto<17w) | None | Any | Any | Any | Any | 2018-07-01 |  | WPSDGENRLG0106-6 | ExAnte2018 | IOU workpaper |  | Lamp | Full |  | 4.48 | 22.25 | LED Lamp: PAR30, 16 to <17 Watts | NonRes | Lighting | InGen | Ltg_Lamp | LED_lamp |  | Any
SDG | SDG-LED-PAR30(17wto<18w) | None | Any | Any | Any | Any | 2018-07-01 |  | WPSDGENRLG0106-6 | ExAnte2018 | IOU workpaper |  | Lamp | Full |  | 4.48 | 24.1 | LED Lamp: PAR30, 17 to <18 Watts | NonRes | Lighting | InGen | Ltg_Lamp | LED_lamp |  | Any
SDG | SDG-LED-PAR30(18wto<19w) | None | Any | Any | Any | Any | 2018-07-01 |  | WPSDGENRLG0106-6 | ExAnte2018 | IOU workpaper |  | Lamp | Full |  | 4.48 | 25.96 | LED Lamp: PAR30, 18 to <19 Watts | NonRes | Lighting | InGen | Ltg_Lamp | LED_lamp |  | Any
SDG | SDG-LED-PAR30(19wto<20w) | None | Any | Any | Any | Any | 2018-07-01 |  | WPSDGENRLG0106-6 | ExAnte2018 | IOU workpaper |  | Lamp | Full |  | 4.48 | 27.81 | LED Lamp: PAR30, 19 to <20 Watts | NonRes | Lighting | InGen | Ltg_Lamp | LED_lamp |  | Any
SDG | SDG-LED-PAR30(20wto<21w) | None | Any | Any | Any | Any | 2018-07-01 |  | WPSDGENRLG0106-6 | ExAnte2018 | IOU workpaper |  | Lamp | Full |  | 4.48 | 29.66 | LED Lamp: PAR30, 20 to <21 Watts | NonRes | Lighting | InGen | Ltg_Lamp | LED_lamp |  | Any
SDG | SDG-LED-PAR30(21wto<22w) | None | Any | Any | Any | Any | 2018-07-01 |  | WPSDGENRLG0106-6 | ExAnte2018 | IOU workpaper |  | Lamp | Full |  | 4.48 | 29.66 | LED Lamp: PAR30, 21 to <22 Watts | NonRes | Lighting | InGen | Ltg_Lamp | LED_lamp |  | Any
SDG | SDG-LED-PAR30(6wto<7w) | None | Any | Any | Any | Any | 2018-07-01 |  | WPSDGENRLG0106-6 | ExAnte2018 | IOU workpaper |  | Lamp | Full |  | 4.48 | 7.43 | LED Lamp: PAR30, 6 to <7 Watts | NonRes | Lighting | InGen | Ltg_Lamp | LED_lamp |  | Any
SDG | SDG-LED-PAR30(7wto<8w) | None | Any | Any | Any | Any | 2018-07-01 |  | WPSDGENRLG0106-6 | ExAnte2018 | IOU workpaper |  | Lamp | Full |  | 4.48 | 7.43 | LED Lamp: PAR30, 7 to <8 Watts | NonRes | Lighting | InGen | Ltg_Lamp | LED_lamp |  | Any
SDG | SDG-LED-PAR30(8wto<9w) | None | Any | Any | Any | Any | 2018-07-01 |  | WPSDGENRLG0106-6 | ExAnte2018 | IOU workpaper |  | Lamp | Full |  | 4.48 | 7.43 | LED Lamp: PAR30, 8 to <9 Watts | NonRes | Lighting | InGen | Ltg_Lamp | LED_lamp |  | Any
SDG | SDG-LED-PAR30(9wto<10w) | None | Any | Any | Any | Any | 2018-07-01 |  | WPSDGENRLG0106-6 | ExAnte2018 | IOU workpaper |  | Lamp | Full |  | 4.48 | 7.43 | LED Lamp: PAR30, 9 to <10 Watts | NonRes | Lighting | InGen | Ltg_Lamp | LED_lamp |  | Any
SDG | SDG-LED-PAR38(10wto<11w) | None | Any | Any | Any | Any | 2018-07-01 |  | WPSDGENRLG0106-6 | ExAnte2018 | IOU workpaper |  | Lamp | Full |  | 4.48 | 4.52 | LED Lamp: PAR38, 10 to <11 Watts | NonRes | Lighting | InGen | Ltg_Lamp | LED_lamp |  | Any
SDG | SDG-LED-PAR38(11wto<12w) | None | Any | Any | Any | Any | 2018-07-01 |  | WPSDGENRLG0106-6 | ExAnte2018 | IOU workpaper |  | Lamp | Full |  | 4.48 | 4.52 | LED Lamp: PAR38, 11 to <12 Watts | NonRes | Lighting | InGen | Ltg_Lamp | LED_lamp |  | Any
SDG | SDG-LED-PAR38(12wto<13w) | None | Any | Any | Any | Any | 2018-07-01 |  | WPSDGENRLG0106-6 | ExAnte2018 | IOU workpaper |  | Lamp | Full |  | 4.48 | 11.02 | LED Lamp: PAR38, 12 to <13 Watts | NonRes | Lighting | InGen | Ltg_Lamp | LED_lamp |  | Any
SDG | SDG-LED-PAR38(13wto<14w) | None | Any | Any | Any | Any | 2018-07-01 |  | WPSDGENRLG0106-6 | ExAnte2018 | IOU workpaper |  | Lamp | Full |  | 4.48 | 12.64 | LED Lamp: PAR38, 13 to <14 Watts | NonRes | Lighting | InGen | Ltg_Lamp | LED_lamp |  | Any
SDG | SDG-LED-PAR38(14wto<15w) | None | Any | Any | Any | Any | 2018-07-01 |  | WPSDGENRLG0106-6 | ExAnte2018 | IOU workpaper |  | Lamp | Full |  | 4.48 | 14.27 | LED Lamp: PAR38, 14 to <15 Watts | NonRes | Lighting | InGen | Ltg_Lamp | LED_lamp |  | Any
SDG | SDG-LED-PAR38(15wto<16w) | None | Any | Any | Any | Any | 2018-07-01 |  | WPSDGENRLG0106-6 | ExAnte2018 | IOU workpaper |  | Lamp | Full |  | 4.48 | 15.89 | LED Lamp: PAR38, 15 to <16 Watts | NonRes | Lighting | InGen | Ltg_Lamp | LED_lamp |  | Any
SDG | SDG-LED-PAR38(16wto<17w) | None | Any | Any | Any | Any | 2018-07-01 |  | WPSDGENRLG0106-6 | ExAnte2018 | IOU workpaper |  | Lamp | Full |  | 4.48 | 17.52 | LED Lamp: PAR38, 16 to <17 Watts | NonRes | Lighting | InGen | Ltg_Lamp | LED_lamp |  | Any
SDG | SDG-LED-PAR38(17wto<18w) | None | Any | Any | Any | Any | 2018-07-01 |  | WPSDGENRLG0106-6 | ExAnte2018 | IOU workpaper |  | Lamp | Full |  | 4.48 | 19.14 | LED Lamp: PAR38, 17 to <18 Watts | NonRes | Lighting | InGen | Ltg_Lamp | LED_lamp |  | Any
SDG | SDG-LED-PAR38(18wto<19w) | None | Any | Any | Any | Any | 2018-07-01 |  | WPSDGENRLG0106-6 | ExAnte2018 | IOU workpaper |  | Lamp | Full |  | 4.48 | 20.77 | LED Lamp: PAR38, 18 to <19 Watts | NonRes | Lighting | InGen | Ltg_Lamp | LED_lamp |  | Any
SDG | SDG-LED-PAR38(19wto<20w) | None | Any | Any | Any | Any | 2018-07-01 |  | WPSDGENRLG0106-6 | ExAnte2018 | IOU workpaper |  | Lamp | Full |  | 4.48 | 22.39 | LED Lamp: PAR38, 19 to <20 Watts | NonRes | Lighting | InGen | Ltg_Lamp | LED_lamp |  | Any
SDG | SDG-LED-PAR38(20wto<21w) | None | Any | Any | Any | Any | 2018-07-01 |  | WPSDGENRLG0106-6 | ExAnte2018 | IOU workpaper |  | Lamp | Full |  | 4.48 | 24.01 | LED Lamp: PAR38, 20 to <21 Watts | NonRes | Lighting | InGen | Ltg_Lamp | LED_lamp |  | Any
SDG | SDG-LED-PAR38(21wto<22w) | None | Any | Any | Any | Any | 2018-07-01 |  | WPSDGENRLG0106-6 | ExAnte2018 | IOU workpaper |  | Lamp | Full |  | 4.48 | 25.64 | LED Lamp: PAR38, 21 to <22 Watts | NonRes | Lighting | InGen | Ltg_Lamp | LED_lamp |  | Any
SDG | SDG-LED-PAR38(22wto<23w) | None | Any | Any | Any | Any | 2018-07-01 |  | WPSDGENRLG0106-6 | ExAnte2018 | IOU workpaper |  | Lamp | Full |  | 4.48 | 27.26 | LED Lamp: PAR38, 22 to <23 Watts | NonRes | Lighting | InGen | Ltg_Lamp | LED_lamp |  | Any
SDG | SDG-LED-PAR38(23wto<24w) | None | Any | Any | Any | Any | 2018-07-01 |  | WPSDGENRLG0106-6 | ExAnte2018 | IOU workpaper |  | Lamp | Full |  | 4.48 | 28.89 | LED Lamp: PAR38, 23 to <24 Watts | NonRes | Lighting | InGen | Ltg_Lamp | LED_lamp |  | Any
SDG | SDG-LED-PAR38(24wto<25w) | None | Any | Any | Any | Any | 2018-07-01 |  | WPSDGENRLG0106-6 | ExAnte2018 | IOU workpaper |  | Lamp | Full |  | 4.48 | 30.51 | LED Lamp: PAR38, 24 to <25 Watts | NonRes | Lighting | InGen | Ltg_Lamp | LED_lamp |  | Any
SDG | SDG-LED-PAR38(25wto<26w) | None | Any | Any | Any | Any | 2018-07-01 |  | WPSDGENRLG0106-6 | ExAnte2018 | IOU workpaper |  | Lamp | Full |  | 4.48 | 32.14 | LED Lamp: PAR38, 25 to <26 Watts | NonRes | Lighting | InGen | Ltg_Lamp | LED_lamp |  | Any
SDG | SDG-LED-PAR38(26wto<27w) | None | Any | Any | Any | Any | 2018-07-01 |  | WPSDGENRLG0106-6 | ExAnte2018 | IOU workpaper |  | Lamp | Full |  | 4.48 | 33.76 | LED Lamp: PAR38, 26 to <27 Watts | NonRes | Lighting | InGen | Ltg_Lamp | LED_lamp |  | Any
SDG | SDG-LED-PAR38(27wto<28w) | None | Any | Any | Any | Any | 2018-07-01 |  | WPSDGENRLG0106-6 | ExAnte2018 | IOU workpaper |  | Lamp | Full |  | 4.48 | 35.38 | LED Lamp: PAR38, 27 to <28 Watts | NonRes | Lighting | InGen | Ltg_Lamp | LED_lamp |  | Any
SDG | SDG-LED-PAR38(7wto<8w) | None | Any | Any | Any | Any | 2018-07-01 |  | WPSDGENRLG0106-6 | ExAnte2018 | IOU workpaper |  | Lamp | Full |  | 4.48 | 4.52 | LED Lamp: PAR38, 7 to <8 Watts | NonRes | Lighting | InGen | Ltg_Lamp | LED_lamp |  | Any
SDG | SDG-LED-PAR38(8wto<9w) | None | Any | Any | Any | Any | 2018-07-01 |  | WPSDGENRLG0106-6 | ExAnte2018 | IOU workpaper |  | Lamp | Full |  | 4.48 | 4.52 | LED Lamp: PAR38, 8 to <9 Watts | NonRes | Lighting | InGen | Ltg_Lamp | LED_lamp |  | Any
SDG | SDG-LED-PAR38(9wto<10w) | None | Any | Any | Any | Any | 2018-07-01 |  | WPSDGENRLG0106-6 | ExAnte2018 | IOU workpaper |  | Lamp | Full |  | 4.48 | 4.52 | LED Lamp: PAR38, 9 to <10 Watts | NonRes | Lighting | InGen | Ltg_Lamp | LED_lamp |  | Any
SDG | SDG-LED-RefRBR(10wto<11w) | None | Any | Any | Any | Any | 2018-07-01 |  | WPSDGENRLG0106-6 | ExAnte2018 | IOU workpaper |  | Lamp | Full |  | 4.48 | 9.36 | LED Lamp: RefRBR, 10 Watts, non-dimmable | Any | Lighting | InGen | Ltg_Lamp | LED_lamp |  | Any |  |  |  | Proposed | 2018Phase1ScrewInLampDisposition
SDG | SDG-LED-RefRBR(11wto<12w) | None | Any | Any | Any | Any | 2018-07-01 |  | WPSDGENRLG0106-6 | ExAnte2018 | IOU workpaper |  | Lamp | Full |  | 4.48 | 13.24 | LED Lamp: RefRBR, 11 Watts, non-dimmable | Any | Lighting | InGen | Ltg_Lamp | LED_lamp |  | Any |  |  |  | Proposed | 2018Phase1ScrewInLampDisposition
SDG | SDG-LED-RefRBR(12wto<13w) | None | Any | Any | Any | Any | 2018-07-01 |  | WPSDGENRLG0106-6 | ExAnte2018 | IOU workpaper |  | Lamp | Full |  | 4.48 | 13.24 | LED Lamp: RefRBR, 12 Watts, non-dimmable | Any | Lighting | InGen | Ltg_Lamp | LED_lamp |  | Any |  |  |  | Proposed | 2018Phase1ScrewInLampDisposition
SDG | SDG-LED-RefRBR(13wto<14w) | None | Any | Any | Any | Any | 2018-07-01 |  | WPSDGENRLG0106-6 | ExAnte2018 | IOU workpaper |  | Lamp | Full |  | 4.48 | 13.24 | LED Lamp: RefRBR, 13 Watts, non-dimmable | Any | Lighting | InGen | Ltg_Lamp | LED_lamp |  | Any |  |  |  | Proposed | 2018Phase1ScrewInLampDisposition
SDG | SDG-LED-RefRBR(14wto<15w) | None | Any | Any | Any | Any | 2018-07-01 |  | WPSDGENRLG0106-6 | ExAnte2018 | IOU workpaper |  | Lamp | Full |  | 4.48 | 14.99 | LED Lamp: RefRBR, 14 Watts, non-dimmable | Any | Lighting | InGen | Ltg_Lamp | LED_lamp |  | Any |  |  |  | Proposed | 2018Phase1ScrewInLampDisposition
SDG | SDG-LED-RefRBR(15wto<16w) | None | Any | Any | Any | Any | 2018-07-01 |  | WPSDGENRLG0106-6 | ExAnte2018 | IOU workpaper |  | Lamp | Full |  | 4.48 | 14.99 | LED Lamp: RefRBR, 15 Watts, non-dimmable | Any | Lighting | InGen | Ltg_Lamp | LED_lamp |  | Any |  |  |  | Proposed | 2018Phase1ScrewInLampDisposition
SDG | SDG-LED-RefRBR(16wto<17w) | None | Any | Any | Any | Any | 2018-07-01 |  | WPSDGENRLG0106-6 | ExAnte2018 | IOU workpaper |  | Lamp | Full |  | 4.48 | 14.99 | LED Lamp: RefRBR, 16 Watts, non-dimmable | Any | Lighting | InGen | Ltg_Lamp | LED_lamp |  | Any |  |  |  | Proposed | 2018Phase1ScrewInLampDisposition
SDG | SDG-LED-RefRBR(17wto<18w) | None | Any | Any | Any | Any | 2018-07-01 |  | WPSDGENRLG0106-6 | ExAnte2018 | IOU workpaper |  | Lamp | Full |  | 4.48 | 14.99 | LED Lamp: RefRBR, 17 Watts, non-dimmable | Any | Lighting | InGen | Ltg_Lamp | LED_lamp |  | Any |  |  |  | Proposed | 2018Phase1ScrewInLampDisposition
SDG | SDG-LED-RefRBR(18wto<19w) | None | Any | Any | Any | Any | 2018-07-01 |  | WPSDGENRLG0106-6 | ExAnte2018 | IOU workpaper |  | Lamp | Full |  | 4.48 | 14.99 | LED Lamp: RefRBR, 18 Watts, non-dimmable | Any | Lighting | InGen | Ltg_Lamp | LED_lamp |  | Any |  |  |  | Proposed | 2018Phase1ScrewInLampDisposition
SDG | SDG-LED-RefRBR(19wto<20w) | None | Any | Any | Any | Any | 2018-07-01 |  | WPSDGENRLG0106-6 | ExAnte2018 | IOU workpaper |  | Lamp | Full |  | 4.48 | 14.99 | LED Lamp: RefRBR, 19 Watts, non-dimmable | Any | Lighting | InGen | Ltg_Lamp | LED_lamp |  | Any |  |  |  | Proposed | 2018Phase1ScrewInLampDisposition
SDG | SDG-LED-RefRBR(20wto<21w) | None | Any | Any | Any | Any | 2018-07-01 |  | WPSDGENRLG0106-6 | ExAnte2018 | IOU workpaper |  | Lamp | Full |  | 4.48 | 14.99 | LED Lamp: RefRBR, 20 Watts, non-dimmable | Any | Lighting | InGen | Ltg_Lamp | LED_lamp |  | Any |  |  |  | Proposed | 2018Phase1ScrewInLampDisposition
SDG | SDG-LED-RefRBR(22wto<23w) | None | Any | Any | Any | Any | 2018-07-01 |  | WPSDGENRLG0106-6 | ExAnte2018 | IOU workpaper |  | Lamp | Full |  | 4.48 | 14.99 | LED Lamp: RefRBR, 22 Watts, non-dimmable | Any | Lighting | InGen | Ltg_Lamp | LED_lamp |  | Any |  |  |  | Proposed | 2018Phase1ScrewInLampDisposition
SDG | SDG-LED-RefRBR(6wto<7w) | None | Any | Any | Any | Any | 2018-07-01 |  | WPSDGENRLG0106-6 | ExAnte2018 | IOU workpaper |  | Lamp | Full |  | 4.48 | 9.36 | LED Lamp: RefRBR, 6 Watts, non-dimmable | Any | Lighting | InGen | Ltg_Lamp | LED_lamp |  | Any |  |  |  | Proposed | 2018Phase1ScrewInLampDisposition
SDG | SDG-LED-RefRBR(7wto<8w) | None | Any | Any | Any | Any | 2018-07-01 |  | WPSDGENRLG0106-6 | ExAnte2018 | IOU workpaper |  | Lamp | Full |  | 4.48 | 9.36 | LED Lamp: RefRBR, 7 Watts, non-dimmable | Any | Lighting | InGen | Ltg_Lamp | LED_lamp |  | Any |  |  |  | Proposed | 2018Phase1ScrewInLampDisposition
SDG | SDG-LED-RefRBR(8wto<9w) | None | Any | Any | Any | Any | 2018-07-01 |  | WPSDGENRLG0106-6 | ExAnte2018 | IOU workpaper |  | Lamp | Full |  | 4.48 | 9.36 | LED Lamp: RefRBR, 8 Watts, non-dimmable | Any | Lighting | InGen | Ltg_Lamp | LED_lamp |  | Any |  |  |  | Proposed | 2018Phase1ScrewInLampDisposition
SDG | SDG-LED-RefRBR(9wto<10w) | None | Any | Any | Any | Any | 2018-07-01 |  | WPSDGENRLG0106-6 | ExAnte2018 | IOU workpaper |  | Lamp | Full |  | 4.48 | 9.36 | LED Lamp: RefRBR, 9 Watts, non-dimmable | Any | Lighting | InGen | Ltg_Lamp | LED_lamp |  | Any |  |  |  | Proposed | 2018Phase1ScrewInLampDisposition
SDG | SDG-LEDfixt125LPW-1x4-kit | None | Any | Any | Any | Any | 2018-01-01 | 2019-03-31 | WPSDGENRLG0083-1 | ExAnte2018 | IOU workpaper | 2017-12-30 18:56 | KiloLumen | Full | 54.64 |  |  | Lighting - Interior Integrated LED Retrofit Kits - Size 1x4, >=125 to 139 LPW, (units: Kilo-lumen/Fixture) |  | Lighting | InGen | Ltg_Fixture | LED_fixt |  | Any
SDG | SDG-LEDfixt125LPW-1x4-new | None | Any | Any | Any | Any | 2018-01-01 | 2019-03-31 | WPSDGENRLG0083-1 | ExAnte2018 | IOU workpaper | 2017-12-30 18:49 | KiloLumen | Full | 61.24 |  |  | Lighting - Interior LED New Luminaire - Size 1x4, >=125 to 139 LPW, (units: Kilo-lumen/Fixture) |  | Lighting | InGen | Ltg_Fixture | LED_fixt |  | Any
SDG | SDG-LEDfixt125LPW-2x2-kit | None | Any | Any | Any | Any | 2018-01-01 | 2019-03-31 | WPSDGENRLG0083-1 | ExAnte2018 | IOU workpaper | 2017-12-30 18:56 | KiloLumen | Full | 50.47 |  |  | Lighting - Interior Integrated LED Retrofi Kits - Size 2x2, >=125 to 139 LPW, (units: Kilo-lumen/Fixture) |  | Lighting | InGen | Ltg_Fixture | LED_fixt |  | Any
SDG | SDG-LEDfixt125LPW-2x2-new | None | Any | Any | Any | Any | 2018-01-01 | 2019-03-31 | WPSDGENRLG0083-1 | ExAnte2018 | IOU workpaper | 2017-12-30 18:55 | KiloLumen | Full | 48.95 |  |  | Lighting - Interior LED New Luminaire - Size 2x2, >=125 to 139 LPW, (units: Kilo-lumen/Fixture) |  | Lighting | InGen | Ltg_Fixture | LED_fixt |  | Any
SDG | SDG-LEDfixt125LPW-2x4-kit | None | Any | Any | Any | Any | 2018-01-01 | 2019-03-31 | WPSDGENRLG0083-1 | ExAnte2018 | IOU workpaper | 2017-12-30 18:56 | KiloLumen | Full | 50.06 |  |  | Lighting - Interior Integrated LED Retrofit Kits - Size 2x4, >=125 to 139 LPW, (units: Kilo-lumen/Fixture) |  | Lighting | InGen | Ltg_Fixture | LED_fixt |  | Any
SDG | SDG-LEDfixt125LPW-2x4-new | None | Any | Any | Any | Any | 2018-01-01 | 2019-03-31 | WPSDGENRLG0083-1 | ExAnte2018 | IOU workpaper | 2017-12-30 18:55 | KiloLumen | Full | 52.89 |  |  | Lighting - Interior LED New Luminaire - Size 2x4, >=125 to 139 LPW, (units: Kilo-lumen/Fixture) |  | Lighting | InGen | Ltg_Fixture | LED_fixt |  | Any
SDG | SDG-LEDfixt140LPW-1x4-kit | None | Any | Any | Any | Any | 2018-01-01 | 2019-03-31 | WPSDGENRLG0083-1 | ExAnte2018 | IOU workpaper | 2017-12-30 18:57 | KiloLumen | Full | 59.1 |  |  | Lighting - Interior Integrated LED Retrofit Kits - Size 1x4, >=140 LPW, (units: Kilo-lumen/Fixture) |  | Lighting | InGen | Ltg_Fixture | LED_fixt |  | Any
SDG | SDG-LEDfixt140LPW-1x4-new | None | Any | Any | Any | Any | 2018-01-01 | 2019-03-31 | WPSDGENRLG0083-1 | ExAnte2018 | IOU workpaper | 2017-12-30 18:56 | KiloLumen | Full | 83.14 |  |  | Lighting - Interior LED New Luminaire - Size 1x4 Rated >=140 LPW, (units: Kilo-lumen/Fixture) |  | Lighting | InGen | Ltg_Fixture | LED_fixt |  | Any
SDG | SDG-LEDfixt140LPW-2x2-kit | None | Any | Any | Any | Any | 2018-01-01 | 2019-03-31 | WPSDGENRLG0083-1 | ExAnte2018 | IOU workpaper | 2017-12-30 18:57 | KiloLumen | Full | 75.35 |  |  | Lighting - Interior Integrated LED Retrofi Kits - Size 2x2, >=140 LPW, (units: Kilo-lumen/Fixture) |  | Lighting | InGen | Ltg_Fixture | LED_fixt |  | Any
SDG | SDG-LEDfixt140LPW-2x2-new | None | Any | Any | Any | Any | 2018-01-01 | 2019-03-31 | WPSDGENRLG0083-1 | ExAnte2018 | IOU workpaper | 2017-12-30 18:56 | KiloLumen | Full | 75.35 |  |  | Lighting - Interior LED New Luminaire - Size 2x2, >=140 LPW, (units: Kilo-lumen/Fixture) |  | Lighting | InGen | Ltg_Fixture | LED_fixt |  | Any
SDG | SDG-LEDfixt140LPW-2x4-kit | None | Any | Any | Any | Any | 2018-01-01 | 2019-03-31 | WPSDGENRLG0083-1 | ExAnte2018 | IOU workpaper | 2017-12-30 18:57 | KiloLumen | Full | 59.44 |  |  | Lighting - Interior Integrated LED Retrofit Kits - Size 2x4, >=140 LPW, (units: Kilo-lumen/Fixture) |  | Lighting | InGen | Ltg_Fixture | LED_fixt |  | Any
SDG | SDG-LEDfixt140LPW-2x4-new | None | Any | Any | Any | Any | 2018-01-01 | 2019-03-31 | WPSDGENRLG0083-1 | ExAnte2018 | IOU workpaper | 2017-12-30 18:56 | KiloLumen | Full | 63.05 |  |  | Lighting - Interior LED New Luminaire - Size 2x4, >=140 LPW, (units: Kilo-lumen/Fixture) |  | Lighting | InGen | Ltg_Fixture | LED_fixt |  | Any
SDG | SDG-LFfixt-Base-LEDMsr | None | Any | Any | Any | Any | 2018-01-01 |  | WPSDGENRLG0083-1 | ExAnte2018 | IOU workpaper | 2017-12-30 18:57 | KiloLumen | Full | 42.16 |  |  | Lighting - Interior LF New Luminaire - Sizes 1x4, 2x2, or 2x4, <100 LPW (units: Kilo-lumen/Fixture) |  | Lighting | InGen | Ltg_Fixture | LED_fixt |  | Any
SDG | SDG-NG-WtrHt-LrgInst-Gas-gt200kBtuh-0p80Et-FULL | None | Any | Any | Any | Any | 2017-01-01 |  | WPSDGENRWH1206-1 | ExAnte2017 | IOU workpaper | 2017-12-26 06:56 | Cap-kBTUh | Full | 17.94 |  |  | Tankless Water Heater,>200 kBtu/hr (Large), Tier 1 (>=0.80 TE) | NonRes | SHW | Heating | WaterHtg_eq | Instant_Et |  | Any
SDG | SDG-NG-WtrHt-LrgInst-Gas-gt200kBtuh-0p85Et-FULL | None | Any | Any | Any | Any | 2017-01-01 |  | WPSDGENRWH1206-1 | ExAnte2017 | IOU workpaper | 2017-12-26 06:56 | Cap-kBTUh | Full | 19.95 |  |  | Tankless Water Heater,>200 kBtu/hr (Large), Tier 2 (>=0.85 TE) | NonRes | SHW | Heating | WaterHtg_eq | Instant_Et |  | Any
SDG | SDG-NG-WtrHt-LrgInst-Gas-gt200kBtuh-0p90Et-FULL | None | Any | Any | Any | Any | 2017-01-01 |  | WPSDGENRWH1206-1 | ExAnte2017 | IOU workpaper | 2017-12-26 06:57 | Cap-kBTUh | Full | 22.01 |  |  | Tankless Water Heater,>200 kBtu/hr (Large), Tier 3 (>=0.9 TE) | NonRes | SHW | Heating | WaterHtg_eq | Instant_Et |  | Any
SDG | SDG-PTAC-7to15kBtuh-10p16eer | None | Any | Any | Any | Any | 2018-01-01 |  | WPSDGENRHC1052-0 | ExAnte2018 | IOU workpaper | 2018-03-01 | Cap-Tons | Full | 1543.72 |  |  | H.E. Package Terminal A/C 7k-15k (D03-099)_BaseCost | Com | HVAC | HeatCool | dxHP_equip | pkgTerm |  | Any
SDG | SDG-PTAC-7to15kBtuh-12p19eer | None | Any | Any | Any | Any | 2018-01-01 |  | WPSDGENRHC1052-0 | ExAnte2018 | IOU workpaper | 2018-03-01 | Cap-Tons | Full | 1587.72 |  |  | H.E. Package Terminal A/C 7k-15k (D03-099) | Com | HVAC | HeatCool | dxHP_equip | pkgTerm |  | Any
SDG | SDG-PTAC-gt15kBtuh-09p31eer | None | Any | Any | Any | Any | 2018-01-01 |  | WPSDGENRHC1052-0 | ExAnte2018 | IOU workpaper | 2018-03-01 | Cap-Tons | Full | 1034.77 |  |  | H.E. Package Terminal A/C > 15k (D03-100)_BaseCost | Com | HVAC | HeatCool | dxHP_equip | pkgTerm |  | Any
SDG | SDG-PTAC-gt15kBtuh-10p28eer | None | Any | Any | Any | Any | 2018-01-01 |  | WPSDGENRHC1052-0 | ExAnte2018 | IOU workpaper | 2018-03-01 | Cap-Tons | Full | 1177.77 |  |  | H.E. Package Terminal A/C > 15k (D03-100) | Com | HVAC | HeatCool | dxHP_equip | pkgTerm |  | Any
SDG | SDG-PTAC-lt7kBtuh-11p01eer | None | Any | Any | Any | Any | 2018-01-01 |  | WPSDGENRHC1052-0 | ExAnte2018 | IOU workpaper | 2018-03-01 | Cap-Tons | Full | 1824.95 |  |  | H.E. Package Terminal A/C < 7k (D03-084)_BaseCost | Com | HVAC | HeatCool | dxHP_equip | pkgTerm |  | Any
SDG | SDG-PTAC-lt7kBtuh-13p21eer | None | Any | Any | Any | Any | 2018-01-01 |  | WPSDGENRHC1052-0 | ExAnte2018 | IOU workpaper | 2018-03-01 | Cap-Tons | Full | 1908.95 |  |  | H.E. Package Terminal A/C < 7k (D03-084) | Com | HVAC | HeatCool | dxHP_equip | pkgTerm |  | Any
SDG | SDG-PTHP-7to15kBtuh-11p95eer-3p49cop | None | Any | Any | Any | Any | 2017-01-01 |  | WPSDGENRHC1052-0 | ExAnte2018 | IOU workpaper |  | Cap-Tons | Full | 1721.72 |  |  | H.E. Package Terminal HP 7k-15k (D03-101) | Com | HVAC | HeatCool | dxHP_equip | pkgTerm |  | Any
SDG | SDG-PTHP-7to15kBtuh-9p96eer-2p91cop | None | Any | Any | Any | Any | 2017-01-01 |  | WPSDGENRHC1052-0 | ExAnte2018 | IOU workpaper |  | Cap-Tons | Full | 1586.72 |  |  | H.E. Package Terminal HP 7k-15k (D03-101)_BaseCost | Com | HVAC | HeatCool | dxHP_equip | pkgTerm |  | Any
SDG | SDG-PTHP-gt15kBtuh-10p93eer-3p37cop | None | Any | Any | Any | Any | 2018-01-01 |  | WPSDGENRHC1052-0 | ExAnte2018 | IOU workpaper | 2018-03-01 | Cap-Tons | Full | 1477.77 |  |  | H.E. Package Terminal HP > 15k (D03-102) | Com | HVAC | HeatCool | dxHP_equip | pkgTerm |  | Any
SDG | SDG-PTHP-gt15kBtuh-9p11eer-2p80cop | None | Any | Any | Any | Any | 2018-01-01 |  | WPSDGENRHC1052-0 | ExAnte2018 | IOU workpaper | 2018-03-01 | Cap-Tons | Full | 1124.77 |  |  | H.E. Package Terminal HP > 15k (D03-102)_BaseCost | Com | HVAC | HeatCool | dxHP_equip | pkgTerm |  | Any
SDG | SDG-PTHP-lt7kBtuh-10p81eer-3p02cop | None | Any | Any | Any | Any | 2018-01-01 |  | WPSDGENRHC1052-0 | ExAnte2018 | IOU workpaper | 2018-03-01 | Cap-Tons | Full | 1838.95 |  |  | H.E. Package Terminal HP < 7k (D03-085)_BaseCost | Com | HVAC | HeatCool | dxHP_equip | pkgTerm |  | Any
SDG | SDG-PTHP-lt7kBtuh-12p97eer-3p62cop | None | Any | Any | Any | Any | 2018-01-01 |  | WPSDGENRHC1052-0 | ExAnte2018 | IOU workpaper | 2018-03-01 | Cap-Tons | Full | 1962.95 |  |  | H.E. Package Terminal HP < 7k (D03-085) | Com | HVAC | HeatCool | dxHP_equip | pkgTerm |  | Any
SDG | SDG-RCAadjRes | None | Any | Any | Any | Any | 2018-01-01 | 2018-12-31 | WPSDGEREHC0032-1 | ExAnte2018 | IOU workpaper | 2017-12-31 08:52 | Cap-Tons | Full | 34.41 |  |  | Refrigerant Charge Adjustment |  | HVAC | SpaceCool | dxAC_equip | spltSEER |  | Any
SDG | SDG-RCAadjRes | None | Any | Any | Any | Any | 2019-01-01 |  | WPSDGEREHC0032-1 | ExAnte2018 | IOU workpaper |  | Cap-Tons | Full | 42.54 |  |  | Refrigerant Charge Adjustment |  | HVAC | SpaceCool | dxAC_equip | spltSEER |  | Any
SDG | SDG-RefgWrhs_FltHdPres_EvapCooled | None | Any | Any | Any | Any | 2018-01-01 |  | WPSDGENRRN0017-0 | ExAnte2018 | IOU workpaper | 2018-02-27 | Cap-Tons | Full | 276.78 |  |  | RefgWrhs_FltHdPres_EvapCooled | Com | ProcRefrig | ProdStore | Chiller | RefWareCool |  | Any
SDG | SDG-RefgWrhs_FltSucPres | None | Any | Any | Any | Any | 2018-01-01 |  | WPSDGENRRN0017-0 | ExAnte2018 | IOU workpaper | 2018-02-27 | Cap-Tons | Full | 374.76 |  |  | RefgWrhs_FltSucPres | Com | ProcRefrig | ProdStore | Chiller | RefWareCool |  | Any
SDG | SDG-Res_SupFanMtr_Brushless | None | Any | Any | Any |  | 2018-01-01 | 2018-12-31 |  | ExAnte2018 | IOU workpaper |  | Cap-Tons | Full |  | 35.41 | 106.53 | Brushless Supply Fan Motor | [6 empty] | Any
SDG | SDG-Res_SupFanMtr_Brushless | None | Any | Any | Any |  | 2019-01-01 |  |  | ExAnte2018 | IOU workpaper |  | Cap-Tons | Full |  | 34.07 | 185.24 | Brushless Supply Fan Motor | [6 empty] | Any
SDG | SDG-Res_SupFanMtr_PSC | None | Any | Any | Any |  | 2018-01-01 | 2018-12-31 |  | ExAnte2018 | IOU workpaper |  | Cap-Tons | Full |  | 35.41 | 54.95 | PSC Supply Fan Motor | [6 empty] | Any
SDG | SDG-Res_SupFanMtr_PSC | None | Any | Any | Any |  | 2019-01-01 |  |  | ExAnte2018 | IOU workpaper |  | Cap-Tons | Full |  | 34.07 | 41.65 | PSC Supply Fan Motor | [6 empty] | Any
SDG | SDG-SHW-LamFlowRestrict | None | Any | Any | Any | Any | 2018-01-01 |  | WPSDGENRWH0015-0 | ExAnte2018 | IOU workpaper | 2017-12-31 08:45 | Fixture | Full | 14.27 |  |  | Water Heating-Laminar Flow Restrictor-Health Care Facilities - 0.5 GPM Flow Rate |  | SHW | Distribute | WaterFixt | FlowRestrict |  | Any
SDG | SDG-Std-LED-A19(EISA-Bin-100w-100LPW) | None | Any | Any | Any |  | 2017-07-01 | 2018-06-30 | WPSDGENRLG0106-5 | ExAnte2017 | IOU workpaper | 2017-06-30 | Lamp | Full | 3.76 |  |  | Base Case for LED-A19 100W EISA 100 LPW | Any | Lighting | InGen | Ltg_Lamp | LED_lamp |  | Any
SDG | SDG-Std-LED-A19(EISA-Bin-100w-100LPW) | None | Any | Any | Any | Any | 2018-07-01 |  | WPSDGENRLG0106-6 | ExAnte2018 |  |  | Lamp | Full |  | 6.24 | 12.79 | LED A19 Basecase (EISA-Bin-100w-100LPW) | Any | Lighting | InGen | Ltg_Lamp | LED_lamp |  | Any | 0.08 | 72.26 | 1.08 | Proposed | 2018Phase1ScrewInLampDisposition
SDG | SDG-Std-LED-A19(EISA-Bin-100w-110LPW) | None | Any | Any | Any | Any | 2018-07-01 |  | WPSDGENRLG0106-6 | ExAnte2018 |  |  | Lamp | Full |  | 6.24 | 14.88 | LED A19 Basecase (EISA-Bin-100w-110LPW) | Any | Lighting | InGen | Ltg_Lamp | LED_lamp |  | Any | 0.08 | 72.26 | 1.08 | Proposed | 2018Phase1ScrewInLampDisposition
SDG | SDG-Std-LED-A19(EISA-Bin-100w-120LPW) | None | Any | Any | Any | Any | 2018-07-01 |  | WPSDGENRLG0106-6 | ExAnte2018 |  |  | Lamp | Full |  | 6.24 | 14.88 | LED A19 Basecase (EISA-Bin-100w-120LPW) | Any | Lighting | InGen | Ltg_Lamp | LED_lamp |  | Any | 0.08 | 72.26 | 1.08 | Proposed | 2018Phase1ScrewInLampDisposition
SDG | SDG-Std-LED-A19(EISA-Bin-100w-90LPW) | None | Any | Any | Any |  | 2017-07-01 | 2018-06-30 | WPSDGENRLG0106-5 | ExAnte2017 | IOU workpaper | 2017-06-30 | Lamp | Full | 3.76 |  |  | Base Case for LED-A19 100W EISA 90 LPW | Any | Lighting | InGen | Ltg_Lamp | LED_lamp |  | Any
SDG | SDG-Std-LED-A19(EISA-Bin-100w-90LPW) | None | Any | Any | Any | Any | 2018-07-01 |  | WPSDGENRLG0106-6 | ExAnte2018 |  |  | Lamp | Full |  | 6.24 | 14.12 | LED A19 Basecase (EISA-Bin-100w-90LPW) | Any | Lighting | InGen | Ltg_Lamp | LED_lamp |  | Any | 0.08 | 72.26 | 1.08 | Proposed | 2018Phase1ScrewInLampDisposition
SDG | SDG-Std-LED-A19(EISA-Bin-40w-100LPW) | None | Any | Any | Any | Any | 2018-07-01 |  | WPSDGENRLG0106-6 | ExAnte2018 |  |  | Lamp | Full |  | 6.24 | 6.71 | LED A19 Basecase (EISA-Bin-40w-100LPW) | Any | Lighting | InGen | Ltg_Lamp | LED_lamp |  | Any | 0.08 | 72.26 | 1.08 | Proposed | 2018Phase1ScrewInLampDisposition
SDG | SDG-Std-LED-A19(EISA-Bin-40w-110LPW) | None | Any | Any | Any | Any | 2018-07-01 |  | WPSDGENRLG0106-6 | ExAnte2018 |  |  | Lamp | Full |  | 6.24 | 6.71 | LED A19 Basecase (EISA-Bin-40w-110LPW) | Any | Lighting | InGen | Ltg_Lamp | LED_lamp |  | Any | 0.08 | 72.26 | 1.08 | Proposed | 2018Phase1ScrewInLampDisposition
SDG | SDG-Std-LED-A19(EISA-Bin-40w-120LPW) | None | Any | Any | Any | Any | 2018-07-01 |  | WPSDGENRLG0106-6 | ExAnte2018 |  |  | Lamp | Full |  | 6.24 | 6.71 | LED A19 Basecase (EISA-Bin-40w-120LPW) | Any | Lighting | InGen | Ltg_Lamp | LED_lamp |  | Any | 0.08 | 72.26 | 1.08 | Proposed | 2018Phase1ScrewInLampDisposition
SDG | SDG-Std-LED-A19(EISA-Bin-40w-80LPW) | None | Any | Any | Any | Any | 2018-07-01 |  | WPSDGENRLG0106-6 | ExAnte2018 |  |  | Lamp | Full |  | 6.24 | 6.64 | LED A19 Basecase (EISA-Bin-40w-80LPW) | Any | Lighting | InGen | Ltg_Lamp | LED_lamp |  | Any | 0.08 | 72.26 | 1.08 | Proposed | 2018Phase1ScrewInLampDisposition
SDG | SDG-Std-LED-A19(EISA-Bin-40w-90LPW) | None | Any | Any | Any | Any | 2018-07-01 |  | WPSDGENRLG0106-6 | ExAnte2018 |  |  | Lamp | Full |  | 6.24 | 6.42 | LED A19 Basecase (EISA-Bin-40w-90LPW) | Any | Lighting | InGen | Ltg_Lamp | LED_lamp |  | Any | 0.08 | 72.26 | 1.08 | Proposed | 2018Phase1ScrewInLampDisposition
SDG | SDG-Std-LED-A19(EISA-Bin-60w-100LPW) | None | Any | Any | Any | Any | 2018-07-01 |  | WPSDGENRLG0106-6 | ExAnte2018 |  |  | Lamp | Full |  | 6.24 | 6.35 | LED A19 Basecase (EISA-Bin-60w-100LPW) | Any | Lighting | InGen | Ltg_Lamp | LED_lamp |  | Any | 0.08 | 72.26 | 1.08 | Proposed | 2018Phase1ScrewInLampDisposition
SDG | SDG-Std-LED-A19(EISA-Bin-60w-110LPW) | None | Any | Any | Any | Any | 2018-07-01 |  | WPSDGENRLG0106-6 | ExAnte2018 |  |  | Lamp | Full |  | 6.24 | 6.25 | LED A19 Basecase (EISA-Bin-60w-110LPW) | Any | Lighting | InGen | Ltg_Lamp | LED_lamp |  | Any | 0.08 | 72.26 | 1.08 | Proposed | 2018Phase1ScrewInLampDisposition
SDG | SDG-Std-LED-A19(EISA-Bin-60w-120LPW) | None | Any | Any | Any | Any | 2018-07-01 |  | WPSDGENRLG0106-6 | ExAnte2018 |  |  | Lamp | Full |  | 6.24 | 6.25 | LED A19 Basecase (EISA-Bin-60w-120LPW) | Any | Lighting | InGen | Ltg_Lamp | LED_lamp |  | Any | 0.08 | 72.26 | 1.08 | Proposed | 2018Phase1ScrewInLampDisposition
SDG | SDG-Std-LED-A19(EISA-Bin-60w-90LPW) | None | Any | Any | Any |  | 2017-07-01 | 2018-06-30 | WPSDGENRLG0106-5 | ExAnte2017 | IOU workpaper | 2017-06-30 | Lamp | Full | 3.08 |  |  | Base Case for LED-A19 60W EISA 90 LPW | Any | Lighting | InGen | Ltg_Lamp | LED_lamp |  | Any
SDG | SDG-Std-LED-A19(EISA-Bin-60w-90LPW) | None | Any | Any | Any | Any | 2018-07-01 |  | WPSDGENRLG0106-6 | ExAnte2018 |  |  | Lamp | Full |  | 6.24 | 9.08 | LED A19 Basecase (EISA-Bin-60w-90LPW) | Any | Lighting | InGen | Ltg_Lamp | LED_lamp |  | Any | 0.08 | 72.26 | 1.08 | Proposed | 2018Phase1ScrewInLampDisposition
SDG | SDG-Std-LED-A19(EISA-Bin-75w-100LPW) | None | Any | Any | Any |  | 2017-07-01 | 2018-06-30 | WPSDGENRLG0106-5 | ExAnte2017 | IOU workpaper | 2017-06-30 | Lamp | Full | 4.08 |  |  | Base Case for LED-A19 75W EISA 100 LPW | Any | Lighting | InGen | Ltg_Lamp | LED_lamp |  | Any
SDG | SDG-Std-LED-A19(EISA-Bin-75w-100LPW) | None | Any | Any | Any | Any | 2018-07-01 |  | WPSDGENRLG0106-6 | ExAnte2018 |  |  | Lamp | Full |  | 6.24 | 8.68 | LED A19 Basecase (EISA-Bin-75w-100LPW) | Any | Lighting | InGen | Ltg_Lamp | LED_lamp |  | Any | 0.08 | 72.26 | 1.08 | Proposed | 2018Phase1ScrewInLampDisposition
SDG | SDG-Std-LED-A19(EISA-Bin-75w-110LPW) | None | Any | Any | Any | Any | 2018-07-01 |  | WPSDGENRLG0106-6 | ExAnte2018 |  |  | Lamp | Full |  | 6.24 | 10.16 | LED A19 Basecase (EISA-Bin-75w-110LPW) | Any | Lighting | InGen | Ltg_Lamp | LED_lamp |  | Any | 0.08 | 72.26 | 1.08 | Proposed | 2018Phase1ScrewInLampDisposition
SDG | SDG-Std-LED-A19(EISA-Bin-75w-120LPW) | None | Any | Any | Any | Any | 2018-07-01 |  | WPSDGENRLG0106-6 | ExAnte2018 |  |  | Lamp | Full |  | 6.24 | 10.16 | LED A19 Basecase (EISA-Bin-75w-120LPW) | Any | Lighting | InGen | Ltg_Lamp | LED_lamp |  | Any | 0.08 | 72.26 | 1.08 | Proposed | 2018Phase1ScrewInLampDisposition
SDG | SDG-Std-LED-A19(EISA-Bin-75w-90LPW) | None | Any | Any | Any |  | 2017-07-01 | 2018-06-30 | WPSDGENRLG0106-5 | ExAnte2017 | IOU workpaper | 2017-06-30 | Lamp | Full | 4.08 |  |  | Base Case for LED-A19 75W EISA 90 LPW | Any | Lighting | InGen | Ltg_Lamp | LED_lamp |  | Any
SDG | SDG-Std-LED-A19(EISA-Bin-75w-90LPW) | None | Any | Any | Any | Any | 2018-07-01 |  | WPSDGENRLG0106-6 | ExAnte2018 |  |  | Lamp | Full |  | 6.24 | 10.84 | LED A19 Basecase (EISA-Bin-75w-90LPW) | Any | Lighting | InGen | Ltg_Lamp | LED_lamp |  | Any | 0.08 | 72.26 | 1.08 | Proposed | 2018Phase1ScrewInLampDisposition
Any | SDG-Std-Stor_UEF-Gas-040gal-HD-0p64 | Any | Any | Any | Any | Any | 2018-01-01 |  | WPSDGEREWH0025-1 | ExAnte2018 | IOU Workpaper |  | Each | Full |  |  | 1131 | Storage Water Heater 40 Gal <75 Mbtuh 0.64 UEF High Draw | Res | SHW | Heating | WaterHtg_eq | Stor_EF |  | Any |  |  |  | Proposed
Any | SDG-Std-Stor_UEF-Gas-040gal-LD-0p52 | Any | Any | Any | Any | Any | 2018-01-01 |  | WPSDGEREWH0025-1 | ExAnte2018 | IOU Workpaper |  | Each | Full |  |  | 1079 | Storage Water Heater 40 Gal <75 Mbtuh 0.52 UEF Low Draw | Res | SHW | Heating | WaterHtg_eq | Stor_EF |  | Any |  |  |  | Proposed
Any | SDG-Std-Stor_UEF-Gas-040gal-MD-0p58 | Any | Any | Any | Any | Any | 2018-01-01 |  | WPSDGEREWH0025-1 | ExAnte2018 | IOU Workpaper |  | Each | Full |  |  | 1220 | Storage Water Heater 40 Gal <75 Mbtuh 0.58 UEF Medium Draw | Res | SHW | Heating | WaterHtg_eq | Stor_EF |  | Any |  |  |  | Proposed
Any | SDG-Std-Stor_UEF-Gas-40gal-HD | Any | Any | Any | Any | Any | 2018-01-01 |  | WPSDGEREWH0024-1 | ExAnte2018 | IOU Workpaper |  | Each | Full |  |  | 1279.94 | Small storage Gas water heater: 40 gallon, UEF = 0.64, RE = 0.77, Cap = 40 kBTUh, UA = 6.60 BTU/hr-F, VentW: 0, AuxBTUh: 350, high draw | Res | SHW | Heating | WaterHtg_eq | Stor_EF |  | Any |  |  |  | Proposed
Any | SDG-Std-Stor_UEF-Gas-40gal-MD | Any | Any | Any | Any | Any | 2018-01-01 |  | WPSDGEREWH0024-1 | ExAnte2018 | IOU Workpaper |  | Each | Full |  |  | 1101.47 | Small storage Gas water heater: 40 gallon, UEF = 0.58, RE = 0.77, Cap = 37.5 kBTUh, UA = 7.19 BTU/hr-F, VentW: 0, AuxBTUh: 350, medium draw | Res | SHW | Heating | WaterHtg_eq | Stor_EF |  | Any |  |  |  | Proposed
Any | SDG-Std-Stor_UEF-Gas-50gal-HD | Any | Any | Any | Any | Any | 2018-01-01 |  | WPSDGEREWH0024-1 | ExAnte2018 | IOU Workpaper |  | Each | Full |  |  | 1239.02 | Small storage Gas water heater: 50 gallon, UEF = 0.63, RE = 0.8, Cap = 42 kBTUh, UA = 9.07 BTU/hr-F, VentW: 0, AuxBTUh: 350, high draw | Res | SHW | Heating | WaterHtg_eq | Stor_EF |  | Any |  |  |  | Proposed
Any | SDG-Std-Stor_UEF-Gas-50gal-MD | Any | Any | Any | Any | Any | 2018-01-01 |  | WPSDGEREWH0024-1 | ExAnte2018 | IOU Workpaper |  | Each | Full |  |  | 1000.24 | Small storage Gas water heater: 50 gallon, UEF = 0.56, RE = 0.76, Cap = 40 kBTUh, UA = 6.71 BTU/hr-F, VentW: 0, AuxBTUh: 350, medium draw | Res | SHW | Heating | WaterHtg_eq | Stor_EF |  | Any |  |  |  | Proposed
SDG | SDG-Std-Stor_UEF_Elec_030gal_0p92 | None | Any | Any | Any | Any | 2018-01-01 |  | WPSDGEREWH0022-3 | ExAnte2018 | IOU workpaper |  | Each | Full |  | 295.47 | 566.57 | =35 gallon Electric water heater (UEF = 0.92) | Res | SHW | Heating | WaterHtg_eq | Stor_EF |  | Any |  |  |  | Proposed
SDG | SDG-Std-Stor_UEF_Elec_040gal_0p92 | None | Any | Any | Any | Any | 2018-01-01 |  | WPSDGEREWH0022-3 | ExAnte2018 | IOU workpaper |  | Each | Full |  | 313.12 | 626.01 | >35 to 45 gallon Electric water heater (UEF = 0.92) | Res | SHW | Heating | WaterHtg_eq | Stor_EF |  | Any |  |  |  | Proposed
SDG | SDG-Std-Stor_UEF_Elec_050gal_0p92 | None | Any | Any | Any | Any | 2018-01-01 |  | WPSDGEREWH0022-3 | ExAnte2018 | IOU workpaper |  | Each | Full |  | 330.76 | 685.46 | >45 to 55 gallon Electric water heater (UEF = 0.92) | Res | SHW | Heating | WaterHtg_eq | Stor_EF |  | Any |  |  |  | Proposed
SDG | SDG-Std-Stor_UEF_Elec_060gal_2p91 | None | Any | Any | Any | Any | 2018-01-01 |  | WPSDGEREWH0022-3 | ExAnte2018 | IOU workpaper |  | Each | Full |  | 348.41 | 1599 | >55 to 75 gallon Electric water heater (UEF=2.91) | Res | SHW | Heating | WaterHtg_eq | Stor_EF |  | Any |  |  |  | Proposed
SDG | SDG-Std-Stor_UEF_Elec_075gal_3p00 | None | Any | Any | Any | Any | 2018-01-01 |  | WPSDGEREWH0022-3 | ExAnte2018 | IOU workpaper |  | Each | Full |  | 378.87 | 1760.62 | >55 to 75 gallon Electric water heater (UEF=2.91) | Res | SHW | Heating | WaterHtg_eq | Stor_EF |  | Any |  |  |  | Proposed
SDG | SDG-Std_Candle(1wto<2w)_5pCFL-35pLED-60pInc | None | Any | Any | Any | Any | 2018-07-01 |  | WPSDGENRLG0106-6 | ExAnte2018 |  |  | Lamp | Full |  | 6.24 | 3.42 | LED Candelabra Basecase(1wto<2w)_5pCFL-35pLED-60pInc | Any | Lighting | InGen | Ltg_Lamp | LED_lamp |  | Any | 0.08 | 72.26 | 1.08 | Proposed | 2018Phase1ScrewInLampDisposition
SDG | SDG-Std_Candle(2wto<3w)_5pCFL-35pLED-60pInc | None | Any | Any | Any | Any | 2018-07-01 |  | WPSDGENRLG0106-6 | ExAnte2018 |  |  | Lamp | Full |  | 6.24 | 3.42 | LED Candelabra Basecase(2wto<3w)_5pCFL-35pLED-60pInc | Any | Lighting | InGen | Ltg_Lamp | LED_lamp |  | Any | 0.08 | 72.26 | 1.08 | Proposed | 2018Phase1ScrewInLampDisposition
SDG | SDG-Std_Candle(3wto<4w)_5pCFL-35pLED-60pInc | None | Any | Any | Any | Any | 2017-01-01 | 2018-06-30 | WPSDGENRLG0106-5 | ExAnte2017 |  |  | Lamp | Full |  | 6.24 | 3.16 | LED Candelabra Basecase(3wto<4w)_5pCFL-35pLED-60pInc | Any | Lighting | InGen | Ltg_Lamp | LED_lamp |  | Any | 0.08 | 72.26 | 1.08 | Proposed
SDG | SDG-Std_Candle(3wto<4w)_5pCFL-35pLED-60pInc | None | Any | Any | Any | Any | 2018-07-01 |  | WPSDGENRLG0106-6 | ExAnte2018 |  |  | Lamp | Full |  | 6.24 | 3.16 | LED Candelabra Basecase(3wto<4w)_5pCFL-35pLED-60pInc | Any | Lighting | InGen | Ltg_Lamp | LED_lamp |  | Any | 0.08 | 72.26 | 1.08 | Proposed | 2018Phase1ScrewInLampDisposition
SDG | SDG-Std_Candle(4wto<5w)_5pCFL-35pLED-60pInc | None | Any | Any | Any | Any | 2018-07-01 |  | WPSDGENRLG0106-6 | ExAnte2018 |  |  | Lamp | Full |  | 6.24 | 3.16 | LED Candelabra Basecase(4wto<5w)_5pCFL-35pLED-60pInc | Any | Lighting | InGen | Ltg_Lamp | LED_lamp |  | Any | 0.08 | 72.26 | 1.08 | Proposed | 2018Phase1ScrewInLampDisposition
SDG | SDG-Std_Candle(5wto<6w)_5pCFL-35pLED-60pInc | None | Any | Any | Any | Any | 2018-07-01 |  | WPSDGENRLG0106-6 | ExAnte2018 |  |  | Lamp | Full |  | 6.24 | 3.16 | LED Candelabra Basecase(5wto<6w)_5pCFL-35pLED-60pInc | Any | Lighting | InGen | Ltg_Lamp | LED_lamp |  | Any | 0.08 | 72.26 | 1.08 | Proposed | 2018Phase1ScrewInLampDisposition
SDG | SDG-Std_Glb(10wto<11w)_5pCFL-35pLED-60pInc | None | Any | Any | Any | Any | 2018-07-01 |  | WPSDGENRLG0106-6 | ExAnte2018 |  |  | Lamp | Full |  | 3.61 | 6.56 | LED Basecase, Globe (10wto<11w)_5pCFL-35pLED-60pInc | Any | Lighting | InGen | Ltg_Lamp | LED_lamp |  | Any |  |  |  | Proposed | 2018Phase1ScrewInLampDisposition
SDG | SDG-Std_Glb(1wto<2w)_5pCFL-35pLED-60pInc | None | Any | Any | Any | Any | 2018-07-01 |  | WPSDGENRLG0106-6 | ExAnte2018 |  |  | Lamp | Full |  | 3.61 | 5.4 | LED Basecase, Globe (1wto<2w)_5pCFL-35pLED-60pInc | Any | Lighting | InGen | Ltg_Lamp | LED_lamp |  | Any |  |  |  | Proposed | 2018Phase1ScrewInLampDisposition
SDG | SDG-Std_Glb(2wto<3w)_5pCFL-35pLED-60pInc | None | Any | Any | Any | Any | 2018-07-01 |  | WPSDGENRLG0106-6 | ExAnte2018 |  |  | Lamp | Full |  | 3.61 | 5.4 | LED Basecase, Globe (2wto<3w)_5pCFL-35pLED-60pInc | Any | Lighting | InGen | Ltg_Lamp | LED_lamp |  | Any |  |  |  | Proposed | 2018Phase1ScrewInLampDisposition
SDG | SDG-Std_Glb(3wto<4w)_5pCFL-35pLED-60pInc | None | Any | Any | Any | Any | 2018-07-01 |  | WPSDGENRLG0106-6 | ExAnte2018 |  |  | Lamp | Full |  | 3.61 | 6.56 | LED Basecase, Globe (3wto<4w)_5pCFL-35pLED-60pInc | Any | Lighting | InGen | Ltg_Lamp | LED_lamp |  | Any |  |  |  | Proposed | 2018Phase1ScrewInLampDisposition
SDG | SDG-Std_Glb(4wto<5w)_5pCFL-35pLED-60pInc | None | Any | Any | Any | Any | 2018-07-01 |  | WPSDGENRLG0106-6 | ExAnte2018 |  |  | Lamp | Full |  | 3.61 | 6.56 | LED Basecase, Globe (4wto<5w)_5pCFL-35pLED-60pInc | Any | Lighting | InGen | Ltg_Lamp | LED_lamp |  | Any |  |  |  | Proposed | 2018Phase1ScrewInLampDisposition
SDG | SDG-Std_Glb(5wto<6w)_5pCFL-35pLED-60pInc | None | Any | Any | Any | Any | 2017-01-01 | 2018-06-30 | WPSDGENRLG0106-5 | ExAnte2017 |  |  | Lamp | Full |  | 3.61 | 6.56 | LED Basecase, Globe (5wto<6w)_5pCFL-35pLED-60pInc | Any | Lighting | InGen | Ltg_Lamp | LED_lamp |  | Any |  |  |  | Proposed
SDG | SDG-Std_Glb(5wto<6w)_5pCFL-35pLED-60pInc | None | Any | Any | Any | Any | 2018-07-01 |  | WPSDGENRLG0106-6 | ExAnte2018 |  |  | Lamp | Full |  | 3.61 | 6.56 | LED Basecase, Globe (5wto<6w)_5pCFL-35pLED-60pInc | Any | Lighting | InGen | Ltg_Lamp | LED_lamp |  | Any |  |  |  | Proposed | 2018Phase1ScrewInLampDisposition
SDG | SDG-Std_Glb(6wto<7w)_5pCFL-35pLED-60pInc | None | Any | Any | Any | Any | 2018-07-01 |  | WPSDGENRLG0106-6 | ExAnte2018 |  |  | Lamp | Full |  | 3.61 | 6.56 | LED Basecase, Globe (6wto<7w)_5pCFL-35pLED-60pInc | Any | Lighting | InGen | Ltg_Lamp | LED_lamp |  | Any |  |  |  | Proposed | 2018Phase1ScrewInLampDisposition
SDG | SDG-Std_Glb(7wto<8w)_5pCFL-35pLED-60pInc | None | Any | Any | Any | Any | 2018-07-01 |  | WPSDGENRLG0106-6 | ExAnte2018 |  |  | Lamp | Full |  | 3.61 | 6.56 | LED Basecase, Globe (7wto<8w)_5pCFL-35pLED-60pInc | Any | Lighting | InGen | Ltg_Lamp | LED_lamp |  | Any |  |  |  | Proposed | 2018Phase1ScrewInLampDisposition
SDG | SDG-Std_Glb(8wto<9w)_5pCFL-35pLED-60pInc | None | Any | Any | Any | Any | 2018-07-01 |  | WPSDGENRLG0106-6 | ExAnte2018 |  |  | Lamp | Full |  | 3.61 | 6.56 | LED Basecase, Globe (8wto<9w)_5pCFL-35pLED-60pInc | Any | Lighting | InGen | Ltg_Lamp | LED_lamp |  | Any |  |  |  | Proposed | 2018Phase1ScrewInLampDisposition
SDG | SDG-Std_Glb(9wto<10w)_5pCFL-35pLED-60pInc | None | Any | Any | Any | Any | 2018-07-01 |  | WPSDGENRLG0106-6 | ExAnte2018 |  |  | Lamp | Full |  | 3.61 | 6.56 | LED Basecase, Globe (9wto<10w)_5pCFL-35pLED-60pInc | Any | Lighting | InGen | Ltg_Lamp | LED_lamp |  | Any |  |  |  | Proposed | 2018Phase1ScrewInLampDisposition
SDG | SDG-Std_PAR20(10wto<11w)_10pCFL-40pLED-50pInc | None | Any | Any | Any | Any | 2018-07-01 |  | WPSDGENRLG0106-6 | ExAnte2018 | IOU workpaper |  | Lamp | Full |  | 4.48 | 8.79 | Base case cost for 10% CFL, 40% LED, and 50% Incandescent for LED Lamp: PAR20, 10 to <11 Watts | NonRes | Lighting | InGen | Ltg_Lamp | LED_lamp |  | Any
SDG | SDG-Std_PAR20(11wto<12w)_10pCFL-40pLED-50pInc | None | Any | Any | Any | Any | 2018-07-01 |  | WPSDGENRLG0106-6 | ExAnte2018 | IOU workpaper |  | Lamp | Full |  | 4.48 | 0 | Base case cost for 10% CFL, 40% LED, and 50% Incandescent for LED Lamp: PAR20, 11 to <12 Watts | NonRes | Lighting | InGen | Ltg_Lamp | LED_lamp |  | Any
SDG | SDG-Std_PAR20(13wto<14w)_10pCFL-40pLED-50pInc | None | Any | Any | Any | Any | 2018-07-01 |  | WPSDGENRLG0106-6 | ExAnte2018 | IOU workpaper |  | Lamp | Full |  | 4.48 | 0 | Base case cost for 10% CFL, 40% LED, and 50% Incandescent for LED Lamp: PAR20, 13 to <14 Watts | NonRes | Lighting | InGen | Ltg_Lamp | LED_lamp |  | Any
SDG | SDG-Std_PAR20(14wto<15w)_10pCFL-40pLED-50pInc | None | Any | Any | Any | Any | 2018-07-01 |  | WPSDGENRLG0106-6 | ExAnte2018 | IOU workpaper |  | Lamp | Full |  | 4.48 | 0 | Base case cost for 10% CFL, 40% LED, and 50% Incandescent for LED Lamp: PAR20, 14 to <15 Watts | NonRes | Lighting | InGen | Ltg_Lamp | LED_lamp |  | Any
SDG | SDG-Std_PAR20(4wto<5w)_10pCFL-40pLED-50pInc | None | Any | Any | Any | Any | 2018-07-01 |  | WPSDGENRLG0106-6 | ExAnte2018 | IOU workpaper |  | Lamp | Full |  | 4.48 | 8.79 | Base case cost for 10% CFL, 40% LED, and 50% Incandescent for LED Lamp: PAR20, 4 to <5 Watts | NonRes | Lighting | InGen | Ltg_Lamp | LED_lamp |  | Any
SDG | SDG-Std_PAR20(5wto<6w)_10pCFL-40pLED-50pInc | None | Any | Any | Any | Any | 2018-07-01 |  | WPSDGENRLG0106-6 | ExAnte2018 | IOU workpaper |  | Lamp | Full |  | 4.48 | 8.79 | Base case cost for 10% CFL, 40% LED, and 50% Incandescent for LED Lamp: PAR20, 5 to <6 Watts | NonRes | Lighting | InGen | Ltg_Lamp | LED_lamp |  | Any
SDG | SDG-Std_PAR20(6wto<7w)_10pCFL-40pLED-50pInc | None | Any | Any | Any | Any | 2018-07-01 |  | WPSDGENRLG0106-6 | ExAnte2018 | IOU workpaper |  | Lamp | Full |  | 4.48 | 8.79 | Base case cost for 10% CFL, 40% LED, and 50% Incandescent for LED Lamp: PAR20, 6 to <7 Watts | NonRes | Lighting | InGen | Ltg_Lamp | LED_lamp |  | Any
SDG | SDG-Std_PAR20(7wto<8ww)_10pCFL-40pLED-50pInc | None | Any | Any | Any | Any | 2018-07-01 |  | WPSDGENRLG0106-6 | ExAnte2018 | IOU workpaper |  | Lamp | Full |  | 4.48 | 8.79 | Base case cost for 10% CFL, 40% LED, and 50% Incandescent for LED Lamp: PAR20, 7 to <8 Watts | NonRes | Lighting | InGen | Ltg_Lamp | LED_lamp |  | Any
SDG | SDG-Std_PAR20(8wto<9w)_10pCFL-40pLED-50pInc | None | Any | Any | Any | Any | 2018-07-01 |  | WPSDGENRLG0106-6 | ExAnte2018 | IOU workpaper |  | Lamp | Full |  | 4.48 | 8.79 | Base case cost for 10% CFL, 40% LED, and 50% Incandescent for LED Lamp: PAR20, 8 to <9 Watts | NonRes | Lighting | InGen | Ltg_Lamp | LED_lamp |  | Any
SDG | SDG-Std_PAR20(9wto<10w)_10pCFL-40pLED-50pInc | None | Any | Any | Any | Any | 2018-07-01 |  | WPSDGENRLG0106-6 | ExAnte2018 | IOU workpaper |  | Lamp | Full |  | 4.48 | 8.79 | Base case cost for 10% CFL, 40% LED, and 50% Incandescent for LED Lamp: PAR20, 9 to <10 Watts | NonRes | Lighting | InGen | Ltg_Lamp | LED_lamp |  | Any
SDG | SDG-Std_PAR30(10wto<11w)_10pCFL-40pLED-50pInc | None | Any | Any | Any | Any | 2018-07-01 |  | WPSDGENRLG0106-6 | ExAnte2018 | IOU workpaper |  | Lamp | Full |  | 4.48 | 6.5653 | Base case cost for 10% CFL, 40% LED, and 50% Incandescent for LED Lamp: PAR30, 10 to <11 Watts | NonRes | Lighting | InGen | Ltg_Lamp | LED_lamp |  | Any
SDG | SDG-Std_PAR30(11wto<12w)_10pCFL-40pLED-50pInc | None | Any | Any | Any | Any | 2018-07-01 |  | WPSDGENRLG0106-6 | ExAnte2018 | IOU workpaper |  | Lamp | Full |  | 4.48 | 7.7317 | Base case cost for 10% CFL, 40% LED, and 50% Incandescent for LED Lamp: PAR30, 11 to <12 Watts | NonRes | Lighting | InGen | Ltg_Lamp | LED_lamp |  | Any
SDG | SDG-Std_PAR30(12wto<13w)_10pCFL-40pLED-50pInc | None | Any | Any | Any | Any | 2018-07-01 |  | WPSDGENRLG0106-6 | ExAnte2018 | IOU workpaper |  | Lamp | Full |  | 4.48 | 8.8981 | Base case cost for 10% CFL, 40% LED, and 50% Incandescent for LED Lamp: PAR30, 12 to <13 Watts | NonRes | Lighting | InGen | Ltg_Lamp | LED_lamp |  | Any
SDG | SDG-Std_PAR30(13wto<14w)_10pCFL-40pLED-50pInc | None | Any | Any | Any | Any | 2018-07-01 |  | WPSDGENRLG0106-6 | ExAnte2018 | IOU workpaper |  | Lamp | Full |  | 4.48 | 10.0645 | Base case cost for 10% CFL, 40% LED, and 50% Incandescent for LED Lamp: PAR30, 13 to <14 Watts | NonRes | Lighting | InGen | Ltg_Lamp | LED_lamp |  | Any
SDG | SDG-Std_PAR30(14wto<15w)_10pCFL-40pLED-50pInc | None | Any | Any | Any | Any | 2018-07-01 |  | WPSDGENRLG0106-6 | ExAnte2018 | IOU workpaper |  | Lamp | Full |  | 4.48 | 11.2309 | Base case cost for 10% CFL, 40% LED, and 50% Incandescent for LED Lamp: PAR30, 14 to <15 Watts | NonRes | Lighting | InGen | Ltg_Lamp | LED_lamp |  | Any
SDG | SDG-Std_PAR30(15wto<16w)_10pCFL-40pLED-50pInc | None | Any | Any | Any | Any | 2018-07-01 |  | WPSDGENRLG0106-6 | ExAnte2018 | IOU workpaper |  | Lamp | Full |  | 4.48 | 12.3028 | Base case cost for 10% CFL, 40% LED, and 50% Incandescent for LED Lamp: PAR30, 15 to <16 Watts | NonRes | Lighting | InGen | Ltg_Lamp | LED_lamp |  | Any
SDG | SDG-Std_PAR30(16wto<17w)_10pCFL-40pLED-50pInc | None | Any | Any | Any | Any | 2018-07-01 |  | WPSDGENRLG0106-6 | ExAnte2018 | IOU workpaper |  | Lamp | Full |  | 4.48 | 13.4692 | Base case cost for 10% CFL, 40% LED, and 50% Incandescent for LED Lamp: PAR30, 16 to <17 Watts | NonRes | Lighting | InGen | Ltg_Lamp | LED_lamp |  | Any
SDG | SDG-Std_PAR30(17wto<18w)_10pCFL-40pLED-50pInc | None | Any | Any | Any | Any | 2018-07-01 |  | WPSDGENRLG0106-6 | ExAnte2018 | IOU workpaper |  | Lamp | Full |  | 4.48 | 14.6357 | Base case cost for 10% CFL, 40% LED, and 50% Incandescent for LED Lamp: PAR30, 17 to <18 Watts | NonRes | Lighting | InGen | Ltg_Lamp | LED_lamp |  | Any
SDG | SDG-Std_PAR30(18wto<19w)_10pCFL-40pLED-50pInc | None | Any | Any | Any | Any | 2018-07-01 |  | WPSDGENRLG0106-6 | ExAnte2018 | IOU workpaper |  | Lamp | Full |  | 4.48 | 15.8021 | Base case cost for 10% CFL, 40% LED, and 50% Incandescent for LED Lamp: PAR30, 18 to <19 Watts | NonRes | Lighting | InGen | Ltg_Lamp | LED_lamp |  | Any
SDG | SDG-Std_PAR30(19wto<20w)_10pCFL-40pLED-50pInc | None | Any | Any | Any | Any | 2018-07-01 |  | WPSDGENRLG0106-6 | ExAnte2018 | IOU workpaper |  | Lamp | Full |  | 4.48 | 16.9685 | Base case cost for 10% CFL, 40% LED, and 50% Incandescent for LED Lamp: PAR30, 19 to <20 Watts | NonRes | Lighting | InGen | Ltg_Lamp | LED_lamp |  | Any
SDG | SDG-Std_PAR30(20wto<21w)_10pCFL-40pLED-50pInc | None | Any | Any | Any | Any | 2018-07-01 |  | WPSDGENRLG0106-6 | ExAnte2018 | IOU workpaper |  | Lamp | Full |  | 4.48 | 18.13 | Base case cost for 10% CFL, 40% LED, and 50% Incandescent for LED Lamp: PAR30, 20 to <21 Watts | NonRes | Lighting | InGen | Ltg_Lamp | LED_lamp |  | Any
SDG | SDG-Std_PAR30(21wto<22w)_10pCFL-40pLED-50pInc | None | Any | Any | Any | Any | 2018-07-01 |  | WPSDGENRLG0106-6 | ExAnte2018 | IOU workpaper |  | Lamp | Full |  | 4.48 | 18.13 | Base case cost for 10% CFL, 40% LED, and 50% Incandescent for LED Lamp: PAR30, 21 to <22 Watts | NonRes | Lighting | InGen | Ltg_Lamp | LED_lamp |  | Any
SDG | SDG-Std_PAR30(23wto<24w)_10pCFL-40pLED-50pInc | None | Any | Any | Any | Any | 2018-07-01 |  | WPSDGENRLG0106-6 | ExAnte2018 | IOU workpaper |  | Lamp | Full |  | 4.48 | 18.13 | Base case cost for 10% CFL, 40% LED, and 50% Incandescent for LED Lamp: PAR30, 23 to <24 Watts | NonRes | Lighting | InGen | Ltg_Lamp | LED_lamp |  | Any
SDG | SDG-Std_PAR30(6wto<7w)_10pCFL-40pLED-50pInc | None | Any | Any | Any | Any | 2018-07-01 |  | WPSDGENRLG0106-6 | ExAnte2018 | IOU workpaper |  | Lamp | Full |  | 4.48 | 4.23 | Base case cost for 10% CFL, 40% LED, and 50% Incandescent for LED Lamp: PAR30, 6 to <7 Watts | NonRes | Lighting | InGen | Ltg_Lamp | LED_lamp |  | Any
SDG | SDG-Std_PAR30(7wto<8w)_10pCFL-40pLED-50pInc | None | Any | Any | Any | Any | 2018-07-01 |  | WPSDGENRLG0106-6 | ExAnte2018 | IOU workpaper |  | Lamp | Full |  | 4.48 | 4.23 | Base case cost for 10% CFL, 40% LED, and 50% Incandescent for LED Lamp: PAR30, 7 to <8 Watts | NonRes | Lighting | InGen | Ltg_Lamp | LED_lamp |  | Any
SDG | SDG-Std_PAR30(8wto<9w)_10pCFL-40pLED-50pInc | None | Any | Any | Any | Any | 2018-07-01 |  | WPSDGENRLG0106-6 | ExAnte2018 | IOU workpaper |  | Lamp | Full |  | 4.48 | 4.23 | Base case cost for 10% CFL, 40% LED, and 50% Incandescent for LED Lamp: PAR30, 8 to <9 Watts | NonRes | Lighting | InGen | Ltg_Lamp | LED_lamp |  | Any
SDG | SDG-Std_PAR30(9wto<10w)_10pCFL-40pLED-50pInc | None | Any | Any | Any | Any | 2018-07-01 |  | WPSDGENRLG0106-6 | ExAnte2018 | IOU workpaper |  | Lamp | Full |  | 4.48 | 4.23 | Base case cost for 10% CFL, 40% LED, and 50% Incandescent for LED Lamp: PAR30, 9 to <10 Watts | NonRes | Lighting | InGen | Ltg_Lamp | LED_lamp |  | Any
SDG | SDG-Std_PAR38(10wto<11w)_10pCFL-40pLED-50pInc | None | Any | Any | Any | Any | 2018-07-01 |  | WPSDGENRLG0106-6 | ExAnte2018 | IOU workpaper |  | Lamp | Full |  | 4.48 | 8.34 | Base case cost for 10% CFL, 40% LED, and 50% Incandescent for LED Lamp: PAR38, 10 to <11 Watts | NonRes | Lighting | InGen | Ltg_Lamp | LED_lamp |  | Any
SDG | SDG-Std_PAR38(11wto<12w)_10pCFL-40pLED-50pInc | None | Any | Any | Any | Any | 2018-07-01 |  | WPSDGENRLG0106-6 | ExAnte2018 | IOU workpaper |  | Lamp | Full |  | 4.48 | 8.34 | Base case cost for 10% CFL, 40% LED, and 50% Incandescent for LED Lamp: PAR38, 11 to <12 Watts | NonRes | Lighting | InGen | Ltg_Lamp | LED_lamp |  | Any
SDG | SDG-Std_PAR38(12wto<13w)_10pCFL-40pLED-50pInc | None | Any | Any | Any | Any | 2018-07-01 |  | WPSDGENRLG0106-6 | ExAnte2018 | IOU workpaper |  | Lamp | Full |  | 4.48 | 6.8148 | Base case cost for 10% CFL, 40% LED, and 50% Incandescent for LED Lamp: PAR38, 12 to <13 Watts | NonRes | Lighting | InGen | Ltg_Lamp | LED_lamp |  | Any
SDG | SDG-Std_PAR38(13wto<14w)_10pCFL-40pLED-50pInc | None | Any | Any | Any | Any | 2018-07-01 |  | WPSDGENRLG0106-6 | ExAnte2018 | IOU workpaper |  | Lamp | Full |  | 4.48 | 7.8681 | Base case cost for 10% CFL, 40% LED, and 50% Incandescent for LED Lamp: PAR38, 13 to <14 Watts | NonRes | Lighting | InGen | Ltg_Lamp | LED_lamp |  | Any
SDG | SDG-Std_PAR38(14wto<15w)_10pCFL-40pLED-50pInc | None | Any | Any | Any | Any | 2018-07-01 |  | WPSDGENRLG0106-6 | ExAnte2018 | IOU workpaper |  | Lamp | Full |  | 4.48 | 8.9214 | Base case cost for 10% CFL, 40% LED, and 50% Incandescent for LED Lamp: PAR38, 14 to <15 Watts | NonRes | Lighting | InGen | Ltg_Lamp | LED_lamp |  | Any
SDG | SDG-Std_PAR38(15wto<16w)_10pCFL-40pLED-50pInc | None | Any | Any | Any | Any | 2018-07-01 |  | WPSDGENRLG0106-6 | ExAnte2018 | IOU workpaper |  | Lamp | Full |  | 4.48 | 9.9748 | Base case cost for 10% CFL, 40% LED, and 50% Incandescent for LED Lamp: PAR38, 15 to <16 Watts | NonRes | Lighting | InGen | Ltg_Lamp | LED_lamp |  | Any
SDG | SDG-Std_PAR38(16wto<17w)_10pCFL-40pLED-50pInc | None | Any | Any | Any | Any | 2018-07-01 |  | WPSDGENRLG0106-6 | ExAnte2018 | IOU workpaper |  | Lamp | Full |  | 4.48 | 11.0281 | Base case cost for 10% CFL, 40% LED, and 50% Incandescent for LED Lamp: PAR38, 16 to <17 Watts | NonRes | Lighting | InGen | Ltg_Lamp | LED_lamp |  | Any
SDG | SDG-Std_PAR38(17wto<18w)_10pCFL-40pLED-50pInc | None | Any | Any | Any | Any | 2018-07-01 |  | WPSDGENRLG0106-6 | ExAnte2018 | IOU workpaper |  | Lamp | Full |  | 4.48 | 12.0814 | Base case cost for 10% CFL, 40% LED, and 50% Incandescent for LED Lamp: PAR38, 17 to <18 Watts | NonRes | Lighting | InGen | Ltg_Lamp | LED_lamp |  | Any
SDG | SDG-Std_PAR38(18wto<19w)_10pCFL-40pLED-50pInc | None | Any | Any | Any | Any | 2018-07-01 |  | WPSDGENRLG0106-6 | ExAnte2018 | IOU workpaper |  | Lamp | Full |  | 4.48 | 13.1348 | Base case cost for 10% CFL, 40% LED, and 50% Incandescent for LED Lamp: PAR38, 18 to <19 Watts | NonRes | Lighting | InGen | Ltg_Lamp | LED_lamp |  | Any
SDG | SDG-Std_PAR38(19wto<20w)_10pCFL-40pLED-50pInc | None | Any | Any | Any | Any | 2018-07-01 |  | WPSDGENRLG0106-6 | ExAnte2018 | IOU workpaper |  | Lamp | Full |  | 4.48 | 14.1881 | Base case cost for 10% CFL, 40% LED, and 50% Incandescent for LED Lamp: PAR38, 19 to <20 Watts | NonRes | Lighting | InGen | Ltg_Lamp | LED_lamp |  | Any
SDG | SDG-Std_PAR38(20wto<21w)_10pCFL-40pLED-50pInc | None | Any | Any | Any | Any | 2018-07-01 |  | WPSDGENRLG0106-6 | ExAnte2018 | IOU workpaper |  | Lamp | Full |  | 4.48 | 15.2414 | Base case cost for 10% CFL, 40% LED, and 50% Incandescent for LED Lamp: PAR38, 20 to <21 Watts | NonRes | Lighting | InGen | Ltg_Lamp | LED_lamp |  | Any
SDG | SDG-Std_PAR38(21wto<22w)_10pCFL-40pLED-50pInc | None | Any | Any | Any | Any | 2018-07-01 |  | WPSDGENRLG0106-6 | ExAnte2018 | IOU workpaper |  | Lamp | Full |  | 4.48 | 16.2947 | Base case cost for 10% CFL, 40% LED, and 50% Incandescent for LED Lamp: PAR38, 21 to <22 Watts | NonRes | Lighting | InGen | Ltg_Lamp | LED_lamp |  | Any
SDG | SDG-Std_PAR38(22wto<23w)_10pCFL-40pLED-50pInc | None | Any | Any | Any | Any | 2018-07-01 |  | WPSDGENRLG0106-6 | ExAnte2018 | IOU workpaper |  | Lamp | Full |  | 4.48 | 17.3481 | Base case cost for 10% CFL, 40% LED, and 50% Incandescent for LED Lamp: PAR38, 22 to <23 Watts | NonRes | Lighting | InGen | Ltg_Lamp | LED_lamp |  | Any
SDG | SDG-Std_PAR38(23wto<24w)_10pCFL-40pLED-50pInc | None | Any | Any | Any | Any | 2018-07-01 |  | WPSDGENRLG0106-6 | ExAnte2018 | IOU workpaper |  | Lamp | Full |  | 4.48 | 18.4014 | Base case cost for 10% CFL, 40% LED, and 50% Incandescent for LED Lamp: PAR38, 23 to <24 Watts | NonRes | Lighting | InGen | Ltg_Lamp | LED_lamp |  | Any
SDG | SDG-Std_PAR38(24wto<25w)_10pCFL-40pLED-50pInc | None | Any | Any | Any | Any | 2018-07-01 |  | WPSDGENRLG0106-6 | ExAnte2018 | IOU workpaper |  | Lamp | Full |  | 4.48 | 19.4547 | Base case cost for 10% CFL, 40% LED, and 50% Incandescent for LED Lamp: PAR38, 24 to <25 Watts | NonRes | Lighting | InGen | Ltg_Lamp | LED_lamp |  | Any
SDG | SDG-Std_PAR38(25wto<26w)_10pCFL-40pLED-50pInc | None | Any | Any | Any | Any | 2018-07-01 |  | WPSDGENRLG0106-6 | ExAnte2018 | IOU workpaper |  | Lamp | Full |  | 4.48 | 20.508 | Base case cost for 10% CFL, 40% LED, and 50% Incandescent for LED Lamp: PAR38, 25 to <26 Watts | NonRes | Lighting | InGen | Ltg_Lamp | LED_lamp |  | Any
SDG | SDG-Std_PAR38(26wto<27w)_10pCFL-40pLED-50pInc | None | Any | Any | Any | Any | 2018-07-01 |  | WPSDGENRLG0106-6 | ExAnte2018 | IOU workpaper |  | Lamp | Full |  | 4.48 | 21.5614 | Base case cost for 10% CFL, 40% LED, and 50% Incandescent for LED Lamp: PAR38, 26 to <27 Watts | NonRes | Lighting | InGen | Ltg_Lamp | LED_lamp |  | Any
SDG | SDG-Std_PAR38(27wto<28w)_10pCFL-40pLED-50pInc | None | Any | Any | Any | Any | 2018-07-01 |  | WPSDGENRLG0106-6 | ExAnte2018 | IOU workpaper |  | Lamp | Full |  | 4.48 | 22.61 | Base case cost for 10% CFL, 40% LED, and 50% Incandescent for LED Lamp: PAR38, 27 to <28 Watts | NonRes | Lighting | InGen | Ltg_Lamp | LED_lamp |  | Any
SDG | SDG-Std_PAR38(7wto<8w)_10pCFL-40pLED-50pInc | None | Any | Any | Any | Any | 2018-07-01 |  | WPSDGENRLG0106-6 | ExAnte2018 | IOU workpaper |  | Lamp | Full |  | 4.48 | 8.34 | Base case cost for 10% CFL, 40% LED, and 50% Incandescent for LED Lamp: PAR38, 7 to <8 Watts | NonRes | Lighting | InGen | Ltg_Lamp | LED_lamp |  | Any
SDG | SDG-Std_PAR38(8wto<9w)_10pCFL-40pLED-50pInc | None | Any | Any | Any | Any | 2018-07-01 |  | WPSDGENRLG0106-6 | ExAnte2018 | IOU workpaper |  | Lamp | Full |  | 4.48 | 8.34 | Base case cost for 10% CFL, 40% LED, and 50% Incandescent for LED Lamp: PAR38, 8 to <9 Watts | NonRes | Lighting | InGen | Ltg_Lamp | LED_lamp |  | Any
SDG | SDG-Std_PAR38(9wto<10w)_10pCFL-40pLED-50pInc | None | Any | Any | Any | Any | 2018-07-01 |  | WPSDGENRLG0106-6 | ExAnte2018 | IOU workpaper |  | Lamp | Full |  | 4.48 | 8.34 | Base case cost for 10% CFL, 40% LED, and 50% Incandescent for LED Lamp: PAR38, 9 to <10 Watts | NonRes | Lighting | InGen | Ltg_Lamp | LED_lamp |  | Any
SDG | SDG-Std_RefRBR(10wto<11w)_10pCFL-40pLED-50pInc | None | Any | Any | Any | Any | 2018-07-01 |  | WPSDGENRLG0106-6 | ExAnte2018 | IOU workpaper |  | Lamp | Full |  | 4.48 | 7.84 | LED R/BR Basecase, (10wto<11w)_10pCFL-40pLED-50pInc | Any | Lighting | InGen | Ltg_Lamp | LED_lamp |  | Any |  |  |  | Proposed | 2018Phase1ScrewInLampDisposition
SDG | SDG-Std_RefRBR(11wto<12w)_10pCFL-40pLED-50pInc | None | Any | Any | Any | Any | 2018-07-01 |  | WPSDGENRLG0106-6 | ExAnte2018 | IOU workpaper |  | Lamp | Full |  | 4.48 | 8.51 | LED R/BR Basecase, (11wto<12w)_10pCFL-40pLED-50pInc | Any | Lighting | InGen | Ltg_Lamp | LED_lamp |  | Any |  |  |  | Proposed | 2018Phase1ScrewInLampDisposition
SDG | SDG-Std_RefRBR(12wto<13w)_10pCFL-40pLED-50pInc | None | Any | Any | Any | Any | 2018-07-01 |  | WPSDGENRLG0106-6 | ExAnte2018 | IOU workpaper |  | Lamp | Full |  | 4.48 | 8.51 | LED R/BR Basecase, (12wto<13w)_10pCFL-40pLED-50pInc | Any | Lighting | InGen | Ltg_Lamp | LED_lamp |  | Any |  |  |  | Proposed | 2018Phase1ScrewInLampDisposition
SDG | SDG-Std_RefRBR(13wto<14w)_10pCFL-40pLED-50pInc | None | Any | Any | Any | Any | 2018-07-01 |  | WPSDGENRLG0106-6 | ExAnte2018 | IOU workpaper |  | Lamp | Full |  | 4.48 | 8.51 | LED R/BR Basecase, (13wto<14w)_10pCFL-40pLED-50pInc | Any | Lighting | InGen | Ltg_Lamp | LED_lamp |  | Any |  |  |  | Proposed | 2018Phase1ScrewInLampDisposition
SDG | SDG-Std_RefRBR(14wto<15w)_10pCFL-40pLED-50pInc | None | Any | Any | Any | Any | 2018-07-01 |  | WPSDGENRLG0106-6 | ExAnte2018 | IOU workpaper |  | Lamp | Full |  | 4.48 | 10.91 | LED R/BR Basecase, (14wto<15w)_10pCFL-40pLED-50pInc | Any | Lighting | InGen | Ltg_Lamp | LED_lamp |  | Any |  |  |  | Proposed | 2018Phase1ScrewInLampDisposition
SDG | SDG-Std_RefRBR(15wto<16w)_10pCFL-40pLED-50pInc | None | Any | Any | Any | Any | 2018-07-01 |  | WPSDGENRLG0106-6 | ExAnte2018 | IOU workpaper |  | Lamp | Full |  | 4.48 | 10.91 | LED R/BR Basecase, (15wto<16w)_10pCFL-40pLED-50pInc | Any | Lighting | InGen | Ltg_Lamp | LED_lamp |  | Any |  |  |  | Proposed | 2018Phase1ScrewInLampDisposition
SDG | SDG-Std_RefRBR(16wto<17w)_10pCFL-40pLED-50pInc | None | Any | Any | Any | Any | 2018-07-01 |  | WPSDGENRLG0106-6 | ExAnte2018 | IOU workpaper |  | Lamp | Full |  | 4.48 | 10.91 | LED R/BR Basecase, (16wto<17w)_10pCFL-40pLED-50pInc | Any | Lighting | InGen | Ltg_Lamp | LED_lamp |  | Any |  |  |  | Proposed | 2018Phase1ScrewInLampDisposition
SDG | SDG-Std_RefRBR(17wto<18w)_10pCFL-40pLED-50pInc | None | Any | Any | Any | Any | 2018-07-01 |  | WPSDGENRLG0106-6 | ExAnte2018 | IOU workpaper |  | Lamp | Full |  | 4.48 | 10.91 | LED R/BR Basecase, (17wto<18w)_10pCFL-40pLED-50pInc | Any | Lighting | InGen | Ltg_Lamp | LED_lamp |  | Any |  |  |  | Proposed | 2018Phase1ScrewInLampDisposition
SDG | SDG-Std_RefRBR(18wto<19w)_10pCFL-40pLED-50pInc | None | Any | Any | Any | Any | 2018-07-01 |  | WPSDGENRLG0106-6 | ExAnte2018 | IOU workpaper |  | Lamp | Full |  | 4.48 | 10.91 | LED R/BR Basecase, (18wto<19w)_10pCFL-40pLED-50pInc | Any | Lighting | InGen | Ltg_Lamp | LED_lamp |  | Any |  |  |  | Proposed | 2018Phase1ScrewInLampDisposition
SDG | SDG-Std_RefRBR(19wto<20w)_10pCFL-40pLED-50pInc | None | Any | Any | Any | Any | 2018-07-01 |  | WPSDGENRLG0106-6 | ExAnte2018 | IOU workpaper |  | Lamp | Full |  | 4.48 | 10.91 | LED R/BR Basecase, (19wto<20w)_10pCFL-40pLED-50pInc | Any | Lighting | InGen | Ltg_Lamp | LED_lamp |  | Any |  |  |  | Proposed | 2018Phase1ScrewInLampDisposition
SDG | SDG-Std_RefRBR(20wto<21w)_10pCFL-40pLED-50pInc | None | Any | Any | Any | Any | 2018-07-01 |  | WPSDGENRLG0106-6 | ExAnte2018 | IOU workpaper |  | Lamp | Full |  | 4.48 | 10.91 | LED R/BR Basecase, (20wto<21w)_10pCFL-40pLED-50pInc | Any | Lighting | InGen | Ltg_Lamp | LED_lamp |  | Any |  |  |  | Proposed | 2018Phase1ScrewInLampDisposition
SDG | SDG-Std_RefRBR(22wto<23w)_10pCFL-40pLED-50pInc | None | Any | Any | Any | Any | 2018-07-01 |  | WPSDGENRLG0106-6 | ExAnte2018 | IOU workpaper |  | Lamp | Full |  | 4.48 | 10.91 | LED R/BR Basecase, (22wto<23w)_10pCFL-40pLED-50pInc | Any | Lighting | InGen | Ltg_Lamp | LED_lamp |  | Any |  |  |  | Proposed | 2018Phase1ScrewInLampDisposition
SDG | SDG-Std_RefRBR(6wto<7w)_10pCFL-40pLED-50pInc | None | Any | Any | Any | Any | 2018-07-01 |  | WPSDGENRLG0106-6 | ExAnte2018 | IOU workpaper |  | Lamp | Full |  | 4.48 | 7.84 | LED R/BR Basecase, (6wto<7w)_10pCFL-40pLED-50pInc | Any | Lighting | InGen | Ltg_Lamp | LED_lamp |  | Any |  |  |  | Proposed | 2018Phase1ScrewInLampDisposition
SDG | SDG-Std_RefRBR(7wto<8w)_10pCFL-40pLED-50pInc | None | Any | Any | Any | Any | 2018-07-01 |  | WPSDGENRLG0106-6 | ExAnte2018 | IOU workpaper |  | Lamp | Full |  | 4.48 | 7.84 | LED R/BR Basecase, (7wto<8w)_10pCFL-40pLED-50pInc | Any | Lighting | InGen | Ltg_Lamp | LED_lamp |  | Any |  |  |  | Proposed | 2018Phase1ScrewInLampDisposition
SDG | SDG-Std_RefRBR(8wto<9w)_10pCFL-40pLED-50pInc | None | Any | Any | Any | Any | 2018-07-01 |  | WPSDGENRLG0106-6 | ExAnte2018 | IOU workpaper |  | Lamp | Full |  | 4.48 | 7.84 | LED R/BR Basecase, (8to<9w)_10pCFL-40pLED-50pInc | Any | Lighting | InGen | Ltg_Lamp | LED_lamp |  | Any |  |  |  | Proposed | 2018Phase1ScrewInLampDisposition
SDG | SDG-Std_RefRBR(9wto<10w)_10pCFL-40pLED-50pInc | None | Any | Any | Any | Any | 2018-07-01 |  | WPSDGENRLG0106-6 | ExAnte2018 | IOU workpaper |  | Lamp | Full |  | 4.48 | 7.84 | LED R/BR Basecase, (9wto<101w)_10pCFL-40pLED-50pInc | Any | Lighting | InGen | Ltg_Lamp | LED_lamp |  | Any |  |  |  | Proposed | 2018Phase1ScrewInLampDisposition
Any | SDG-Stor_UEF-Gas-40gal-HD_0p68 | Any | Any | Any | Any | Any | 2018-01-01 |  | WPSDGEREWH0024-1 | ExAnte2018 | IOU Workpaper |  | Each | Full |  |  | 1398.92 | Small storage Gas water heater: 40 gallon, UEF = 0.68, RE = 0.79, Cap = 40.7 kBTUh, UA = 3.91 BTU/hr-F, VentW: 0, AuxBTUh: 350, high draw | Res | SHW | Heating | WaterHtg_eq | Stor_EF |  | Any |  |  |  | Proposed
Any | SDG-Stor_UEF-Gas-40gal-MD_0p64 | Any | Any | Any | Any | Any | 2018-01-01 |  | WPSDGEREWH0024-1 | ExAnte2018 | IOU Workpaper |  | Each | Full |  |  | 1279.94 | Small storage Gas water heater: 40 gallon, UEF = 0.64, RE = 0.77, Cap = 39.3 kBTUh, UA = 3.59 BTU/hr-F, VentW: 0, AuxBTUh: 350, medium draw | Res | SHW | Heating | WaterHtg_eq | Stor_EF |  | Any |  |  |  | Proposed
Any | SDG-Stor_UEF-Gas-50gal-HD_0p68 | Any | Any | Any | Any | Any | 2018-01-01 |  | WPSDGEREWH0024-1 | ExAnte2018 | IOU Workpaper |  | Each | Full |  |  | 1409.57 | Small storage Gas water heater: 50 gallon, UEF = 0.68, RE = 0.79, Cap = 49.7 kBTUh, UA = 4.322 BTU/hr-F, VentW: 0, AuxBTUh: 350, high draw | Res | SHW | Heating | WaterHtg_eq | Stor_EF |  | Any |  |  |  | Proposed
Any | SDG-Stor_UEF-Gas-50gal-MD_0p64 | Any | Any | Any | Any | Any | 2018-01-01 |  | WPSDGEREWH0024-1 | ExAnte2018 | IOU Workpaper |  | Each | Full |  |  | 1272.53 | Small storage Gas water heater: 50 gallon, UEF = 0.64, RE = 0.78, Cap = 39.7 kBTUh, UA = 3.98 BTU/hr-F, VentW: 0, AuxBTUh: 350, medium draw | Res | SHW | Heating | WaterHtg_eq | Stor_EF |  | Any |  |  |  | Proposed
SDG | SDG-Stor_UEF_Elec_050gal_3p09 | None | Any | Any | Any | Any | 2018-01-01 |  | WPSDGEREWH0022-3 | ExAnte2018 | IOU workpaper |  | Each | Full |  | 330.76 | 1339.25 | Efficient water heater: 50 to 55 gallon HP Elec (UEF=3.09 | Res | SHW | Heating | WaterHtg_eq | Stor_EF |  | Any |  |  |  | Proposed
SDG | SDG-Stor_UEF_Elec_050gal_3p11 | None | Any | Any | Any | Any | 2018-01-01 |  | WPSDGEREWH0022-3 | ExAnte2018 | IOU workpaper |  | Each | Full |  | 330.76 | 1199 | Efficient water heater: 50 to 55 gallon HP Elec (UEF=3.11 | Res | SHW | Heating | WaterHtg_eq | Stor_EF |  | Any |  |  |  | Proposed
SDG | SDG-Stor_UEF_Elec_060gal_3p33 | None | Any | Any | Any | Any | 2018-01-01 |  | WPSDGEREWH0022-3 | ExAnte2018 | IOU workpaper |  | Each | Full |  | 348.41 | 2047.41 | Efficient water heater: >55 to 75 gallon HP Elec (UEF=3.33 | Res | SHW | Heating | WaterHtg_eq | Stor_EF |  | Any |  |  |  | Proposed
SDG | SDG-Stor_UEF_Elec_075gal_3p42 | None | Any | Any | Any | Any | 2018-01-01 |  | WPSDGEREWH0022-3 | ExAnte2018 | IOU workpaper |  | Each | Full |  | 374.87 | 2273.87 | Efficient water heater: >75 gallon HP Elec (UEF=3.42) | Res | SHW | Heating | WaterHtg_eq | Stor_EF |  | Any |  |  |  | Proposed
SDG | SDG-VFDPoolPumpMF1 | None | Any | Any | Any | Any | 2018-01-01 |  | WPSDGEREWP0002-7 | ExAnte2018 | IOU workpaper | 2017-12-26 18:22 | Each | Full |  | 679.44 | 1291.94 | Commissioned Multi-Family Residential VFD Swimming WADING Pool Pump |  | Recreate | Pool | PoolSpa_eq | PoolPump |  | Any
SDG | SDG-VFDPoolPumpSF1 | None | Any | Any | Any | Any | 2018-01-01 |  | WPSDGEREWP0002-7 | ExAnte2018 | IOU workpaper | 2017-12-26 18:18 | Each | Full |  | 679.44 | 1071 | Commissioned Single-family Residential VFD Swimming Pool Pump |  | Recreate | Pool | PoolSpa_eq | PoolPump |  | Any
SDG | SDG-VFDPoolPumpSF2 | None | Any | Any | Any | Any | 2018-01-01 |  | WPSDGEREWP0002-7 | ExAnte2018 | IOU workpaper | 2017-12-26 18:18 | Each | Full |  | 613.59 | 1071 | Non-Commissioned (self-install) Single-family Residential VFD Swimming Pool Pump |  | Recreate | Pool | PoolSpa_eq | PoolPump |  | Any
SDG | SDG_Agr-DripIrr | None | Any | Any | Any | Any | 2019-01-01 |  | WPSDGENRAG0001-2 | ExAnte2019 | IOU workpaper |  | Area-Acre | Full |  | 163 | 285 | Installation of micro (or drip) irrigation and or drip tape (w/ 5yr warranty), for existing farming corps | NonRes | Irrigate | FarmIrrig | WaterFixt | FlowRestrict |  | Any |  |  |  | Proposed | Total labor and material cost is $448 per acre.
SDG | SDG_Agr-Sprinkler_BASE | None | Any | Any | Any | Any | 2019-01-01 |  | WPSDGENRAG0001-2 | ExAnte2019 | IOU workpaper |  | Area-Acre | Full |  | 81 | 87 | High-pressure, impact- type sprinkler irrigation (50 psi or higher operating pressure). | NonRes | Irrigate | FarmIrrig | WaterFixt | FlowRestrict |  | Any |  |  |  | Proposed | Total labor and material cost is $168 per acre.
SDG | SDGIncandescentPoolSpaFixture100W | None | Any | Any | Any | Any | 2013-01-01 |  | WPSDGENRLG0028-1 | ExAnte2017 | IOU workpaper | 2017-10-09 18:00 | Fixture | Full | 199.49 |  |  | 15.5 Watt Spa Light (Res) LED replacing 100 Watt Incandescent |  | Recreate | Pool | Ltg_Fixture | LED_fixt |  | Any
SDG | SDGIncandescentPoolSpaFixture300W | None | Any | Any | Any | Any | 2013-01-01 |  | WPSDGENRLG0028-1 | ExAnte2017 | IOU workpaper | 2017-10-09 18:00 | Fixture | Full | 213.78 |  |  | 45.8 Watt Spa Light (Res) LED replacing 300 Watt Incandescent |  | Recreate | Pool | Ltg_Fixture | LED_fixt |  | Any
SDG | SDGIncandescentPoolSpaFixture400W | None | Any | Any | Any | Any | 2013-01-01 |  | WPSDGENRLG0028-1 | ExAnte2017 | IOU workpaper | 2017-10-09 18:00 | Fixture | Full | 213.78 |  |  | 52.4 Watt Spa Light (Res) LED replacing 400 Watt Incandescent |  | Recreate | Pool | Ltg_Fixture | LED_fixt |  | Any
SDG | SDGIncandescentPoolSpaFixture500W | None | Any | Any | Any | Any | 2013-01-01 |  | WPSDGENRLG0028-1 | ExAnte2017 | IOU workpaper | 2017-10-09 18:00 | Fixture | Full | 213.78 |  |  | 67.4 Watt Spa Light (Res) LED replacing 500 Watt Incandescent |  | Recreate | Pool | Ltg_Fixture | LED_fixt |  | Any
SDG | SDGIncandescentPoolSpaLamp100W | None | Any | Any | Any | Any | 2013-01-01 |  | WPSDGENRLG0028-1 | ExAnte2017 | IOU workpaper | 2017-10-09 15:40 | Lamp | Full | 17.38 |  |  | 15.5 Watt Spa Lamp (Res) LED replacing 100 Watt Incandescent |  | Recreate | Pool | Ltg_Lamp | LED_lamp |  | Any
SDG | SDGIncandescentPoolSpaLamp300W | None | Any | Any | Any | Any | 2013-01-01 |  | WPSDGENRLG0028-1 | ExAnte2017 | IOU workpaper | 2017-10-09 15:40 | Lamp | Full | 23.47 |  |  | 45.8 Watt Spa Lamp (Res) LED replacing 300 Watt Incandescent |  | Recreate | Pool | Ltg_Lamp | LED_lamp |  | Any
SDG | SDGIncandescentPoolSpaLamp400W | None | Any | Any | Any | Any | 2013-01-01 |  | WPSDGENRLG0028-1 | ExAnte2017 | IOU workpaper | 2017-10-09 15:40 | Lamp | Full | 23.47 |  |  | 52.4 Watt Spa Lamp (Res) LED replacing 400 Watt Incandescent |  | Recreate | Pool | Ltg_Lamp | LED_lamp |  | Any
SDG | SDGIncandescentPoolSpaLamp500W | None | Any | Any | Any | Any | 2013-01-01 |  | WPSDGENRLG0028-1 | ExAnte2017 | IOU workpaper | 2017-10-09 15:40 | Lamp | Full | 23.47 |  |  | 67.4 Watt Spa Lamp (Res) LED replacing 500 Watt Incandescent |  | Recreate | Pool | Ltg_Lamp | LED_lamp |  | Any
SDG | SDGLEDPoolSpaFixture15.5W | None | Any | Any | Any | Any | 2013-01-01 |  | WPSDGENRLG0028-1 | ExAnte2017 | IOU workpaper | 2017-10-09 18:00 | Fixture | Full | 342.15 |  |  | 15.5 Watt Pool Light (Dusk to Close) LED replacing 100 Watt Incandescent |  | Recreate | Pool | Ltg_Fixture | LED_fixt |  | Any
SDG | SDGLEDPoolSpaFixture45.8W | None | Any | Any | Any | Any | 2013-01-01 |  | WPSDGENRLG0028-1 | ExAnte2017 | IOU workpaper | 2017-10-09 18:00 | Fixture | Full | 386.75 |  |  | 45.8 Watt Pool Light (Dusk to Close) LED replacing 300 Watt Incandescent |  | Recreate | Pool | Ltg_Fixture | LED_fixt |  | Any
SDG | SDGLEDPoolSpaFixture52.4W | None | Any | Any | Any | Any | 2013-01-01 |  | WPSDGENRLG0028-1 | ExAnte2017 | IOU workpaper | 2017-10-09 18:00 | Fixture | Full | 430.35 |  |  | 52.4 Watt Pool Light (Dusk to Close) LED replacing 400 Watt Incandescent |  | Recreate | Pool | Ltg_Fixture | LED_fixt |  | Any
SDG | SDGLEDPoolSpaFixture67.4W | None | Any | Any | Any | Any | 2013-01-01 |  | WPSDGENRLG0028-1 | ExAnte2017 | IOU workpaper | 2017-10-09 18:00 | Fixture | Full | 392.73 |  |  | 67.4 Watt Pool Light (Dusk to Close) LED replacing 500 Watt Incandescent |  | Recreate | Pool | Ltg_Fixture | LED_fixt |  | Any
SDG | SDGLEDPoolSpaLamp15.5W | None | Any | Any | Any | Any | 2013-01-01 |  | WPSDGENRLG0028-1 | ExAnte2017 | IOU workpaper | 2017-10-09 15:40 | Lamp | Full | 131.63 |  |  | 15.5 Watt Pool Lamp (Dusk to Close) LED replacing 100 Watt Incandescent |  | Recreate | Pool | Ltg_Lamp | LED_lamp |  | Any
SDG | SDGLEDPoolSpaLamp45.8W | None | Any | Any | Any | Any | 2013-01-01 |  | WPSDGENRLG0028-1 | ExAnte2017 | IOU workpaper | 2017-10-09 15:40 | Lamp | Full | 274.49 |  |  | 45.8 Watt Pool Lamp (Dusk to Close) LED replacing 300 Watt Incandescent |  | Recreate | Pool | Ltg_Lamp | LED_lamp |  | Any
SDG | SDGLEDPoolSpaLamp52.4W | None | Any | Any | Any | Any | 2013-01-01 |  | WPSDGENRLG0028-1 | ExAnte2017 | IOU workpaper | 2017-10-09 15:40 | Lamp | Full | 285.39 |  |  | 52.4 Watt Pool Lamp (Dusk to Close) LED replacing 400 Watt Incandescent |  | Recreate | Pool | Ltg_Lamp | LED_lamp |  | Any
SDG | SDGLEDPoolSpaLamp67.4W | None | Any | Any | Any | Any | 2013-01-01 |  | WPSDGENRLG0028-1 | ExAnte2017 | IOU workpaper | 2017-10-09 15:40 | Lamp | Full | 381.99 |  |  | 67.4 Watt Pool Lamp (Dusk to Close) LED replacing 500 Watt Incandescent |  | Recreate | Pool | Ltg_Lamp | LED_lamp |  | Any
Any | Stor_EF-Gas-040gal-0.62EF | Any | Any | Any | Any | Any | 2015-01-01 |  | 2010-2012_WO017_Ex_Ante_Measure_Cost_Study_-_Final_Report | DEER2016 | D16v3 | 2015-09-03 08:27 | Each | Full |  |  | 646 | <from TechID> | Res | SHW | Heating | WaterHtg_eq | Stor_EF | Stor_EF-Gas-040gal-0.62EF | Any |  |  |  | Proposed | material costs only, includes contractor markup of 15%
Any | Stor_EF-Gas-040gal-0.67EF | Any | Any | Any | Any | Any | 2015-01-01 |  | 2010-2012_WO017_Ex_Ante_Measure_Cost_Study_-_Final_Report | DEER2016 | D16v3 | 2015-09-03 08:27 | Each | Full |  |  | 780 | <from TechID> | Res | SHW | Heating | WaterHtg_eq | Stor_EF | Stor_EF-Gas-040gal-0.67EF | Any |  |  |  | Proposed | material costs only, includes contractor markup of 15%
Any | Strt-LEDFixt-PM-Ext(107w) | Any | Any | Any | Any | Any | 2018-01-01 | 2019-03-31 | WPSDGENRLG0181-5 | ExAnte2018 | Disposition | 2018-05-11 22:39 | Fixture | Full | 0 | 0 | 22 | LED Fixture: Pole-Mounted, Exterior rated, 107 Watts | Com | Lighting | OutGen | Ltg_Fixture | LED_fixt |  | Any |  |  | None | Available | Per disposition, only allowed for ROB/NR/NC MeasAppType
Any | Strt-LEDFixt-PM-Ext(146w) | Any | Any | Any | Any | Any | 2018-01-01 | 2019-03-31 | WPSDGENRLG0181-5 | ExAnte2018 | Disposition | 2018-05-11 22:39 | Fixture | Full | 0 | 0 | 27.5 | LED Fixture: Pole-Mounted, Exterior rated, 146 Watts | Com | Lighting | OutGen | Ltg_Fixture | LED_fixt |  | Any |  |  | None | Available | Per disposition, only allowed for ROB/NR/NC MeasAppType
Any | Strt-LEDFixt-PM-Ext(235w) | Any | Any | Any | Any | Any | 2018-01-01 | 2019-03-31 | WPSDGENRLG0181-5 | ExAnte2018 | Disposition | 2018-05-11 22:39 | Fixture | Full | 0 | 0 | 33 | LED Fixture: Pole-Mounted Exterior rated,, 235 Watts | Com | Lighting | OutGen | Ltg_Fixture | LED_fixt |  | Any |  |  | None | Available | Per disposition, only allowed for ROB/NR/NC MeasAppType
Any | Strt-LEDFixt-PM-Ext(29w) | Any | Any | Any | Any | Any | 2018-01-01 | 2019-03-31 | WPSDGENRLG0181-5 | ExAnte2018 | Disposition | 2018-05-11 22:39 | Fixture | Full | 0 | 0 | 11 | LED Fixture: Pole-Mounted, Exterior rated, 29 Watts | Com | Lighting | OutGen | Ltg_Fixture | LED_fixt |  | Any |  |  | None | Available | Per disposition, only allowed for ROB/NR/NC MeasAppType
Any | Strt-LEDFixt-PM-Ext(45w) | Any | Any | Any | Any | Any | 2018-01-01 | 2019-03-31 | WPSDGENRLG0181-5 | ExAnte2018 | Disposition | 2018-05-11 22:39 | Fixture | Full | 0 | 0 | 13.2 | LED Fixture: Pole-Mounted, Exterior rated, 45 Watts | Com | Lighting | OutGen | Ltg_Fixture | LED_fixt |  | Any |  |  | None | Available | Per disposition, only allowed for ROB/NR/NC MeasAppType
Any | Strt-LEDFixt-PM-Ext-1(68w) | Any | Any | Any | Any | Any | 2018-01-01 | 2019-03-31 | WPSDGENRLG0181-5 | ExAnte2018 | Disposition | 2018-05-11 22:39 | Fixture | Full | 0 | 0 | 16.5 | LED Fixture: Pole-Mounted, Exterior rated, 68 Watts | Com | Lighting | OutGen | Ltg_Fixture | LED_fixt |  | Any |  |  | None | Available | Per disposition, only allowed for ROB/NR/NC MeasAppType
Any | Strt-LEDFixt-PM-Ext-1(90w) | Any | Any | Any | Any | Any | 2018-01-01 | 2019-03-31 | WPSDGENRLG0181-5 | ExAnte2018 | Disposition | 2018-05-11 22:39 | Fixture | Full | 0 | 0 | 18.7 | LED Fixture: Pole-Mounted, Exterior rated, 90 Watts | Com | Lighting | OutGen | Ltg_Fixture | LED_fixt |  | Any |  |  | None | Available | Per disposition, only allowed for ROB/NR/NC MeasAppType
SDG | WPSDGENRBS0001-Rev02-Msr001-BASE | None | Any | Any | Any |  | 2013-01-01 |  | WPSDGENRBS0001-1 | ExAnte2016 | IOU workpaper | 2017-01-03 | Area-ft2 | Full | 0 |  |  | Reflective Window Film | NonRes | BldgEnv | Fenestration | Fenest | WinFilm |  | Any
SDG | WPSDGENRBS0001-Rev02-Msr001-FULL | None | Any | Any | Any |  | 2013-01-01 |  | WPSDGENRBS0001-1 | ExAnte2016 | IOU workpaper | 2017-01-03 | Area-ft2 | Full | 4.23 |  |  | Reflective Window Film | NonRes | BldgEnv | Fenestration | Fenest | WinFilm |  | Any
SDG | WPSDGENRCC0001-Rev04-Msr001-BASE | None | Any | Any | Any |  | 2016-01-01 |  | WPSDGENRCC0001-4 | ExAnte2016 | IOU Workpaper | 2016-12-20 16:19 | Each | Full | 5463 | 0 | 0 | Commercial Steam Cooker (Electric) | NonRes | ProcHeat | Cooking | Cook_equip | Steamer |  | Any
SDG | WPSDGENRCC0001-Rev04-Msr001-FULL | None | Any | Any | Any |  | 2016-01-01 |  | WPSDGENRCC0001-4 | ExAnte2016 | IOU Workpaper | 2016-12-20 16:19 | Each | Full | 7594 | 0 | 0 | Commercial Steam Cooker (Electric) | NonRes | ProcHeat | Cooking | Cook_equip | Steamer |  | Any
SDG | WPSDGENRCC0001-Rev04-Msr002-BASE | None | Any | Any | Any |  | 2016-01-01 |  | WPSDGENRCC0001-4 | ExAnte2016 | IOU Workpaper | 2016-12-20 15:38 | Each | Full | 8636 | 0 | 0 | Commercial Steam Cooker (Gas) | NonRes | ProcHeat | Cooking | Cook_equip | Steamer |  | Any
SDG | WPSDGENRCC0001-Rev04-Msr002-FULL | None | Any | Any | Any |  | 2016-01-01 |  | WPSDGENRCC0001-4 | ExAnte2016 | IOU Workpaper | 2016-12-20 15:38 | Each | Full | 11537 | 0 | 0 | Commercial Steam Cooker (Gas) | NonRes | ProcHeat | Cooking | Cook_equip | Steamer |  | Any
SDG | WPSDGENRCC0004-Rev04-Msr001-BASE | None | Any | Any | Any | Any | 2018-01-01 |  | WPSDGENRCC0004-4 | ExAnte2018 | IOU workpaper | 2017-11-11 20:19 | Each | Full | 1898 |  |  | Food Service - IceMach-Commercial Ice Machines SCU <110 lbs/day |  | ComRefrig | Equipment | Ref_SelfCon | IceMach |  | Any
SDG | WPSDGENRCC0004-Rev04-Msr001-FULL | None | Any | Any | Any | Any | 2018-01-01 |  | WPSDGENRCC0004-4 | ExAnte2018 | IOU workpaper | 2017-11-11 20:19 | Each | Full | 2050 |  |  | Food Service - IceMach-Commercial Ice Machines SCU <110 lbs/day |  | ComRefrig | Equipment | Ref_SelfCon | IceMach |  | Any
SDG | WPSDGENRCC0004-Rev04-Msr002-BASE | None | Any | Any | Any | Any | 2018-01-01 |  | WPSDGENRCC0004-4 | ExAnte2018 | IOU workpaper | 2017-11-11 20:36 | Each | Full | 2219 |  |  | Food Service - IceMach-Commercial Ice Machines SCU 110-200 lbs/day |  | ComRefrig | Equipment | Ref_SelfCon | IceMach |  | Any
SDG | WPSDGENRCC0004-Rev04-Msr002-FULL | None | Any | Any | Any | Any | 2018-01-01 |  | WPSDGENRCC0004-4 | ExAnte2018 | IOU workpaper | 2017-11-11 20:36 | Each | Full | 2397 |  |  | Food Service - IceMach-Commercial Ice Machines SCU 110-200 lbs/day |  | ComRefrig | Equipment | Ref_SelfCon | IceMach |  | Any
SDG | WPSDGENRCC0004-Rev04-Msr003-BASE | None | Any | Any | Any | Any | 2018-01-01 |  | WPSDGENRCC0004-4 | ExAnte2018 | IOU workpaper | 2017-11-11 20:37 | Each | Full | 2806 |  |  | Food Service - IceMach-Commercial Ice Machines SCU >200 lbs/day |  | ComRefrig | Equipment | Ref_SelfCon | IceMach |  | Any
SDG | WPSDGENRCC0004-Rev04-Msr003-FULL | None | Any | Any | Any | Any | 2018-01-01 |  | WPSDGENRCC0004-4 | ExAnte2018 | IOU workpaper | 2017-11-11 20:37 | Each | Full | 3030 |  |  | Food Service - IceMach-Commercial Ice Machines SCU >200 lbs/day |  | ComRefrig | Equipment | Ref_SelfCon | IceMach |  | Any
SDG | WPSDGENRCC0004-Rev04-Msr004-BASE | None | Any | Any | Any | Any | 2018-01-01 |  | WPSDGENRCC0004-4 | ExAnte2018 | IOU workpaper | 2017-11-11 20:38 | Each | Full | 2489 |  |  | Food Service - IceMach-Commercial Ice Machines IMH <300 lbs/day |  | ComRefrig | Equipment | Ref_SelfCon | IceMach |  | Any
SDG | WPSDGENRCC0004-Rev04-Msr004-FULL | None | Any | Any | Any | Any | 2018-01-01 |  | WPSDGENRCC0004-4 | ExAnte2018 | IOU workpaper | 2017-11-11 20:38 | Each | Full | 2689 |  |  | Food Service - IceMach-Commercial Ice Machines IMH <300 lbs/day |  | ComRefrig | Equipment | Ref_SelfCon | IceMach |  | Any
SDG | WPSDGENRCC0004-Rev04-Msr005-BASE | None | Any | Any | Any | Any | 2018-01-01 |  | WPSDGENRCC0004-4 | ExAnte2018 | IOU workpaper | 2017-11-11 20:38 | Each | Full | 3411 |  |  | Food Service - IceMach-Commercial Ice Machines IMH 300 to 800 lbs/day |  | ComRefrig | Equipment | Ref_SelfCon | IceMach |  | Any
SDG | WPSDGENRCC0004-Rev04-Msr005-FULL | None | Any | Any | Any | Any | 2018-01-01 |  | WPSDGENRCC0004-4 | ExAnte2018 | IOU workpaper | 2017-11-11 20:38 | Each | Full | 3684 |  |  | Food Service - IceMach-Commercial Ice Machines IMH 300 to 800 lbs/day |  | ComRefrig | Equipment | Ref_SelfCon | IceMach |  | Any
SDG | WPSDGENRCC0004-Rev04-Msr006-BASE | None | Any | Any | Any | Any | 2018-01-01 |  | WPSDGENRCC0004-4 | ExAnte2018 | IOU workpaper | 2017-11-11 20:44 | Each | Full | 5132 |  |  | Food Service - IceMach-Commercial Ice Machines IMH 801 to 1500 lbs/day |  | ComRefrig | Equipment | Ref_SelfCon | IceMach |  | Any
SDG | WPSDGENRCC0004-Rev04-Msr006-FULL | None | Any | Any | Any | Any | 2018-01-01 |  | WPSDGENRCC0004-4 | ExAnte2018 | IOU workpaper | 2017-11-11 20:44 | Each | Full | 5542 |  |  | Food Service - IceMach-Commercial Ice Machines IMH 801 to 1500 lbs/day |  | ComRefrig | Equipment | Ref_SelfCon | IceMach |  | Any
SDG | WPSDGENRCC0004-Rev04-Msr007-BASE | None | Any | Any | Any | Any | 2018-01-01 |  | WPSDGENRCC0004-4 | ExAnte2018 | IOU workpaper | 2017-11-11 20:40 | Each | Full | 6314 |  |  | Food Service - IceMach-Commercial Ice Machines IMH >1500 lbs/day |  | ComRefrig | Equipment | Ref_SelfCon | IceMach |  | Any
SDG | WPSDGENRCC0004-Rev04-Msr007-FULL | None | Any | Any | Any | Any | 2018-01-01 |  | WPSDGENRCC0004-4 | ExAnte2018 | IOU workpaper | 2017-11-11 20:40 | Each | Full | 6819 |  |  | Food Service - IceMach-Commercial Ice Machines IMH >1500 lbs/day |  | ComRefrig | Equipment | Ref_SelfCon | IceMach |  | Any
SDG | WPSDGENRCC0004-Rev04-Msr008-BASE | None | Any | Any | Any | Any | 2018-01-01 |  | WPSDGENRCC0004-4 | ExAnte2018 | IOU workpaper | 2017-11-11 20:42 | Each | Full | 4995 |  |  | Food Service - IceMach-Commercial Ice Machines RCU <988 lbs/day |  | ComRefrig | Equipment | Ref_SelfCon | IceMach |  | Any
SDG | WPSDGENRCC0004-Rev04-Msr008-FULL | None | Any | Any | Any | Any | 2018-01-01 |  | WPSDGENRCC0004-4 | ExAnte2018 | IOU workpaper | 2017-11-11 20:42 | Each | Full | 5394 |  |  | Food Service - IceMach-Commercial Ice Machines RCU <988 lbs/day |  | ComRefrig | Equipment | Ref_SelfCon | IceMach |  | Any
SDG | WPSDGENRCC0004-Rev04-Msr009-BASE | None | Any | Any | Any | Any | 2018-01-01 |  | WPSDGENRCC0004-4 | ExAnte2018 | IOU workpaper | 2017-11-11 20:42 | Each | Full | 6390 |  |  | Food Service - IceMach-Commercial Ice Machines RCU 988 or greater lbs/day |  | ComRefrig | Equipment | Ref_SelfCon | IceMach |  | Any
SDG | WPSDGENRCC0004-Rev04-Msr009-FULL | None | Any | Any | Any | Any | 2018-01-01 |  | WPSDGENRCC0004-4 | ExAnte2018 | IOU workpaper | 2017-11-11 20:42 | Each | Full | 6901 |  |  | Food Service - IceMach-Commercial Ice Machines RCU 988 or greater lbs/day |  | ComRefrig | Equipment | Ref_SelfCon | IceMach |  | Any
SDG | WPSDGENRCC0005-Rev04-Msr003-BASE | None | Any | Any | Any |  | 2016-01-01 |  | WPSDGENRCC0005-4 | ExAnte2016 | IOU Workpaper | 2016-12-27 10:48 | Each | Full | 9137 | 0 | 0 | Cooking Eff >=50% Stm and >=70% Conv-Comm Elc Combi <15 Pans Oven | NonRes | ProcHeat | Cooking | Cook_equip | OvenComb |  | Any
SDG | WPSDGENRCC0005-Rev04-Msr003-FULL | None | Any | Any | Any |  | 2016-01-01 |  | WPSDGENRCC0005-4 | ExAnte2016 | IOU Workpaper | 2016-12-27 10:48 | Each | Full | 10705 | 0 | 0 | Cooking Eff >=50% Stm and >=70% Conv-Comm Elc Combi <15 Pans Oven | NonRes | ProcHeat | Cooking | Cook_equip | OvenComb |  | Any
SDG | WPSDGENRCC0005-Rev04-Msr004-BASE | None | Any | Any | Any |  | 2016-01-01 |  | WPSDGENRCC0005-4 | ExAnte2016 | IOU Workpaper | 2016-12-27 10:58 | Each | Full | 15024 | 0 | 0 | Cooking Eff >=50% Stm and >=70% Conv-Comm Elc Combi 15 to 28 Pans Oven | NonRes | ProcHeat | Cooking | Cook_equip | OvenComb |  | Any
SDG | WPSDGENRCC0005-Rev04-Msr004-FULL | None | Any | Any | Any |  | 2016-01-01 |  | WPSDGENRCC0005-4 | ExAnte2016 | IOU Workpaper | 2016-12-27 10:58 | Each | Full | 16608 | 0 | 0 | Cooking Eff >=50% Stm and >=70% Conv-Comm Elc Combi 15 to 28 Pans Oven | NonRes | ProcHeat | Cooking | Cook_equip | OvenComb |  | Any
SDG | WPSDGENRCC0005-Rev04-Msr006-BASE | None | Any | Any | Any |  | 2016-01-01 |  | WPSDGENRCC0005-4 | ExAnte2016 | IOU Workpaper | 2016-12-27 11:02 | Each | Full | 19610 | 0 | 0 | Cooking Eff >=50% Stm and >=70% Conv-Comm Elc Combi >28 Pans Oven | NonRes | ProcHeat | Cooking | Cook_equip | OvenComb |  | Any
SDG | WPSDGENRCC0005-Rev04-Msr006-FULL | None | Any | Any | Any |  | 2016-01-01 |  | WPSDGENRCC0005-4 | ExAnte2016 | IOU Workpaper | 2016-12-27 11:02 | Each | Full | 26658 | 0 | 0 | Cooking Eff >=50% Stm and >=70% Conv-Comm Elc Combi >28 Pans Oven | NonRes | ProcHeat | Cooking | Cook_equip | OvenComb |  | Any
SDG | WPSDGENRCC0005-Rev04-Msr007-BASE | None | Any | Any | Any |  | 2016-01-01 |  | WPSDGENRCC0005-4 | ExAnte2016 | IOU Workpaper | 2016-12-27 11:04 | Each | Full | 11157 | 0 | 0 | Cooking Eff >=38% Stm and >=44% Conv-Comm Gas Combi <15 Pans Oven | NonRes | ProcHeat | Cooking | Cook_equip | OvenComb |  | Any
SDG | WPSDGENRCC0005-Rev04-Msr007-FULL | None | Any | Any | Any |  | 2016-01-01 |  | WPSDGENRCC0005-4 | ExAnte2016 | IOU Workpaper | 2016-12-27 11:04 | Each | Full | 14746 | 0 | 0 | Cooking Eff >=38% Stm and >=44% Conv-Comm Gas Combi <15 Pans Oven | NonRes | ProcHeat | Cooking | Cook_equip | OvenComb |  | Any
SDG | WPSDGENRCC0005-Rev04-Msr008-BASE | None | Any | Any | Any |  | 2016-01-01 |  | WPSDGENRCC0005-4 | ExAnte2016 | IOU Workpaper | 2016-12-27 11:05 | Each | Full | 16807 | 0 | 0 | Cooking Eff >=38% Stm and >=44% Conv-Comm Gas Combi 15 to 28 Pans Oven | NonRes | ProcHeat | Cooking | Cook_equip | OvenComb |  | Any
SDG | WPSDGENRCC0005-Rev04-Msr008-FULL | None | Any | Any | Any |  | 2016-01-01 |  | WPSDGENRCC0005-4 | ExAnte2016 | IOU Workpaper | 2016-12-27 11:05 | Each | Full | 20168 | 0 | 0 | Cooking Eff >=38% Stm and >=44% Conv-Comm Gas Combi 15 to 28 Pans Oven | NonRes | ProcHeat | Cooking | Cook_equip | OvenComb |  | Any
SDG | WPSDGENRCC0005-Rev04-Msr009-BASE | None | Any | Any | Any |  | 2016-01-01 |  | WPSDGENRCC0005-4 | ExAnte2016 | IOU Workpaper | 2016-12-19 13:42 | Each | Full | 22730 | 0 | 0 | Cooking Eff >=38% Stm and >=44% Conv-Comm Gas Combi >28 Pans Oven | NonRes | ProcHeat | Cooking | Cook_equip | OvenComb |  | Any
SDG | WPSDGENRCC0005-Rev04-Msr009-FULL | None | Any | Any | Any |  | 2016-01-01 |  | WPSDGENRCC0005-4 | ExAnte2016 | IOU Workpaper | 2016-12-19 13:42 | Each | Full | 30620 | 0 | 0 | Cooking Eff >=38% Stm and >=44% Conv-Comm Gas Combi >28 Pans Oven | NonRes | ProcHeat | Cooking | Cook_equip | OvenComb |  | Any
SDG | WPSDGENRCC0006-Rev04-Msr002-BASE | None | Any | Any | Any |  | 2016-01-01 |  | WPSDGENRCC0006-4 | ExAnte2016 | IOU Workpaper | 2016-12-28 11:25 | Each | Full | 4108 | 0 | 0 | Commercial Full-Size Convection Oven (Electric) | NonRes | FoodServ | Cooking | Cook_equip | OvenConv |  | Any
SDG | WPSDGENRCC0006-Rev04-Msr002-FULL | None | Any | Any | Any |  | 2016-01-01 |  | WPSDGENRCC0006-4 | ExAnte2016 | IOU Workpaper | 2016-12-28 11:25 | Each | Full | 5115 | 0 | 0 | Commercial Full-Size Convection Oven (Electric) | NonRes | FoodServ | Cooking | Cook_equip | OvenConv |  | Any
SDG | WPSDGENRCC0006-Rev04-Msr005-BASE | None | Any | Any | Any |  | 2016-01-01 |  | WPSDGENRCC0006-4 | ExAnte2016 | IOU Workpaper | 2016-12-28 11:29 | Each | Full | 4349 | 0 | 0 | Commercial Full-Size Convection Oven (Gas) | NonRes | FoodServ | Cooking | Cook_equip | OvenConv |  | Any
SDG | WPSDGENRCC0006-Rev04-Msr005-FULL | None | Any | Any | Any |  | 2016-01-01 |  | WPSDGENRCC0006-4 | ExAnte2016 | IOU Workpaper | 2016-12-28 11:29 | Each | Full | 5635 | 0 | 0 | Commercial Full-Size Convection Oven (Gas) | NonRes | FoodServ | Cooking | Cook_equip | OvenConv |  | Any
SDG | WPSDGENRCC0011-Rev03-Msr002-BASE | None | Any | Any | Any |  | 2016-01-01 |  | WPSDGENRCC0011-3 | ExAnte2016 | IOU Workpaper | 2016-12-22 11:22 | Each | Full | 12513 | 0 | 0 | Commercial Gas Rack Oven- Double, Cooking Efficiency >= 50% | NonRes | FoodServ |  | Cook_equip | OvenConv |  | Any
SDG | WPSDGENRCC0011-Rev03-Msr002-FULL | None | Any | Any | Any |  | 2016-01-01 |  | WPSDGENRCC0011-3 | ExAnte2016 | IOU Workpaper | 2016-12-22 11:22 | Each | Full | 16641 | 0 | 0 | Commercial Gas Rack Oven- Double, Cooking Efficiency >= 50% | NonRes | FoodServ |  | Cook_equip | OvenConv |  | Any
SDG | WPSDGENRCC0014-Rev04-Msr001-BASE | None | Any | Any | Any |  | 2016-01-01 |  | WPSDGENRCC0014-4 | ExAnte2016 | IOU Workpaper | 2016-12-22 09:52 | Vat | Full | 4108 | 0 | 0 | Commercial Electric Large Vat Fryer, (Vat Width>= 18"""""""") Cooking Efficiency >= 80% | NonRes | FoodServ | Cooking | Cook_equip | Fryer |  | Any
SDG | WPSDGENRCC0014-Rev04-Msr001-FULL | None | Any | Any | Any |  | 2016-01-01 |  | WPSDGENRCC0014-4 | ExAnte2016 | IOU Workpaper | 2016-12-22 09:52 | Vat | Full | 4876 | 0 | 0 | Commercial Electric Large Vat Fryer, (Vat Width>= 18"""""""") Cooking Efficiency >= 80% | NonRes | FoodServ | Cooking | Cook_equip | Fryer |  | Any
SDG | WPSDGENRCC0014-Rev04-Msr002-BASE | None | Any | Any | Any |  | 2016-01-01 |  | WPSDGENRCC0014-4 | ExAnte2016 | IOU Workpaper | 2016-12-21 15:23 | Each | Full | 3367 | 0 | 0 | Commercial Gas Large Vat Fryer, (Vat Width>= 18"""""""") Cooking Efficiency >= 50% | NonRes | FoodServ | Cooking | Cook_equip | Fryer |  | Any
SDG | WPSDGENRCC0014-Rev04-Msr002-FULL | None | Any | Any | Any |  | 2016-01-01 |  | WPSDGENRCC0014-4 | ExAnte2016 | IOU Workpaper | 2016-12-21 15:23 | Each | Full | 4384 | 0 | 0 | Commercial Gas Large Vat Fryer, (Vat Width>= 18"""""""") Cooking Efficiency >= 50% | NonRes | FoodServ | Cooking | Cook_equip | Fryer |  | Any
SDG | WPSDGENRCC0014-Rev04-Msr003-BASE | None | Any | Any | Any |  | 2016-01-01 |  | WPSDGENRCC0014-4 | ExAnte2016 | IOU Workpaper | 2016-12-22 09:53 | Each | Full | 4108 | 0 | 0 | Commercial Electric Fryer (Vat Width<18-inches) Cooking Efficiency >= 80% | NonRes | FoodServ | Cooking | Cook_equip | Fryer |  | Any
SDG | WPSDGENRCC0014-Rev04-Msr003-FULL | None | Any | Any | Any |  | 2016-01-01 |  | WPSDGENRCC0014-4 | ExAnte2016 | IOU Workpaper | 2016-12-22 09:53 | Each | Full | 4876 | 0 | 0 | Commercial Electric Fryer (Vat Width<18-inches) Cooking Efficiency >= 80% | NonRes | FoodServ | Cooking | Cook_equip | Fryer |  | Any
SDG | WPSDGENRCC0014-Rev04-Msr004-BASE | None | Any | Any | Any |  | 2016-01-01 |  | WPSDGENRCC0014-4 | ExAnte2016 | IOU Workpaper | 2016-12-22 09:47 | Each | Full | 3367 | 0 | 0 | Commercial Gas Fryer (vat width < 18-inches) Cooking Efficiency >= 50% | NonRes | FoodServ | Cooking | Cook_equip | Fryer |  | Any
SDG | WPSDGENRCC0014-Rev04-Msr004-FULL | None | Any | Any | Any |  | 2016-01-01 |  | WPSDGENRCC0014-4 | ExAnte2016 | IOU Workpaper | 2016-12-22 09:47 | Each | Full | 4384 | 0 | 0 | Commercial Gas Fryer (vat width < 18-inches) Cooking Efficiency >= 50% | NonRes | FoodServ | Cooking | Cook_equip | Fryer |  | Any
SDG | WPSDGENRCC0016-Rev02-Msr001-BASE | None | Any | Any | Any |  | 2016-01-01 |  | WPSDGENRCC0016-2 | ExAnte2016 | IOU Workpaper | 2016-12-22 11:49 | Len-ft | Full | 750 | 0 | 0 | Commercial Griddle - Electric | Com | ProcHeat | Cooking | Cook_equip | Griddle |  | Any
SDG | WPSDGENRCC0016-Rev02-Msr001-FULL | None | Any | Any | Any |  | 2016-01-01 |  | WPSDGENRCC0016-2 | ExAnte2016 | IOU Workpaper | 2016-12-22 11:49 | Len-ft | Full | 1008 | 0 | 0 | Commercial Griddle - Electric | Com | ProcHeat | Cooking | Cook_equip | Griddle |  | Any
SDG | WPSDGENRCC0016-Rev02-Msr002-BASE | None | Any | Any | Any |  | 2016-01-01 |  | WPSDGENRCC0016-2 | ExAnte2016 | IOU Workpaper | 2016-12-27 16:01 | Len-ft | Full | 1026 | 0 | 0 | Commercial Griddle - Gas | Com | ProcHeat | Cooking | Cook_equip | Griddle |  | Any
SDG | WPSDGENRCC0016-Rev02-Msr002-FULL | None | Any | Any | Any |  | 2016-01-01 |  | WPSDGENRCC0016-2 | ExAnte2016 | IOU Workpaper | 2016-12-27 16:01 | Len-ft | Full | 1312 | 0 | 0 | Commercial Griddle - Gas | Com | ProcHeat | Cooking | Cook_equip | Griddle |  | Any
SDG | WPSDGENRCC0019-Rev02-Msr001-BASE | None | Any | Any | Any |  | 2016-01-01 |  | WPSDGENRCC0019-2 | ExAnte2016 | IOU Workpaper | 2016-12-30 12:29 | Rated-HP | Full | 0 | 0 | 0 | Commercial Kitchen Demand Ventilation Control | NonRes | HVAC | VentAirDist | HV_AirDist | ExFanMtr |  | Any
SDG | WPSDGENRCC0019-Rev02-Msr001-FULL | None | Any | Any | Any |  | 2016-01-01 |  | WPSDGENRCC0019-2 | ExAnte2016 | IOU Workpaper | 2016-12-30 12:29 | Rated-HP | Full | 1991 | 0 | 0 | Commercial Kitchen Demand Ventilation Control | NonRes | HVAC | VentAirDist | HV_AirDist | ExFanMtr |  | Any
SDG | WPSDGENRCC0019-Rev02-Msr002-BASE | None | Any | Any | Any |  | 2016-01-01 |  | WPSDGENRCC0019-2 | ExAnte2016 | IOU Workpaper | 2016-12-30 12:29 | Rated-HP | Full | 0 | 0 | 0 | Commercial Kitchen Demand Ventilation Control - New | NonRes | HVAC | VentAirDist | HV_AirDist | ExFanMtr |  | Any
SDG | WPSDGENRCC0019-Rev02-Msr002-FULL | None | Any | Any | Any |  | 2016-01-01 |  | WPSDGENRCC0019-2 | ExAnte2016 | IOU Workpaper | 2016-12-30 12:29 | Rated-HP | Full | 944 | 0 | 0 | Commercial Kitchen Demand Ventilation Control - New | NonRes | HVAC | VentAirDist | HV_AirDist | ExFanMtr |  | Any
SDG | WPSDGENRCS0001-Rev01-Msr001-BASE | None | Any | Any | Any |  | 2016-01-01 |  | WPSDGENRCS0001-1 | ExAnte2016 | IOU Workpaper | 2016-12-16 14:42 | Flow-GPM | Full | 0 | 0 | 0 | Vending Machine Controller - Refrigerated (Non-Residential) | NonRes | AppPlug | Refrig | LiquidCirc | FlowCtrl |  | Any
SDG | WPSDGENRCS0001-Rev01-Msr001-FULL | None | Any | Any | Any |  | 2016-01-01 |  | WPSDGENRCS0001-1 | ExAnte2016 | IOU Workpaper | 2016-12-16 14:42 | Flow-GPM | Full | 256.88 | 0 | 0 | Vending Machine Controller - Refrigerated (Non-Residential) | NonRes | AppPlug | Refrig | LiquidCirc | FlowCtrl |  | Any
SDG | WPSDGENRCS0001-Rev01-Msr002-BASE | None | Any | Any | Any |  | 2016-01-01 |  | WPSDGENRCS0001-1 | ExAnte2016 | IOU Workpaper | 2016-12-16 15:52 | Flow-GPM | Full | 0 | 0 | 0 | Vending Machine Controller - Refrigerated (Residential) | Res | AppPlug | Refrig | LiquidCirc | FlowCtrl |  | Any
SDG | WPSDGENRCS0001-Rev01-Msr002-FULL | None | Any | Any | Any |  | 2016-01-01 |  | WPSDGENRCS0001-1 | ExAnte2016 | IOU Workpaper | 2016-12-16 15:52 | Flow-GPM | Full | 256.88 | 0 | 0 | Vending Machine Controller - Refrigerated (Residential) | Res | AppPlug | Refrig | LiquidCirc | FlowCtrl |  | Any
SDG | WPSDGENRHC1051-Rev01-Msr001-FULL | None | Any | Any | Any | Any | 2013-01-01 |  | WPSDGENRHC1051-1 | ExAnte2016 | IOU workpaper | 2016-11-14 08:33 | Cap-Tons | Full | 348.35 |  |  | Guest Rm PTAC Adaptive Climate Controller |  | HVAC | SpaceCool | HV_Tech | TStat |  | Any
SDG | WPSDGENRHC1051-Rev01-Msr002-FULL | None | Any | Any | Any | Any | 2013-01-01 |  | WPSDGENRHC1051-1 | ExAnte2016 | IOU workpaper | 2016-09-02 15:02 | Cap-Tons | Full | 348.35 |  |  | Guest Rm PTHP Adaptive Climate Controller |  | HVAC | SpaceCool | HV_Tech | TStat |  | Any
SDG | WPSDGENRLG084-Rev0-Msr001-BASE | None | Any | Any | Any | Any | 2013-01-01 |  | WPSDGENRLG0084-0 | ExAnte2017 | IOU workpaper | 2017-08-18 08:21 | Lamp | Full | 12.08 |  |  | Early Retirement of 4ft LF lamp with T8LED 4ft. Plug-n-Play LED UL Type A Lamp |  | Lighting | InGen | Ltg_Lamp | LED_lamp |  | Any
SDG | WPSDGENRLG084-Rev0-Msr002-BASE | None | Any | Any | Any | Any | 2013-01-01 |  | WPSDGENRLG0084-0 | ExAnte2017 | IOU workpaper | 2017-08-18 08:25 | Lamp | Full | 12.08 |  |  | (Res -Common Area) Early Retirement of 4ft LF lamp with T8LED 4ft. Plug-n-Play LED UL Type A Lamp |  | Lighting | InGen | Ltg_Lamp | LED_lamp |  | Any
SDG | WPSDGENRLG084-Rev0-Msr003-BASE | None | Any | Any | Any | Any | 2013-01-01 |  | WPSDGENRLG0084-0 | ExAnte2017 | IOU workpaper | 2017-08-18 08:25 | Lamp | Full | 12.08 |  |  | (Res -Dwelling Area) Early Retirement of 4ft LF lamp with T8LED 4ft. Plug-n-Play LED UL Type A Lamp |  | Lighting | InGen | Ltg_Lamp | LED_lamp |  | Any
SDG | WPSDGENRLG084-Rev00-Msr001-FULL | None | Any | Any | Any | Any | 2013-01-01 |  | WPSDGENRLG0084-0 | ExAnte2017 | IOU workpaper | 2017-08-18 08:21 | Lamp | Full | 18.47 |  |  | Early Retirement of 4ft LF lamp with T8LED 4ft. Plug-n-Play LED UL Type A Lamp |  | Lighting | InGen | Ltg_Lamp | LED_lamp |  | Any
SDG | WPSDGENRLG084-Rev00-Msr002-FULL | None | Any | Any | Any | Any | 2013-01-01 |  | WPSDGENRLG0084-0 | ExAnte2017 | IOU workpaper | 2017-08-18 08:25 | Lamp | Full | 18.47 |  |  | (Res -Common Area) Early Retirement of 4ft LF lamp with T8LED 4ft. Plug-n-Play LED UL Type A Lamp |  | Lighting | InGen | Ltg_Lamp | LED_lamp |  | Any
SDG | WPSDGENRLG084-Rev00-Msr003-FULL | None | Any | Any | Any | Any | 2013-01-01 |  | WPSDGENRLG0084-0 | ExAnte2017 | IOU workpaper | 2017-08-18 08:25 | Lamp | Full | 18.47 |  |  | (Res -Dwelling Area) Early Retirement of 4ft LF lamp with T8LED 4ft. Plug-n-Play LED UL Type A Lamp |  | Lighting | InGen | Ltg_Lamp | LED_lamp |  | Any
SDG | WPSDGENRMI0004-Rev03-Msr001-FULL | None | Any | Any | Any |  | 2013-01-01 |  | WPSDGENRMI0004-3 | ExAnte2014 | IOU workpaper | 2018-04-20 | Area-1kFP | Full | 3025 | [9 empty] | Any
SDG | WPSDGENRMI0004-Rev03-Msr003-FULL | None | Any | Any | Any |  | 2013-01-01 |  | WPSDGENRMI0004-3 | ExAnte2013 | IOU workpaper | 2018-04-20 | Len-ft | Full | 320.84 | [9 empty] | Any
SDG | WPSDGENRMI0004-Rev03-Msr006-FULL | None | Any | Any | Any |  | 2013-01-01 |  | WPSDGENRMI0004-3 | ExAnte2014 | IOU workpaper | 2015-06-22 | Cap-Tons | Full | 418.82 |  |  | Grocery, Low Temperature Mechanical Subcooling (D03-218) | Com | ComRefrig | Equipment | dxAC_equip | refrig |  | Any
SDG | WPSDGENRMI0004-Rev03-Msr007-FULL | None | Any | Any | Any |  | 2013-01-01 |  | WPSDGENRMI0004-3 | ExAnte2014 | IOU workpaper | 2015-06-22 | Cap-Tons | Full | 647.82 |  |  | Grocery, Low and Medium Temp Mechanical Subcooling (D03-219) | Com | ComRefrig | Equipment | dxAC_equip | refrig |  | Any
SDG | WPSDGENRMI0004-Rev03-Msr012-FULL | None | Any | Any | Any |  | 2013-01-01 |  | WPSDGENRMI0004-3 | ExAnte2014 | IOU workpaper | 2015-06-22 | Cap-Tons | Full | 663.09 |  |  | Pkg HP EER = 10.0 (>= 760 kBTUh), COP = 3.2; w/Econo; 2-spd Fan |  | HVAC | HeatCool | dxHP_equip | pkgEER |  | Any
SDG | WPSDGENRPH0001-Rev01-Msr001-IMC | None | Any | Any | Any |  | 2013-01-01 |  | WPSDGENRPH0001-1 | ExAnte2014 | IOU workpaper | 2014-06-30 | Cap-MBTUh | Incremental | 2.16 |  |  | Process Hot Water Boilers, Tier 1 (85% CE or 83% TE) | NonRes | SHW | Heating | SteamHtg_eq | Boiler_Et |  | Any
SDG | WPSDGENRPH0001-Rev01-Msr002-IMC | None | Any | Any | Any |  | 2013-01-01 |  | WPSDGENRPH0001-1 | ExAnte2014 | IOU workpaper | 2014-06-30 | Cap-MBTUh | Incremental | 12.17 |  |  | Process Hot Water Boilers, Tier 2 (90% CE or 88% TE) | NonRes | SHW | Heating | SteamHtg_eq | Boiler_Et |  | Any
SDG | WPSDGENRPH0001-Rev01-Msr003-IMC | None | Any | Any | Any |  | 2013-01-01 |  | WPSDGENRPH0001-1 | ExAnte2014 | IOU workpaper | 2014-06-30 | Cap-MBTUh | Incremental | 4.35 |  |  | Process Steam Boilers (83% CE) | NonRes | ProcHeat | SteamDist | SteamHtg_eq | Boiler_Et |  | Any
SDG | WPSDGENRPR0001-Rev00-Msr001-FULL | None | Any | Any | Any |  | 2013-01-01 |  | WPSDGENRPR0001-0 | ExAnte2014 | IOU workpaper | 2015-03-19 | Rated-HP | Full | 401.75 |  |  | 5 up to 15 HP Variable Speed Drive on Air Compressor Control | NonRes | CompAir | ManufAQA | AirComp | Screw |  | Any
SDG | WPSDGENRPR0001-Rev00-Msr002-FULL | None | Any | Any | Any |  | 2013-01-01 |  | WPSDGENRPR0001-0 | ExAnte2014 | IOU workpaper | 2015-03-19 | Rated-HP | Full | 301.53 |  |  | 15 up to 25 HP Variable Speed Drive on Air Compressor Control | NonRes | CompAir | ManufAQA | AirComp | Screw |  | Any
SDG | WPSDGENRPR0005-Rev00-Msr001-BASE | None | Any | Any | Any |  | 2013-01-01 |  | WPSDGENRPR0005-0 | ExAnte2017 | IOU workpaper | 2017-02-06 | Rated-HP | Full | 0 |  |  | Base case fr Add a VFD on Agricultural Well Pump System (<=300hp) | NonRes | ProcDist | Pumping | PumpSystem | TurbWell |  | Any
SDG | WPSDGENRPR0005-Rev00-Msr001-FULL | None | Any | Any | Any |  | 2013-01-01 |  | WPSDGENRPR0005-0 | ExAnte2017 | IOU workpaper | 2017-02-06 | Rated-HP | Full | 189 |  |  | Add a VFD on Agricultural Well Pump System (<=300hp) | NonRes | ProcDist | Pumping | PumpSystem | TurbWell |  | Any
SDG | WPSDGENRPR0005-Rev00-Msr002-BASE | None | Any | Any | Any |  | 2013-01-01 |  | WPSDGENRPR0005-0 | ExAnte2017 | IOU workpaper | 2017-02-06 | Rated-HP | Full | 0 |  |  | Base case for Add a VFD on Agricultural Well Pump System (<=300hp) | NonRes | ProcDist | Pumping | PumpSystem | TurbWell |  | Any
SDG | WPSDGENRPR0005-Rev00-Msr002-FULL | None | Any | Any | Any |  | 2013-01-01 |  | WPSDGENRPR0005-0 | ExAnte2017 | IOU workpaper | 2017-02-06 | Rated-HP | Full | 201 |  |  | Add a VFD on Agricultural Well Pump System (<=300hp) | NonRes | ProcDist | Pumping | PumpSystem | TurbWell |  | Any
SDG | WPSDGENRPR0005-Rev00-Msr003-BASE | None | Any | Any | Any |  | 2013-01-01 |  | WPSDGENRPR0005-0 | ExAnte2017 | IOU workpaper | 2017-02-06 | Rated-HP | Full | 0 |  |  | Base case for VFD on New Agricultural Booster Pump System (<=150hp)-NC | NonRes | ProcDist | Pumping | PumpSystem | TurbWell |  | Any
SDG | WPSDGENRPR0005-Rev00-Msr003-FULL | None | Any | Any | Any |  | 2013-01-01 |  | WPSDGENRPR0005-0 | ExAnte2017 | IOU workpaper | 2017-02-06 | Rated-HP | Full | 201 |  |  | VFD on New Agricultural Booster Pump System (<=150hp)-NC | NonRes | ProcDist | Pumping | PumpSystem | TurbWell |  | Any
SDG | WPSDGENRPR0005-Rev00-Msr004-BASE | None | Any | Any | Any |  | 2013-01-01 |  | WPSDGENRPR0005-0 | ExAnte2017 | IOU workpaper | 2017-02-06 | Rated-HP | Full | 0 |  |  | Base case for VFD on New Agricultural Well Pump System (<=300hp)-NC | NonRes | ProcDist | Pumping | PumpSystem | TurbWell |  | Any
SDG | WPSDGENRPR0005-Rev00-Msr004-FULL | None | Any | Any | Any |  | 2013-01-01 |  | WPSDGENRPR0005-0 | ExAnte2017 | IOU workpaper | 2017-02-06 | Rated-HP | Full | 189 |  |  | VFD on New Agricultural Well Pump System (<=300hp)-NC | NonRes | ProcDist | Pumping | PumpSystem | TurbWell |  | Any
SDG | WPSDGENRRN0009-Rev02-Msr001-BASE | None | Any | Any | Any |  | 2016-01-01 |  | WPSDGENRRN0009-2 | ExAnte2016 | IOU Workpaper | 2016-12-30 12:30 | Len-ft | Full | 0 | 0 | 0 | Low Temperature Display Case Anti Sweat Heat Control | NonRes | ComRefrig | Display | Ref_Storage | ReachIn |  | Any
SDG | WPSDGENRRN0009-Rev02-Msr001-FULL | None | Any | Any | Any |  | 2016-01-01 |  | WPSDGENRRN0009-2 | ExAnte2016 | IOU Workpaper | 2016-12-30 12:30 | Len-ft | Full | 46.55 | 0 | 0 | Low Temperature Display Case Anti Sweat Heat Control | NonRes | ComRefrig | Display | Ref_Storage | ReachIn |  | Any
SDG | WPSDGENRRN0009-Rev02-Msr002-BASE | None | Any | Any | Any |  | 2016-01-01 |  | WPSDGENRRN0009-2 | ExAnte2016 | IOU Workpaper | 2016-12-30 12:30 | Len-ft | Full | 0 | 0 | 0 | Medium Temperature Display Case Anti Sweat Heat Control | NonRes | ComRefrig | Display | Ref_Storage | ReachIn |  | Any
SDG | WPSDGENRRN0009-Rev02-Msr002-FULL | None | Any | Any | Any |  | 2016-01-01 |  | WPSDGENRRN0009-2 | ExAnte2016 | IOU Workpaper | 2016-12-30 12:30 | Len-ft | Full | 46.55 | 0 | 0 | Medium Temperature Display Case Anti Sweat Heat Control | NonRes | ComRefrig | Display | Ref_Storage | ReachIn |  | Any
SDG | WPSDGENRRN0010-Rev03-Msr001-BASE | None | Any | Any | Any |  | 2016-01-01 |  | WPSDGENRRN0010-3 | ExAnte2016 | IOU Workpaper | 2016-12-28 09:39 | Each | Full | 1284 | 0 | 0 | Solid Door Refrigerator < 15 ft3 | NonRes | ComRefrig | Equipment | Ref_Storage | ReachIn |  | Any
SDG | WPSDGENRRN0010-Rev03-Msr001-FULL | None | Any | Any | Any |  | 2016-01-01 |  | WPSDGENRRN0010-3 | ExAnte2016 | IOU Workpaper | 2016-12-28 09:39 | Each | Full | 2376 | 0 | 0 | Solid Door Refrigerator < 15 ft3 | NonRes | ComRefrig | Equipment | Ref_Storage | ReachIn |  | Any
SDG | WPSDGENRRN0010-Rev03-Msr002-BASE | None | Any | Any | Any |  | 2016-01-01 |  | WPSDGENRRN0010-3 | ExAnte2016 | IOU Workpaper | 2016-12-28 09:40 | Each | Full | 2883.15 | 0 | 0 | Solid Door Refrigerator 15-29 ft3 | NonRes | ComRefrig | Equipment | Ref_Storage | ReachIn |  | Any
SDG | WPSDGENRRN0010-Rev03-Msr002-FULL | None | Any | Any | Any |  | 2016-01-01 |  | WPSDGENRRN0010-3 | ExAnte2016 | IOU Workpaper | 2016-12-28 09:40 | Each | Full | 4293.88 | 0 | 0 | Solid Door Refrigerator 15-29 ft3 | NonRes | ComRefrig | Equipment | Ref_Storage | ReachIn |  | Any
SDG | WPSDGENRRN0010-Rev03-Msr003-BASE | None | Any | Any | Any |  | 2016-01-01 |  | WPSDGENRRN0010-3 | ExAnte2016 | IOU Workpaper | 2016-12-28 09:40 | Each | Full | 3802.03 | 0 | 0 | Solid Door Refrigerator 30-49 ft3 | NonRes | ComRefrig | Equipment | Ref_Storage | ReachIn |  | Any
SDG | WPSDGENRRN0010-Rev03-Msr003-FULL | None | Any | Any | Any |  | 2016-01-01 |  | WPSDGENRRN0010-3 | ExAnte2016 | IOU Workpaper | 2016-12-28 09:40 | Each | Full | 5770.73 | 0 | 0 | Solid Door Refrigerator 30-49 ft3 | NonRes | ComRefrig | Equipment | Ref_Storage | ReachIn |  | Any
SDG | WPSDGENRRN0010-Rev03-Msr004-BASE | None | Any | Any | Any |  | 2016-01-01 |  | WPSDGENRRN0010-3 | ExAnte2016 | IOU Workpaper | 2016-12-28 09:40 | Each | Full | 4526.32 | 0 | 0 | Solid Door Refrigerator 50 ft3 and over | NonRes | ComRefrig | Equipment | Ref_Storage | ReachIn |  | Any
SDG | WPSDGENRRN0010-Rev03-Msr004-FULL | None | Any | Any | Any |  | 2016-01-01 |  | WPSDGENRRN0010-3 | ExAnte2016 | IOU Workpaper | 2016-12-28 09:40 | Each | Full | 7249.6 | 0 | 0 | Solid Door Refrigerator 50 ft3 and over | NonRes | ComRefrig | Equipment | Ref_Storage | ReachIn |  | Any
SDG | WPSDGENRRN0010-Rev03-Msr005-BASE | None | Any | Any | Any |  | 2016-01-01 |  | WPSDGENRRN0010-3 | ExAnte2016 | IOU Workpaper | 2016-12-28 10:24 | Each | Full | 773.84 | 0 | 0 | Solid Door Reach-In Freezer < 15 ft3 | NonRes | ComRefrig | Equipment | Ref_Storage | ReachIn |  | Any
SDG | WPSDGENRRN0010-Rev03-Msr005-FULL | None | Any | Any | Any |  | 2016-01-01 |  | WPSDGENRRN0010-3 | ExAnte2016 | IOU Workpaper | 2016-12-28 10:24 | Each | Full | 1031.44 | 0 | 0 | Solid Door Reach-In Freezer < 15 ft3 | NonRes | ComRefrig | Equipment | Ref_Storage | ReachIn |  | Any
SDG | WPSDGENRRN0010-Rev03-Msr006-BASE | None | Any | Any | Any |  | 2016-01-01 |  | WPSDGENRRN0010-3 | ExAnte2016 | IOU Workpaper | 2016-12-28 10:24 | Each | Full | 3467.04 | 0 | 0 | Solid Door Reach-In Freezer 15-29 ft3 | NonRes | ComRefrig | Equipment | Ref_Storage | ReachIn |  | Any
SDG | WPSDGENRRN0010-Rev03-Msr006-FULL | None | Any | Any | Any |  | 2016-01-01 |  | WPSDGENRRN0010-3 | ExAnte2016 | IOU Workpaper | 2016-12-28 10:24 | Each | Full | 4830.22 | 0 | 0 | Solid Door Reach-In Freezer 15-29 ft3 | NonRes | ComRefrig | Equipment | Ref_Storage | ReachIn |  | Any
SDG | WPSDGENRRN0010-Rev03-Msr007-BASE | None | Any | Any | Any |  | 2016-01-01 |  | WPSDGENRRN0010-3 | ExAnte2016 | IOU Workpaper | 2016-12-28 10:24 | Each | Full | 5151.16 | 0 | 0 | Solid Door Reach-In Freezer 30-49 ft3 | NonRes | ComRefrig | Equipment | Ref_Storage | ReachIn |  | Any
SDG | WPSDGENRRN0010-Rev03-Msr007-FULL | None | Any | Any | Any |  | 2016-01-01 |  | WPSDGENRRN0010-3 | ExAnte2016 | IOU Workpaper | 2016-12-28 10:24 | Each | Full | 6707.87 | 0 | 0 | Solid Door Reach-In Freezer 30-49 ft3 | NonRes | ComRefrig | Equipment | Ref_Storage | ReachIn |  | Any
SDG | WPSDGENRRN0010-Rev03-Msr008-BASE | None | Any | Any | Any |  | 2016-01-01 |  | WPSDGENRRN0010-3 | ExAnte2016 | IOU Workpaper | 2016-12-28 10:25 | Each | Full | 7469.68 | 0 | 0 | Solid Door Reach-In Freezer 50 ft3 and over | NonRes | ComRefrig | Equipment | Ref_Storage | ReachIn |  | Any
SDG | WPSDGENRRN0010-Rev03-Msr008-FULL | None | Any | Any | Any |  | 2016-01-01 |  | WPSDGENRRN0010-3 | ExAnte2016 | IOU Workpaper | 2016-12-28 10:25 | Each | Full | 9437.71 | 0 | 0 | Solid Door Reach-In Freezer 50 ft3 and over | NonRes | ComRefrig | Equipment | Ref_Storage | ReachIn |  | Any
SDG | WPSDGENRRN0010-Rev03-Msr009-BASE | None | Any | Any | Any |  | 2016-01-01 |  | WPSDGENRRN0010-3 | ExAnte2016 | IOU Workpaper | 2016-12-28 09:42 | Each | Full | 1270 | 0 | 0 | Glass Door Reach-In Refrigerator < 15 ft3 | NonRes | ComRefrig | Equipment | Ref_Storage | ReachIn |  | Any
SDG | WPSDGENRRN0010-Rev03-Msr009-FULL | None | Any | Any | Any |  | 2016-01-01 |  | WPSDGENRRN0010-3 | ExAnte2016 | IOU Workpaper | 2016-12-28 09:42 | Each | Full | 1373.6 | 0 | 0 | Glass Door Reach-In Refrigerator < 15 ft3 | NonRes | ComRefrig | Equipment | Ref_Storage | ReachIn |  | Any
SDG | WPSDGENRRN0010-Rev03-Msr010-BASE | None | Any | Any | Any |  | 2016-01-01 |  | WPSDGENRRN0010-3 | ExAnte2016 | IOU Workpaper | 2016-12-28 09:42 | Each | Full | 3340.2 | 0 | 0 | Glass Door Reach-In Refrigerator 15-29 ft3 | NonRes | ComRefrig | Equipment | Ref_Storage | ReachIn |  | Any
SDG | WPSDGENRRN0010-Rev03-Msr010-FULL | None | Any | Any | Any |  | 2016-01-01 |  | WPSDGENRRN0010-3 | ExAnte2016 | IOU Workpaper | 2016-12-28 09:42 | Each | Full | 4204 | 0 | 0 | Glass Door Reach-In Refrigerator 15-29 ft3 | NonRes | ComRefrig | Equipment | Ref_Storage | ReachIn |  | Any
SDG | WPSDGENRRN0010-Rev03-Msr011-BASE | None | Any | Any | Any |  | 2016-01-01 |  | WPSDGENRRN0010-3 | ExAnte2016 | IOU Workpaper | 2016-12-28 09:43 | Each | Full | 4788 | 0 | 0 | Glass Door Reach-In Refrigerator 30-49 ft3 | NonRes | ComRefrig | Equipment | Ref_Storage | ReachIn |  | Any
SDG | WPSDGENRRN0010-Rev03-Msr011-FULL | None | Any | Any | Any |  | 2016-01-01 |  | WPSDGENRRN0010-3 | ExAnte2016 | IOU Workpaper | 2016-12-28 09:43 | Each | Full | 5864.11 | 0 | 0 | Glass Door Reach-In Refrigerator 30-49 ft3 | NonRes | ComRefrig | Equipment | Ref_Storage | ReachIn |  | Any
SDG | WPSDGENRRN0010-Rev03-Msr012-BASE | None | Any | Any | Any |  | 2016-01-01 |  | WPSDGENRRN0010-3 | ExAnte2016 | IOU Workpaper | 2016-12-28 09:43 | Each | Full | 6915.84 | 0 | 0 | Glass Door Reach-In Refrigerator 50 ft3 and over | NonRes | ComRefrig | Equipment | Ref_Storage | ReachIn |  | Any
SDG | WPSDGENRRN0010-Rev03-Msr012-FULL | None | Any | Any | Any |  | 2016-01-01 |  | WPSDGENRRN0010-3 | ExAnte2016 | IOU Workpaper | 2016-12-28 09:43 | Each | Full | 8464.8 | 0 | 0 | Glass Door Reach-In Refrigerator 50 ft3 and over | NonRes | ComRefrig | Equipment | Ref_Storage | ReachIn |  | Any
SDG | WPSDGENRRN0010-Rev03-Msr013-BASE | None | Any | Any | Any |  | 2016-01-01 |  | WPSDGENRRN0010-3 | ExAnte2016 | IOU Workpaper | 2016-12-28 10:25 | Each | Full | 1281.2 | 0 | 0 | Glass Door Reach-In Freezer < 15 ft3 | NonRes | ComRefrig | Equipment | Ref_Storage | ReachIn |  | Any
SDG | WPSDGENRRN0010-Rev03-Msr013-FULL | None | Any | Any | Any |  | 2016-01-01 |  | WPSDGENRRN0010-3 | ExAnte2016 | IOU Workpaper | 2016-12-28 10:25 | Each | Full | 1306.68 | 0 | 0 | Glass Door Reach-In Freezer < 15 ft3 | NonRes | ComRefrig | Equipment | Ref_Storage | ReachIn |  | Any
SDG | WPSDGENRRN0010-Rev03-Msr014-BASE | None | Any | Any | Any |  | 2016-01-01 |  | WPSDGENRRN0010-3 | ExAnte2016 | IOU Workpaper | 2016-12-28 10:25 | Each | Full | 5212.19 | 0 | 0 | Glass Door Reach-In Freezer 15-29 ft3 | NonRes | ComRefrig | Equipment | Ref_Storage | ReachIn |  | Any
SDG | WPSDGENRRN0010-Rev03-Msr014-FULL | None | Any | Any | Any |  | 2016-01-01 |  | WPSDGENRRN0010-3 | ExAnte2016 | IOU Workpaper | 2016-12-28 10:25 | Each | Full | 5336.22 | 0 | 0 | Glass Door Reach-In Freezer 15-29 ft3 | NonRes | ComRefrig | Equipment | Ref_Storage | ReachIn |  | Any
SDG | WPSDGENRRN0010-Rev03-Msr015-BASE | None | Any | Any | Any |  | 2016-01-01 |  | WPSDGENRRN0010-3 | ExAnte2016 | IOU Workpaper | 2016-12-28 10:25 | Each | Full | 7401.52 | 0 | 0 | Glass Door Reach-In Freezer 30-49 ft3 | NonRes | ComRefrig | Equipment | Ref_Storage | ReachIn |  | Any
SDG | WPSDGENRRN0010-Rev03-Msr015-FULL | None | Any | Any | Any |  | 2016-01-01 |  | WPSDGENRRN0010-3 | ExAnte2016 | IOU Workpaper | 2016-12-28 10:25 | Each | Full | 7615.72 | 0 | 0 | Glass Door Reach-In Freezer 30-49 ft3 | NonRes | ComRefrig | Equipment | Ref_Storage | ReachIn |  | Any
SDG | WPSDGENRRN0010-Rev03-Msr016-BASE | None | Any | Any | Any |  | 2016-01-01 |  | WPSDGENRRN0010-3 | ExAnte2016 | IOU Workpaper | 2016-12-28 10:25 | Each | Full | 10304.4 | 0 | 0 | Glass Door Reach-In Freezer 50 ft3 and over | NonRes | ComRefrig | Equipment | Ref_Storage | ReachIn |  | Any
SDG | WPSDGENRRN0010-Rev03-Msr016-FULL | None | Any | Any | Any |  | 2016-01-01 |  | WPSDGENRRN0010-3 | ExAnte2016 | IOU Workpaper | 2016-12-28 10:25 | Each | Full | 11203.7 | 0 | 0 | Glass Door Reach-In Freezer 50 ft3 and over | NonRes | ComRefrig | Equipment | Ref_Storage | ReachIn |  | Any
SDG | WPSDGENRRN0011-Rev02-Msr001-FULL | None | Any | Any | Any |  | 2013-01-01 |  | WPSDGENRRN0011-2 | ExAnte2014 | IOU workpaper | 2015-03-19 | Each | Full | 161.75 |  |  | Walk-in Cooler Evaporator Fan Cycling Control replacing No Control | NonRes | ComRefrig | Storage | Ref_Storage | TempSensor |  | Any
SDG | WPSDGENRRN0011-Rev02-Msr002-FULL | None | Any | Any | Any |  | 2013-01-01 |  | WPSDGENRRN0011-2 | ExAnte2014 | IOU workpaper | 2015-03-19 | Each | Full | 345.25 |  |  | Walk-in Cooler Evaporator VFD Control replacing No Control | NonRes | ComRefrig | Storage | Ref_Storage | TempSensor |  | Any
SDG | WPSDGENRRN0015-Rev02-Msr001-BASE | None | Any | Any | Any |  | 2013-01-01 |  | WPSDGENRRN0015-2 | DEER2014 | IOU workpaper | 2015-09-02 | Len-ft | Full | 1043.38 |  |  | Low Temperature Reach-In Display Case | NonRes | ComRefrig | Display | Ref_Storage | VertDisplay |  | Any
SDG | WPSDGENRRN0015-Rev02-Msr001-FULL | None | Any | Any | Any |  | 2013-01-01 |  | WPSDGENRRN0015-2 | DEER2014 | IOU workpaper | 2015-09-02 | Len-ft | Full | 1254.65 |  |  | Low Temperature Reach-In Display Case | NonRes | ComRefrig | Display | Ref_Storage | VertDisplay |  | Any
SDG | WPSDGENRRN0015-Rev02-Msr002-BASE | None | Any | Any | Any |  | 2013-01-01 |  | WPSDGENRRN0015-2 | DEER2014 | IOU workpaper | 2015-09-02 | Len-ft | Full | 800.15 |  |  | Medium Temperature Reach-In Display Case | NonRes | ComRefrig | Display | Ref_Storage | VertDisplay |  | Any
SDG | WPSDGENRRN0015-Rev02-Msr002-FULL | None | Any | Any | Any |  | 2013-01-01 |  | WPSDGENRRN0015-2 | DEER2014 | IOU workpaper | 2015-09-02 | Len-ft | Full | 1122.11 |  |  | Medium Temperature Reach-In Display Case | NonRes | ComRefrig | Display | Ref_Storage | VertDisplay |  | Any
SDG | WPSDGENRRN0016-Rev00-Msr001-BASE | None | Any | Any | Any | Any | 2013-01-01 |  | WPSDGENRRN0016-0 | ExAnte2017 | IOU workpaper | 2017-10-13 03:34 | Each | Full | 8849 |  |  | High Efficiency Ultra Low Temperature Freezer (<= 23 cubic feet) |  | ComRefrig | Equipment | Ref_Storage | Freezer |  | Any
SDG | WPSDGENRRN0016-Rev00-Msr001-FULL | None | Any | Any | Any | Any | 2013-01-01 |  | WPSDGENRRN0016-0 | ExAnte2017 | IOU workpaper | 2017-10-13 03:34 | Each | Full | 10984 |  |  | High Efficiency Ultra Low Temperature Freezer (<= 23 cubic feet) |  | ComRefrig | Equipment | Ref_Storage | Freezer |  | Any
SDG | WPSDGENRRN0016-Rev00-Msr002-BASE | None | Any | Any | Any | Any | 2013-01-01 |  | WPSDGENRRN0016-0 | ExAnte2017 | IOU workpaper | 2017-10-13 03:35 | Each | Full | 10670 |  |  | High Efficiency Ultra Low Temperature Freezer (>= 24 cubic feet) |  | ComRefrig | Equipment | Ref_Storage | Freezer |  | Any
SDG | WPSDGENRRN0016-Rev00-Msr002-FULL | None | Any | Any | Any | Any | 2013-01-01 |  | WPSDGENRRN0016-0 | ExAnte2017 | IOU workpaper | 2017-10-13 03:35 | Each | Full | 12460 |  |  | High Efficiency Ultra Low Temperature Freezer (>= 24 cubic feet) |  | ComRefrig | Equipment | Ref_Storage | Freezer |  | Any
SDG | WPSDGENRWH0010-Rev02-Msr001-BASE | None | Any | Any | Any |  | 2013-01-01 |  | WPSDGENRWH0010-2 | ExAnte2016 | IOU workpaper | 2016-10-20 | Each | Full | 0 |  |  | Steam Trap Replacement - Commercial 12-24 hr/day | NonRes | ProcHeat | SteamDist | SteamCirc | SteamTrap |  | Any
SDG | WPSDGENRWH0010-Rev02-Msr001-FULL | None | Any | Any | Any |  | 2013-01-01 |  | WPSDGENRWH0010-2 | ExAnte2016 | IOU workpaper | 2016-10-20 | Each | Full | 233 |  |  | Steam Trap Replacement - Commercial 12-24 hr/day | NonRes | ProcHeat | SteamDist | SteamCirc | SteamTrap |  | Any
SDG | WPSDGEREHC0030-Rev00-Msr001-BASE | None | Any | Any | Any |  | 2013-01-01 |  | WPSDGEREHC0030-0 | ExAnte2017 | IOU workpaper | 2017-06-23 | Each | Full | 81.88 |  |  | Residential Thermostat Base Case | Res | HVAC | HeatCool | HV_Tech | Tstat |  | Any
SDG | WPSDGEREHC0030-Rev00-Msr001-Full | None | Any | Any | Any |  | 2013-01-01 |  | WPSDGEREHC0030-0 | ExAnte2017 | IOU workpaper | 2017-06-23 | Each | Full | 162.25 |  |  | Residential Smart Communicating Thermostat | Res | HVAC | HeatCool | HV_Tech | Tstat |  | Any
SDG | WPSDGEREHC1064-Rev01-Msr001-BASE | None | Any | Any | Any | Any | 2017-01-01 |  | WPSDGEREHC1064-1 | ExAnte2017 | IOU workpaper | 2017-12-15 07:38 | Cap-Tons | Full | 828.02 |  |  | QI - 15 Seer AC |  | HVAC | SpaceCool | dxAC_equip | spltEER |  | Any
SDG | WPSDGEREHC1064-Rev01-Msr001-FULL | None | Any | Any | Any | Any | 2017-01-01 |  | WPSDGEREHC1064-1 | ExAnte2017 | IOU workpaper | 2017-12-15 07:38 | Cap-Tons | Full | 1346.54 |  |  | QI - 15 Seer AC |  | HVAC | SpaceCool | dxAC_equip | spltEER |  | Any
SDG | WPSDGEREHC1064-Rev01-Msr002-BASE | None | Any | Any | Any | Any | 2017-01-01 |  | WPSDGEREHC1064-1 | ExAnte2017 | IOU workpaper | 2017-12-15 07:38 | Cap-Tons | Full | 920.15 |  |  | QI - 16 Seer AC |  | HVAC | SpaceCool | dxAC_equip | spltEER |  | Any
SDG | WPSDGEREHC1064-Rev01-Msr002-FULL | None | Any | Any | Any | Any | 2017-01-01 |  | WPSDGEREHC1064-1 | ExAnte2017 | IOU workpaper | 2017-12-15 07:38 | Cap-Tons | Full | 1438.67 |  |  | QI - 16 Seer AC |  | HVAC | SpaceCool | dxAC_equip | spltEER |  | Any
SDG | WPSDGEREHC1064-Rev01-Msr003-BASE | None | Any | Any | Any | Any | 2017-01-01 |  | WPSDGEREHC1064-1 | ExAnte2017 | IOU workpaper | 2017-12-15 07:39 | Cap-Tons | Full | 1012.28 |  |  | QI - 17+ Seer AC |  | HVAC | SpaceCool | dxAC_equip | spltEER |  | Any
SDG | WPSDGEREHC1064-Rev01-Msr003-FULL | None | Any | Any | Any | Any | 2017-01-01 |  | WPSDGEREHC1064-1 | ExAnte2017 | IOU workpaper | 2017-12-15 07:39 | Cap-Tons | Full | 1530.79 |  |  | QI - 17+ Seer AC |  | HVAC | SpaceCool | dxAC_equip | spltEER |  | Any
SDG | WPSDGEREWH0011-Rev04-Msr002-BASE | None | Any | Any | Any | Any | 2017-01-01 |  | WPSDGEREWH0011-4 | ExAnte2017 | IOU workpaper | 2017-12-12 12:55 | Each | Full | 672.4 |  |  | Energy Star Front-Loading |  | AppPlug | Laundry | Clean_equip | ClothesWash |  | Any
SDG | WPSDGEREWH0011-Rev04-Msr002-FULL | None | Any | Any | Any | Any | 2017-01-01 |  | WPSDGEREWH0011-4 | ExAnte2017 | IOU workpaper | 2017-12-12 12:55 | Each | Full | 722.4 |  |  | Energy Star Front-Loading |  | AppPlug | Laundry | Clean_equip | ClothesWash |  | Any
SDG | WPSDGEREWH0023-Rev00-Msr001-BASE | None | Any | Any | Any | Any | 2017-01-01 |  | WPSDGEREWH0023-0 | ExAnte2017 | IOU workpaper | 2017-11-08 15:48 | Cap-kBTUh | Full | 23.29 |  |  | MF Central Storage Water Heater >75 kBtuh, Tier 1 (83% TE) |  | SHW | Heating | WaterHtg_eq | Boiler_Et |  | Any
SDG | WPSDGEREWH0023-Rev00-Msr001-FULL | None | Any | Any | Any | Any | 2017-01-01 |  | WPSDGEREWH0023-0 | ExAnte2017 | IOU workpaper | 2017-11-08 15:48 | Cap-kBTUh | Full | 25.85 |  |  | MF Central Storage Water Heater >75 kBtuh, Tier 1 (83% TE) |  | SHW | Heating | WaterHtg_eq | Boiler_Et |  | Any
SDG | WPSDGEREWH0023-Rev00-Msr002-BASE | None | Any | Any | Any | Any | 2017-01-01 |  | WPSDGEREWH0023-0 | ExAnte2017 | IOU workpaper | 2017-11-08 15:48 | Cap-kBTUh | Full | 23.29 |  |  | MF Central Storage Water Heater >75 kBtuh, Tier 2 (90% TE) |  | SHW | Heating | WaterHtg_eq | Boiler_Et |  | Any
SDG | WPSDGEREWH0023-Rev00-Msr002-FULL | None | Any | Any | Any | Any | 2017-01-01 |  | WPSDGEREWH0023-0 | ExAnte2017 | IOU workpaper | 2017-11-08 15:48 | Cap-kBTUh | Full | 32.1 |  |  | MF Central Storage Water Heater >75 kBtuh, Tier 2 (90% TE) |  | SHW | Heating | WaterHtg_eq | Boiler_Et |  | Any
SDG | WPSDGEREWH1061A-Rev05-Msr001-FULL | None | Any | Any | Any | Any | 2017-01-01 |  | WPSDGEREWH1061A-5 | ExAnte2017 | IOU workpaper | 2017-11-17 07:59 | Each | Full | 34.17 |  |  | Low Flow Showerheads - Both (Gas/Elec) |  | SHW | Distribute | WaterFixt | ShowerHd |  | Any