## WP
Workpaper Title | Enhanced Time Delay Relay | Workpaper Number | PGE3PHVC150 | Revision # | 2
Assigned TPS Engineer | L2H6 | Author Full Name | PECI | Author Type | SCE
New Measure Codes? | No | Delivery Restriction? | None | Effective Date | 2015-01-01
|  |  |  | Last Modified | 2015-01-01
[8 empty] | 1st Baseline: If ROB,NC,RC or CE these savings are Above Code/Standard, if ER,RET, or REA these savings are Above Existing/Customer Average |  |  |  | 1st Baseline: If ROB,NC,RC or CE these cost are Incremental, if ER,RET, or REA these costs are Full Measure Cost |  |  |  | 2nd Baseline: If ROB,NC,RC,CE, or REA these savings are Zero, if ER or RET these savings are Above Code/Standard |  |  |  | 2nd Baseline: If ROB,NC,RC,CE, or REA these Costs are Zero, if ER or RET these Costs are Incremental | [17 empty] | Need an agreed upon standard naming convention when the info is not in DEER | [37 empty] | Required if Apply IE is true for the meausre. Unitized Direct end-use energy impacts for above pre-existing scenarios |  |  | Required if Apply IE is true for the meausre. Unitized Direct end-use energy impacts for above standard replacement scenarios
Measure Code | Version | Measure Description | MeasAppType | BldgType | BldgVint | BldgLoc | NormUnit | KW Peak Electric Demand Reduction | KWh Electric Savings | THM Gas Savings | LIFE CYCLE (RUL if ER, RET, REA) | Base Case Cost ($/unit) | MatlCost ($/unit) | LaborCost ($/unit) | Incremental/Full Measure Cost ($/unit) | KW Peak Electric Demand Reduction | KWh Electric Savings | THM Gas Savings | LIFE CYCLE (EUL if ER, RET, REA) | Base Case Cost ($/unit) | MatlCost ($/unit) | LaborCost ($/unit) | Incremental/Full Measure Cost ($/unit) | NTG | DeliveryType | GSIA | ElecImpactProfile | GasImpactProfile | Sector | PA | CostType | LocCostAdj | BldgHVAC | PreDesc Not Needed for ROB measures | StdDesc | CostQualifier [UP/DOWN/DI] | Measure Detail | UseCategory READI-Table | UseSubCategory READI-Table | TechGroup READI-Table | TechType READI-Table | NTG_ID READI-Table | EUL_ID READI-Table | RUL_ID READI-Table | GSIA_ID READI-Table | MeasImpactType | VersionSource | PreMultiTech | TechBased | StdCostID Utility measure code-Code/Standard Technology Desc-cost qualifier | ImplementationID Utility Measure code | MeasureID Utility measure code | EnergyImpactID Utility Measure code | MeasCostID Utility measure code-utility measure description-cost qualifier | LaborRate | InstallHours | MeasImpactCalcType | ScaleBasis | ImpWeighting | StdScaleValue | WeightGroupID | PreScaleValue | MeasArea | MeasQualifier | MeasTechID | PreTechID | PreTechGroup | PreTechType | StdMultiTech | StdTechID | StdTechGroup | StdTechType | NumUnit | ApplyIE | IETableName | APreEUkWh | APreEUkW | APreEUtherm | AStdEUkWh | AStdEUkW | AStdEUtherm | Flag | LegacyID | Status | Comment | TechID | ImplementerID
H796 | 2014 Ex-Ante | Enhanced Time Delay Relay | REA | SFm | ANY | CZ01 | Cap-Tons | 0 | 0.08 | 0 | 5 | 0 | 13.32 | 63.44 | 76.76 | 0 | 0 | 0 | 0 | 0 | 0 | 0 | 0 | 0.85 | DirInstall | 1 | PGE:RES:DEER:HVAC_Eff_AC | Annual | Res | PGE | Full | None | Any |  |  | DirectInstall |  | HVAC | SpaceCool | dxAC_equip | spltEER | ET-Default | HV-ResAC |  | Def-GSIA | Deemed | D14 v1.0.5 |  |  | H796--DirectInstall | H796 | H796 | H796 | H796-Full
H796 | 2014 Ex-Ante | Enhanced Time Delay Relay | REA | SFm | ANY | CZ02 | Cap-Tons | 0.04293 | 42.41 | 0 | 5 | 0 | 13.32 | 63.44 | 76.76 | 0 | 0 | 0 | 0 | 0 | 0 | 0 | 0 | 0.85 | DirInstall | 1 | PGE:RES:DEER:HVAC_Eff_AC | Annual | Res | PGE | Full | None | Any |  |  | DirectInstall |  | HVAC | SpaceCool | dxAC_equip | spltEER | ET-Default | HV-ResAC |  | Def-GSIA | Deemed | D14 v1.0.5 |  |  | H796--DirectInstall | H796 | H796 | H796 | H796-Full
H796 | 2014 Ex-Ante | Enhanced Time Delay Relay | REA | SFm | ANY | CZ03 | Cap-Tons | 0 | 5.94 | 0 | 5 | 0 | 13.32 | 63.44 | 76.76 | 0 | 0 | 0 | 0 | 0 | 0 | 0 | 0 | 0.85 | DirInstall | 1 | PGE:RES:DEER:HVAC_Eff_AC | Annual | Res | PGE | Full | None | Any |  |  | DirectInstall |  | HVAC | SpaceCool | dxAC_equip | spltEER | ET-Default | HV-ResAC |  | Def-GSIA | Deemed | D14 v1.0.5 |  |  | H796--DirectInstall | H796 | H796 | H796 | H796-Full
H796 | 2014 Ex-Ante | Enhanced Time Delay Relay | REA | SFm | ANY | CZ04 | Cap-Tons | 0.02078 | 26.45 | 0 | 5 | 0 | 13.32 | 63.44 | 76.76 | 0 | 0 | 0 | 0 | 0 | 0 | 0 | 0 | 0.85 | DirInstall | 1 | PGE:RES:DEER:HVAC_Eff_AC | Annual | Res | PGE | Full | None | Any |  |  | DirectInstall |  | HVAC | SpaceCool | dxAC_equip | spltEER | ET-Default | HV-ResAC |  | Def-GSIA | Deemed | D14 v1.0.5 |  |  | H796--DirectInstall | H796 | H796 | H796 | H796-Full
H796 | 2014 Ex-Ante | Enhanced Time Delay Relay | REA | SFm | ANY | CZ05 | Cap-Tons | 0.00563 | 7.23 | 0 | 5 | 0 | 13.32 | 63.44 | 76.76 | 0 | 0 | 0 | 0 | 0 | 0 | 0 | 0 | 0.85 | DirInstall | 1 | PGE:RES:DEER:HVAC_Eff_AC | Annual | Res | PGE | Full | None | Any |  |  | DirectInstall |  | HVAC | SpaceCool | dxAC_equip | spltEER | ET-Default | HV-ResAC |  | Def-GSIA | Deemed | D14 v1.0.5 |  |  | H796--DirectInstall | H796 | H796 | H796 | H796-Full
H796 | 2014 Ex-Ante | Enhanced Time Delay Relay | REA | SFm | ANY | CZ11 | Cap-Tons | 0.06711 | 89.36 | 0 | 5 | 0 | 13.32 | 63.44 | 76.76 | 0 | 0 | 0 | 0 | 0 | 0 | 0 | 0 | 0.85 | DirInstall | 1 | PGE:RES:DEER:HVAC_Eff_AC | Annual | Res | PGE | Full | None | Any |  |  | DirectInstall |  | HVAC | SpaceCool | dxAC_equip | spltEER | ET-Default | HV-ResAC |  | Def-GSIA | Deemed | D14 v1.0.5 |  |  | H796--DirectInstall | H796 | H796 | H796 | H796-Full
H796 | 2014 Ex-Ante | Enhanced Time Delay Relay | REA | SFm | ANY | CZ12 | Cap-Tons | 0.06515 | 66.37 | 0 | 5 | 0 | 13.32 | 63.44 | 76.76 | 0 | 0 | 0 | 0 | 0 | 0 | 0 | 0 | 0.85 | DirInstall | 1 | PGE:RES:DEER:HVAC_Eff_AC | Annual | Res | PGE | Full | None | Any |  |  | DirectInstall |  | HVAC | SpaceCool | dxAC_equip | spltEER | ET-Default | HV-ResAC |  | Def-GSIA | Deemed | D14 v1.0.5 |  |  | H796--DirectInstall | H796 | H796 | H796 | H796-Full
H796 | 2014 Ex-Ante | Enhanced Time Delay Relay | REA | SFm | ANY | CZ13 | Cap-Tons | 0.06654 | 117.21 | 0 | 5 | 0 | 13.32 | 63.44 | 76.76 | 0 | 0 | 0 | 0 | 0 | 0 | 0 | 0 | 0.85 | DirInstall | 1 | PGE:RES:DEER:HVAC_Eff_AC | Annual | Res | PGE | Full | None | Any |  |  | DirectInstall |  | HVAC | SpaceCool | dxAC_equip | spltEER | ET-Default | HV-ResAC |  | Def-GSIA | Deemed | D14 v1.0.5 |  |  | H796--DirectInstall | H796 | H796 | H796 | H796-Full
H796 | 2014 Ex-Ante | Enhanced Time Delay Relay | REA | SFm | ANY | CZ16 | Cap-Tons | 0.03808 | 22.12 | 0 | 5 | 0 | 13.32 | 63.44 | 76.76 | 0 | 0 | 0 | 0 | 0 | 0 | 0 | 0 | 0.85 | DirInstall | 1 | PGE:RES:DEER:HVAC_Eff_AC | Annual | Res | PGE | Full | None | Any |  |  | DirectInstall |  | HVAC | SpaceCool | dxAC_equip | spltEER | ET-Default | HV-ResAC |  | Def-GSIA | Deemed | D14 v1.0.5 |  |  | H796--DirectInstall | H796 | H796 | H796 | H796-Full
H796 | 2014 Ex-Ante | Enhanced Time Delay Relay | REA | MFm | ANY | CZ01 | Cap-Tons | 0 | 0.39 | 0 | 5 | 0 | 13.32 | 63.44 | 76.76 | 0 | 0 | 0 | 0 | 0 | 0 | 0 | 0 | 0.85 | DirInstall | 1 | PGE:RES:DEER:HVAC_Eff_AC | Annual | Res | PGE | Full | None | Any |  |  | DirectInstall |  | HVAC | SpaceCool | dxAC_equip | spltEER | ET-Default | HV-ResAC |  | Def-GSIA | Deemed | D14 v1.0.5 |  |  | H796--DirectInstall | H796 | H796 | H796 | H796-Full
H796 | 2014 Ex-Ante | Enhanced Time Delay Relay | REA | MFm | ANY | CZ02 | Cap-Tons | 0.01711 | 21.02 | 0 | 5 | 0 | 13.32 | 63.44 | 76.76 | 0 | 0 | 0 | 0 | 0 | 0 | 0 | 0 | 0.85 | DirInstall | 1 | PGE:RES:DEER:HVAC_Eff_AC | Annual | Res | PGE | Full | None | Any |  |  | DirectInstall |  | HVAC | SpaceCool | dxAC_equip | spltEER | ET-Default | HV-ResAC |  | Def-GSIA | Deemed | D14 v1.0.5 |  |  | H796--DirectInstall | H796 | H796 | H796 | H796-Full
H796 | 2014 Ex-Ante | Enhanced Time Delay Relay | REA | MFm | ANY | CZ03 | Cap-Tons | 0 | 2.93 | 0 | 5 | 0 | 13.32 | 63.44 | 76.76 | 0 | 0 | 0 | 0 | 0 | 0 | 0 | 0 | 0.85 | DirInstall | 1 | PGE:RES:DEER:HVAC_Eff_AC | Annual | Res | PGE | Full | None | Any |  |  | DirectInstall |  | HVAC | SpaceCool | dxAC_equip | spltEER | ET-Default | HV-ResAC |  | Def-GSIA | Deemed | D14 v1.0.5 |  |  | H796--DirectInstall | H796 | H796 | H796 | H796-Full
H796 | 2014 Ex-Ante | Enhanced Time Delay Relay | REA | MFm | ANY | CZ04 | Cap-Tons | 0.00271 | 10.23 | 0 | 5 | 0 | 13.32 | 63.44 | 76.76 | 0 | 0 | 0 | 0 | 0 | 0 | 0 | 0 | 0.85 | DirInstall | 1 | PGE:RES:DEER:HVAC_Eff_AC | Annual | Res | PGE | Full | None | Any |  |  | DirectInstall |  | HVAC | SpaceCool | dxAC_equip | spltEER | ET-Default | HV-ResAC |  | Def-GSIA | Deemed | D14 v1.0.5 |  |  | H796--DirectInstall | H796 | H796 | H796 | H796-Full
H796 | 2014 Ex-Ante | Enhanced Time Delay Relay | REA | MFm | ANY | CZ05 | Cap-Tons | 0 | 3.72 | 0 | 5 | 0 | 13.32 | 63.44 | 76.76 | 0 | 0 | 0 | 0 | 0 | 0 | 0 | 0 | 0.85 | DirInstall | 1 | PGE:RES:DEER:HVAC_Eff_AC | Annual | Res | PGE | Full | None | Any |  |  | DirectInstall |  | HVAC | SpaceCool | dxAC_equip | spltEER | ET-Default | HV-ResAC |  | Def-GSIA | Deemed | D14 v1.0.5 |  |  | H796--DirectInstall | H796 | H796 | H796 | H796-Full
H796 | 2014 Ex-Ante | Enhanced Time Delay Relay | REA | MFm | ANY | CZ11 | Cap-Tons | 0.05341 | 49.49 | 0 | 5 | 0 | 13.32 | 63.44 | 76.76 | 0 | 0 | 0 | 0 | 0 | 0 | 0 | 0 | 0.85 | DirInstall | 1 | PGE:RES:DEER:HVAC_Eff_AC | Annual | Res | PGE | Full | None | Any |  |  | DirectInstall |  | HVAC | SpaceCool | dxAC_equip | spltEER | ET-Default | HV-ResAC |  | Def-GSIA | Deemed | D14 v1.0.5 |  |  | H796--DirectInstall | H796 | H796 | H796 | H796-Full
H796 | 2014 Ex-Ante | Enhanced Time Delay Relay | REA | MFm | ANY | CZ12 | Cap-Tons | 0.03297 | 30.72 | 0 | 5 | 0 | 13.32 | 63.44 | 76.76 | 0 | 0 | 0 | 0 | 0 | 0 | 0 | 0 | 0.85 | DirInstall | 1 | PGE:RES:DEER:HVAC_Eff_AC | Annual | Res | PGE | Full | None | Any |  |  | DirectInstall |  | HVAC | SpaceCool | dxAC_equip | spltEER | ET-Default | HV-ResAC |  | Def-GSIA | Deemed | D14 v1.0.5 |  |  | H796--DirectInstall | H796 | H796 | H796 | H796-Full
H796 | 2014 Ex-Ante | Enhanced Time Delay Relay | REA | MFm | ANY | CZ13 | Cap-Tons | 0.05136 | 74.67 | 0 | 5 | 0 | 13.32 | 63.44 | 76.76 | 0 | 0 | 0 | 0 | 0 | 0 | 0 | 0 | 0.85 | DirInstall | 1 | PGE:RES:DEER:HVAC_Eff_AC | Annual | Res | PGE | Full | None | Any |  |  | DirectInstall |  | HVAC | SpaceCool | dxAC_equip | spltEER | ET-Default | HV-ResAC |  | Def-GSIA | Deemed | D14 v1.0.5 |  |  | H796--DirectInstall | H796 | H796 | H796 | H796-Full
H796 | 2014 Ex-Ante | Enhanced Time Delay Relay | REA | MFm | ANY | CZ16 | Cap-Tons | 0.01564 | 9.48 | 0 | 5 | 0 | 13.32 | 63.44 | 76.76 | 0 | 0 | 0 | 0 | 0 | 0 | 0 | 0 | 0.85 | DirInstall | 1 | PGE:RES:DEER:HVAC_Eff_AC | Annual | Res | PGE | Full | None | Any |  |  | DirectInstall |  | HVAC | SpaceCool | dxAC_equip | spltEER | ET-Default | HV-ResAC |  | Def-GSIA | Deemed | D14 v1.0.5 |  |  | H796--DirectInstall | H796 | H796 | H796 | H796-Full
H796 | 2014 Ex-Ante | Enhanced Time Delay Relay | REA | DMo | ANY | CZ02 | Cap-Tons | 0.03438 | 34.28 | 0 | 5 | 0 | 13.32 | 63.44 | 76.76 | 0 | 0 | 0 | 0 | 0 | 0 | 0 | 0 | 0.85 | DirInstall | 1 | PGE:RES:DEER:HVAC_Eff_AC | Annual | Res | PGE | Full | None | Any |  |  | DirectInstall |  | HVAC | SpaceCool | dxAC_equip | spltEER | ET-Default | HV-ResAC |  | Def-GSIA | Deemed | D14 v1.0.5 |  |  | H796--DirectInstall | H796 | H796 | H796 | H796-Full
H796 | 2014 Ex-Ante | Enhanced Time Delay Relay | REA | DMo | ANY | CZ03 | Cap-Tons | 0 | 3.29 | 0 | 5 | 0 | 13.32 | 63.44 | 76.76 | 0 | 0 | 0 | 0 | 0 | 0 | 0 | 0 | 0.85 | DirInstall | 1 | PGE:RES:DEER:HVAC_Eff_AC | Annual | Res | PGE | Full | None | Any |  |  | DirectInstall |  | HVAC | SpaceCool | dxAC_equip | spltEER | ET-Default | HV-ResAC |  | Def-GSIA | Deemed | D14 v1.0.5 |  |  | H796--DirectInstall | H796 | H796 | H796 | H796-Full
H796 | 2014 Ex-Ante | Enhanced Time Delay Relay | REA | DMo | ANY | CZ04 | Cap-Tons | 0.01642 | 18.77 | 0 | 5 | 0 | 13.32 | 63.44 | 76.76 | 0 | 0 | 0 | 0 | 0 | 0 | 0 | 0 | 0.85 | DirInstall | 1 | PGE:RES:DEER:HVAC_Eff_AC | Annual | Res | PGE | Full | None | Any |  |  | DirectInstall |  | HVAC | SpaceCool | dxAC_equip | spltEER | ET-Default | HV-ResAC |  | Def-GSIA | Deemed | D14 v1.0.5 |  |  | H796--DirectInstall | H796 | H796 | H796 | H796-Full
H796 | 2014 Ex-Ante | Enhanced Time Delay Relay | REA | DMo | ANY | CZ05 | Cap-Tons | 0 | 2.64 | 0 | 5 | 0 | 13.32 | 63.44 | 76.76 | 0 | 0 | 0 | 0 | 0 | 0 | 0 | 0 | 0.85 | DirInstall | 1 | PGE:RES:DEER:HVAC_Eff_AC | Annual | Res | PGE | Full | None | Any |  |  | DirectInstall |  | HVAC | SpaceCool | dxAC_equip | spltEER | ET-Default | HV-ResAC |  | Def-GSIA | Deemed | D14 v1.0.5 |  |  | H796--DirectInstall | H796 | H796 | H796 | H796-Full
H796 | 2014 Ex-Ante | Enhanced Time Delay Relay | REA | DMo | ANY | CZ11 | Cap-Tons | 0.07073 | 84.22 | 0 | 5 | 0 | 13.32 | 63.44 | 76.76 | 0 | 0 | 0 | 0 | 0 | 0 | 0 | 0 | 0.85 | DirInstall | 1 | PGE:RES:DEER:HVAC_Eff_AC | Annual | Res | PGE | Full | None | Any |  |  | DirectInstall |  | HVAC | SpaceCool | dxAC_equip | spltEER | ET-Default | HV-ResAC |  | Def-GSIA | Deemed | D14 v1.0.5 |  |  | H796--DirectInstall | H796 | H796 | H796 | H796-Full
H796 | 2014 Ex-Ante | Enhanced Time Delay Relay | REA | DMo | ANY | CZ12 | Cap-Tons | 0.06636 | 58.28 | 0 | 5 | 0 | 13.32 | 63.44 | 76.76 | 0 | 0 | 0 | 0 | 0 | 0 | 0 | 0 | 0.85 | DirInstall | 1 | PGE:RES:DEER:HVAC_Eff_AC | Annual | Res | PGE | Full | None | Any |  |  | DirectInstall |  | HVAC | SpaceCool | dxAC_equip | spltEER | ET-Default | HV-ResAC |  | Def-GSIA | Deemed | D14 v1.0.5 |  |  | H796--DirectInstall | H796 | H796 | H796 | H796-Full
H796 | 2014 Ex-Ante | Enhanced Time Delay Relay | REA | DMo | ANY | CZ13 | Cap-Tons | 0.06867 | 113.63 | 0 | 5 | 0 | 13.32 | 63.44 | 76.76 | 0 | 0 | 0 | 0 | 0 | 0 | 0 | 0 | 0.85 | DirInstall | 1 | PGE:RES:DEER:HVAC_Eff_AC | Annual | Res | PGE | Full | None | Any |  |  | DirectInstall |  | HVAC | SpaceCool | dxAC_equip | spltEER | ET-Default | HV-ResAC |  | Def-GSIA | Deemed | D14 v1.0.5 |  |  | H796--DirectInstall | H796 | H796 | H796 | H796-Full
H796 | 2014 Ex-Ante | Enhanced Time Delay Relay | REA | DMo | ANY | CZ16 | Cap-Tons | 0.03621 | 17.08 | 0 | 5 | 0 | 13.32 | 63.44 | 76.76 | 0 | 0 | 0 | 0 | 0 | 0 | 0 | 0 | 0.85 | DirInstall | 1 | PGE:RES:DEER:HVAC_Eff_AC | Annual | Res | PGE | Full | None | Any |  |  | DirectInstall |  | HVAC | SpaceCool | dxAC_equip | spltEER | ET-Default | HV-ResAC |  | Def-GSIA | Deemed | D14 v1.0.5 |  |  | H796--DirectInstall | H796 | H796 | H796 | H796-Full
END | [23 empty] | #N/A | [25 empty] | END-- | END | END | END | END-
[24 empty] | #N/A | [25 empty] | -- | 0 | 0 | 0 | -
[24 empty] | #N/A | [25 empty] | -- | 0 | 0 | 0 | -
[24 empty] | #N/A | [25 empty] | -- | 0 | 0 | 0 | -
[24 empty] | #N/A | [25 empty] | -- | 0 | 0 | 0 | -
[24 empty] | #N/A | [25 empty] | -- | 0 | 0 | 0 | -
[24 empty] | #N/A | [25 empty] | -- | 0 | 0 | 0 | -
[24 empty] | #N/A | [25 empty] | -- | 0 | 0 | 0 | -
[24 empty] | #N/A | [25 empty] | -- | 0 | 0 | 0 | -
[24 empty] | #N/A | [25 empty] | -- | 0 | 0 | 0 | -
[24 empty] | #N/A | [25 empty] | -- | 0 | 0 | 0 | -
[24 empty] | #N/A | [25 empty] | -- | 0 | 0 | 0 | -
[24 empty] | #N/A | [25 empty] | -- | 0 | 0 | 0 | -
[24 empty] | #N/A | [25 empty] | -- | 0 | 0 | 0 | -
[24 empty] | #N/A | [25 empty] | -- | 0 | 0 | 0 | -
[24 empty] | #N/A | [25 empty] | -- | 0 | 0 | 0 | -
[24 empty] | #N/A | [25 empty] | -- | 0 | 0 | 0 | -
[24 empty] | #N/A | [25 empty] | -- | 0 | 0 | 0 | -
[24 empty] | #N/A | [25 empty] | -- | 0 | 0 | 0 | -
[24 empty] | #N/A | [25 empty] | -- | 0 | 0 | 0 | -
[24 empty] | #N/A | [25 empty] | -- | 0 | 0 | 0 | -
[24 empty] | #N/A | [25 empty] | -- | 0 | 0 | 0 | -
[24 empty] | #N/A | [25 empty] | -- | 0 | 0 | 0 | -
[24 empty] | #N/A | [25 empty] | -- | 0 | 0 | 0 | -
[24 empty] | #N/A | [25 empty] | -- | 0 | 0 | 0 | -
[24 empty] | #N/A | [25 empty] | -- | 0 | 0 | 0 | -
[24 empty] | #N/A | [25 empty] | -- | 0 | 0 | 0 | -
[24 empty] | #N/A | [25 empty] | -- | 0 | 0 | 0 | -
[24 empty] | #N/A | [25 empty] | -- | 0 | 0 | 0 | -
[24 empty] | #N/A | [25 empty] | -- | 0 | 0 | 0 | -
[24 empty] | #N/A | [25 empty] | -- | 0 | 0 | 0 | -
[24 empty] | #N/A | [25 empty] | -- | 0 | 0 | 0 | -
[24 empty] | #N/A | [25 empty] | -- | 0 | 0 | 0 | -
[24 empty] | #N/A | [25 empty] | -- | 0 | 0 | 0 | -
[24 empty] | #N/A | [25 empty] | -- | 0 | 0 | 0 | -
[24 empty] | #N/A | [25 empty] | -- | 0 | 0 | 0 | -
[24 empty] | #N/A | [25 empty] | -- | 0 | 0 | 0 | -
[24 empty] | #N/A | [25 empty] | -- | 0 | 0 | 0 | -
[24 empty] | #N/A | [25 empty] | -- | 0 | 0 | 0 | -
[24 empty] | #N/A | [25 empty] | -- | 0 | 0 | 0 | -
[24 empty] | #N/A | [25 empty] | -- | 0 | 0 | 0 | -
[24 empty] | #N/A | [25 empty] | -- | 0 | 0 | 0 | -
[24 empty] | #N/A | [25 empty] | -- | 0 | 0 | 0 | -
[24 empty] | #N/A | [25 empty] | -- | 0 | 0 | 0 | -
[24 empty] | #N/A | [25 empty] | -- | 0 | 0 | 0 | -
[24 empty] | #N/A | [25 empty] | -- | 0 | 0 | 0 | -
[24 empty] | #N/A | [25 empty] | -- | 0 | 0 | 0 | -
[24 empty] | #N/A | [25 empty] | -- | 0 | 0 | 0 | -
[24 empty] | #N/A | [25 empty] | -- | 0 | 0 | 0 | -
[24 empty] | #N/A | [25 empty] | -- | 0 | 0 | 0 | -
[24 empty] | #N/A | [25 empty] | -- | 0 | 0 | 0 | -
[24 empty] | #N/A | [25 empty] | -- | 0 | 0 | 0 | -
[24 empty] | #N/A | [25 empty] | -- | 0 | 0 | 0 | -
[24 empty] | #N/A | [25 empty] | -- | 0 | 0 | 0 | -
[24 empty] | #N/A | [25 empty] | -- | 0 | 0 | 0 | -
[24 empty] | #N/A | [25 empty] | -- | 0 | 0 | 0 | -
[24 empty] | #N/A | [25 empty] | -- | 0 | 0 | 0 | -
[24 empty] | #N/A | [25 empty] | -- | 0 | 0 | 0 | -
[24 empty] | #N/A | [25 empty] | -- | 0 | 0 | 0 | -
[24 empty] | #N/A | [25 empty] | -- | 0 | 0 | 0 | -
[24 empty] | #N/A | [25 empty] | -- | 0 | 0 | 0 | -
[24 empty] | #N/A | [25 empty] | -- | 0 | 0 | 0 | -
[24 empty] | #N/A | [25 empty] | -- | 0 | 0 | 0 | -
[24 empty] | #N/A | [25 empty] | -- | 0 | 0 | 0 | -
[24 empty] | #N/A | [25 empty] | -- | 0 | 0 | 0 | -
[24 empty] | #N/A | [25 empty] | -- | 0 | 0 | 0 | -
[24 empty] | #N/A | [25 empty] | -- | 0 | 0 | 0 | -
[24 empty] | #N/A | [25 empty] | -- | 0 | 0 | 0 | -
[24 empty] | #N/A | [25 empty] | -- | 0 | 0 | 0 | -
[24 empty] | #N/A | [25 empty] | -- | 0 | 0 | 0 | -
[24 empty] | #N/A | [25 empty] | -- | 0 | 0 | 0 | -
[24 empty] | #N/A | [25 empty] | -- | 0 | 0 | 0 | -
[24 empty] | #N/A | [25 empty] | -- | 0 | 0 | 0 | -
[24 empty] | #N/A | [25 empty] | -- | 0 | 0 | 0 | -
[24 empty] | #N/A | [25 empty] | -- | 0 | 0 | 0 | -
[24 empty] | #N/A | [25 empty] | -- | 0 | 0 | 0 | -
[24 empty] | #N/A | [25 empty] | -- | 0 | 0 | 0 | -
[24 empty] | #N/A | [25 empty] | -- | 0 | 0 | 0 | -
[24 empty] | #N/A | [25 empty] | -- | 0 | 0 | 0 | -
[24 empty] | #N/A | [25 empty] | -- | 0 | 0 | 0 | -
[24 empty] | #N/A | [25 empty] | -- | 0 | 0 | 0 | -
[24 empty] | #N/A | [25 empty] | -- | 0 | 0 | 0 | -
[24 empty] | #N/A | [25 empty] | -- | 0 | 0 | 0 | -
[24 empty] | #N/A | [25 empty] | -- | 0 | 0 | 0 | -
[24 empty] | #N/A | [25 empty] | -- | 0 | 0 | 0 | -
[24 empty] | #N/A | [25 empty] | -- | 0 | 0 | 0 | -
[24 empty] | #N/A | [25 empty] | -- | 0 | 0 | 0 | -
[24 empty] | #N/A | [25 empty] | -- | 0 | 0 | 0 | -
[24 empty] | #N/A | [25 empty] | -- | 0 | 0 | 0 | -
[24 empty] | #N/A | [25 empty] | -- | 0 | 0 | 0 | -
[24 empty] | #N/A | [25 empty] | -- | 0 | 0 | 0 | -
[24 empty] | #N/A | [25 empty] | -- | 0 | 0 | 0 | -
[24 empty] | #N/A | [25 empty] | -- | 0 | 0 | 0 | -
[24 empty] | #N/A | [25 empty] | -- | 0 | 0 | 0 | -
[24 empty] | #N/A | [25 empty] | -- | 0 | 0 | 0 | -
[24 empty] | #N/A | [25 empty] | -- | 0 | 0 | 0 | -
[24 empty] | #N/A | [25 empty] | -- | 0 | 0 | 0 | -
[24 empty] | #N/A | [25 empty] | -- | 0 | 0 | 0 | -
[24 empty] | #N/A | [25 empty] | -- | 0 | 0 | 0 | -
[24 empty] | #N/A | [25 empty] | -- | 0 | 0 | 0 | -
[24 empty] | #N/A | [25 empty] | -- | 0 | 0 | 0 | -
[24 empty] | #N/A | [25 empty] | -- | 0 | 0 | 0 | -
[24 empty] | #N/A | [25 empty] | -- | 0 | 0 | 0 | -
[24 empty] | #N/A | [25 empty] | -- | 0 | 0 | 0 | -
[24 empty] | #N/A | [25 empty] | -- | 0 | 0 | 0 | -
[24 empty] | #N/A | [25 empty] | -- | 0 | 0 | 0 | -
[24 empty] | #N/A | [25 empty] | -- | 0 | 0 | 0 | -
[24 empty] | #N/A | [25 empty] | -- | 0 | 0 | 0 | -
[24 empty] | #N/A | [25 empty] | -- | 0 | 0 | 0 | -
[24 empty] | #N/A | [25 empty] | -- | 0 | 0 | 0 | -
[24 empty] | #N/A | [25 empty] | -- | 0 | 0 | 0 | -
[24 empty] | #N/A | [25 empty] | -- | 0 | 0 | 0 | -
[24 empty] | #N/A | [25 empty] | -- | 0 | 0 | 0 | -
[24 empty] | #N/A | [25 empty] | -- | 0 | 0 | 0 | -
[24 empty] | #N/A | [25 empty] | -- | 0 | 0 | 0 | -
[24 empty] | #N/A | [25 empty] | -- | 0 | 0 | 0 | -
[24 empty] | #N/A | [25 empty] | -- | 0 | 0 | 0 | -
[24 empty] | #N/A | [25 empty] | -- | 0 | 0 | 0 | -
[24 empty] | #N/A | [25 empty] | -- | 0 | 0 | 0 | -
[24 empty] | #N/A | [25 empty] | -- | 0 | 0 | 0 | -
[24 empty] | #N/A | [25 empty] | -- | 0 | 0 | 0 | -
[24 empty] | #N/A | [25 empty] | -- | 0 | 0 | 0 | -
[24 empty] | #N/A | [25 empty] | -- | 0 | 0 | 0 | -
[24 empty] | #N/A | [25 empty] | -- | 0 | 0 | 0 | -
[24 empty] | #N/A | [25 empty] | -- | 0 | 0 | 0 | -
[24 empty] | #N/A | [25 empty] | -- | 0 | 0 | 0 | -
[24 empty] | #N/A | [25 empty] | -- | 0 | 0 | 0 | -
[24 empty] | #N/A | [25 empty] | -- | 0 | 0 | 0 | -
[24 empty] | #N/A | [25 empty] | -- | 0 | 0 | 0 | -
[24 empty] | #N/A | [25 empty] | -- | 0 | 0 | 0 | -
[24 empty] | #N/A | [25 empty] | -- | 0 | 0 | 0 | -
[24 empty] | #N/A | [25 empty] | -- | 0 | 0 | 0 | -
[24 empty] | #N/A | [25 empty] | -- | 0 | 0 | 0 | -
[24 empty] | #N/A | [25 empty] | -- | 0 | 0 | 0 | -
[24 empty] | #N/A | [25 empty] | -- | 0 | 0 | 0 | -
[24 empty] | #N/A | [25 empty] | -- | 0 | 0 | 0 | -
[24 empty] | #N/A | [25 empty] | -- | 0 | 0 | 0 | -
[24 empty] | #N/A | [25 empty] | -- | 0 | 0 | 0 | -
[24 empty] | #N/A | [25 empty] | -- | 0 | 0 | 0 | -
[24 empty] | #N/A | [25 empty] | -- | 0 | 0 | 0 | -
[24 empty] | #N/A | [25 empty] | -- | 0 | 0 | 0 | -
[24 empty] | #N/A | [25 empty] | -- | 0 | 0 | 0 | -
[24 empty] | #N/A | [25 empty] | -- | 0 | 0 | 0 | -
[24 empty] | #N/A | [25 empty] | -- | 0 | 0 | 0 | -
[24 empty] | #N/A | [25 empty] | -- | 0 | 0 | 0 | -
[24 empty] | #N/A | [25 empty] | -- | 0 | 0 | 0 | -
[24 empty] | #N/A | [25 empty] | -- | 0 | 0 | 0 | -
[24 empty] | #N/A | [25 empty] | -- | 0 | 0 | 0 | -
[24 empty] | #N/A | [25 empty] | -- | 0 | 0 | 0 | -
[24 empty] | #N/A | [25 empty] | -- | 0 | 0 | 0 | -
[24 empty] | #N/A | [25 empty] | -- | 0 | 0 | 0 | -
[24 empty] | #N/A | [25 empty] | -- | 0 | 0 | 0 | -
[24 empty] | #N/A | [25 empty] | -- | 0 | 0 | 0 | -
[24 empty] | #N/A | [25 empty] | -- | 0 | 0 | 0 | -
[24 empty] | #N/A | [25 empty] | -- | 0 | 0 | 0 | -
[24 empty] | #N/A | [25 empty] | -- | 0 | 0 | 0 | -
[24 empty] | #N/A | [25 empty] | -- | 0 | 0 | 0 | -
[24 empty] | #N/A | [25 empty] | -- | 0 | 0 | 0 | -
[24 empty] | #N/A | [25 empty] | -- | 0 | 0 | 0 | -
[24 empty] | #N/A | [25 empty] | -- | 0 | 0 | 0 | -
[24 empty] | #N/A | [25 empty] | -- | 0 | 0 | 0 | -
[24 empty] | #N/A | [25 empty] | -- | 0 | 0 | 0 | -
[24 empty] | #N/A | [25 empty] | -- | 0 | 0 | 0 | -
[24 empty] | #N/A | [25 empty] | -- | 0 | 0 | 0 | -
[24 empty] | #N/A | [25 empty] | -- | 0 | 0 | 0 | -
[24 empty] | #N/A | [25 empty] | -- | 0 | 0 | 0 | -
[24 empty] | #N/A | [25 empty] | -- | 0 | 0 | 0 | -
[24 empty] | #N/A | [25 empty] | -- | 0 | 0 | 0 | -
[24 empty] | #N/A | [25 empty] | -- | 0 | 0 | 0 | -
[24 empty] | #N/A | [25 empty] | -- | 0 | 0 | 0 | -
[24 empty] | #N/A | [25 empty] | -- | 0 | 0 | 0 | -
[24 empty] | #N/A | [25 empty] | -- | 0 | 0 | 0 | -
[24 empty] | #N/A | [25 empty] | -- | 0 | 0 | 0 | -
[24 empty] | #N/A | [25 empty] | -- | 0 | 0 | 0 | -
[24 empty] | #N/A | [25 empty] | -- | 0 | 0 | 0 | -
[24 empty] | #N/A | [25 empty] | -- | 0 | 0 | 0 | -
[24 empty] | #N/A | [25 empty] | -- | 0 | 0 | 0 | -
[24 empty] | #N/A | [25 empty] | -- | 0 | 0 | 0 | -
[24 empty] | #N/A | [25 empty] | -- | 0 | 0 | 0 | -
[24 empty] | #N/A | [25 empty] | -- | 0 | 0 | 0 | -
[24 empty] | #N/A | [25 empty] | -- | 0 | 0 | 0 | -
[24 empty] | #N/A | [25 empty] | -- | 0 | 0 | 0 | -
[24 empty] | #N/A | [25 empty] | -- | 0 | 0 | 0 | -
[24 empty] | #N/A | [25 empty] | -- | 0 | 0 | 0 | -
[24 empty] | #N/A | [25 empty] | -- | 0 | 0 | 0 | -
[24 empty] | #N/A | [25 empty] | -- | 0 | 0 | 0 | -
[24 empty] | #N/A | [25 empty] | -- | 0 | 0 | 0 | -
[24 empty] | #N/A | [25 empty] | -- | 0 | 0 | 0 | -
[24 empty] | #N/A | [25 empty] | -- | 0 | 0 | 0 | -
[24 empty] | #N/A | [25 empty] | -- | 0 | 0 | 0 | -
[24 empty] | #N/A | [25 empty] | -- | 0 | 0 | 0 | -
[24 empty] | #N/A | [25 empty] | -- | 0 | 0 | 0 | -
[24 empty] | #N/A | [25 empty] | -- | 0 | 0 | 0 | -
[24 empty] | #N/A | [25 empty] | -- | 0 | 0 | 0 | -
[24 empty] | #N/A | [25 empty] | -- | 0 | 0 | 0 | -
[24 empty] | #N/A | [25 empty] | -- | 0 | 0 | 0 | -
[24 empty] | #N/A | [25 empty] | -- | 0 | 0 | 0 | -
[24 empty] | #N/A | [25 empty] | -- | 0 | 0 | 0 | -
[24 empty] | #N/A | [25 empty] | -- | 0 | 0 | 0 | -
[24 empty] | #N/A | [25 empty] | -- | 0 | 0 | 0 | -
[24 empty] | #N/A | [25 empty] | -- | 0 | 0 | 0 | -
[24 empty] | #N/A | [25 empty] | -- | 0 | 0 | 0 | -
[24 empty] | #N/A | [25 empty] | -- | 0 | 0 | 0 | -
[24 empty] | #N/A | [25 empty] | -- | 0 | 0 | 0 | -
[24 empty] | #N/A | [25 empty] | -- | 0 | 0 | 0 | -
[24 empty] | #N/A | [25 empty] | -- | 0 | 0 | 0 | -
[24 empty] | #N/A | [25 empty] | -- | 0 | 0 | 0 | -
[24 empty] | #N/A | [25 empty] | -- | 0 | 0 | 0 | -
[24 empty] | #N/A | [25 empty] | -- | 0 | 0 | 0 | -
[24 empty] | #N/A | [25 empty] | -- | 0 | 0 | 0 | -
[24 empty] | #N/A | [25 empty] | -- | 0 | 0 | 0 | -
[24 empty] | #N/A | [25 empty] | -- | 0 | 0 | 0 | -
[24 empty] | #N/A | [25 empty] | -- | 0 | 0 | 0 | -
[24 empty] | #N/A | [25 empty] | -- | 0 | 0 | 0 | -
[24 empty] | #N/A | [25 empty] | -- | 0 | 0 | 0 | -
[24 empty] | #N/A | [25 empty] | -- | 0 | 0 | 0 | -
[24 empty] | #N/A | [25 empty] | -- | 0 | 0 | 0 | -
[24 empty] | #N/A | [25 empty] | -- | 0 | 0 | 0 | -
[24 empty] | #N/A | [25 empty] | -- | 0 | 0 | 0 | -
[24 empty] | #N/A | [25 empty] | -- | 0 | 0 | 0 | -
[24 empty] | #N/A | [25 empty] | -- | 0 | 0 | 0 | -
[24 empty] | #N/A | [25 empty] | -- | 0 | 0 | 0 | -
[24 empty] | #N/A | [25 empty] | -- | 0 | 0 | 0 | -
[24 empty] | #N/A | [25 empty] | -- | 0 | 0 | 0 | -
[24 empty] | #N/A | [25 empty] | -- | 0 | 0 | 0 | -
[24 empty] | #N/A | [25 empty] | -- | 0 | 0 | 0 | -
[24 empty] | #N/A | [25 empty] | -- | 0 | 0 | 0 | -
[24 empty] | #N/A | [25 empty] | -- | 0 | 0 | 0 | -
[24 empty] | #N/A | [25 empty] | -- | 0 | 0 | 0 | -
[24 empty] | #N/A | [25 empty] | -- | 0 | 0 | 0 | -
[24 empty] | #N/A | [25 empty] | -- | 0 | 0 | 0 | -
[24 empty] | #N/A | [25 empty] | -- | 0 | 0 | 0 | -
[24 empty] | #N/A | [25 empty] | -- | 0 | 0 | 0 | -
[24 empty] | #N/A | [25 empty] | -- | 0 | 0 | 0 | -
[24 empty] | #N/A | [25 empty] | -- | 0 | 0 | 0 | -
[24 empty] | #N/A | [25 empty] | -- | 0 | 0 | 0 | -
[24 empty] | #N/A | [25 empty] | -- | 0 | 0 | 0 | -
[24 empty] | #N/A | [25 empty] | -- | 0 | 0 | 0 | -
[24 empty] | #N/A | [25 empty] | -- | 0 | 0 | 0 | -
[24 empty] | #N/A | [25 empty] | -- | 0 | 0 | 0 | -
[24 empty] | #N/A | [25 empty] | -- | 0 | 0 | 0 | -
[24 empty] | #N/A | [25 empty] | -- | 0 | 0 | 0 | -
[24 empty] | #N/A | [25 empty] | -- | 0 | 0 | 0 | -
[24 empty] | #N/A | [25 empty] | -- | 0 | 0 | 0 | -
[24 empty] | #N/A | [25 empty] | -- | 0 | 0 | 0 | -
[24 empty] | #N/A | [25 empty] | -- | 0 | 0 | 0 | -
[24 empty] | #N/A | [25 empty] | -- | 0 | 0 | 0 | -
[24 empty] | #N/A | [25 empty] | -- | 0 | 0 | 0 | -
[24 empty] | #N/A | [25 empty] | -- | 0 | 0 | 0 | -
[24 empty] | #N/A | [25 empty] | -- | 0 | 0 | 0 | -
[24 empty] | #N/A | [25 empty] | -- | 0 | 0 | 0 | -
[24 empty] | #N/A | [25 empty] | -- | 0 | 0 | 0 | -
[24 empty] | #N/A | [25 empty] | -- | 0 | 0 | 0 | -
[24 empty] | #N/A | [25 empty] | -- | 0 | 0 | 0 | -
[24 empty] | #N/A | [25 empty] | -- | 0 | 0 | 0 | -
[24 empty] | #N/A | [25 empty] | -- | 0 | 0 | 0 | -
[24 empty] | #N/A | [25 empty] | -- | 0 | 0 | 0 | -
[24 empty] | #N/A | [25 empty] | -- | 0 | 0 | 0 | -
[24 empty] | #N/A | [25 empty] | -- | 0 | 0 | 0 | -
[24 empty] | #N/A | [25 empty] | -- | 0 | 0 | 0 | -
[24 empty] | #N/A | [25 empty] | -- | 0 | 0 | 0 | -
[24 empty] | #N/A | [25 empty] | -- | 0 | 0 | 0 | -
[24 empty] | #N/A | [25 empty] | -- | 0 | 0 | 0 | -
[24 empty] | #N/A | [25 empty] | -- | 0 | 0 | 0 | -
[24 empty] | #N/A | [25 empty] | -- | 0 | 0 | 0 | -
[24 empty] | #N/A | [25 empty] | -- | 0 | 0 | 0 | -
[24 empty] | #N/A | [25 empty] | -- | 0 | 0 | 0 | -
[24 empty] | #N/A | [25 empty] | -- | 0 | 0 | 0 | -
[24 empty] | #N/A | [25 empty] | -- | 0 | 0 | 0 | -
[24 empty] | #N/A | [25 empty] | -- | 0 | 0 | 0 | -
[24 empty] | #N/A | [25 empty] | -- | 0 | 0 | 0 | -
[24 empty] | #N/A | [25 empty] | -- | 0 | 0 | 0 | -
[24 empty] | #N/A | [25 empty] | -- | 0 | 0 | 0 | -
[24 empty] | #N/A | [25 empty] | -- | 0 | 0 | 0 | -
[24 empty] | #N/A | [25 empty] | -- | 0 | 0 | 0 | -
[24 empty] | #N/A | [25 empty] | -- | 0 | 0 | 0 | -
[24 empty] | #N/A | [25 empty] | -- | 0 | 0 | 0 | -
[24 empty] | #N/A | [25 empty] | -- | 0 | 0 | 0 | -
[24 empty] | #N/A | [25 empty] | -- | 0 | 0 | 0 | -
[24 empty] | #N/A | [25 empty] | -- | 0 | 0 | 0 | -
[24 empty] | #N/A | [25 empty] | -- | 0 | 0 | 0 | -
[24 empty] | #N/A | [25 empty] | -- | 0 | 0 | 0 | -
[24 empty] | #N/A | [25 empty] | -- | 0 | 0 | 0 | -
[24 empty] | #N/A | [25 empty] | -- | 0 | 0 | 0 | -
[24 empty] | #N/A | [25 empty] | -- | 0 | 0 | 0 | -
[24 empty] | #N/A | [25 empty] | -- | 0 | 0 | 0 | -
[24 empty] | #N/A | [25 empty] | -- | 0 | 0 | 0 | -
[24 empty] | #N/A | [25 empty] | -- | 0 | 0 | 0 | -
[24 empty] | #N/A | [25 empty] | -- | 0 | 0 | 0 | -
[24 empty] | #N/A | [25 empty] | -- | 0 | 0 | 0 | -
[24 empty] | #N/A | [25 empty] | -- | 0 | 0 | 0 | -
[24 empty] | #N/A | [25 empty] | -- | 0 | 0 | 0 | -
[24 empty] | #N/A | [25 empty] | -- | 0 | 0 | 0 | -
[24 empty] | #N/A | [25 empty] | -- | 0 | 0 | 0 | -
[24 empty] | #N/A | [25 empty] | -- | 0 | 0 | 0 | -
[24 empty] | #N/A | [25 empty] | -- | 0 | 0 | 0 | -
[24 empty] | #N/A | [25 empty] | -- | 0 | 0 | 0 | -
[24 empty] | #N/A | [25 empty] | -- | 0 | 0 | 0 | -
[24 empty] | #N/A | [25 empty] | -- | 0 | 0 | 0 | -
[24 empty] | #N/A | [25 empty] | -- | 0 | 0 | 0 | -
[24 empty] | #N/A | [25 empty] | -- | 0 | 0 | 0 | -
[24 empty] | #N/A | [25 empty] | -- | 0 | 0 | 0 | -
[24 empty] | #N/A | [25 empty] | -- | 0 | 0 | 0 | -
[24 empty] | #N/A | [25 empty] | -- | 0 | 0 | 0 | -
[24 empty] | #N/A | [25 empty] | -- | 0 | 0 | 0 | -
[24 empty] | #N/A | [25 empty] | -- | 0 | 0 | 0 | -
[24 empty] | #N/A | [25 empty] | -- | 0 | 0 | 0 | -
[24 empty] | #N/A | [25 empty] | -- | 0 | 0 | 0 | -
[24 empty] | #N/A | [25 empty] | -- | 0 | 0 | 0 | -
[24 empty] | #N/A | [25 empty] | -- | 0 | 0 | 0 | -
[24 empty] | #N/A | [25 empty] | -- | 0 | 0 | 0 | -
[24 empty] | #N/A | [25 empty] | -- | 0 | 0 | 0 | -
[24 empty] | #N/A | [25 empty] | -- | 0 | 0 | 0 | -
[24 empty] | #N/A | [25 empty] | -- | 0 | 0 | 0 | -
[24 empty] | #N/A | [25 empty] | -- | 0 | 0 | 0 | -
[24 empty] | #N/A | [25 empty] | -- | 0 | 0 | 0 | -
[24 empty] | #N/A | [25 empty] | -- | 0 | 0 | 0 | -
[24 empty] | #N/A | [25 empty] | -- | 0 | 0 | 0 | -
[24 empty] | #N/A | [25 empty] | -- | 0 | 0 | 0 | -
[24 empty] | #N/A | [25 empty] | -- | 0 | 0 | 0 | -
[24 empty] | #N/A | [25 empty] | -- | 0 | 0 | 0 | -
[24 empty] | #N/A | [25 empty] | -- | 0 | 0 | 0 | -
[24 empty] | #N/A | [25 empty] | -- | 0 | 0 | 0 | -
[24 empty] | #N/A | [25 empty] | -- | 0 | 0 | 0 | -
[24 empty] | #N/A | [25 empty] | -- | 0 | 0 | 0 | -
[24 empty] | #N/A | [25 empty] | -- | 0 | 0 | 0 | -
[24 empty] | #N/A | [25 empty] | -- | 0 | 0 | 0 | -
[24 empty] | #N/A | [25 empty] | -- | 0 | 0 | 0 | -
[24 empty] | #N/A | [25 empty] | -- | 0 | 0 | 0 | -
[24 empty] | #N/A | [25 empty] | -- | 0 | 0 | 0 | -
[24 empty] | #N/A | [25 empty] | -- | 0 | 0 | 0 | -
[24 empty] | #N/A | [25 empty] | -- | 0 | 0 | 0 | -
[24 empty] | #N/A | [25 empty] | -- | 0 | 0 | 0 | -
[24 empty] | #N/A | [25 empty] | -- | 0 | 0 | 0 | -
[24 empty] | #N/A | [25 empty] | -- | 0 | 0 | 0 | -
[24 empty] | #N/A | [25 empty] | -- | 0 | 0 | 0 | -
[24 empty] | #N/A | [25 empty] | -- | 0 | 0 | 0 | -
[24 empty] | #N/A | [25 empty] | -- | 0 | 0 | 0 | -
[24 empty] | #N/A | [25 empty] | -- | 0 | 0 | 0 | -
[24 empty] | #N/A | [25 empty] | -- | 0 | 0 | 0 | -
[24 empty] | #N/A | [25 empty] | -- | 0 | 0 | 0 | -
[24 empty] | #N/A | [25 empty] | -- | 0 | 0 | 0 | -
[24 empty] | #N/A | [25 empty] | -- | 0 | 0 | 0 | -
[24 empty] | #N/A | [25 empty] | -- | 0 | 0 | 0 | -
[24 empty] | #N/A | [25 empty] | -- | 0 | 0 | 0 | -
[24 empty] | #N/A | [25 empty] | -- | 0 | 0 | 0 | -
[24 empty] | #N/A | [25 empty] | -- | 0 | 0 | 0 | -
[24 empty] | #N/A | [25 empty] | -- | 0 | 0 | 0 | -
[24 empty] | #N/A | [25 empty] | -- | 0 | 0 | 0 | -
[24 empty] | #N/A | [25 empty] | -- | 0 | 0 | 0 | -
[24 empty] | #N/A | [25 empty] | -- | 0 | 0 | 0 | -
[24 empty] | #N/A | [25 empty] | -- | 0 | 0 | 0 | -
[24 empty] | #N/A | [25 empty] | -- | 0 | 0 | 0 | -
[24 empty] | #N/A | [25 empty] | -- | 0 | 0 | 0 | -
[24 empty] | #N/A | [25 empty] | -- | 0 | 0 | 0 | -
[24 empty] | #N/A | [25 empty] | -- | 0 | 0 | 0 | -
[24 empty] | #N/A | [25 empty] | -- | 0 | 0 | 0 | -
[24 empty] | #N/A | [25 empty] | -- | 0 | 0 | 0 | -
[24 empty] | #N/A | [25 empty] | -- | 0 | 0 | 0 | -
[24 empty] | #N/A | [25 empty] | -- | 0 | 0 | 0 | -
[24 empty] | #N/A | [25 empty] | -- | 0 | 0 | 0 | -
[24 empty] | #N/A | [25 empty] | -- | 0 | 0 | 0 | -
[24 empty] | #N/A | [25 empty] | -- | 0 | 0 | 0 | -
[24 empty] | #N/A | [25 empty] | -- | 0 | 0 | 0 | -
[24 empty] | #N/A | [25 empty] | -- | 0 | 0 | 0 | -
[24 empty] | #N/A | [25 empty] | -- | 0 | 0 | 0 | -
[24 empty] | #N/A | [25 empty] | -- | 0 | 0 | 0 | -
[24 empty] | #N/A | [25 empty] | -- | 0 | 0 | 0 | -
[24 empty] | #N/A | [25 empty] | -- | 0 | 0 | 0 | -
[24 empty] | #N/A | [25 empty] | -- | 0 | 0 | 0 | -
[24 empty] | #N/A | [25 empty] | -- | 0 | 0 | 0 | -
[24 empty] | #N/A | [25 empty] | -- | 0 | 0 | 0 | -
[24 empty] | #N/A | [25 empty] | -- | 0 | 0 | 0 | -
[24 empty] | #N/A | [25 empty] | -- | 0 | 0 | 0 | -
[24 empty] | #N/A | [25 empty] | -- | 0 | 0 | 0 | -
[24 empty] | #N/A | [25 empty] | -- | 0 | 0 | 0 | -
[24 empty] | #N/A | [25 empty] | -- | 0 | 0 | 0 | -
[24 empty] | #N/A | [25 empty] | -- | 0 | 0 | 0 | -
[24 empty] | #N/A | [25 empty] | -- | 0 | 0 | 0 | -
[24 empty] | #N/A | [25 empty] | -- | 0 | 0 | 0 | -
[24 empty] | #N/A | [25 empty] | -- | 0 | 0 | 0 | -
[24 empty] | #N/A | [25 empty] | -- | 0 | 0 | 0 | -
[24 empty] | #N/A | [25 empty] | -- | 0 | 0 | 0 | -
[24 empty] | #N/A | [25 empty] | -- | 0 | 0 | 0 | -
[24 empty] | #N/A | [25 empty] | -- | 0 | 0 | 0 | -
[24 empty] | #N/A | [25 empty] | -- | 0 | 0 | 0 | -
[24 empty] | #N/A | [25 empty] | -- | 0 | 0 | 0 | -
[24 empty] | #N/A | [25 empty] | -- | 0 | 0 | 0 | -
[24 empty] | #N/A | [25 empty] | -- | 0 | 0 | 0 | -
[24 empty] | #N/A | [25 empty] | -- | 0 | 0 | 0 | -
[24 empty] | #N/A | [25 empty] | -- | 0 | 0 | 0 | -
[24 empty] | #N/A | [25 empty] | -- | 0 | 0 | 0 | -
[24 empty] | #N/A | [25 empty] | -- | 0 | 0 | 0 | -
[24 empty] | #N/A | [25 empty] | -- | 0 | 0 | 0 | -
[24 empty] | #N/A | [25 empty] | -- | 0 | 0 | 0 | -
[24 empty] | #N/A | [25 empty] | -- | 0 | 0 | 0 | -
[24 empty] | #N/A | [25 empty] | -- | 0 | 0 | 0 | -
[24 empty] | #N/A | [25 empty] | -- | 0 | 0 | 0 | -
[24 empty] | #N/A | [25 empty] | -- | 0 | 0 | 0 | -
[24 empty] | #N/A | [25 empty] | -- | 0 | 0 | 0 | -
[24 empty] | #N/A | [25 empty] | -- | 0 | 0 | 0 | -
[24 empty] | #N/A | [25 empty] | -- | 0 | 0 | 0 | -
[24 empty] | #N/A | [25 empty] | -- | 0 | 0 | 0 | -
[24 empty] | #N/A | [25 empty] | -- | 0 | 0 | 0 | -
[24 empty] | #N/A | [25 empty] | -- | 0 | 0 | 0 | -
[24 empty] | #N/A | [25 empty] | -- | 0 | 0 | 0 | -
[24 empty] | #N/A | [25 empty] | -- | 0 | 0 | 0 | -
[24 empty] | #N/A | [25 empty] | -- | 0 | 0 | 0 | -
[24 empty] | #N/A | [25 empty] | -- | 0 | 0 | 0 | -
[24 empty] | #N/A | [25 empty] | -- | 0 | 0 | 0 | -
[24 empty] | #N/A | [25 empty] | -- | 0 | 0 | 0 | -
[24 empty] | #N/A | [25 empty] | -- | 0 | 0 | 0 | -
[24 empty] | #N/A | [25 empty] | -- | 0 | 0 | 0 | -
[24 empty] | #N/A | [25 empty] | -- | 0 | 0 | 0 | -
[24 empty] | #N/A | [25 empty] | -- | 0 | 0 | 0 | -
[24 empty] | #N/A | [25 empty] | -- | 0 | 0 | 0 | -
[24 empty] | #N/A | [25 empty] | -- | 0 | 0 | 0 | -
[24 empty] | #N/A | [25 empty] | -- | 0 | 0 | 0 | -
[24 empty] | #N/A | [25 empty] | -- | 0 | 0 | 0 | -
[24 empty] | #N/A | [25 empty] | -- | 0 | 0 | 0 | -
[24 empty] | #N/A | [25 empty] | -- | 0 | 0 | 0 | -
[24 empty] | #N/A | [25 empty] | -- | 0 | 0 | 0 | -
[24 empty] | #N/A | [25 empty] | -- | 0 | 0 | 0 | -
[24 empty] | #N/A | [25 empty] | -- | 0 | 0 | 0 | -
[24 empty] | #N/A | [25 empty] | -- | 0 | 0 | 0 | -
[24 empty] | #N/A | [25 empty] | -- | 0 | 0 | 0 | -
[24 empty] | #N/A | [25 empty] | -- | 0 | 0 | 0 | -
[24 empty] | #N/A | [25 empty] | -- | 0 | 0 | 0 | -
[24 empty] | #N/A | [25 empty] | -- | 0 | 0 | 0 | -
[24 empty] | #N/A | [25 empty] | -- | 0 | 0 | 0 | -
[24 empty] | #N/A | [25 empty] | -- | 0 | 0 | 0 | -
[24 empty] | #N/A | [25 empty] | -- | 0 | 0 | 0 | -
[24 empty] | #N/A | [25 empty] | -- | 0 | 0 | 0 | -
[24 empty] | #N/A | [25 empty] | -- | 0 | 0 | 0 | -
[24 empty] | #N/A | [25 empty] | -- | 0 | 0 | 0 | -
[24 empty] | #N/A | [25 empty] | -- | 0 | 0 | 0 | -
[24 empty] | #N/A | [25 empty] | -- | 0 | 0 | 0 | -
[24 empty] | #N/A | [25 empty] | -- | 0 | 0 | 0 | -
[24 empty] | #N/A | [25 empty] | -- | 0 | 0 | 0 | -
[24 empty] | #N/A | [25 empty] | -- | 0 | 0 | 0 | -
[24 empty] | #N/A | [25 empty] | -- | 0 | 0 | 0 | -
[24 empty] | #N/A | [25 empty] | -- | 0 | 0 | 0 | -
[24 empty] | #N/A | [25 empty] | -- | 0 | 0 | 0 | -
[24 empty] | #N/A | [25 empty] | -- | 0 | 0 | 0 | -
[24 empty] | #N/A | [25 empty] | -- | 0 | 0 | 0 | -
[24 empty] | #N/A | [25 empty] | -- | 0 | 0 | 0 | -
[24 empty] | #N/A | [25 empty] | -- | 0 | 0 | 0 | -
[24 empty] | #N/A | [25 empty] | -- | 0 | 0 | 0 | -
[24 empty] | #N/A | [25 empty] | -- | 0 | 0 | 0 | -
[24 empty] | #N/A | [25 empty] | -- | 0 | 0 | 0 | -
[24 empty] | #N/A | [25 empty] | -- | 0 | 0 | 0 | -
[24 empty] | #N/A | [25 empty] | -- | 0 | 0 | 0 | -
[24 empty] | #N/A | [25 empty] | -- | 0 | 0 | 0 | -
[24 empty] | #N/A | [25 empty] | -- | 0 | 0 | 0 | -
[24 empty] | #N/A | [25 empty] | -- | 0 | 0 | 0 | -
[24 empty] | #N/A | [25 empty] | -- | 0 | 0 | 0 | -
[24 empty] | #N/A | [25 empty] | -- | 0 | 0 | 0 | -
[24 empty] | #N/A | [25 empty] | -- | 0 | 0 | 0 | -
[24 empty] | #N/A | [25 empty] | -- | 0 | 0 | 0 | -
[24 empty] | #N/A | [25 empty] | -- | 0 | 0 | 0 | -
[24 empty] | #N/A | [25 empty] | -- | 0 | 0 | 0 | -
[24 empty] | #N/A | [25 empty] | -- | 0 | 0 | 0 | -
[24 empty] | #N/A | [25 empty] | -- | 0 | 0 | 0 | -
[24 empty] | #N/A | [25 empty] | -- | 0 | 0 | 0 | -
[24 empty] | #N/A | [25 empty] | -- | 0 | 0 | 0 | -
[24 empty] | #N/A | [25 empty] | -- | 0 | 0 | 0 | -
Note on B8: DEER version
Note on D8: Currently we Use ROB, ER and NC
Note on H8: The Per unit basis for energy impacts
Note on N8: Measure Cost
Note on V8: Measure Cost
Note on Z8: The Method used to deliver the measure to the customer
Note on AB8: Electric Load Shapes
Note on AC8: Gas Load Shapes
Note on AG8: Location Cost Adjustment
Note on AI8: The Existing Technology Description
Note on AJ8: Code/Standard Technology description
Note on AQ8: Look at NTGR table for ID
Note on AR8: Look at EUL table for ID
Note on AS8: Look at EUL table and use associated EUL ID
Note on AT8: Look at GSIA table for ID
Note on AW8: Null is false, 1 is true. Set to true if referencing multiple pre-existing technologies
Note on AX8: Null is false, 1 is true. Set to 1 if linking to Specific Technology IDs
Note on BD8: Labor Rate Reference
Note on BE8: The Number of Hours to install one unit
Note on BF8: The type of measure impact caclulation
Note on BG8: Required for scaled impacts; how the impact was scaled
Note on BH8: Required for scaled measures
Note on BI8: Required if MeasImpactCalcType is "Scaled". The scaled value for above code impact
Note on BJ8: Required for scaled measures
Note on BK8: Required if MeasImpactCalcType is "Scaled". The scale value for above code impacts
Note on BL8: Required if the energy record will be used to weight impacts based on building-stock area data. The area associated with the measure used in the development of the energy impacts.
Note on BM8: The Measure Qualifier
Note on BN8: Specific measure Technology ID
Note on BO8: Specific Pre-Existing Technology ID
Note on BP8: The TechGroup of the pre-existing Measure
Note on BQ8: The TechType of the pre-existing measure
Note on BR8: Null or Zero is false, 1 is true. Set to true if referencing multiple pre-existing technologies.
Note on BS8: Specific Standard Technology ID
Note on BT8: The Tech Group of the Standard Measure
Note on BU8: The Tech Type of the Standard Measure
Note on BV8: Quantity,
Note on BW8: Null or 0 is false, 1 is true. Set to 1 if interactive effects are to be applied to the impacts
Note on BX8: Required if ApplyIE is true, specifies the IE Table reference
Note on CE8: zero means no, 1 means yes
Note on CF8: Past Measure Identifier
Note on CG8: Status Indicator for each record
Note on CH8: Optional Comment
Note on CI8: Not Currently Used
Note on CJ8: Not Presently used

## EnergyImpact
Energy Impact Table
Combination of ImpactID + Version + Applicability is unique;
Program Administrator Abbreviation | Any text entry is valid, but must be unique when combined with VersionID and applicability fields; DEER measures generally reference the measure technology code and IOU workpaper-based measures generally reference the workpaper ID. Utility Measure code | Applicability fields describing the site and location are specified in the claims data. Applicability values of "Any" will match any value specified in the claim and can be used as a default when applicability values are not known or not relevant. |  |  |  | Description of the specific source for this measure definition; measures based on an IOU work paper reference the work paper ID. Utility WP#-Revision # | The Version of the Workpaper or DEER | Identifies the Data source | The data the record last modified | The "per unit" basis for enegy impacts. | Quantity | Requied if the energy record will be used to weight impacts based on buildin-stock area data. The area associated with the measure used in the development of the energy impact | Required for scaled impacts: how the impact was scaled. | Whole Building energy impacts (including interactive effects) for above pre-existing and above-code (or standard replacement) scenarios. All values are per unit (unit type specified in same record as "NormUnit") IOU calculation based on READI methodology or Workpaper methodology | [5 empty] | Required if IE is true for the measure. Unitized direct end-use energy impacts for above pre-existing scenarios. |  |  | Required if IE is true for the measure. Unitized direct end-use energy impacts for above above-standard replacement scenarios. |  |  | "Load shape" or hourly profile for electricity impact; includes interactive effects and is normalized (8760 values sum to 1.0). | Monthly impact profile for gas impacts. | 0 means no, 1 means yes
PA | EnergyImpactID | BldgType READI-Table | BldgVint READI-Table | BldgLoc Climate Zone READI-Table | BldgHVAC READI-Table | SourceDesc | Version | VersionSource | LastMod | NormUnit | NumUnit | MeasArea | ScaleBasis | APreWBkWh | APreWBkW | APreWBtherm | AStdWBkWh | AStdWBkW | AStdWBtherm | APreEUkWh | APreEUkW | APreEUtherm | AStdEUkWh | AStdEUkW | AStdEUtherm | ElecImpactProfile End Use Load Shapes | GasImpactProfile Gas Load Shapes? | Flag
PGE | H796 | SFm | ANY | CZ01 | Any | PGE3PHVC150-R2 | 2014 Ex-Ante | D14 v1.0.5 | 2015-01-01 | Cap-Tons |  |  |  | 0.08 | 0 | 0 | 0 | 0 | 0 | [6 empty] | PGE:RES:DEER:HVAC_Eff_AC | Annual
PGE | H796 | SFm | ANY | CZ02 | Any | PGE3PHVC150-R2 | 2014 Ex-Ante | D14 v1.0.5 | 2015-01-01 | Cap-Tons |  |  |  | 42.41 | 0.04293 | 0 | 0 | 0 | 0 | [6 empty] | PGE:RES:DEER:HVAC_Eff_AC | Annual
PGE | H796 | SFm | ANY | CZ03 | Any | PGE3PHVC150-R2 | 2014 Ex-Ante | D14 v1.0.5 | 2015-01-01 | Cap-Tons |  |  |  | 5.94 | 0 | 0 | 0 | 0 | 0 | [6 empty] | PGE:RES:DEER:HVAC_Eff_AC | Annual
PGE | H796 | SFm | ANY | CZ04 | Any | PGE3PHVC150-R2 | 2014 Ex-Ante | D14 v1.0.5 | 2015-01-01 | Cap-Tons |  |  |  | 26.45 | 0.02078 | 0 | 0 | 0 | 0 | [6 empty] | PGE:RES:DEER:HVAC_Eff_AC | Annual
PGE | H796 | SFm | ANY | CZ05 | Any | PGE3PHVC150-R2 | 2014 Ex-Ante | D14 v1.0.5 | 2015-01-01 | Cap-Tons |  |  |  | 7.23 | 0.00563 | 0 | 0 | 0 | 0 | [6 empty] | PGE:RES:DEER:HVAC_Eff_AC | Annual
PGE | H796 | SFm | ANY | CZ11 | Any | PGE3PHVC150-R2 | 2014 Ex-Ante | D14 v1.0.5 | 2015-01-01 | Cap-Tons |  |  |  | 89.36 | 0.06711 | 0 | 0 | 0 | 0 | [6 empty] | PGE:RES:DEER:HVAC_Eff_AC | Annual
PGE | H796 | SFm | ANY | CZ12 | Any | PGE3PHVC150-R2 | 2014 Ex-Ante | D14 v1.0.5 | 2015-01-01 | Cap-Tons |  |  |  | 66.37 | 0.06515 | 0 | 0 | 0 | 0 | [6 empty] | PGE:RES:DEER:HVAC_Eff_AC | Annual
PGE | H796 | SFm | ANY | CZ13 | Any | PGE3PHVC150-R2 | 2014 Ex-Ante | D14 v1.0.5 | 2015-01-01 | Cap-Tons |  |  |  | 117.21 | 0.06654 | 0 | 0 | 0 | 0 | [6 empty] | PGE:RES:DEER:HVAC_Eff_AC | Annual
PGE | H796 | SFm | ANY | CZ16 | Any | PGE3PHVC150-R2 | 2014 Ex-Ante | D14 v1.0.5 | 2015-01-01 | Cap-Tons |  |  |  | 22.12 | 0.03808 | 0 | 0 | 0 | 0 | [6 empty] | PGE:RES:DEER:HVAC_Eff_AC | Annual
PGE | H796 | MFm | ANY | CZ01 | Any | PGE3PHVC150-R2 | 2014 Ex-Ante | D14 v1.0.5 | 2015-01-01 | Cap-Tons |  |  |  | 0.39 | 0 | 0 | 0 | 0 | 0 | [6 empty] | PGE:RES:DEER:HVAC_Eff_AC | Annual
PGE | H796 | MFm | ANY | CZ02 | Any | PGE3PHVC150-R2 | 2014 Ex-Ante | D14 v1.0.5 | 2015-01-01 | Cap-Tons |  |  |  | 21.02 | 0.01711 | 0 | 0 | 0 | 0 | [6 empty] | PGE:RES:DEER:HVAC_Eff_AC | Annual
PGE | H796 | MFm | ANY | CZ03 | Any | PGE3PHVC150-R2 | 2014 Ex-Ante | D14 v1.0.5 | 2015-01-01 | Cap-Tons |  |  |  | 2.93 | 0 | 0 | 0 | 0 | 0 | [6 empty] | PGE:RES:DEER:HVAC_Eff_AC | Annual
PGE | H796 | MFm | ANY | CZ04 | Any | PGE3PHVC150-R2 | 2014 Ex-Ante | D14 v1.0.5 | 2015-01-01 | Cap-Tons |  |  |  | 10.23 | 0.00271 | 0 | 0 | 0 | 0 | [6 empty] | PGE:RES:DEER:HVAC_Eff_AC | Annual
PGE | H796 | MFm | ANY | CZ05 | Any | PGE3PHVC150-R2 | 2014 Ex-Ante | D14 v1.0.5 | 2015-01-01 | Cap-Tons |  |  |  | 3.72 | 0 | 0 | 0 | 0 | 0 | [6 empty] | PGE:RES:DEER:HVAC_Eff_AC | Annual
PGE | H796 | MFm | ANY | CZ11 | Any | PGE3PHVC150-R2 | 2014 Ex-Ante | D14 v1.0.5 | 2015-01-01 | Cap-Tons |  |  |  | 49.49 | 0.05341 | 0 | 0 | 0 | 0 | [6 empty] | PGE:RES:DEER:HVAC_Eff_AC | Annual
PGE | H796 | MFm | ANY | CZ12 | Any | PGE3PHVC150-R2 | 2014 Ex-Ante | D14 v1.0.5 | 2015-01-01 | Cap-Tons |  |  |  | 30.72 | 0.03297 | 0 | 0 | 0 | 0 | [6 empty] | PGE:RES:DEER:HVAC_Eff_AC | Annual
PGE | H796 | MFm | ANY | CZ13 | Any | PGE3PHVC150-R2 | 2014 Ex-Ante | D14 v1.0.5 | 2015-01-01 | Cap-Tons |  |  |  | 74.67 | 0.05136 | 0 | 0 | 0 | 0 | [6 empty] | PGE:RES:DEER:HVAC_Eff_AC | Annual
PGE | H796 | MFm | ANY | CZ16 | Any | PGE3PHVC150-R2 | 2014 Ex-Ante | D14 v1.0.5 | 2015-01-01 | Cap-Tons |  |  |  | 9.48 | 0.01564 | 0 | 0 | 0 | 0 | [6 empty] | PGE:RES:DEER:HVAC_Eff_AC | Annual
PGE | H796 | DMo | ANY | CZ02 | Any | PGE3PHVC150-R2 | 2014 Ex-Ante | D14 v1.0.5 | 2015-01-01 | Cap-Tons |  |  |  | 34.28 | 0.03438 | 0 | 0 | 0 | 0 | [6 empty] | PGE:RES:DEER:HVAC_Eff_AC | Annual
PGE | H796 | DMo | ANY | CZ03 | Any | PGE3PHVC150-R2 | 2014 Ex-Ante | D14 v1.0.5 | 2015-01-01 | Cap-Tons |  |  |  | 3.29 | 0 | 0 | 0 | 0 | 0 | [6 empty] | PGE:RES:DEER:HVAC_Eff_AC | Annual
PGE | H796 | DMo | ANY | CZ04 | Any | PGE3PHVC150-R2 | 2014 Ex-Ante | D14 v1.0.5 | 2015-01-01 | Cap-Tons |  |  |  | 18.77 | 0.01642 | 0 | 0 | 0 | 0 | [6 empty] | PGE:RES:DEER:HVAC_Eff_AC | Annual
PGE | H796 | DMo | ANY | CZ05 | Any | PGE3PHVC150-R2 | 2014 Ex-Ante | D14 v1.0.5 | 2015-01-01 | Cap-Tons |  |  |  | 2.64 | 0 | 0 | 0 | 0 | 0 | [6 empty] | PGE:RES:DEER:HVAC_Eff_AC | Annual
PGE | H796 | DMo | ANY | CZ11 | Any | PGE3PHVC150-R2 | 2014 Ex-Ante | D14 v1.0.5 | 2015-01-01 | Cap-Tons |  |  |  | 84.22 | 0.07073 | 0 | 0 | 0 | 0 | [6 empty] | PGE:RES:DEER:HVAC_Eff_AC | Annual
PGE | H796 | DMo | ANY | CZ12 | Any | PGE3PHVC150-R2 | 2014 Ex-Ante | D14 v1.0.5 | 2015-01-01 | Cap-Tons |  |  |  | 58.28 | 0.06636 | 0 | 0 | 0 | 0 | [6 empty] | PGE:RES:DEER:HVAC_Eff_AC | Annual
PGE | H796 | DMo | ANY | CZ13 | Any | PGE3PHVC150-R2 | 2014 Ex-Ante | D14 v1.0.5 | 2015-01-01 | Cap-Tons |  |  |  | 113.63 | 0.06867 | 0 | 0 | 0 | 0 | [6 empty] | PGE:RES:DEER:HVAC_Eff_AC | Annual
PGE | H796 | DMo | ANY | CZ16 | Any | PGE3PHVC150-R2 | 2014 Ex-Ante | D14 v1.0.5 | 2015-01-01 | Cap-Tons |  |  |  | 17.08 | 0.03621 | 0 | 0 | 0 | 0 | [6 empty] | PGE:RES:DEER:HVAC_Eff_AC | Annual
| END |  |  |  |  | PGE3PHVC150-R2 |  |  | 2015-01-01 |  |  |  |  | 0 | 0 | 0 | 0 | 0 | 0
| 0 |  |  |  |  | PGE3PHVC150-R2 |  |  | 2015-01-01 |  |  |  |  | 0 | 0 | 0 | 0 | 0 | 0
| 0 |  |  |  |  | PGE3PHVC150-R2 |  |  | 2015-01-01 |  |  |  |  | 0 | 0 | 0 | 0 | 0 | 0
| 0 |  |  |  |  | PGE3PHVC150-R2 |  |  | 2015-01-01 |  |  |  |  | 0 | 0 | 0 | 0 | 0 | 0
| 0 |  |  |  |  | PGE3PHVC150-R2 |  |  | 2015-01-01 |  |  |  |  | 0 | 0 | 0 | 0 | 0 | 0
| 0 |  |  |  |  | PGE3PHVC150-R2 |  |  | 2015-01-01 |  |  |  |  | 0 | 0 | 0 | 0 | 0 | 0
| 0 |  |  |  |  | PGE3PHVC150-R2 |  |  | 2015-01-01 |  |  |  |  | 0 | 0 | 0 | 0 | 0 | 0
| 0 |  |  |  |  | PGE3PHVC150-R2 |  |  | 2015-01-01 |  |  |  |  | 0 | 0 | 0 | 0 | 0 | 0
| 0 |  |  |  |  | PGE3PHVC150-R2 |  |  | 2015-01-01 |  |  |  |  | 0 | 0 | 0 | 0 | 0 | 0
| 0 |  |  |  |  | PGE3PHVC150-R2 |  |  | 2015-01-01 |  |  |  |  | 0 | 0 | 0 | 0 | 0 | 0
| 0 |  |  |  |  | PGE3PHVC150-R2 |  |  | 2015-01-01 |  |  |  |  | 0 | 0 | 0 | 0 | 0 | 0
| 0 |  |  |  |  | PGE3PHVC150-R2 |  |  | 2015-01-01 |  |  |  |  | 0 | 0 | 0 | 0 | 0 | 0
| 0 |  |  |  |  | PGE3PHVC150-R2 |  |  | 2015-01-01 |  |  |  |  | 0 | 0 | 0 | 0 | 0 | 0
| 0 |  |  |  |  | PGE3PHVC150-R2 |  |  | 2015-01-01 |  |  |  |  | 0 | 0 | 0 | 0 | 0 | 0
| 0 |  |  |  |  | PGE3PHVC150-R2 |  |  | 2015-01-01 |  |  |  |  | 0 | 0 | 0 | 0 | 0 | 0
| 0 |  |  |  |  | PGE3PHVC150-R2 |  |  | 2015-01-01 |  |  |  |  | 0 | 0 | 0 | 0 | 0 | 0
| 0 |  |  |  |  | PGE3PHVC150-R2 |  |  | 2015-01-01 |  |  |  |  | 0 | 0 | 0 | 0 | 0 | 0
| 0 |  |  |  |  | PGE3PHVC150-R2 |  |  | 2015-01-01 |  |  |  |  | 0 | 0 | 0 | 0 | 0 | 0
| 0 |  |  |  |  | PGE3PHVC150-R2 |  |  | 2015-01-01 |  |  |  |  | 0 | 0 | 0 | 0 | 0 | 0
| 0 |  |  |  |  | PGE3PHVC150-R2 |  |  | 2015-01-01 |  |  |  |  | 0 | 0 | 0 | 0 | 0 | 0
| 0 |  |  |  |  | PGE3PHVC150-R2 |  |  | 2015-01-01 |  |  |  |  | 0 | 0 | 0 | 0 | 0 | 0
| 0 |  |  |  |  | PGE3PHVC150-R2 |  |  | 2015-01-01 |  |  |  |  | 0 | 0 | 0 | 0 | 0 | 0
| 0 |  |  |  |  | PGE3PHVC150-R2 |  |  | 2015-01-01 |  |  |  |  | 0 | 0 | 0 | 0 | 0 | 0
| 0 |  |  |  |  | PGE3PHVC150-R2 |  |  | 2015-01-01 |  |  |  |  | 0 | 0 | 0 | 0 | 0 | 0
| 0 |  |  |  |  | PGE3PHVC150-R2 |  |  | 2015-01-01 |  |  |  |  | 0 | 0 | 0 | 0 | 0 | 0
| 0 |  |  |  |  | PGE3PHVC150-R2 |  |  | 2015-01-01 |  |  |  |  | 0 | 0 | 0 | 0 | 0 | 0
| 0 |  |  |  |  | PGE3PHVC150-R2 |  |  | 2015-01-01 |  |  |  |  | 0 | 0 | 0 | 0 | 0 | 0
| 0 |  |  |  |  | PGE3PHVC150-R2 |  |  | 2015-01-01 |  |  |  |  | 0 | 0 | 0 | 0 | 0 | 0
| 0 |  |  |  |  | PGE3PHVC150-R2 |  |  | 2015-01-01 |  |  |  |  | 0 | 0 | 0 | 0 | 0 | 0
| 0 |  |  |  |  | PGE3PHVC150-R2 |  |  | 2015-01-01 |  |  |  |  | 0 | 0 | 0 | 0 | 0 | 0
| 0 |  |  |  |  | PGE3PHVC150-R2 |  |  | 2015-01-01 |  |  |  |  | 0 | 0 | 0 | 0 | 0 | 0
| 0 |  |  |  |  | PGE3PHVC150-R2 |  |  | 2015-01-01 |  |  |  |  | 0 | 0 | 0 | 0 | 0 | 0
| 0 |  |  |  |  | PGE3PHVC150-R2 |  |  | 2015-01-01 |  |  |  |  | 0 | 0 | 0 | 0 | 0 | 0
| 0 |  |  |  |  | PGE3PHVC150-R2 |  |  | 2015-01-01 |  |  |  |  | 0 | 0 | 0 | 0 | 0 | 0
| 0 |  |  |  |  | PGE3PHVC150-R2 |  |  | 2015-01-01 |  |  |  |  | 0 | 0 | 0 | 0 | 0 | 0
| 0 |  |  |  |  | PGE3PHVC150-R2 |  |  | 2015-01-01 |  |  |  |  | 0 | 0 | 0 | 0 | 0 | 0
| 0 |  |  |  |  | PGE3PHVC150-R2 |  |  | 2015-01-01 |  |  |  |  | 0 | 0 | 0 | 0 | 0 | 0
| 0 |  |  |  |  | PGE3PHVC150-R2 |  |  | 2015-01-01 |  |  |  |  | 0 | 0 | 0 | 0 | 0 | 0
| 0 |  |  |  |  | PGE3PHVC150-R2 |  |  | 2015-01-01 |  |  |  |  | 0 | 0 | 0 | 0 | 0 | 0
| 0 |  |  |  |  | PGE3PHVC150-R2 |  |  | 2015-01-01 |  |  |  |  | 0 | 0 | 0 | 0 | 0 | 0
| 0 |  |  |  |  | PGE3PHVC150-R2 |  |  | 2015-01-01 |  |  |  |  | 0 | 0 | 0 | 0 | 0 | 0
| 0 |  |  |  |  | PGE3PHVC150-R2 |  |  | 2015-01-01 |  |  |  |  | 0 | 0 | 0 | 0 | 0 | 0
| 0 |  |  |  |  | PGE3PHVC150-R2 |  |  | 2015-01-01 |  |  |  |  | 0 | 0 | 0 | 0 | 0 | 0
| 0 |  |  |  |  | PGE3PHVC150-R2 |  |  | 2015-01-01 |  |  |  |  | 0 | 0 | 0 | 0 | 0 | 0
| 0 |  |  |  |  | PGE3PHVC150-R2 |  |  | 2015-01-01 |  |  |  |  | 0 | 0 | 0 | 0 | 0 | 0
| 0 |  |  |  |  | PGE3PHVC150-R2 |  |  | 2015-01-01 |  |  |  |  | 0 | 0 | 0 | 0 | 0 | 0
| 0 |  |  |  |  | PGE3PHVC150-R2 |  |  | 2015-01-01 |  |  |  |  | 0 | 0 | 0 | 0 | 0 | 0
| 0 |  |  |  |  | PGE3PHVC150-R2 |  |  | 2015-01-01 |  |  |  |  | 0 | 0 | 0 | 0 | 0 | 0
| 0 |  |  |  |  | PGE3PHVC150-R2 |  |  | 2015-01-01 |  |  |  |  | 0 | 0 | 0 | 0 | 0 | 0
| 0 |  |  |  |  | PGE3PHVC150-R2 |  |  | 2015-01-01 |  |  |  |  | 0 | 0 | 0 | 0 | 0 | 0
| 0 |  |  |  |  | PGE3PHVC150-R2 |  |  | 2015-01-01 |  |  |  |  | 0 | 0 | 0 | 0 | 0 | 0
| 0 |  |  |  |  | PGE3PHVC150-R2 |  |  | 2015-01-01 |  |  |  |  | 0 | 0 | 0 | 0 | 0 | 0
| 0 |  |  |  |  | PGE3PHVC150-R2 |  |  | 2015-01-01 |  |  |  |  | 0 | 0 | 0 | 0 | 0 | 0
| 0 |  |  |  |  | PGE3PHVC150-R2 |  |  | 2015-01-01 |  |  |  |  | 0 | 0 | 0 | 0 | 0 | 0
| 0 |  |  |  |  | PGE3PHVC150-R2 |  |  | 2015-01-01 |  |  |  |  | 0 | 0 | 0 | 0 | 0 | 0
| 0 |  |  |  |  | PGE3PHVC150-R2 |  |  | 2015-01-01 |  |  |  |  | 0 | 0 | 0 | 0 | 0 | 0
| 0 |  |  |  |  | PGE3PHVC150-R2 |  |  | 2015-01-01 |  |  |  |  | 0 | 0 | 0 | 0 | 0 | 0
| 0 |  |  |  |  | PGE3PHVC150-R2 |  |  | 2015-01-01 |  |  |  |  | 0 | 0 | 0 | 0 | 0 | 0
| 0 |  |  |  |  | PGE3PHVC150-R2 |  |  | 2015-01-01 |  |  |  |  | 0 | 0 | 0 | 0 | 0 | 0
| 0 |  |  |  |  | PGE3PHVC150-R2 |  |  | 2015-01-01 |  |  |  |  | 0 | 0 | 0 | 0 | 0 | 0
| 0 |  |  |  |  | PGE3PHVC150-R2 |  |  | 2015-01-01 |  |  |  |  | 0 | 0 | 0 | 0 | 0 | 0
| 0 |  |  |  |  | PGE3PHVC150-R2 |  |  | 2015-01-01 |  |  |  |  | 0 | 0 | 0 | 0 | 0 | 0
| 0 |  |  |  |  | PGE3PHVC150-R2 |  |  | 2015-01-01 |  |  |  |  | 0 | 0 | 0 | 0 | 0 | 0
| 0 |  |  |  |  | PGE3PHVC150-R2 |  |  | 2015-01-01 |  |  |  |  | 0 | 0 | 0 | 0 | 0 | 0
| 0 |  |  |  |  | PGE3PHVC150-R2 |  |  | 2015-01-01 |  |  |  |  | 0 | 0 | 0 | 0 | 0 | 0
| 0 |  |  |  |  | PGE3PHVC150-R2 |  |  | 2015-01-01 |  |  |  |  | 0 | 0 | 0 | 0 | 0 | 0
| 0 |  |  |  |  | PGE3PHVC150-R2 |  |  | 2015-01-01 |  |  |  |  | 0 | 0 | 0 | 0 | 0 | 0
| 0 |  |  |  |  | PGE3PHVC150-R2 |  |  | 2015-01-01 |  |  |  |  | 0 | 0 | 0 | 0 | 0 | 0
| 0 |  |  |  |  | PGE3PHVC150-R2 |  |  | 2015-01-01 |  |  |  |  | 0 | 0 | 0 | 0 | 0 | 0
| 0 |  |  |  |  | PGE3PHVC150-R2 |  |  | 2015-01-01 |  |  |  |  | 0 | 0 | 0 | 0 | 0 | 0
| 0 |  |  |  |  | PGE3PHVC150-R2 |  |  | 2015-01-01 |  |  |  |  | 0 | 0 | 0 | 0 | 0 | 0
| 0 |  |  |  |  | PGE3PHVC150-R2 |  |  | 2015-01-01 |  |  |  |  | 0 | 0 | 0 | 0 | 0 | 0
| 0 |  |  |  |  | PGE3PHVC150-R2 |  |  | 2015-01-01 |  |  |  |  | 0 | 0 | 0 | 0 | 0 | 0
| 0 |  |  |  |  | PGE3PHVC150-R2 |  |  | 2015-01-01 |  |  |  |  | 0 | 0 | 0 | 0 | 0 | 0
| 0 |  |  |  |  | PGE3PHVC150-R2 |  |  | 2015-01-01 |  |  |  |  | 0 | 0 | 0 | 0 | 0 | 0
| 0 |  |  |  |  | PGE3PHVC150-R2 |  |  | 2015-01-01 |  |  |  |  | 0 | 0 | 0 | 0 | 0 | 0
| 0 |  |  |  |  | PGE3PHVC150-R2 |  |  | 2015-01-01 |  |  |  |  | 0 | 0 | 0 | 0 | 0 | 0
| 0 |  |  |  |  | PGE3PHVC150-R2 |  |  | 2015-01-01 |  |  |  |  | 0 | 0 | 0 | 0 | 0 | 0
| 0 |  |  |  |  | PGE3PHVC150-R2 |  |  | 2015-01-01 |  |  |  |  | 0 | 0 | 0 | 0 | 0 | 0
| 0 |  |  |  |  | PGE3PHVC150-R2 |  |  | 2015-01-01 |  |  |  |  | 0 | 0 | 0 | 0 | 0 | 0
| 0 |  |  |  |  | PGE3PHVC150-R2 |  |  | 2015-01-01 |  |  |  |  | 0 | 0 | 0 | 0 | 0 | 0
| 0 |  |  |  |  | PGE3PHVC150-R2 |  |  | 2015-01-01 |  |  |  |  | 0 | 0 | 0 | 0 | 0 | 0
| 0 |  |  |  |  | PGE3PHVC150-R2 |  |  | 2015-01-01 |  |  |  |  | 0 | 0 | 0 | 0 | 0 | 0
| 0 |  |  |  |  | PGE3PHVC150-R2 |  |  | 2015-01-01 |  |  |  |  | 0 | 0 | 0 | 0 | 0 | 0
| 0 |  |  |  |  | PGE3PHVC150-R2 |  |  | 2015-01-01 |  |  |  |  | 0 | 0 | 0 | 0 | 0 | 0
| 0 |  |  |  |  | PGE3PHVC150-R2 |  |  | 2015-01-01 |  |  |  |  | 0 | 0 | 0 | 0 | 0 | 0
| 0 |  |  |  |  | PGE3PHVC150-R2 |  |  | 2015-01-01 |  |  |  |  | 0 | 0 | 0 | 0 | 0 | 0
| 0 |  |  |  |  | PGE3PHVC150-R2 |  |  | 2015-01-01 |  |  |  |  | 0 | 0 | 0 | 0 | 0 | 0
| 0 |  |  |  |  | PGE3PHVC150-R2 |  |  | 2015-01-01 |  |  |  |  | 0 | 0 | 0 | 0 | 0 | 0
| 0 |  |  |  |  | PGE3PHVC150-R2 |  |  | 2015-01-01 |  |  |  |  | 0 | 0 | 0 | 0 | 0 | 0
| 0 |  |  |  |  | PGE3PHVC150-R2 |  |  | 2015-01-01 |  |  |  |  | 0 | 0 | 0 | 0 | 0 | 0
| 0 |  |  |  |  | PGE3PHVC150-R2 |  |  | 2015-01-01 |  |  |  |  | 0 | 0 | 0 | 0 | 0 | 0
| 0 |  |  |  |  | PGE3PHVC150-R2 |  |  | 2015-01-01 |  |  |  |  | 0 | 0 | 0 | 0 | 0 | 0
| 0 |  |  |  |  | PGE3PHVC150-R2 |  |  | 2015-01-01 |  |  |  |  | 0 | 0 | 0 | 0 | 0 | 0
| 0 |  |  |  |  | PGE3PHVC150-R2 |  |  | 2015-01-01 |  |  |  |  | 0 | 0 | 0 | 0 | 0 | 0
| 0 |  |  |  |  | PGE3PHVC150-R2 |  |  | 2015-01-01 |  |  |  |  | 0 | 0 | 0 | 0 | 0 | 0
| 0 |  |  |  |  | PGE3PHVC150-R2 |  |  | 2015-01-01 |  |  |  |  | 0 | 0 | 0 | 0 | 0 | 0
| 0 |  |  |  |  | PGE3PHVC150-R2 |  |  | 2015-01-01 |  |  |  |  | 0 | 0 | 0 | 0 | 0 | 0
| 0 |  |  |  |  | PGE3PHVC150-R2 |  |  | 2015-01-01 |  |  |  |  | 0 | 0 | 0 | 0 | 0 | 0
| 0 |  |  |  |  | PGE3PHVC150-R2 |  |  | 2015-01-01 |  |  |  |  | 0 | 0 | 0 | 0 | 0 | 0
| 0 |  |  |  |  | PGE3PHVC150-R2 |  |  | 2015-01-01 |  |  |  |  | 0 | 0 | 0 | 0 | 0 | 0
| 0 |  |  |  |  | PGE3PHVC150-R2 |  |  | 2015-01-01 |  |  |  |  | 0 | 0 | 0 | 0 | 0 | 0
| 0 |  |  |  |  | PGE3PHVC150-R2 |  |  | 2015-01-01 |  |  |  |  | 0 | 0 | 0 | 0 | 0 | 0
| 0 |  |  |  |  | PGE3PHVC150-R2 |  |  | 2015-01-01 |  |  |  |  | 0 | 0 | 0 | 0 | 0 | 0
| 0 |  |  |  |  | PGE3PHVC150-R2 |  |  | 2015-01-01 |  |  |  |  | 0 | 0 | 0 | 0 | 0 | 0
| 0 |  |  |  |  | PGE3PHVC150-R2 |  |  | 2015-01-01 |  |  |  |  | 0 | 0 | 0 | 0 | 0 | 0
| 0 |  |  |  |  | PGE3PHVC150-R2 |  |  | 2015-01-01 |  |  |  |  | 0 | 0 | 0 | 0 | 0 | 0
| 0 |  |  |  |  | PGE3PHVC150-R2 |  |  | 2015-01-01 |  |  |  |  | 0 | 0 | 0 | 0 | 0 | 0
| 0 |  |  |  |  | PGE3PHVC150-R2 |  |  | 2015-01-01 |  |  |  |  | 0 | 0 | 0 | 0 | 0 | 0
| 0 |  |  |  |  | PGE3PHVC150-R2 |  |  | 2015-01-01 |  |  |  |  | 0 | 0 | 0 | 0 | 0 | 0
| 0 |  |  |  |  | PGE3PHVC150-R2 |  |  | 2015-01-01 |  |  |  |  | 0 | 0 | 0 | 0 | 0 | 0
| 0 |  |  |  |  | PGE3PHVC150-R2 |  |  | 2015-01-01 |  |  |  |  | 0 | 0 | 0 | 0 | 0 | 0
| 0 |  |  |  |  | PGE3PHVC150-R2 |  |  | 2015-01-01 |  |  |  |  | 0 | 0 | 0 | 0 | 0 | 0
| 0 |  |  |  |  | PGE3PHVC150-R2 |  |  | 2015-01-01 |  |  |  |  | 0 | 0 | 0 | 0 | 0 | 0
| 0 |  |  |  |  | PGE3PHVC150-R2 |  |  | 2015-01-01 |  |  |  |  | 0 | 0 | 0 | 0 | 0 | 0
| 0 |  |  |  |  | PGE3PHVC150-R2 |  |  | 2015-01-01 |  |  |  |  | 0 | 0 | 0 | 0 | 0 | 0
| 0 |  |  |  |  | PGE3PHVC150-R2 |  |  | 2015-01-01 |  |  |  |  | 0 | 0 | 0 | 0 | 0 | 0
| 0 |  |  |  |  | PGE3PHVC150-R2 |  |  | 2015-01-01 |  |  |  |  | 0 | 0 | 0 | 0 | 0 | 0
| 0 |  |  |  |  | PGE3PHVC150-R2 |  |  | 2015-01-01 |  |  |  |  | 0 | 0 | 0 | 0 | 0 | 0
| 0 |  |  |  |  | PGE3PHVC150-R2 |  |  | 2015-01-01 |  |  |  |  | 0 | 0 | 0 | 0 | 0 | 0
| 0 |  |  |  |  | PGE3PHVC150-R2 |  |  | 2015-01-01 |  |  |  |  | 0 | 0 | 0 | 0 | 0 | 0
| 0 |  |  |  |  | PGE3PHVC150-R2 |  |  | 2015-01-01 |  |  |  |  | 0 | 0 | 0 | 0 | 0 | 0
| 0 |  |  |  |  | PGE3PHVC150-R2 |  |  | 2015-01-01 |  |  |  |  | 0 | 0 | 0 | 0 | 0 | 0
| 0 |  |  |  |  | PGE3PHVC150-R2 |  |  | 2015-01-01 |  |  |  |  | 0 | 0 | 0 | 0 | 0 | 0
| 0 |  |  |  |  | PGE3PHVC150-R2 |  |  | 2015-01-01 |  |  |  |  | 0 | 0 | 0 | 0 | 0 | 0
| 0 |  |  |  |  | PGE3PHVC150-R2 |  |  | 2015-01-01 |  |  |  |  | 0 | 0 | 0 | 0 | 0 | 0
| 0 |  |  |  |  | PGE3PHVC150-R2 |  |  | 2015-01-01 |  |  |  |  | 0 | 0 | 0 | 0 | 0 | 0
| 0 |  |  |  |  | PGE3PHVC150-R2 |  |  | 2015-01-01 |  |  |  |  | 0 | 0 | 0 | 0 | 0 | 0
| 0 |  |  |  |  | PGE3PHVC150-R2 |  |  | 2015-01-01 |  |  |  |  | 0 | 0 | 0 | 0 | 0 | 0
| 0 |  |  |  |  | PGE3PHVC150-R2 |  |  | 2015-01-01 |  |  |  |  | 0 | 0 | 0 | 0 | 0 | 0
| 0 |  |  |  |  | PGE3PHVC150-R2 |  |  | 2015-01-01 |  |  |  |  | 0 | 0 | 0 | 0 | 0 | 0
| 0 |  |  |  |  | PGE3PHVC150-R2 |  |  | 2015-01-01 |  |  |  |  | 0 | 0 | 0 | 0 | 0 | 0
| 0 |  |  |  |  | PGE3PHVC150-R2 |  |  | 2015-01-01 |  |  |  |  | 0 | 0 | 0 | 0 | 0 | 0
| 0 |  |  |  |  | PGE3PHVC150-R2 |  |  | 2015-01-01 |  |  |  |  | 0 | 0 | 0 | 0 | 0 | 0
| 0 |  |  |  |  | PGE3PHVC150-R2 |  |  | 2015-01-01 |  |  |  |  | 0 | 0 | 0 | 0 | 0 | 0
| 0 |  |  |  |  | PGE3PHVC150-R2 |  |  | 2015-01-01 |  |  |  |  | 0 | 0 | 0 | 0 | 0 | 0
| 0 |  |  |  |  | PGE3PHVC150-R2 |  |  | 2015-01-01 |  |  |  |  | 0 | 0 | 0 | 0 | 0 | 0
| 0 |  |  |  |  | PGE3PHVC150-R2 |  |  | 2015-01-01 |  |  |  |  | 0 | 0 | 0 | 0 | 0 | 0
| 0 |  |  |  |  | PGE3PHVC150-R2 |  |  | 2015-01-01 |  |  |  |  | 0 | 0 | 0 | 0 | 0 | 0
| 0 |  |  |  |  | PGE3PHVC150-R2 |  |  | 2015-01-01 |  |  |  |  | 0 | 0 | 0 | 0 | 0 | 0
| 0 |  |  |  |  | PGE3PHVC150-R2 |  |  | 2015-01-01 |  |  |  |  | 0 | 0 | 0 | 0 | 0 | 0
| 0 |  |  |  |  | PGE3PHVC150-R2 |  |  | 2015-01-01 |  |  |  |  | 0 | 0 | 0 | 0 | 0 | 0
| 0 |  |  |  |  | PGE3PHVC150-R2 |  |  | 2015-01-01 |  |  |  |  | 0 | 0 | 0 | 0 | 0 | 0
| 0 |  |  |  |  | PGE3PHVC150-R2 |  |  | 2015-01-01 |  |  |  |  | 0 | 0 | 0 | 0 | 0 | 0
| 0 |  |  |  |  | PGE3PHVC150-R2 |  |  | 2015-01-01 |  |  |  |  | 0 | 0 | 0 | 0 | 0 | 0
| 0 |  |  |  |  | PGE3PHVC150-R2 |  |  | 2015-01-01 |  |  |  |  | 0 | 0 | 0 | 0 | 0 | 0
| 0 |  |  |  |  | PGE3PHVC150-R2 |  |  | 2015-01-01 |  |  |  |  | 0 | 0 | 0 | 0 | 0 | 0
| 0 |  |  |  |  | PGE3PHVC150-R2 |  |  | 2015-01-01 |  |  |  |  | 0 | 0 | 0 | 0 | 0 | 0
| 0 |  |  |  |  | PGE3PHVC150-R2 |  |  | 2015-01-01 |  |  |  |  | 0 | 0 | 0 | 0 | 0 | 0
| 0 |  |  |  |  | PGE3PHVC150-R2 |  |  | 2015-01-01 |  |  |  |  | 0 | 0 | 0 | 0 | 0 | 0
| 0 |  |  |  |  | PGE3PHVC150-R2 |  |  | 2015-01-01 |  |  |  |  | 0 | 0 | 0 | 0 | 0 | 0
| 0 |  |  |  |  | PGE3PHVC150-R2 |  |  | 2015-01-01 |  |  |  |  | 0 | 0 | 0 | 0 | 0 | 0
| 0 |  |  |  |  | PGE3PHVC150-R2 |  |  | 2015-01-01 |  |  |  |  | 0 | 0 | 0 | 0 | 0 | 0
| 0 |  |  |  |  | PGE3PHVC150-R2 |  |  | 2015-01-01 |  |  |  |  | 0 | 0 | 0 | 0 | 0 | 0
| 0 |  |  |  |  | PGE3PHVC150-R2 |  |  | 2015-01-01 |  |  |  |  | 0 | 0 | 0 | 0 | 0 | 0
| 0 |  |  |  |  | PGE3PHVC150-R2 |  |  | 2015-01-01 |  |  |  |  | 0 | 0 | 0 | 0 | 0 | 0
| 0 |  |  |  |  | PGE3PHVC150-R2 |  |  | 2015-01-01 |  |  |  |  | 0 | 0 | 0 | 0 | 0 | 0
| 0 |  |  |  |  | PGE3PHVC150-R2 |  |  | 2015-01-01 |  |  |  |  | 0 | 0 | 0 | 0 | 0 | 0
| 0 |  |  |  |  | PGE3PHVC150-R2 |  |  | 2015-01-01 |  |  |  |  | 0 | 0 | 0 | 0 | 0 | 0
| 0 |  |  |  |  | PGE3PHVC150-R2 |  |  | 2015-01-01 |  |  |  |  | 0 | 0 | 0 | 0 | 0 | 0
| 0 |  |  |  |  | PGE3PHVC150-R2 |  |  | 2015-01-01 |  |  |  |  | 0 | 0 | 0 | 0 | 0 | 0
| 0 |  |  |  |  | PGE3PHVC150-R2 |  |  | 2015-01-01 |  |  |  |  | 0 | 0 | 0 | 0 | 0 | 0
| 0 |  |  |  |  | PGE3PHVC150-R2 |  |  | 2015-01-01 |  |  |  |  | 0 | 0 | 0 | 0 | 0 | 0
| 0 |  |  |  |  | PGE3PHVC150-R2 |  |  | 2015-01-01 |  |  |  |  | 0 | 0 | 0 | 0 | 0 | 0
| 0 |  |  |  |  | PGE3PHVC150-R2 |  |  | 2015-01-01 |  |  |  |  | 0 | 0 | 0 | 0 | 0 | 0
| 0 |  |  |  |  | PGE3PHVC150-R2 |  |  | 2015-01-01 |  |  |  |  | 0 | 0 | 0 | 0 | 0 | 0
| 0 |  |  |  |  | PGE3PHVC150-R2 |  |  | 2015-01-01 |  |  |  |  | 0 | 0 | 0 | 0 | 0 | 0
| 0 |  |  |  |  | PGE3PHVC150-R2 |  |  | 2015-01-01 |  |  |  |  | 0 | 0 | 0 | 0 | 0 | 0
| 0 |  |  |  |  | PGE3PHVC150-R2 |  |  | 2015-01-01 |  |  |  |  | 0 | 0 | 0 | 0 | 0 | 0
| 0 |  |  |  |  | PGE3PHVC150-R2 |  |  | 2015-01-01 |  |  |  |  | 0 | 0 | 0 | 0 | 0 | 0
| 0 |  |  |  |  | PGE3PHVC150-R2 |  |  | 2015-01-01 |  |  |  |  | 0 | 0 | 0 | 0 | 0 | 0
| 0 |  |  |  |  | PGE3PHVC150-R2 |  |  | 2015-01-01 |  |  |  |  | 0 | 0 | 0 | 0 | 0 | 0
| 0 |  |  |  |  | PGE3PHVC150-R2 |  |  | 2015-01-01 |  |  |  |  | 0 | 0 | 0 | 0 | 0 | 0
| 0 |  |  |  |  | PGE3PHVC150-R2 |  |  | 2015-01-01 |  |  |  |  | 0 | 0 | 0 | 0 | 0 | 0
| 0 |  |  |  |  | PGE3PHVC150-R2 |  |  | 2015-01-01 |  |  |  |  | 0 | 0 | 0 | 0 | 0 | 0
| 0 |  |  |  |  | PGE3PHVC150-R2 |  |  | 2015-01-01 |  |  |  |  | 0 | 0 | 0 | 0 | 0 | 0
| 0 |  |  |  |  | PGE3PHVC150-R2 |  |  | 2015-01-01 |  |  |  |  | 0 | 0 | 0 | 0 | 0 | 0
| 0 |  |  |  |  | PGE3PHVC150-R2 |  |  | 2015-01-01 |  |  |  |  | 0 | 0 | 0 | 0 | 0 | 0
| 0 |  |  |  |  | PGE3PHVC150-R2 |  |  | 2015-01-01 |  |  |  |  | 0 | 0 | 0 | 0 | 0 | 0
| 0 |  |  |  |  | PGE3PHVC150-R2 |  |  | 2015-01-01 |  |  |  |  | 0 | 0 | 0 | 0 | 0 | 0
| 0 |  |  |  |  | PGE3PHVC150-R2 |  |  | 2015-01-01 |  |  |  |  | 0 | 0 | 0 | 0 | 0 | 0
| 0 |  |  |  |  | PGE3PHVC150-R2 |  |  | 2015-01-01 |  |  |  |  | 0 | 0 | 0 | 0 | 0 | 0
| 0 |  |  |  |  | PGE3PHVC150-R2 |  |  | 2015-01-01 |  |  |  |  | 0 | 0 | 0 | 0 | 0 | 0
| 0 |  |  |  |  | PGE3PHVC150-R2 |  |  | 2015-01-01 |  |  |  |  | 0 | 0 | 0 | 0 | 0 | 0
| 0 |  |  |  |  | PGE3PHVC150-R2 |  |  | 2015-01-01 |  |  |  |  | 0 | 0 | 0 | 0 | 0 | 0
| 0 |  |  |  |  | PGE3PHVC150-R2 |  |  | 2015-01-01 |  |  |  |  | 0 | 0 | 0 | 0 | 0 | 0
| 0 |  |  |  |  | PGE3PHVC150-R2 |  |  | 2015-01-01 |  |  |  |  | 0 | 0 | 0 | 0 | 0 | 0
| 0 |  |  |  |  | PGE3PHVC150-R2 |  |  | 2015-01-01 |  |  |  |  | 0 | 0 | 0 | 0 | 0 | 0
| 0 |  |  |  |  | PGE3PHVC150-R2 |  |  | 2015-01-01 |  |  |  |  | 0 | 0 | 0 | 0 | 0 | 0
| 0 |  |  |  |  | PGE3PHVC150-R2 |  |  | 2015-01-01 |  |  |  |  | 0 | 0 | 0 | 0 | 0 | 0
| 0 |  |  |  |  | PGE3PHVC150-R2 |  |  | 2015-01-01 |  |  |  |  | 0 | 0 | 0 | 0 | 0 | 0
| 0 |  |  |  |  | PGE3PHVC150-R2 |  |  | 2015-01-01 |  |  |  |  | 0 | 0 | 0 | 0 | 0 | 0
| 0 |  |  |  |  | PGE3PHVC150-R2 |  |  | 2015-01-01 |  |  |  |  | 0 | 0 | 0 | 0 | 0 | 0
| 0 |  |  |  |  | PGE3PHVC150-R2 |  |  | 2015-01-01 |  |  |  |  | 0 | 0 | 0 | 0 | 0 | 0
| 0 |  |  |  |  | PGE3PHVC150-R2 |  |  | 2015-01-01 |  |  |  |  | 0 | 0 | 0 | 0 | 0 | 0
| 0 |  |  |  |  | PGE3PHVC150-R2 |  |  | 2015-01-01 |  |  |  |  | 0 | 0 | 0 | 0 | 0 | 0
| 0 |  |  |  |  | PGE3PHVC150-R2 |  |  | 2015-01-01 |  |  |  |  | 0 | 0 | 0 | 0 | 0 | 0
| 0 |  |  |  |  | PGE3PHVC150-R2 |  |  | 2015-01-01 |  |  |  |  | 0 | 0 | 0 | 0 | 0 | 0
| 0 |  |  |  |  | PGE3PHVC150-R2 |  |  | 2015-01-01 |  |  |  |  | 0 | 0 | 0 | 0 | 0 | 0
| 0 |  |  |  |  | PGE3PHVC150-R2 |  |  | 2015-01-01 |  |  |  |  | 0 | 0 | 0 | 0 | 0 | 0
| 0 |  |  |  |  | PGE3PHVC150-R2 |  |  | 2015-01-01 |  |  |  |  | 0 | 0 | 0 | 0 | 0 | 0
| 0 |  |  |  |  | PGE3PHVC150-R2 |  |  | 2015-01-01 |  |  |  |  | 0 | 0 | 0 | 0 | 0 | 0
| 0 |  |  |  |  | PGE3PHVC150-R2 |  |  | 2015-01-01 |  |  |  |  | 0 | 0 | 0 | 0 | 0 | 0
| 0 |  |  |  |  | PGE3PHVC150-R2 |  |  | 2015-01-01 |  |  |  |  | 0 | 0 | 0 | 0 | 0 | 0
| 0 |  |  |  |  | PGE3PHVC150-R2 |  |  | 2015-01-01 |  |  |  |  | 0 | 0 | 0 | 0 | 0 | 0
| 0 |  |  |  |  | PGE3PHVC150-R2 |  |  | 2015-01-01 |  |  |  |  | 0 | 0 | 0 | 0 | 0 | 0
| 0 |  |  |  |  | PGE3PHVC150-R2 |  |  | 2015-01-01 |  |  |  |  | 0 | 0 | 0 | 0 | 0 | 0
| 0 |  |  |  |  | PGE3PHVC150-R2 |  |  | 2015-01-01 |  |  |  |  | 0 | 0 | 0 | 0 | 0 | 0
| 0 |  |  |  |  | PGE3PHVC150-R2 |  |  | 2015-01-01 |  |  |  |  | 0 | 0 | 0 | 0 | 0 | 0
| 0 |  |  |  |  | PGE3PHVC150-R2 |  |  | 2015-01-01 |  |  |  |  | 0 | 0 | 0 | 0 | 0 | 0
| 0 |  |  |  |  | PGE3PHVC150-R2 |  |  | 2015-01-01 |  |  |  |  | 0 | 0 | 0 | 0 | 0 | 0
| 0 |  |  |  |  | PGE3PHVC150-R2 |  |  | 2015-01-01 |  |  |  |  | 0 | 0 | 0 | 0 | 0 | 0
| 0 |  |  |  |  | PGE3PHVC150-R2 |  |  | 2015-01-01 |  |  |  |  | 0 | 0 | 0 | 0 | 0 | 0
| 0 |  |  |  |  | PGE3PHVC150-R2 |  |  | 2015-01-01 |  |  |  |  | 0 | 0 | 0 | 0 | 0 | 0
| 0 |  |  |  |  | PGE3PHVC150-R2 |  |  | 2015-01-01 |  |  |  |  | 0 | 0 | 0 | 0 | 0 | 0
| 0 |  |  |  |  | PGE3PHVC150-R2 |  |  | 2015-01-01 |  |  |  |  | 0 | 0 | 0 | 0 | 0 | 0
| 0 |  |  |  |  | PGE3PHVC150-R2 |  |  | 2015-01-01 |  |  |  |  | 0 | 0 | 0 | 0 | 0 | 0
| 0 |  |  |  |  | PGE3PHVC150-R2 |  |  | 2015-01-01 |  |  |  |  | 0 | 0 | 0 | 0 | 0 | 0
| 0 |  |  |  |  | PGE3PHVC150-R2 |  |  | 2015-01-01 |  |  |  |  | 0 | 0 | 0 | 0 | 0 | 0
| 0 |  |  |  |  | PGE3PHVC150-R2 |  |  | 2015-01-01 |  |  |  |  | 0 | 0 | 0 | 0 | 0 | 0
| 0 |  |  |  |  | PGE3PHVC150-R2 |  |  | 2015-01-01 |  |  |  |  | 0 | 0 | 0 | 0 | 0 | 0
| 0 |  |  |  |  | PGE3PHVC150-R2 |  |  | 2015-01-01 |  |  |  |  | 0 | 0 | 0 | 0 | 0 | 0
| 0 |  |  |  |  | PGE3PHVC150-R2 |  |  | 2015-01-01 |  |  |  |  | 0 | 0 | 0 | 0 | 0 | 0
| 0 |  |  |  |  | PGE3PHVC150-R2 |  |  | 2015-01-01 |  |  |  |  | 0 | 0 | 0 | 0 | 0 | 0
| 0 |  |  |  |  | PGE3PHVC150-R2 |  |  | 2015-01-01 |  |  |  |  | 0 | 0 | 0 | 0 | 0 | 0
| 0 |  |  |  |  | PGE3PHVC150-R2 |  |  | 2015-01-01 |  |  |  |  | 0 | 0 | 0 | 0 | 0 | 0
| 0 |  |  |  |  | PGE3PHVC150-R2 |  |  | 2015-01-01 |  |  |  |  | 0 | 0 | 0 | 0 | 0 | 0
| 0 |  |  |  |  | PGE3PHVC150-R2 |  |  | 2015-01-01 |  |  |  |  | 0 | 0 | 0 | 0 | 0 | 0
| 0 |  |  |  |  | PGE3PHVC150-R2 |  |  | 2015-01-01 |  |  |  |  | 0 | 0 | 0 | 0 | 0 | 0
| 0 |  |  |  |  | PGE3PHVC150-R2 |  |  | 2015-01-01 |  |  |  |  | 0 | 0 | 0 | 0 | 0 | 0
| 0 |  |  |  |  | PGE3PHVC150-R2 |  |  | 2015-01-01 |  |  |  |  | 0 | 0 | 0 | 0 | 0 | 0
| 0 |  |  |  |  | PGE3PHVC150-R2 |  |  | 2015-01-01 |  |  |  |  | 0 | 0 | 0 | 0 | 0 | 0
| 0 |  |  |  |  | PGE3PHVC150-R2 |  |  | 2015-01-01 |  |  |  |  | 0 | 0 | 0 | 0 | 0 | 0
| 0 |  |  |  |  | PGE3PHVC150-R2 |  |  | 2015-01-01 |  |  |  |  | 0 | 0 | 0 | 0 | 0 | 0
| 0 |  |  |  |  | PGE3PHVC150-R2 |  |  | 2015-01-01 |  |  |  |  | 0 | 0 | 0 | 0 | 0 | 0
| 0 |  |  |  |  | PGE3PHVC150-R2 |  |  | 2015-01-01 |  |  |  |  | 0 | 0 | 0 | 0 | 0 | 0
| 0 |  |  |  |  | PGE3PHVC150-R2 |  |  | 2015-01-01 |  |  |  |  | 0 | 0 | 0 | 0 | 0 | 0
| 0 |  |  |  |  | PGE3PHVC150-R2 |  |  | 2015-01-01 |  |  |  |  | 0 | 0 | 0 | 0 | 0 | 0
| 0 |  |  |  |  | PGE3PHVC150-R2 |  |  | 2015-01-01 |  |  |  |  | 0 | 0 | 0 | 0 | 0 | 0
| 0 |  |  |  |  | PGE3PHVC150-R2 |  |  | 2015-01-01 |  |  |  |  | 0 | 0 | 0 | 0 | 0 | 0
| 0 |  |  |  |  | PGE3PHVC150-R2 |  |  | 2015-01-01 |  |  |  |  | 0 | 0 | 0 | 0 | 0 | 0
| 0 |  |  |  |  | PGE3PHVC150-R2 |  |  | 2015-01-01 |  |  |  |  | 0 | 0 | 0 | 0 | 0 | 0
| 0 |  |  |  |  | PGE3PHVC150-R2 |  |  | 2015-01-01 |  |  |  |  | 0 | 0 | 0 | 0 | 0 | 0
| 0 |  |  |  |  | PGE3PHVC150-R2 |  |  | 2015-01-01 |  |  |  |  | 0 | 0 | 0 | 0 | 0 | 0
| 0 |  |  |  |  | PGE3PHVC150-R2 |  |  | 2015-01-01 |  |  |  |  | 0 | 0 | 0 | 0 | 0 | 0
| 0 |  |  |  |  | PGE3PHVC150-R2 |  |  | 2015-01-01 |  |  |  |  | 0 | 0 | 0 | 0 | 0 | 0
| 0 |  |  |  |  | PGE3PHVC150-R2 |  |  | 2015-01-01 |  |  |  |  | 0 | 0 | 0 | 0 | 0 | 0
| 0 |  |  |  |  | PGE3PHVC150-R2 |  |  | 2015-01-01 |  |  |  |  | 0 | 0 | 0 | 0 | 0 | 0
| 0 |  |  |  |  | PGE3PHVC150-R2 |  |  | 2015-01-01 |  |  |  |  | 0 | 0 | 0 | 0 | 0 | 0
| 0 |  |  |  |  | PGE3PHVC150-R2 |  |  | 2015-01-01 |  |  |  |  | 0 | 0 | 0 | 0 | 0 | 0
| 0 |  |  |  |  | PGE3PHVC150-R2 |  |  | 2015-01-01 |  |  |  |  | 0 | 0 | 0 | 0 | 0 | 0
| 0 |  |  |  |  | PGE3PHVC150-R2 |  |  | 2015-01-01 |  |  |  |  | 0 | 0 | 0 | 0 | 0 | 0
| 0 |  |  |  |  | PGE3PHVC150-R2 |  |  | 2015-01-01 |  |  |  |  | 0 | 0 | 0 | 0 | 0 | 0
| 0 |  |  |  |  | PGE3PHVC150-R2 |  |  | 2015-01-01 |  |  |  |  | 0 | 0 | 0 | 0 | 0 | 0
| 0 |  |  |  |  | PGE3PHVC150-R2 |  |  | 2015-01-01 |  |  |  |  | 0 | 0 | 0 | 0 | 0 | 0
| 0 |  |  |  |  | PGE3PHVC150-R2 |  |  | 2015-01-01 |  |  |  |  | 0 | 0 | 0 | 0 | 0 | 0
| 0 |  |  |  |  | PGE3PHVC150-R2 |  |  | 2015-01-01 |  |  |  |  | 0 | 0 | 0 | 0 | 0 | 0
| 0 |  |  |  |  | PGE3PHVC150-R2 |  |  | 2015-01-01 |  |  |  |  | 0 | 0 | 0 | 0 | 0 | 0
| 0 |  |  |  |  | PGE3PHVC150-R2 |  |  | 2015-01-01 |  |  |  |  | 0 | 0 | 0 | 0 | 0 | 0
| 0 |  |  |  |  | PGE3PHVC150-R2 |  |  | 2015-01-01 |  |  |  |  | 0 | 0 | 0 | 0 | 0 | 0
| 0 |  |  |  |  | PGE3PHVC150-R2 |  |  | 2015-01-01 |  |  |  |  | 0 | 0 | 0 | 0 | 0 | 0
| 0 |  |  |  |  | PGE3PHVC150-R2 |  |  | 2015-01-01 |  |  |  |  | 0 | 0 | 0 | 0 | 0 | 0
| 0 |  |  |  |  | PGE3PHVC150-R2 |  |  | 2015-01-01 |  |  |  |  | 0 | 0 | 0 | 0 | 0 | 0
| 0 |  |  |  |  | PGE3PHVC150-R2 |  |  | 2015-01-01 |  |  |  |  | 0 | 0 | 0 | 0 | 0 | 0
| 0 |  |  |  |  | PGE3PHVC150-R2 |  |  | 2015-01-01 |  |  |  |  | 0 | 0 | 0 | 0 | 0 | 0
| 0 |  |  |  |  | PGE3PHVC150-R2 |  |  | 2015-01-01 |  |  |  |  | 0 | 0 | 0 | 0 | 0 | 0
| 0 |  |  |  |  | PGE3PHVC150-R2 |  |  | 2015-01-01 |  |  |  |  | 0 | 0 | 0 | 0 | 0 | 0
| 0 |  |  |  |  | PGE3PHVC150-R2 |  |  | 2015-01-01 |  |  |  |  | 0 | 0 | 0 | 0 | 0 | 0
| 0 |  |  |  |  | PGE3PHVC150-R2 |  |  | 2015-01-01 |  |  |  |  | 0 | 0 | 0 | 0 | 0 | 0
| 0 |  |  |  |  | PGE3PHVC150-R2 |  |  | 2015-01-01 |  |  |  |  | 0 | 0 | 0 | 0 | 0 | 0
| 0 |  |  |  |  | PGE3PHVC150-R2 |  |  | 2015-01-01 |  |  |  |  | 0 | 0 | 0 | 0 | 0 | 0
| 0 |  |  |  |  | PGE3PHVC150-R2 |  |  | 2015-01-01 |  |  |  |  | 0 | 0 | 0 | 0 | 0 | 0
| 0 |  |  |  |  | PGE3PHVC150-R2 |  |  | 2015-01-01 |  |  |  |  | 0 | 0 | 0 | 0 | 0 | 0
| 0 |  |  |  |  | PGE3PHVC150-R2 |  |  | 2015-01-01 |  |  |  |  | 0 | 0 | 0 | 0 | 0 | 0
| 0 |  |  |  |  | PGE3PHVC150-R2 |  |  | 2015-01-01 |  |  |  |  | 0 | 0 | 0 | 0 | 0 | 0
| 0 |  |  |  |  | PGE3PHVC150-R2 |  |  | 2015-01-01 |  |  |  |  | 0 | 0 | 0 | 0 | 0 | 0
| 0 |  |  |  |  | PGE3PHVC150-R2 |  |  | 2015-01-01 |  |  |  |  | 0 | 0 | 0 | 0 | 0 | 0
| 0 |  |  |  |  | PGE3PHVC150-R2 |  |  | 2015-01-01 |  |  |  |  | 0 | 0 | 0 | 0 | 0 | 0
| 0 |  |  |  |  | PGE3PHVC150-R2 |  |  | 2015-01-01 |  |  |  |  | 0 | 0 | 0 | 0 | 0 | 0
| 0 |  |  |  |  | PGE3PHVC150-R2 |  |  | 2015-01-01 |  |  |  |  | 0 | 0 | 0 | 0 | 0 | 0
| 0 |  |  |  |  | PGE3PHVC150-R2 |  |  | 2015-01-01 |  |  |  |  | 0 | 0 | 0 | 0 | 0 | 0
| 0 |  |  |  |  | PGE3PHVC150-R2 |  |  | 2015-01-01 |  |  |  |  | 0 | 0 | 0 | 0 | 0 | 0
| 0 |  |  |  |  | PGE3PHVC150-R2 |  |  | 2015-01-01 |  |  |  |  | 0 | 0 | 0 | 0 | 0 | 0
| 0 |  |  |  |  | PGE3PHVC150-R2 |  |  | 2015-01-01 |  |  |  |  | 0 | 0 | 0 | 0 | 0 | 0
| 0 |  |  |  |  | PGE3PHVC150-R2 |  |  | 2015-01-01 |  |  |  |  | 0 | 0 | 0 | 0 | 0 | 0
| 0 |  |  |  |  | PGE3PHVC150-R2 |  |  | 2015-01-01 |  |  |  |  | 0 | 0 | 0 | 0 | 0 | 0
| 0 |  |  |  |  | PGE3PHVC150-R2 |  |  | 2015-01-01 |  |  |  |  | 0 | 0 | 0 | 0 | 0 | 0
| 0 |  |  |  |  | PGE3PHVC150-R2 |  |  | 2015-01-01 |  |  |  |  | 0 | 0 | 0 | 0 | 0 | 0
| 0 |  |  |  |  | PGE3PHVC150-R2 |  |  | 2015-01-01 |  |  |  |  | 0 | 0 | 0 | 0 | 0 | 0
| 0 |  |  |  |  | PGE3PHVC150-R2 |  |  | 2015-01-01 |  |  |  |  | 0 | 0 | 0 | 0 | 0 | 0
| 0 |  |  |  |  | PGE3PHVC150-R2 |  |  | 2015-01-01 |  |  |  |  | 0 | 0 | 0 | 0 | 0 | 0
| 0 |  |  |  |  | PGE3PHVC150-R2 |  |  | 2015-01-01 |  |  |  |  | 0 | 0 | 0 | 0 | 0 | 0
| 0 |  |  |  |  | PGE3PHVC150-R2 |  |  | 2015-01-01 |  |  |  |  | 0 | 0 | 0 | 0 | 0 | 0
| 0 |  |  |  |  | PGE3PHVC150-R2 |  |  | 2015-01-01 |  |  |  |  | 0 | 0 | 0 | 0 | 0 | 0
| 0 |  |  |  |  | PGE3PHVC150-R2 |  |  | 2015-01-01 |  |  |  |  | 0 | 0 | 0 | 0 | 0 | 0
| 0 |  |  |  |  | PGE3PHVC150-R2 |  |  | 2015-01-01 |  |  |  |  | 0 | 0 | 0 | 0 | 0 | 0
| 0 |  |  |  |  | PGE3PHVC150-R2 |  |  | 2015-01-01 |  |  |  |  | 0 | 0 | 0 | 0 | 0 | 0
| 0 |  |  |  |  | PGE3PHVC150-R2 |  |  | 2015-01-01 |  |  |  |  | 0 | 0 | 0 | 0 | 0 | 0
| 0 |  |  |  |  | PGE3PHVC150-R2 |  |  | 2015-01-01 |  |  |  |  | 0 | 0 | 0 | 0 | 0 | 0
| 0 |  |  |  |  | PGE3PHVC150-R2 |  |  | 2015-01-01 |  |  |  |  | 0 | 0 | 0 | 0 | 0 | 0
| 0 |  |  |  |  | PGE3PHVC150-R2 |  |  | 2015-01-01 |  |  |  |  | 0 | 0 | 0 | 0 | 0 | 0
| 0 |  |  |  |  | PGE3PHVC150-R2 |  |  | 2015-01-01 |  |  |  |  | 0 | 0 | 0 | 0 | 0 | 0
| 0 |  |  |  |  | PGE3PHVC150-R2 |  |  | 2015-01-01 |  |  |  |  | 0 | 0 | 0 | 0 | 0 | 0
| 0 |  |  |  |  | PGE3PHVC150-R2 |  |  | 2015-01-01 |  |  |  |  | 0 | 0 | 0 | 0 | 0 | 0
| 0 |  |  |  |  | PGE3PHVC150-R2 |  |  | 2015-01-01 |  |  |  |  | 0 | 0 | 0 | 0 | 0 | 0
| 0 |  |  |  |  | PGE3PHVC150-R2 |  |  | 2015-01-01 |  |  |  |  | 0 | 0 | 0 | 0 | 0 | 0
| 0 |  |  |  |  | PGE3PHVC150-R2 |  |  | 2015-01-01 |  |  |  |  | 0 | 0 | 0 | 0 | 0 | 0
| 0 |  |  |  |  | PGE3PHVC150-R2 |  |  | 2015-01-01 |  |  |  |  | 0 | 0 | 0 | 0 | 0 | 0
| 0 |  |  |  |  | PGE3PHVC150-R2 |  |  | 2015-01-01 |  |  |  |  | 0 | 0 | 0 | 0 | 0 | 0
| 0 |  |  |  |  | PGE3PHVC150-R2 |  |  | 2015-01-01 |  |  |  |  | 0 | 0 | 0 | 0 | 0 | 0
| 0 |  |  |  |  | PGE3PHVC150-R2 |  |  | 2015-01-01 |  |  |  |  | 0 | 0 | 0 | 0 | 0 | 0
| 0 |  |  |  |  | PGE3PHVC150-R2 |  |  | 2015-01-01 |  |  |  |  | 0 | 0 | 0 | 0 | 0 | 0
| 0 |  |  |  |  | PGE3PHVC150-R2 |  |  | 2015-01-01 |  |  |  |  | 0 | 0 | 0 | 0 | 0 | 0
| 0 |  |  |  |  | PGE3PHVC150-R2 |  |  | 2015-01-01 |  |  |  |  | 0 | 0 | 0 | 0 | 0 | 0
| 0 |  |  |  |  | PGE3PHVC150-R2 |  |  | 2015-01-01 |  |  |  |  | 0 | 0 | 0 | 0 | 0 | 0
| 0 |  |  |  |  | PGE3PHVC150-R2 |  |  | 2015-01-01 |  |  |  |  | 0 | 0 | 0 | 0 | 0 | 0
| 0 |  |  |  |  | PGE3PHVC150-R2 |  |  | 2015-01-01 |  |  |  |  | 0 | 0 | 0 | 0 | 0 | 0
| 0 |  |  |  |  | PGE3PHVC150-R2 |  |  | 2015-01-01 |  |  |  |  | 0 | 0 | 0 | 0 | 0 | 0
| 0 |  |  |  |  | PGE3PHVC150-R2 |  |  | 2015-01-01 |  |  |  |  | 0 | 0 | 0 | 0 | 0 | 0
| 0 |  |  |  |  | PGE3PHVC150-R2 |  |  | 2015-01-01 |  |  |  |  | 0 | 0 | 0 | 0 | 0 | 0
| 0 |  |  |  |  | PGE3PHVC150-R2 |  |  | 2015-01-01 |  |  |  |  | 0 | 0 | 0 | 0 | 0 | 0
| 0 |  |  |  |  | PGE3PHVC150-R2 |  |  | 2015-01-01 |  |  |  |  | 0 | 0 | 0 | 0 | 0 | 0
| 0 |  |  |  |  | PGE3PHVC150-R2 |  |  | 2015-01-01 |  |  |  |  | 0 | 0 | 0 | 0 | 0 | 0
| 0 |  |  |  |  | PGE3PHVC150-R2 |  |  | 2015-01-01 |  |  |  |  | 0 | 0 | 0 | 0 | 0 | 0
| 0 |  |  |  |  | PGE3PHVC150-R2 |  |  | 2015-01-01 |  |  |  |  | 0 | 0 | 0 | 0 | 0 | 0
| 0 |  |  |  |  | PGE3PHVC150-R2 |  |  | 2015-01-01 |  |  |  |  | 0 | 0 | 0 | 0 | 0 | 0
| 0 |  |  |  |  | PGE3PHVC150-R2 |  |  | 2015-01-01 |  |  |  |  | 0 | 0 | 0 | 0 | 0 | 0
| 0 |  |  |  |  | PGE3PHVC150-R2 |  |  | 2015-01-01 |  |  |  |  | 0 | 0 | 0 | 0 | 0 | 0
| 0 |  |  |  |  | PGE3PHVC150-R2 |  |  | 2015-01-01 |  |  |  |  | 0 | 0 | 0 | 0 | 0 | 0
| 0 |  |  |  |  | PGE3PHVC150-R2 |  |  | 2015-01-01 |  |  |  |  | 0 | 0 | 0 | 0 | 0 | 0
| 0 |  |  |  |  | PGE3PHVC150-R2 |  |  | 2015-01-01 |  |  |  |  | 0 | 0 | 0 | 0 | 0 | 0
| 0 |  |  |  |  | PGE3PHVC150-R2 |  |  | 2015-01-01 |  |  |  |  | 0 | 0 | 0 | 0 | 0 | 0
| 0 |  |  |  |  | PGE3PHVC150-R2 |  |  | 2015-01-01 |  |  |  |  | 0 | 0 | 0 | 0 | 0 | 0
| 0 |  |  |  |  | PGE3PHVC150-R2 |  |  | 2015-01-01 |  |  |  |  | 0 | 0 | 0 | 0 | 0 | 0
| 0 |  |  |  |  | PGE3PHVC150-R2 |  |  | 2015-01-01 |  |  |  |  | 0 | 0 | 0 | 0 | 0 | 0
| 0 |  |  |  |  | PGE3PHVC150-R2 |  |  | 2015-01-01 |  |  |  |  | 0 | 0 | 0 | 0 | 0 | 0
| 0 |  |  |  |  | PGE3PHVC150-R2 |  |  | 2015-01-01 |  |  |  |  | 0 | 0 | 0 | 0 | 0 | 0
| 0 |  |  |  |  | PGE3PHVC150-R2 |  |  | 2015-01-01 |  |  |  |  | 0 | 0 | 0 | 0 | 0 | 0
| 0 |  |  |  |  | PGE3PHVC150-R2 |  |  | 2015-01-01 |  |  |  |  | 0 | 0 | 0 | 0 | 0 | 0
| 0 |  |  |  |  | PGE3PHVC150-R2 |  |  | 2015-01-01 |  |  |  |  | 0 | 0 | 0 | 0 | 0 | 0
| 0 |  |  |  |  | PGE3PHVC150-R2 |  |  | 2015-01-01 |  |  |  |  | 0 | 0 | 0 | 0 | 0 | 0
| 0 |  |  |  |  | PGE3PHVC150-R2 |  |  | 2015-01-01 |  |  |  |  | 0 | 0 | 0 | 0 | 0 | 0
| 0 |  |  |  |  | PGE3PHVC150-R2 |  |  | 2015-01-01 |  |  |  |  | 0 | 0 | 0 | 0 | 0 | 0
| 0 |  |  |  |  | PGE3PHVC150-R2 |  |  | 2015-01-01 |  |  |  |  | 0 | 0 | 0 | 0 | 0 | 0
| 0 |  |  |  |  | PGE3PHVC150-R2 |  |  | 2015-01-01 |  |  |  |  | 0 | 0 | 0 | 0 | 0 | 0
| 0 |  |  |  |  | PGE3PHVC150-R2 |  |  | 2015-01-01 |  |  |  |  | 0 | 0 | 0 | 0 | 0 | 0
| 0 |  |  |  |  | PGE3PHVC150-R2 |  |  | 2015-01-01 |  |  |  |  | 0 | 0 | 0 | 0 | 0 | 0
| 0 |  |  |  |  | PGE3PHVC150-R2 |  |  | 2015-01-01 |  |  |  |  | 0 | 0 | 0 | 0 | 0 | 0
| 0 |  |  |  |  | PGE3PHVC150-R2 |  |  | 2015-01-01 |  |  |  |  | 0 | 0 | 0 | 0 | 0 | 0
| 0 |  |  |  |  | PGE3PHVC150-R2 |  |  | 2015-01-01 |  |  |  |  | 0 | 0 | 0 | 0 | 0 | 0
| 0 |  |  |  |  | PGE3PHVC150-R2 |  |  | 2015-01-01 |  |  |  |  | 0 | 0 | 0 | 0 | 0 | 0
| 0 |  |  |  |  | PGE3PHVC150-R2 |  |  | 2015-01-01 |  |  |  |  | 0 | 0 | 0 | 0 | 0 | 0
| 0 |  |  |  |  | PGE3PHVC150-R2 |  |  | 2015-01-01 |  |  |  |  | 0 | 0 | 0 | 0 | 0 | 0
| 0 |  |  |  |  | PGE3PHVC150-R2 |  |  | 2015-01-01 |  |  |  |  | 0 | 0 | 0 | 0 | 0 | 0
| 0 |  |  |  |  | PGE3PHVC150-R2 |  |  | 2015-01-01 |  |  |  |  | 0 | 0 | 0 | 0 | 0 | 0
| 0 |  |  |  |  | PGE3PHVC150-R2 |  |  | 2015-01-01 |  |  |  |  | 0 | 0 | 0 | 0 | 0 | 0
| 0 |  |  |  |  | PGE3PHVC150-R2 |  |  | 2015-01-01 |  |  |  |  | 0 | 0 | 0 | 0 | 0 | 0
| 0 |  |  |  |  | PGE3PHVC150-R2 |  |  | 2015-01-01 |  |  |  |  | 0 | 0 | 0 | 0 | 0 | 0
| 0 |  |  |  |  | PGE3PHVC150-R2 |  |  | 2015-01-01 |  |  |  |  | 0 | 0 | 0 | 0 | 0 | 0
| 0 |  |  |  |  | PGE3PHVC150-R2 |  |  | 2015-01-01 |  |  |  |  | 0 | 0 | 0 | 0 | 0 | 0
| 0 |  |  |  |  | PGE3PHVC150-R2 |  |  | 2015-01-01 |  |  |  |  | 0 | 0 | 0 | 0 | 0 | 0
| 0 |  |  |  |  | PGE3PHVC150-R2 |  |  | 2015-01-01 |  |  |  |  | 0 | 0 | 0 | 0 | 0 | 0
| 0 |  |  |  |  | PGE3PHVC150-R2 |  |  | 2015-01-01 |  |  |  |  | 0 | 0 | 0 | 0 | 0 | 0
| 0 |  |  |  |  | PGE3PHVC150-R2 |  |  | 2015-01-01 |  |  |  |  | 0 | 0 | 0 | 0 | 0 | 0
| 0 |  |  |  |  | PGE3PHVC150-R2 |  |  | 2015-01-01 |  |  |  |  | 0 | 0 | 0 | 0 | 0 | 0
| 0 |  |  |  |  | PGE3PHVC150-R2 |  |  | 2015-01-01 |  |  |  |  | 0 | 0 | 0 | 0 | 0 | 0
| 0 |  |  |  |  | PGE3PHVC150-R2 |  |  | 2015-01-01 |  |  |  |  | 0 | 0 | 0 | 0 | 0 | 0
| 0 |  |  |  |  | PGE3PHVC150-R2 |  |  | 2015-01-01 |  |  |  |  | 0 | 0 | 0 | 0 | 0 | 0
| 0 |  |  |  |  | PGE3PHVC150-R2 |  |  | 2015-01-01 |  |  |  |  | 0 | 0 | 0 | 0 | 0 | 0
| 0 |  |  |  |  | PGE3PHVC150-R2 |  |  | 2015-01-01 |  |  |  |  | 0 | 0 | 0 | 0 | 0 | 0
| 0 |  |  |  |  | PGE3PHVC150-R2 |  |  | 2015-01-01 |  |  |  |  | 0 | 0 | 0 | 0 | 0 | 0
| 0 |  |  |  |  | PGE3PHVC150-R2 |  |  | 2015-01-01 |  |  |  |  | 0 | 0 | 0 | 0 | 0 | 0
| 0 |  |  |  |  | PGE3PHVC150-R2 |  |  | 2015-01-01 |  |  |  |  | 0 | 0 | 0 | 0 | 0 | 0
| 0 |  |  |  |  | PGE3PHVC150-R2 |  |  | 2015-01-01 |  |  |  |  | 0 | 0 | 0 | 0 | 0 | 0
| 0 |  |  |  |  | PGE3PHVC150-R2 |  |  | 2015-01-01 |  |  |  |  | 0 | 0 | 0 | 0 | 0 | 0
| 0 |  |  |  |  | PGE3PHVC150-R2 |  |  | 2015-01-01 |  |  |  |  | 0 | 0 | 0 | 0 | 0 | 0
| 0 |  |  |  |  | PGE3PHVC150-R2 |  |  | 2015-01-01 |  |  |  |  | 0 | 0 | 0 | 0 | 0 | 0
| 0 |  |  |  |  | PGE3PHVC150-R2 |  |  | 2015-01-01 |  |  |  |  | 0 | 0 | 0 | 0 | 0 | 0
| 0 |  |  |  |  | PGE3PHVC150-R2 |  |  | 2015-01-01 |  |  |  |  | 0 | 0 | 0 | 0 | 0 | 0
| 0 |  |  |  |  | PGE3PHVC150-R2 |  |  | 2015-01-01 |  |  |  |  | 0 | 0 | 0 | 0 | 0 | 0
| 0 |  |  |  |  | PGE3PHVC150-R2 |  |  | 2015-01-01 |  |  |  |  | 0 | 0 | 0 | 0 | 0 | 0
| 0 |  |  |  |  | PGE3PHVC150-R2 |  |  | 2015-01-01 |  |  |  |  | 0 | 0 | 0 | 0 | 0 | 0
| 0 |  |  |  |  | PGE3PHVC150-R2 |  |  | 2015-01-01 |  |  |  |  | 0 | 0 | 0 | 0 | 0 | 0
| 0 |  |  |  |  | PGE3PHVC150-R2 |  |  | 2015-01-01 |  |  |  |  | 0 | 0 | 0 | 0 | 0 | 0
| 0 |  |  |  |  | PGE3PHVC150-R2 |  |  | 2015-01-01 |  |  |  |  | 0 | 0 | 0 | 0 | 0 | 0
| 0 |  |  |  |  | PGE3PHVC150-R2 |  |  | 2015-01-01 |  |  |  |  | 0 | 0 | 0 | 0 | 0 | 0
| 0 |  |  |  |  | PGE3PHVC150-R2 |  |  | 2015-01-01 |  |  |  |  | 0 | 0 | 0 | 0 | 0 | 0
| 0 |  |  |  |  | PGE3PHVC150-R2 |  |  | 2015-01-01 |  |  |  |  | 0 | 0 | 0 | 0 | 0 | 0
| 0 |  |  |  |  | PGE3PHVC150-R2 |  |  | 2015-01-01 |  |  |  |  | 0 | 0 | 0 | 0 | 0 | 0
| 0 |  |  |  |  | PGE3PHVC150-R2 |  |  | 2015-01-01 |  |  |  |  | 0 | 0 | 0 | 0 | 0 | 0
| 0 |  |  |  |  | PGE3PHVC150-R2 |  |  | 2015-01-01 |  |  |  |  | 0 | 0 | 0 | 0 | 0 | 0
| 0 |  |  |  |  | PGE3PHVC150-R2 |  |  | 2015-01-01 |  |  |  |  | 0 | 0 | 0 | 0 | 0 | 0
| 0 |  |  |  |  | PGE3PHVC150-R2 |  |  | 2015-01-01 |  |  |  |  | 0 | 0 | 0 | 0 | 0 | 0
| 0 |  |  |  |  | PGE3PHVC150-R2 |  |  | 2015-01-01 |  |  |  |  | 0 | 0 | 0 | 0 | 0 | 0
| 0 |  |  |  |  | PGE3PHVC150-R2 |  |  | 2015-01-01 |  |  |  |  | 0 | 0 | 0 | 0 | 0 | 0
| 0 |  |  |  |  | PGE3PHVC150-R2 |  |  | 2015-01-01 |  |  |  |  | 0 | 0 | 0 | 0 | 0 | 0
| 0 |  |  |  |  | PGE3PHVC150-R2 |  |  | 2015-01-01 |  |  |  |  | 0 | 0 | 0 | 0 | 0 | 0
| 0 |  |  |  |  | PGE3PHVC150-R2 |  |  | 2015-01-01 |  |  |  |  | 0 | 0 | 0 | 0 | 0 | 0
| 0 |  |  |  |  | PGE3PHVC150-R2 |  |  | 2015-01-01 |  |  |  |  | 0 | 0 | 0 | 0 | 0 | 0
| 0 |  |  |  |  | PGE3PHVC150-R2 |  |  | 2015-01-01 |  |  |  |  | 0 | 0 | 0 | 0 | 0 | 0
| 0 |  |  |  |  | PGE3PHVC150-R2 |  |  | 2015-01-01 |  |  |  |  | 0 | 0 | 0 | 0 | 0 | 0
| 0 |  |  |  |  | PGE3PHVC150-R2 |  |  | 2015-01-01 |  |  |  |  | 0 | 0 | 0 | 0 | 0 | 0
| 0 |  |  |  |  | PGE3PHVC150-R2 |  |  | 2015-01-01 |  |  |  |  | 0 | 0 | 0 | 0 | 0 | 0
| 0 |  |  |  |  | PGE3PHVC150-R2 |  |  | 2015-01-01 |  |  |  |  | 0 | 0 | 0 | 0 | 0 | 0
| 0 |  |  |  |  | PGE3PHVC150-R2 |  |  | 2015-01-01 |  |  |  |  | 0 | 0 | 0 | 0 | 0 | 0
| 0 |  |  |  |  | PGE3PHVC150-R2 |  |  | 2015-01-01 |  |  |  |  | 0 | 0 | 0 | 0 | 0 | 0
| 0 |  |  |  |  | PGE3PHVC150-R2 |  |  | 2015-01-01 |  |  |  |  | 0 | 0 | 0 | 0 | 0 | 0
| 0 |  |  |  |  | PGE3PHVC150-R2 |  |  | 2015-01-01 |  |  |  |  | 0 | 0 | 0 | 0 | 0 | 0
| 0 |  |  |  |  | PGE3PHVC150-R2 |  |  | 2015-01-01 |  |  |  |  | 0 | 0 | 0 | 0 | 0 | 0
| 0 |  |  |  |  | PGE3PHVC150-R2 |  |  | 2015-01-01 |  |  |  |  | 0 | 0 | 0 | 0 | 0 | 0
| 0 |  |  |  |  | PGE3PHVC150-R2 |  |  | 2015-01-01 |  |  |  |  | 0 | 0 | 0 | 0 | 0 | 0
| 0 |  |  |  |  | PGE3PHVC150-R2 |  |  | 2015-01-01 |  |  |  |  | 0 | 0 | 0 | 0 | 0 | 0
| 0 |  |  |  |  | PGE3PHVC150-R2 |  |  | 2015-01-01 |  |  |  |  | 0 | 0 | 0 | 0 | 0 | 0
| 0 |  |  |  |  | PGE3PHVC150-R2 |  |  | 2015-01-01 |  |  |  |  | 0 | 0 | 0 | 0 | 0 | 0
| 0 |  |  |  |  | PGE3PHVC150-R2 |  |  | 2015-01-01 |  |  |  |  | 0 | 0 | 0 | 0 | 0 | 0
| 0 |  |  |  |  | PGE3PHVC150-R2 |  |  | 2015-01-01 |  |  |  |  | 0 | 0 | 0 | 0 | 0 | 0
| 0 |  |  |  |  | PGE3PHVC150-R2 |  |  | 2015-01-01 |  |  |  |  | 0 | 0 | 0 | 0 | 0 | 0
| 0 |  |  |  |  | PGE3PHVC150-R2 |  |  | 2015-01-01 |  |  |  |  | 0 | 0 | 0 | 0 | 0 | 0
| 0 |  |  |  |  | PGE3PHVC150-R2 |  |  | 2015-01-01 |  |  |  |  | 0 | 0 | 0 | 0 | 0 | 0
| 0 |  |  |  |  | PGE3PHVC150-R2 |  |  | 2015-01-01 |  |  |  |  | 0 | 0 | 0 | 0 | 0 | 0
| 0 |  |  |  |  | PGE3PHVC150-R2 |  |  | 2015-01-01 |  |  |  |  | 0 | 0 | 0 | 0 | 0 | 0
| 0 |  |  |  |  | PGE3PHVC150-R2 |  |  | 2015-01-01 |  |  |  |  | 0 | 0 | 0 | 0 | 0 | 0
| 0 |  |  |  |  | PGE3PHVC150-R2 |  |  | 2015-01-01 |  |  |  |  | 0 | 0 | 0 | 0 | 0 | 0
| 0 |  |  |  |  | PGE3PHVC150-R2 |  |  | 2015-01-01 |  |  |  |  | 0 | 0 | 0 | 0 | 0 | 0
| 0 |  |  |  |  | PGE3PHVC150-R2 |  |  | 2015-01-01 |  |  |  |  | 0 | 0 | 0 | 0 | 0 | 0
| 0 |  |  |  |  | PGE3PHVC150-R2 |  |  | 2015-01-01 |  |  |  |  | 0 | 0 | 0 | 0 | 0 | 0
| 0 |  |  |  |  | PGE3PHVC150-R2 |  |  | 2015-01-01 |  |  |  |  | 0 | 0 | 0 | 0 | 0 | 0
| 0 |  |  |  |  | PGE3PHVC150-R2 |  |  | 2015-01-01 |  |  |  |  | 0 | 0 | 0 | 0 | 0 | 0
| 0 |  |  |  |  | PGE3PHVC150-R2 |  |  | 2015-01-01 |  |  |  |  | 0 | 0 | 0 | 0 | 0 | 0
| 0 |  |  |  |  | PGE3PHVC150-R2 |  |  | 2015-01-01 |  |  |  |  | 0 | 0 | 0 | 0 | 0 | 0
| 0 |  |  |  |  | PGE3PHVC150-R2 |  |  | 2015-01-01 |  |  |  |  | 0 | 0 | 0 | 0 | 0 | 0
| 0 |  |  |  |  | PGE3PHVC150-R2 |  |  | 2015-01-01 |  |  |  |  | 0 | 0 | 0 | 0 | 0 | 0
| 0 |  |  |  |  | PGE3PHVC150-R2 |  |  | 2015-01-01 |  |  |  |  | 0 | 0 | 0 | 0 | 0 | 0
| 0 |  |  |  |  | PGE3PHVC150-R2 |  |  | 2015-01-01 |  |  |  |  | 0 | 0 | 0 | 0 | 0 | 0
| 0 |  |  |  |  | PGE3PHVC150-R2 |  |  | 2015-01-01 |  |  |  |  | 0 | 0 | 0 | 0 | 0 | 0
| 0 |  |  |  |  | PGE3PHVC150-R2 |  |  | 2015-01-01 |  |  |  |  | 0 | 0 | 0 | 0 | 0 | 0
| 0 |  |  |  |  | PGE3PHVC150-R2 |  |  | 2015-01-01 |  |  |  |  | 0 | 0 | 0 | 0 | 0 | 0
| 0 |  |  |  |  | PGE3PHVC150-R2 |  |  | 2015-01-01 |  |  |  |  | 0 | 0 | 0 | 0 | 0 | 0
| 0 |  |  |  |  | PGE3PHVC150-R2 |  |  | 2015-01-01 |  |  |  |  | 0 | 0 | 0 | 0 | 0 | 0
| 0 |  |  |  |  | PGE3PHVC150-R2 |  |  | 2015-01-01 |  |  |  |  | 0 | 0 | 0 | 0 | 0 | 0
| 0 |  |  |  |  | PGE3PHVC150-R2 |  |  | 2015-01-01 |  |  |  |  | 0 | 0 | 0 | 0 | 0 | 0
| 0 |  |  |  |  | PGE3PHVC150-R2 |  |  | 2015-01-01 |  |  |  |  | 0 | 0 | 0 | 0 | 0 | 0
| 0 |  |  |  |  | PGE3PHVC150-R2 |  |  | 2015-01-01 |  |  |  |  | 0 | 0 | 0 | 0 | 0 | 0
| 0 |  |  |  |  | PGE3PHVC150-R2 |  |  | 2015-01-01 |  |  |  |  | 0 | 0 | 0 | 0 | 0 | 0
| 0 |  |  |  |  | PGE3PHVC150-R2 |  |  | 2015-01-01 |  |  |  |  | 0 | 0 | 0 | 0 | 0 | 0
| 0 |  |  |  |  | PGE3PHVC150-R2 |  |  | 2015-01-01 |  |  |  |  | 0 | 0 | 0 | 0 | 0 | 0
| 0 |  |  |  |  | PGE3PHVC150-R2 |  |  | 2015-01-01 |  |  |  |  | 0 | 0 | 0 | 0 | 0 | 0
| 0 |  |  |  |  | PGE3PHVC150-R2 |  |  | 2015-01-01 |  |  |  |  | 0 | 0 | 0 | 0 | 0 | 0
| 0 |  |  |  |  | PGE3PHVC150-R2 |  |  | 2015-01-01 |  |  |  |  | 0 | 0 | 0 | 0 | 0 | 0
| 0 |  |  |  |  | PGE3PHVC150-R2 |  |  | 2015-01-01 |  |  |  |  | 0 | 0 | 0 | 0 | 0 | 0
| 0 |  |  |  |  | PGE3PHVC150-R2 |  |  | 2015-01-01 |  |  |  |  | 0 | 0 | 0 | 0 | 0 | 0
| 0 |  |  |  |  | PGE3PHVC150-R2 |  |  | 2015-01-01 |  |  |  |  | 0 | 0 | 0 | 0 | 0 | 0
| 0 |  |  |  |  | PGE3PHVC150-R2 |  |  | 2015-01-01 |  |  |  |  | 0 | 0 | 0 | 0 | 0 | 0
| 0 |  |  |  |  | PGE3PHVC150-R2 |  |  | 2015-01-01 |  |  |  |  | 0 | 0 | 0 | 0 | 0 | 0
| 0 |  |  |  |  | PGE3PHVC150-R2 |  |  | 2015-01-01 |  |  |  |  | 0 | 0 | 0 | 0 | 0 | 0
| 0 |  |  |  |  | PGE3PHVC150-R2 |  |  | 2015-01-01 |  |  |  |  | 0 | 0 | 0 | 0 | 0 | 0
| 0 |  |  |  |  | PGE3PHVC150-R2 |  |  | 2015-01-01 |  |  |  |  | 0 | 0 | 0 | 0 | 0 | 0
| 0 |  |  |  |  | PGE3PHVC150-R2 |  |  | 2015-01-01 |  |  |  |  | 0 | 0 | 0 | 0 | 0 | 0
| 0 |  |  |  |  | PGE3PHVC150-R2 |  |  | 2015-01-01 |  |  |  |  | 0 | 0 | 0 | 0 | 0 | 0
| 0 |  |  |  |  | PGE3PHVC150-R2 |  |  | 2015-01-01 |  |  |  |  | 0 | 0 | 0 | 0 | 0 | 0
| 0 |  |  |  |  | PGE3PHVC150-R2 |  |  | 2015-01-01 |  |  |  |  | 0 | 0 | 0 | 0 | 0 | 0
| 0 |  |  |  |  | PGE3PHVC150-R2 |  |  | 2015-01-01 |  |  |  |  | 0 | 0 | 0 | 0 | 0 | 0
| 0 |  |  |  |  | PGE3PHVC150-R2 |  |  | 2015-01-01 |  |  |  |  | 0 | 0 | 0 | 0 | 0 | 0
| 0 |  |  |  |  | PGE3PHVC150-R2 |  |  | 2015-01-01 |  |  |  |  | 0 | 0 | 0 | 0 | 0 | 0
| 0 |  |  |  |  | PGE3PHVC150-R2 |  |  | 2015-01-01 |  |  |  |  | 0 | 0 | 0 | 0 | 0 | 0
| 0 |  |  |  |  | PGE3PHVC150-R2 |  |  | 2015-01-01 |  |  |  |  | 0 | 0 | 0 | 0 | 0 | 0

## Implementation
Implementation Table
Combination of ImplementationID + Start Date is unique
Program Administrator Abbreviation | Any unique text entry is valid; IOU workpaper-based measures generally reference the workpaper ID. Utility Measure code | Date that this entry is applicable. Assumed to be applicable until another entry with the same name is specified with a later start date. Utiltiy WP Effective Date | Description of the source for this implementation definition; (e.g. work paper ID). Utility WP#-Revision # | Specifies the measure application (ER, ROB, etc). The referenced Measure ID must support the specified measure application. READI-Table | How the measure is Delivered Program Delivery | References a record in the Measure table. Sector-Utility measure code-Utility measure description | The Measure Qualifier | Identifies the Sector | Reference to an entry in the Gross Savings and Installation Adjustment table, if applicable. READI-Table | Reference to an entry in the Net To Gross table. READI-Table | Default CostQualifier for the implementation. If a different Cost Qualifier is claimed thenthe claim CostQualifier overrides this default | overrides the measure table specification; required for application type = ER; required for application type = ROB, NC if MeasCostID is of type "Full" Utility measure code-utility measure description-Delivery Type | overrides the measure table specification; required for application type = ER, ROB, NC; cost record may be of type Incremental for ROB, NC Utility measure code-Code/Standard Technology Desc-Delivery type | The Version of the Workpaper or DEER | Identifies the Data source | The data the record last modified | This field can be a general description of the measure implementation and may describe what differentiates it from another implementation that is based on the same work paper. Utility Measure desc | Identifies the major version that applies to this implementation. At a minimum, a new version will be associated with each EE cycle.
PA | ImplementationID | StartDate | SourceDesc | MeasAppType | DeliveryType | MeasureID | MeasQualifier | Sector | GSIA_ID | NTG_ID | CostQualifier | MeasCostID | StdCostID | Version | VersionSource | LastMod | Description | ImplementerID | MeasImpactType | Status | Comment
PGE | H796 | 2015-01-01 | PGE3PHVC150-R2 | REA | DirInstall | H796 |  | Res | Def-GSIA | ET-Default | DirectInstall | H796-Full | H796--DirectInstall | 2014 Ex-Ante | D14 v1.0.5 | 2015-01-01 | Enhanced Time Delay Relay |  | Deemed
PGE | H796 | 2015-01-01 | PGE3PHVC150-R2 | REA | DirInstall | H796 |  | Res | Def-GSIA | ET-Default | DirectInstall | H796-Full | H796--DirectInstall | 2014 Ex-Ante | D14 v1.0.5 | 2015-01-01 | Enhanced Time Delay Relay |  | Deemed
PGE | H796 | 2015-01-01 | PGE3PHVC150-R2 | REA | DirInstall | H796 |  | Res | Def-GSIA | ET-Default | DirectInstall | H796-Full | H796--DirectInstall | 2014 Ex-Ante | D14 v1.0.5 | 2015-01-01 | Enhanced Time Delay Relay |  | Deemed
PGE | H796 | 2015-01-01 | PGE3PHVC150-R2 | REA | DirInstall | H796 |  | Res | Def-GSIA | ET-Default | DirectInstall | H796-Full | H796--DirectInstall | 2014 Ex-Ante | D14 v1.0.5 | 2015-01-01 | Enhanced Time Delay Relay |  | Deemed
PGE | H796 | 2015-01-01 | PGE3PHVC150-R2 | REA | DirInstall | H796 |  | Res | Def-GSIA | ET-Default | DirectInstall | H796-Full | H796--DirectInstall | 2014 Ex-Ante | D14 v1.0.5 | 2015-01-01 | Enhanced Time Delay Relay |  | Deemed
PGE | H796 | 2015-01-01 | PGE3PHVC150-R2 | REA | DirInstall | H796 |  | Res | Def-GSIA | ET-Default | DirectInstall | H796-Full | H796--DirectInstall | 2014 Ex-Ante | D14 v1.0.5 | 2015-01-01 | Enhanced Time Delay Relay |  | Deemed
PGE | H796 | 2015-01-01 | PGE3PHVC150-R2 | REA | DirInstall | H796 |  | Res | Def-GSIA | ET-Default | DirectInstall | H796-Full | H796--DirectInstall | 2014 Ex-Ante | D14 v1.0.5 | 2015-01-01 | Enhanced Time Delay Relay |  | Deemed
PGE | H796 | 2015-01-01 | PGE3PHVC150-R2 | REA | DirInstall | H796 |  | Res | Def-GSIA | ET-Default | DirectInstall | H796-Full | H796--DirectInstall | 2014 Ex-Ante | D14 v1.0.5 | 2015-01-01 | Enhanced Time Delay Relay |  | Deemed
PGE | H796 | 2015-01-01 | PGE3PHVC150-R2 | REA | DirInstall | H796 |  | Res | Def-GSIA | ET-Default | DirectInstall | H796-Full | H796--DirectInstall | 2014 Ex-Ante | D14 v1.0.5 | 2015-01-01 | Enhanced Time Delay Relay |  | Deemed
PGE | H796 | 2015-01-01 | PGE3PHVC150-R2 | REA | DirInstall | H796 |  | Res | Def-GSIA | ET-Default | DirectInstall | H796-Full | H796--DirectInstall | 2014 Ex-Ante | D14 v1.0.5 | 2015-01-01 | Enhanced Time Delay Relay |  | Deemed
PGE | H796 | 2015-01-01 | PGE3PHVC150-R2 | REA | DirInstall | H796 |  | Res | Def-GSIA | ET-Default | DirectInstall | H796-Full | H796--DirectInstall | 2014 Ex-Ante | D14 v1.0.5 | 2015-01-01 | Enhanced Time Delay Relay |  | Deemed
PGE | H796 | 2015-01-01 | PGE3PHVC150-R2 | REA | DirInstall | H796 |  | Res | Def-GSIA | ET-Default | DirectInstall | H796-Full | H796--DirectInstall | 2014 Ex-Ante | D14 v1.0.5 | 2015-01-01 | Enhanced Time Delay Relay |  | Deemed
PGE | H796 | 2015-01-01 | PGE3PHVC150-R2 | REA | DirInstall | H796 |  | Res | Def-GSIA | ET-Default | DirectInstall | H796-Full | H796--DirectInstall | 2014 Ex-Ante | D14 v1.0.5 | 2015-01-01 | Enhanced Time Delay Relay |  | Deemed
PGE | H796 | 2015-01-01 | PGE3PHVC150-R2 | REA | DirInstall | H796 |  | Res | Def-GSIA | ET-Default | DirectInstall | H796-Full | H796--DirectInstall | 2014 Ex-Ante | D14 v1.0.5 | 2015-01-01 | Enhanced Time Delay Relay |  | Deemed
PGE | H796 | 2015-01-01 | PGE3PHVC150-R2 | REA | DirInstall | H796 |  | Res | Def-GSIA | ET-Default | DirectInstall | H796-Full | H796--DirectInstall | 2014 Ex-Ante | D14 v1.0.5 | 2015-01-01 | Enhanced Time Delay Relay |  | Deemed
PGE | H796 | 2015-01-01 | PGE3PHVC150-R2 | REA | DirInstall | H796 |  | Res | Def-GSIA | ET-Default | DirectInstall | H796-Full | H796--DirectInstall | 2014 Ex-Ante | D14 v1.0.5 | 2015-01-01 | Enhanced Time Delay Relay |  | Deemed
PGE | H796 | 2015-01-01 | PGE3PHVC150-R2 | REA | DirInstall | H796 |  | Res | Def-GSIA | ET-Default | DirectInstall | H796-Full | H796--DirectInstall | 2014 Ex-Ante | D14 v1.0.5 | 2015-01-01 | Enhanced Time Delay Relay |  | Deemed
PGE | H796 | 2015-01-01 | PGE3PHVC150-R2 | REA | DirInstall | H796 |  | Res | Def-GSIA | ET-Default | DirectInstall | H796-Full | H796--DirectInstall | 2014 Ex-Ante | D14 v1.0.5 | 2015-01-01 | Enhanced Time Delay Relay |  | Deemed
PGE | H796 | 2015-01-01 | PGE3PHVC150-R2 | REA | DirInstall | H796 |  | Res | Def-GSIA | ET-Default | DirectInstall | H796-Full | H796--DirectInstall | 2014 Ex-Ante | D14 v1.0.5 | 2015-01-01 | Enhanced Time Delay Relay |  | Deemed
PGE | H796 | 2015-01-01 | PGE3PHVC150-R2 | REA | DirInstall | H796 |  | Res | Def-GSIA | ET-Default | DirectInstall | H796-Full | H796--DirectInstall | 2014 Ex-Ante | D14 v1.0.5 | 2015-01-01 | Enhanced Time Delay Relay |  | Deemed
PGE | H796 | 2015-01-01 | PGE3PHVC150-R2 | REA | DirInstall | H796 |  | Res | Def-GSIA | ET-Default | DirectInstall | H796-Full | H796--DirectInstall | 2014 Ex-Ante | D14 v1.0.5 | 2015-01-01 | Enhanced Time Delay Relay |  | Deemed
PGE | H796 | 2015-01-01 | PGE3PHVC150-R2 | REA | DirInstall | H796 |  | Res | Def-GSIA | ET-Default | DirectInstall | H796-Full | H796--DirectInstall | 2014 Ex-Ante | D14 v1.0.5 | 2015-01-01 | Enhanced Time Delay Relay |  | Deemed
PGE | H796 | 2015-01-01 | PGE3PHVC150-R2 | REA | DirInstall | H796 |  | Res | Def-GSIA | ET-Default | DirectInstall | H796-Full | H796--DirectInstall | 2014 Ex-Ante | D14 v1.0.5 | 2015-01-01 | Enhanced Time Delay Relay |  | Deemed
PGE | H796 | 2015-01-01 | PGE3PHVC150-R2 | REA | DirInstall | H796 |  | Res | Def-GSIA | ET-Default | DirectInstall | H796-Full | H796--DirectInstall | 2014 Ex-Ante | D14 v1.0.5 | 2015-01-01 | Enhanced Time Delay Relay |  | Deemed
PGE | H796 | 2015-01-01 | PGE3PHVC150-R2 | REA | DirInstall | H796 |  | Res | Def-GSIA | ET-Default | DirectInstall | H796-Full | H796--DirectInstall | 2014 Ex-Ante | D14 v1.0.5 | 2015-01-01 | Enhanced Time Delay Relay |  | Deemed
PGE | H796 | 2015-01-01 | PGE3PHVC150-R2 | REA | DirInstall | H796 |  | Res | Def-GSIA | ET-Default | DirectInstall | H796-Full | H796--DirectInstall | 2014 Ex-Ante | D14 v1.0.5 | 2015-01-01 | Enhanced Time Delay Relay |  | Deemed
| END | 2015-01-01 | PGE3PHVC150-R2 |  |  | END | [5 empty] | END- | END-- |  |  | 2015-01-01
| 0 | 2015-01-01 | PGE3PHVC150-R2 |  |  | 0 | [5 empty] | - | -- |  |  | 2015-01-01
| 0 | 2015-01-01 | PGE3PHVC150-R2 |  |  | 0 | [5 empty] | - | -- |  |  | 2015-01-01
| 0 | 2015-01-01 | PGE3PHVC150-R2 |  |  | 0 | [5 empty] | - | -- |  |  | 2015-01-01
| 0 | 2015-01-01 | PGE3PHVC150-R2 |  |  | 0 | [5 empty] | - | -- |  |  | 2015-01-01
| 0 | 2015-01-01 | PGE3PHVC150-R2 |  |  | 0 | [5 empty] | - | -- |  |  | 2015-01-01
| 0 | 2015-01-01 | PGE3PHVC150-R2 |  |  | 0 | [5 empty] | - | -- |  |  | 2015-01-01
| 0 | 2015-01-01 | PGE3PHVC150-R2 |  |  | 0 | [5 empty] | - | -- |  |  | 2015-01-01
| 0 | 2015-01-01 | PGE3PHVC150-R2 |  |  | 0 | [5 empty] | - | -- |  |  | 2015-01-01
| 0 | 2015-01-01 | PGE3PHVC150-R2 |  |  | 0 | [5 empty] | - | -- |  |  | 2015-01-01
| 0 | 2015-01-01 | PGE3PHVC150-R2 |  |  | 0 | [5 empty] | - | -- |  |  | 2015-01-01
| 0 | 2015-01-01 | PGE3PHVC150-R2 |  |  | 0 | [5 empty] | - | -- |  |  | 2015-01-01
| 0 | 2015-01-01 | PGE3PHVC150-R2 |  |  | 0 | [5 empty] | - | -- |  |  | 2015-01-01
| 0 | 2015-01-01 | PGE3PHVC150-R2 |  |  | 0 | [5 empty] | - | -- |  |  | 2015-01-01
| 0 | 2015-01-01 | PGE3PHVC150-R2 |  |  | 0 | [5 empty] | - | -- |  |  | 2015-01-01
| 0 | 2015-01-01 | PGE3PHVC150-R2 |  |  | 0 | [5 empty] | - | -- |  |  | 2015-01-01
| 0 | 2015-01-01 | PGE3PHVC150-R2 |  |  | 0 | [5 empty] | - | -- |  |  | 2015-01-01
| 0 | 2015-01-01 | PGE3PHVC150-R2 |  |  | 0 | [5 empty] | - | -- |  |  | 2015-01-01
| 0 | 2015-01-01 | PGE3PHVC150-R2 |  |  | 0 | [5 empty] | - | -- |  |  | 2015-01-01
| 0 | 2015-01-01 | PGE3PHVC150-R2 |  |  | 0 | [5 empty] | - | -- |  |  | 2015-01-01
| 0 | 2015-01-01 | PGE3PHVC150-R2 |  |  | 0 | [5 empty] | - | -- |  |  | 2015-01-01
| 0 | 2015-01-01 | PGE3PHVC150-R2 |  |  | 0 | [5 empty] | - | -- |  |  | 2015-01-01
| 0 | 2015-01-01 | PGE3PHVC150-R2 |  |  | 0 | [5 empty] | - | -- |  |  | 2015-01-01
| 0 | 2015-01-01 | PGE3PHVC150-R2 |  |  | 0 | [5 empty] | - | -- |  |  | 2015-01-01
| 0 | 2015-01-01 | PGE3PHVC150-R2 |  |  | 0 | [5 empty] | - | -- |  |  | 2015-01-01
| 0 | 2015-01-01 | PGE3PHVC150-R2 |  |  | 0 | [5 empty] | - | -- |  |  | 2015-01-01
| 0 | 2015-01-01 | PGE3PHVC150-R2 |  |  | 0 | [5 empty] | - | -- |  |  | 2015-01-01
| 0 | 2015-01-01 | PGE3PHVC150-R2 |  |  | 0 | [5 empty] | - | -- |  |  | 2015-01-01
| 0 | 2015-01-01 | PGE3PHVC150-R2 |  |  | 0 | [5 empty] | - | -- |  |  | 2015-01-01
| 0 | 2015-01-01 | PGE3PHVC150-R2 |  |  | 0 | [5 empty] | - | -- |  |  | 2015-01-01
| 0 | 2015-01-01 | PGE3PHVC150-R2 |  |  | 0 | [5 empty] | - | -- |  |  | 2015-01-01
| 0 | 2015-01-01 | PGE3PHVC150-R2 |  |  | 0 | [5 empty] | - | -- |  |  | 2015-01-01
| 0 | 2015-01-01 | PGE3PHVC150-R2 |  |  | 0 | [5 empty] | - | -- |  |  | 2015-01-01
| 0 | 2015-01-01 | PGE3PHVC150-R2 |  |  | 0 | [5 empty] | - | -- |  |  | 2015-01-01
| 0 | 2015-01-01 | PGE3PHVC150-R2 |  |  | 0 | [5 empty] | - | -- |  |  | 2015-01-01
| 0 | 2015-01-01 | PGE3PHVC150-R2 |  |  | 0 | [5 empty] | - | -- |  |  | 2015-01-01
| 0 | 2015-01-01 | PGE3PHVC150-R2 |  |  | 0 | [5 empty] | - | -- |  |  | 2015-01-01
| 0 | 2015-01-01 | PGE3PHVC150-R2 |  |  | 0 | [5 empty] | - | -- |  |  | 2015-01-01
| 0 | 2015-01-01 | PGE3PHVC150-R2 |  |  | 0 | [5 empty] | - | -- |  |  | 2015-01-01
| 0 | 2015-01-01 | PGE3PHVC150-R2 |  |  | 0 | [5 empty] | - | -- |  |  | 2015-01-01
| 0 | 2015-01-01 | PGE3PHVC150-R2 |  |  | 0 | [5 empty] | - | -- |  |  | 2015-01-01
| 0 | 2015-01-01 | PGE3PHVC150-R2 |  |  | 0 | [5 empty] | - | -- |  |  | 2015-01-01
| 0 | 2015-01-01 | PGE3PHVC150-R2 |  |  | 0 | [5 empty] | - | -- |  |  | 2015-01-01
| 0 | 2015-01-01 | PGE3PHVC150-R2 |  |  | 0 | [5 empty] | - | -- |  |  | 2015-01-01
| 0 | 2015-01-01 | PGE3PHVC150-R2 |  |  | 0 | [5 empty] | - | -- |  |  | 2015-01-01
| 0 | 2015-01-01 | PGE3PHVC150-R2 |  |  | 0 | [5 empty] | - | -- |  |  | 2015-01-01
| 0 | 2015-01-01 | PGE3PHVC150-R2 |  |  | 0 | [5 empty] | - | -- |  |  | 2015-01-01
| 0 | 2015-01-01 | PGE3PHVC150-R2 |  |  | 0 | [5 empty] | - | -- |  |  | 2015-01-01
| 0 | 2015-01-01 | PGE3PHVC150-R2 |  |  | 0 | [5 empty] | - | -- |  |  | 2015-01-01
| 0 | 2015-01-01 | PGE3PHVC150-R2 |  |  | 0 | [5 empty] | - | -- |  |  | 2015-01-01
| 0 | 2015-01-01 | PGE3PHVC150-R2 |  |  | 0 | [5 empty] | - | -- |  |  | 2015-01-01
| 0 | 2015-01-01 | PGE3PHVC150-R2 |  |  | 0 | [5 empty] | - | -- |  |  | 2015-01-01
| 0 | 2015-01-01 | PGE3PHVC150-R2 |  |  | 0 | [5 empty] | - | -- |  |  | 2015-01-01
| 0 | 2015-01-01 | PGE3PHVC150-R2 |  |  | 0 | [5 empty] | - | -- |  |  | 2015-01-01
| 0 | 2015-01-01 | PGE3PHVC150-R2 |  |  | 0 | [5 empty] | - | -- |  |  | 2015-01-01
| 0 | 2015-01-01 | PGE3PHVC150-R2 |  |  | 0 | [5 empty] | - | -- |  |  | 2015-01-01
| 0 | 2015-01-01 | PGE3PHVC150-R2 |  |  | 0 | [5 empty] | - | -- |  |  | 2015-01-01
| 0 | 2015-01-01 | PGE3PHVC150-R2 |  |  | 0 | [5 empty] | - | -- |  |  | 2015-01-01
| 0 | 2015-01-01 | PGE3PHVC150-R2 |  |  | 0 | [5 empty] | - | -- |  |  | 2015-01-01
| 0 | 2015-01-01 | PGE3PHVC150-R2 |  |  | 0 | [5 empty] | - | -- |  |  | 2015-01-01
| 0 | 2015-01-01 | PGE3PHVC150-R2 |  |  | 0 | [5 empty] | - | -- |  |  | 2015-01-01
| 0 | 2015-01-01 | PGE3PHVC150-R2 |  |  | 0 | [5 empty] | - | -- |  |  | 2015-01-01
| 0 | 2015-01-01 | PGE3PHVC150-R2 |  |  | 0 | [5 empty] | - | -- |  |  | 2015-01-01
| 0 | 2015-01-01 | PGE3PHVC150-R2 |  |  | 0 | [5 empty] | - | -- |  |  | 2015-01-01
| 0 | 2015-01-01 | PGE3PHVC150-R2 |  |  | 0 | [5 empty] | - | -- |  |  | 2015-01-01
| 0 | 2015-01-01 | PGE3PHVC150-R2 |  |  | 0 | [5 empty] | - | -- |  |  | 2015-01-01
| 0 | 2015-01-01 | PGE3PHVC150-R2 |  |  | 0 | [5 empty] | - | -- |  |  | 2015-01-01
| 0 | 2015-01-01 | PGE3PHVC150-R2 |  |  | 0 | [5 empty] | - | -- |  |  | 2015-01-01
| 0 | 2015-01-01 | PGE3PHVC150-R2 |  |  | 0 | [5 empty] | - | -- |  |  | 2015-01-01
| 0 | 2015-01-01 | PGE3PHVC150-R2 |  |  | 0 | [5 empty] | - | -- |  |  | 2015-01-01
| 0 | 2015-01-01 | PGE3PHVC150-R2 |  |  | 0 | [5 empty] | - | -- |  |  | 2015-01-01
| 0 | 2015-01-01 | PGE3PHVC150-R2 |  |  | 0 | [5 empty] | - | -- |  |  | 2015-01-01
| 0 | 2015-01-01 | PGE3PHVC150-R2 |  |  | 0 | [5 empty] | - | -- |  |  | 2015-01-01
| 0 | 2015-01-01 | PGE3PHVC150-R2 |  |  | 0 | [5 empty] | - | -- |  |  | 2015-01-01
| 0 | 2015-01-01 | PGE3PHVC150-R2 |  |  | 0 | [5 empty] | - | -- |  |  | 2015-01-01
| 0 | 2015-01-01 | PGE3PHVC150-R2 |  |  | 0 | [5 empty] | - | -- |  |  | 2015-01-01
| 0 | 2015-01-01 | PGE3PHVC150-R2 |  |  | 0 | [5 empty] | - | -- |  |  | 2015-01-01
| 0 | 2015-01-01 | PGE3PHVC150-R2 |  |  | 0 | [5 empty] | - | -- |  |  | 2015-01-01
| 0 | 2015-01-01 | PGE3PHVC150-R2 |  |  | 0 | [5 empty] | - | -- |  |  | 2015-01-01
| 0 | 2015-01-01 | PGE3PHVC150-R2 |  |  | 0 | [5 empty] | - | -- |  |  | 2015-01-01
| 0 | 2015-01-01 | PGE3PHVC150-R2 |  |  | 0 | [5 empty] | - | -- |  |  | 2015-01-01
| 0 | 2015-01-01 | PGE3PHVC150-R2 |  |  | 0 | [5 empty] | - | -- |  |  | 2015-01-01
| 0 | 2015-01-01 | PGE3PHVC150-R2 |  |  | 0 | [5 empty] | - | -- |  |  | 2015-01-01
| 0 | 2015-01-01 | PGE3PHVC150-R2 |  |  | 0 | [5 empty] | - | -- |  |  | 2015-01-01
| 0 | 2015-01-01 | PGE3PHVC150-R2 |  |  | 0 | [5 empty] | - | -- |  |  | 2015-01-01
| 0 | 2015-01-01 | PGE3PHVC150-R2 |  |  | 0 | [5 empty] | - | -- |  |  | 2015-01-01
| 0 | 2015-01-01 | PGE3PHVC150-R2 |  |  | 0 | [5 empty] | - | -- |  |  | 2015-01-01
| 0 | 2015-01-01 | PGE3PHVC150-R2 |  |  | 0 | [5 empty] | - | -- |  |  | 2015-01-01
| 0 | 2015-01-01 | PGE3PHVC150-R2 |  |  | 0 | [5 empty] | - | -- |  |  | 2015-01-01
| 0 | 2015-01-01 | PGE3PHVC150-R2 |  |  | 0 | [5 empty] | - | -- |  |  | 2015-01-01
| 0 | 2015-01-01 | PGE3PHVC150-R2 |  |  | 0 | [5 empty] | - | -- |  |  | 2015-01-01
| 0 | 2015-01-01 | PGE3PHVC150-R2 |  |  | 0 | [5 empty] | - | -- |  |  | 2015-01-01
| 0 | 2015-01-01 | PGE3PHVC150-R2 |  |  | 0 | [5 empty] | - | -- |  |  | 2015-01-01
| 0 | 2015-01-01 | PGE3PHVC150-R2 |  |  | 0 | [5 empty] | - | -- |  |  | 2015-01-01
| 0 | 2015-01-01 | PGE3PHVC150-R2 |  |  | 0 | [5 empty] | - | -- |  |  | 2015-01-01
| 0 | 2015-01-01 | PGE3PHVC150-R2 |  |  | 0 | [5 empty] | - | -- |  |  | 2015-01-01
| 0 | 2015-01-01 | PGE3PHVC150-R2 |  |  | 0 | [5 empty] | - | -- |  |  | 2015-01-01
| 0 | 2015-01-01 | PGE3PHVC150-R2 |  |  | 0 | [5 empty] | - | -- |  |  | 2015-01-01
| 0 | 2015-01-01 | PGE3PHVC150-R2 |  |  | 0 | [5 empty] | - | -- |  |  | 2015-01-01
| 0 | 2015-01-01 | PGE3PHVC150-R2 |  |  | 0 | [5 empty] | - | -- |  |  | 2015-01-01
| 0 | 2015-01-01 | PGE3PHVC150-R2 |  |  | 0 | [5 empty] | - | -- |  |  | 2015-01-01
| 0 | 2015-01-01 | PGE3PHVC150-R2 |  |  | 0 | [5 empty] | - | -- |  |  | 2015-01-01
| 0 | 2015-01-01 | PGE3PHVC150-R2 |  |  | 0 | [5 empty] | - | -- |  |  | 2015-01-01
| 0 | 2015-01-01 | PGE3PHVC150-R2 |  |  | 0 | [5 empty] | - | -- |  |  | 2015-01-01
| 0 | 2015-01-01 | PGE3PHVC150-R2 |  |  | 0 | [5 empty] | - | -- |  |  | 2015-01-01
| 0 | 2015-01-01 | PGE3PHVC150-R2 |  |  | 0 | [5 empty] | - | -- |  |  | 2015-01-01
| 0 | 2015-01-01 | PGE3PHVC150-R2 |  |  | 0 | [5 empty] | - | -- |  |  | 2015-01-01
| 0 | 2015-01-01 | PGE3PHVC150-R2 |  |  | 0 | [5 empty] | - | -- |  |  | 2015-01-01
| 0 | 2015-01-01 | PGE3PHVC150-R2 |  |  | 0 | [5 empty] | - | -- |  |  | 2015-01-01
| 0 | 2015-01-01 | PGE3PHVC150-R2 |  |  | 0 | [5 empty] | - | -- |  |  | 2015-01-01
| 0 | 2015-01-01 | PGE3PHVC150-R2 |  |  | 0 | [5 empty] | - | -- |  |  | 2015-01-01
| 0 | 2015-01-01 | PGE3PHVC150-R2 |  |  | 0 | [5 empty] | - | -- |  |  | 2015-01-01
| 0 | 2015-01-01 | PGE3PHVC150-R2 |  |  | 0 | [5 empty] | - | -- |  |  | 2015-01-01
| 0 | 2015-01-01 | PGE3PHVC150-R2 |  |  | 0 | [5 empty] | - | -- |  |  | 2015-01-01
| 0 | 2015-01-01 | PGE3PHVC150-R2 |  |  | 0 | [5 empty] | - | -- |  |  | 2015-01-01
| 0 | 2015-01-01 | PGE3PHVC150-R2 |  |  | 0 | [5 empty] | - | -- |  |  | 2015-01-01
| 0 | 2015-01-01 | PGE3PHVC150-R2 |  |  | 0 | [5 empty] | - | -- |  |  | 2015-01-01
| 0 | 2015-01-01 | PGE3PHVC150-R2 |  |  | 0 | [5 empty] | - | -- |  |  | 2015-01-01
| 0 | 2015-01-01 | PGE3PHVC150-R2 |  |  | 0 | [5 empty] | - | -- |  |  | 2015-01-01
| 0 | 2015-01-01 | PGE3PHVC150-R2 |  |  | 0 | [5 empty] | - | -- |  |  | 2015-01-01
| 0 | 2015-01-01 | PGE3PHVC150-R2 |  |  | 0 | [5 empty] | - | -- |  |  | 2015-01-01
| 0 | 2015-01-01 | PGE3PHVC150-R2 |  |  | 0 | [5 empty] | - | -- |  |  | 2015-01-01
| 0 | 2015-01-01 | PGE3PHVC150-R2 |  |  | 0 | [5 empty] | - | -- |  |  | 2015-01-01
| 0 | 2015-01-01 | PGE3PHVC150-R2 |  |  | 0 | [5 empty] | - | -- |  |  | 2015-01-01
| 0 | 2015-01-01 | PGE3PHVC150-R2 |  |  | 0 | [5 empty] | - | -- |  |  | 2015-01-01
| 0 | 2015-01-01 | PGE3PHVC150-R2 |  |  | 0 | [5 empty] | - | -- |  |  | 2015-01-01
| 0 | 2015-01-01 | PGE3PHVC150-R2 |  |  | 0 | [5 empty] | - | -- |  |  | 2015-01-01
| 0 | 2015-01-01 | PGE3PHVC150-R2 |  |  | 0 | [5 empty] | - | -- |  |  | 2015-01-01
| 0 | 2015-01-01 | PGE3PHVC150-R2 |  |  | 0 | [5 empty] | - | -- |  |  | 2015-01-01
| 0 | 2015-01-01 | PGE3PHVC150-R2 |  |  | 0 | [5 empty] | - | -- |  |  | 2015-01-01
| 0 | 2015-01-01 | PGE3PHVC150-R2 |  |  | 0 | [5 empty] | - | -- |  |  | 2015-01-01
| 0 | 2015-01-01 | PGE3PHVC150-R2 |  |  | 0 | [5 empty] | - | -- |  |  | 2015-01-01
| 0 | 2015-01-01 | PGE3PHVC150-R2 |  |  | 0 | [5 empty] | - | -- |  |  | 2015-01-01
| 0 | 2015-01-01 | PGE3PHVC150-R2 |  |  | 0 | [5 empty] | - | -- |  |  | 2015-01-01
| 0 | 2015-01-01 | PGE3PHVC150-R2 |  |  | 0 | [5 empty] | - | -- |  |  | 2015-01-01
| 0 | 2015-01-01 | PGE3PHVC150-R2 |  |  | 0 | [5 empty] | - | -- |  |  | 2015-01-01
| 0 | 2015-01-01 | PGE3PHVC150-R2 |  |  | 0 | [5 empty] | - | -- |  |  | 2015-01-01
| 0 | 2015-01-01 | PGE3PHVC150-R2 |  |  | 0 | [5 empty] | - | -- |  |  | 2015-01-01
| 0 | 2015-01-01 | PGE3PHVC150-R2 |  |  | 0 | [5 empty] | - | -- |  |  | 2015-01-01
| 0 | 2015-01-01 | PGE3PHVC150-R2 |  |  | 0 | [5 empty] | - | -- |  |  | 2015-01-01
| 0 | 2015-01-01 | PGE3PHVC150-R2 |  |  | 0 | [5 empty] | - | -- |  |  | 2015-01-01
| 0 | 2015-01-01 | PGE3PHVC150-R2 |  |  | 0 | [5 empty] | - | -- |  |  | 2015-01-01
| 0 | 2015-01-01 | PGE3PHVC150-R2 |  |  | 0 | [5 empty] | - | -- |  |  | 2015-01-01
| 0 | 2015-01-01 | PGE3PHVC150-R2 |  |  | 0 | [5 empty] | - | -- |  |  | 2015-01-01
| 0 | 2015-01-01 | PGE3PHVC150-R2 |  |  | 0 | [5 empty] | - | -- |  |  | 2015-01-01
| 0 | 2015-01-01 | PGE3PHVC150-R2 |  |  | 0 | [5 empty] | - | -- |  |  | 2015-01-01
| 0 | 2015-01-01 | PGE3PHVC150-R2 |  |  | 0 | [5 empty] | - | -- |  |  | 2015-01-01
| 0 | 2015-01-01 | PGE3PHVC150-R2 |  |  | 0 | [5 empty] | - | -- |  |  | 2015-01-01
| 0 | 2015-01-01 | PGE3PHVC150-R2 |  |  | 0 | [5 empty] | - | -- |  |  | 2015-01-01
| 0 | 2015-01-01 | PGE3PHVC150-R2 |  |  | 0 | [5 empty] | - | -- |  |  | 2015-01-01
| 0 | 2015-01-01 | PGE3PHVC150-R2 |  |  | 0 | [5 empty] | - | -- |  |  | 2015-01-01
| 0 | 2015-01-01 | PGE3PHVC150-R2 |  |  | 0 | [5 empty] | - | -- |  |  | 2015-01-01
| 0 | 2015-01-01 | PGE3PHVC150-R2 |  |  | 0 | [5 empty] | - | -- |  |  | 2015-01-01
| 0 | 2015-01-01 | PGE3PHVC150-R2 |  |  | 0 | [5 empty] | - | -- |  |  | 2015-01-01
| 0 | 2015-01-01 | PGE3PHVC150-R2 |  |  | 0 | [5 empty] | - | -- |  |  | 2015-01-01
| 0 | 2015-01-01 | PGE3PHVC150-R2 |  |  | 0 | [5 empty] | - | -- |  |  | 2015-01-01
| 0 | 2015-01-01 | PGE3PHVC150-R2 |  |  | 0 | [5 empty] | - | -- |  |  | 2015-01-01
| 0 | 2015-01-01 | PGE3PHVC150-R2 |  |  | 0 | [5 empty] | - | -- |  |  | 2015-01-01
| 0 | 2015-01-01 | PGE3PHVC150-R2 |  |  | 0 | [5 empty] | - | -- |  |  | 2015-01-01
| 0 | 2015-01-01 | PGE3PHVC150-R2 |  |  | 0 | [5 empty] | - | -- |  |  | 2015-01-01
| 0 | 2015-01-01 | PGE3PHVC150-R2 |  |  | 0 | [5 empty] | - | -- |  |  | 2015-01-01
| 0 | 2015-01-01 | PGE3PHVC150-R2 |  |  | 0 | [5 empty] | - | -- |  |  | 2015-01-01
| 0 | 2015-01-01 | PGE3PHVC150-R2 |  |  | 0 | [5 empty] | - | -- |  |  | 2015-01-01
| 0 | 2015-01-01 | PGE3PHVC150-R2 |  |  | 0 | [5 empty] | - | -- |  |  | 2015-01-01
| 0 | 2015-01-01 | PGE3PHVC150-R2 |  |  | 0 | [5 empty] | - | -- |  |  | 2015-01-01
| 0 | 2015-01-01 | PGE3PHVC150-R2 |  |  | 0 | [5 empty] | - | -- |  |  | 2015-01-01
| 0 | 2015-01-01 | PGE3PHVC150-R2 |  |  | 0 | [5 empty] | - | -- |  |  | 2015-01-01
| 0 | 2015-01-01 | PGE3PHVC150-R2 |  |  | 0 | [5 empty] | - | -- |  |  | 2015-01-01
| 0 | 2015-01-01 | PGE3PHVC150-R2 |  |  | 0 | [5 empty] | - | -- |  |  | 2015-01-01
| 0 | 2015-01-01 | PGE3PHVC150-R2 |  |  | 0 | [5 empty] | - | -- |  |  | 2015-01-01
| 0 | 2015-01-01 | PGE3PHVC150-R2 |  |  | 0 | [5 empty] | - | -- |  |  | 2015-01-01
| 0 | 2015-01-01 | PGE3PHVC150-R2 |  |  | 0 | [5 empty] | - | -- |  |  | 2015-01-01
| 0 | 2015-01-01 | PGE3PHVC150-R2 |  |  | 0 | [5 empty] | - | -- |  |  | 2015-01-01
| 0 | 2015-01-01 | PGE3PHVC150-R2 |  |  | 0 | [5 empty] | - | -- |  |  | 2015-01-01
| 0 | 2015-01-01 | PGE3PHVC150-R2 |  |  | 0 | [5 empty] | - | -- |  |  | 2015-01-01
| 0 | 2015-01-01 | PGE3PHVC150-R2 |  |  | 0 | [5 empty] | - | -- |  |  | 2015-01-01
| 0 | 2015-01-01 | PGE3PHVC150-R2 |  |  | 0 | [5 empty] | - | -- |  |  | 2015-01-01
| 0 | 2015-01-01 | PGE3PHVC150-R2 |  |  | 0 | [5 empty] | - | -- |  |  | 2015-01-01
| 0 | 2015-01-01 | PGE3PHVC150-R2 |  |  | 0 | [5 empty] | - | -- |  |  | 2015-01-01
| 0 | 2015-01-01 | PGE3PHVC150-R2 |  |  | 0 | [5 empty] | - | -- |  |  | 2015-01-01
| 0 | 2015-01-01 | PGE3PHVC150-R2 |  |  | 0 | [5 empty] | - | -- |  |  | 2015-01-01
| 0 | 2015-01-01 | PGE3PHVC150-R2 |  |  | 0 | [5 empty] | - | -- |  |  | 2015-01-01
| 0 | 2015-01-01 | PGE3PHVC150-R2 |  |  | 0 | [5 empty] | - | -- |  |  | 2015-01-01
| 0 | 2015-01-01 | PGE3PHVC150-R2 |  |  | 0 | [5 empty] | - | -- |  |  | 2015-01-01
| 0 | 2015-01-01 | PGE3PHVC150-R2 |  |  | 0 | [5 empty] | - | -- |  |  | 2015-01-01
| 0 | 2015-01-01 | PGE3PHVC150-R2 |  |  | 0 | [5 empty] | - | -- |  |  | 2015-01-01
| 0 | 2015-01-01 | PGE3PHVC150-R2 |  |  | 0 | [5 empty] | - | -- |  |  | 2015-01-01
| 0 | 2015-01-01 | PGE3PHVC150-R2 |  |  | 0 | [5 empty] | - | -- |  |  | 2015-01-01
| 0 | 2015-01-01 | PGE3PHVC150-R2 |  |  | 0 | [5 empty] | - | -- |  |  | 2015-01-01
| 0 | 2015-01-01 | PGE3PHVC150-R2 |  |  | 0 | [5 empty] | - | -- |  |  | 2015-01-01
| 0 | 2015-01-01 | PGE3PHVC150-R2 |  |  | 0 | [5 empty] | - | -- |  |  | 2015-01-01
| 0 | 2015-01-01 | PGE3PHVC150-R2 |  |  | 0 | [5 empty] | - | -- |  |  | 2015-01-01
| 0 | 2015-01-01 | PGE3PHVC150-R2 |  |  | 0 | [5 empty] | - | -- |  |  | 2015-01-01
| 0 | 2015-01-01 | PGE3PHVC150-R2 |  |  | 0 | [5 empty] | - | -- |  |  | 2015-01-01
| 0 | 2015-01-01 | PGE3PHVC150-R2 |  |  | 0 | [5 empty] | - | -- |  |  | 2015-01-01
| 0 | 2015-01-01 | PGE3PHVC150-R2 |  |  | 0 | [5 empty] | - | -- |  |  | 2015-01-01
| 0 | 2015-01-01 | PGE3PHVC150-R2 |  |  | 0 | [5 empty] | - | -- |  |  | 2015-01-01
| 0 | 2015-01-01 | PGE3PHVC150-R2 |  |  | 0 | [5 empty] | - | -- |  |  | 2015-01-01
| 0 | 2015-01-01 | PGE3PHVC150-R2 |  |  | 0 | [5 empty] | - | -- |  |  | 2015-01-01
| 0 | 2015-01-01 | PGE3PHVC150-R2 |  |  | 0 | [5 empty] | - | -- |  |  | 2015-01-01
| 0 | 2015-01-01 | PGE3PHVC150-R2 |  |  | 0 | [5 empty] | - | -- |  |  | 2015-01-01
| 0 | 2015-01-01 | PGE3PHVC150-R2 |  |  | 0 | [5 empty] | - | -- |  |  | 2015-01-01
| 0 | 2015-01-01 | PGE3PHVC150-R2 |  |  | 0 | [5 empty] | - | -- |  |  | 2015-01-01
| 0 | 2015-01-01 | PGE3PHVC150-R2 |  |  | 0 | [5 empty] | - | -- |  |  | 2015-01-01
| 0 | 2015-01-01 | PGE3PHVC150-R2 |  |  | 0 | [5 empty] | - | -- |  |  | 2015-01-01
| 0 | 2015-01-01 | PGE3PHVC150-R2 |  |  | 0 | [5 empty] | - | -- |  |  | 2015-01-01
| 0 | 2015-01-01 | PGE3PHVC150-R2 |  |  | 0 | [5 empty] | - | -- |  |  | 2015-01-01
| 0 | 2015-01-01 | PGE3PHVC150-R2 |  |  | 0 | [5 empty] | - | -- |  |  | 2015-01-01
| 0 | 2015-01-01 | PGE3PHVC150-R2 |  |  | 0 | [5 empty] | - | -- |  |  | 2015-01-01
| 0 | 2015-01-01 | PGE3PHVC150-R2 |  |  | 0 | [5 empty] | - | -- |  |  | 2015-01-01
| 0 | 2015-01-01 | PGE3PHVC150-R2 |  |  | 0 | [5 empty] | - | -- |  |  | 2015-01-01
| 0 | 2015-01-01 | PGE3PHVC150-R2 |  |  | 0 | [5 empty] | - | -- |  |  | 2015-01-01
| 0 | 2015-01-01 | PGE3PHVC150-R2 |  |  | 0 | [5 empty] | - | -- |  |  | 2015-01-01
| 0 | 2015-01-01 | PGE3PHVC150-R2 |  |  | 0 | [5 empty] | - | -- |  |  | 2015-01-01
| 0 | 2015-01-01 | PGE3PHVC150-R2 |  |  | 0 | [5 empty] | - | -- |  |  | 2015-01-01
| 0 | 2015-01-01 | PGE3PHVC150-R2 |  |  | 0 | [5 empty] | - | -- |  |  | 2015-01-01
| 0 | 2015-01-01 | PGE3PHVC150-R2 |  |  | 0 | [5 empty] | - | -- |  |  | 2015-01-01
| 0 | 2015-01-01 | PGE3PHVC150-R2 |  |  | 0 | [5 empty] | - | -- |  |  | 2015-01-01
| 0 | 2015-01-01 | PGE3PHVC150-R2 |  |  | 0 | [5 empty] | - | -- |  |  | 2015-01-01
| 0 | 2015-01-01 | PGE3PHVC150-R2 |  |  | 0 | [5 empty] | - | -- |  |  | 2015-01-01
| 0 | 2015-01-01 | PGE3PHVC150-R2 |  |  | 0 | [5 empty] | - | -- |  |  | 2015-01-01
| 0 | 2015-01-01 | PGE3PHVC150-R2 |  |  | 0 | [5 empty] | - | -- |  |  | 2015-01-01
| 0 | 2015-01-01 | PGE3PHVC150-R2 |  |  | 0 | [5 empty] | - | -- |  |  | 2015-01-01
| 0 | 2015-01-01 | PGE3PHVC150-R2 |  |  | 0 | [5 empty] | - | -- |  |  | 2015-01-01
| 0 | 2015-01-01 | PGE3PHVC150-R2 |  |  | 0 | [5 empty] | - | -- |  |  | 2015-01-01
| 0 | 2015-01-01 | PGE3PHVC150-R2 |  |  | 0 | [5 empty] | - | -- |  |  | 2015-01-01
| 0 | 2015-01-01 | PGE3PHVC150-R2 |  |  | 0 | [5 empty] | - | -- |  |  | 2015-01-01
| 0 | 2015-01-01 | PGE3PHVC150-R2 |  |  | 0 | [5 empty] | - | -- |  |  | 2015-01-01
| 0 | 2015-01-01 | PGE3PHVC150-R2 |  |  | 0 | [5 empty] | - | -- |  |  | 2015-01-01
| 0 | 2015-01-01 | PGE3PHVC150-R2 |  |  | 0 | [5 empty] | - | -- |  |  | 2015-01-01
| 0 | 2015-01-01 | PGE3PHVC150-R2 |  |  | 0 | [5 empty] | - | -- |  |  | 2015-01-01
| 0 | 2015-01-01 | PGE3PHVC150-R2 |  |  | 0 | [5 empty] | - | -- |  |  | 2015-01-01
| 0 | 2015-01-01 | PGE3PHVC150-R2 |  |  | 0 | [5 empty] | - | -- |  |  | 2015-01-01
| 0 | 2015-01-01 | PGE3PHVC150-R2 |  |  | 0 | [5 empty] | - | -- |  |  | 2015-01-01
| 0 | 2015-01-01 | PGE3PHVC150-R2 |  |  | 0 | [5 empty] | - | -- |  |  | 2015-01-01
| 0 | 2015-01-01 | PGE3PHVC150-R2 |  |  | 0 | [5 empty] | - | -- |  |  | 2015-01-01
| 0 | 2015-01-01 | PGE3PHVC150-R2 |  |  | 0 | [5 empty] | - | -- |  |  | 2015-01-01
| 0 | 2015-01-01 | PGE3PHVC150-R2 |  |  | 0 | [5 empty] | - | -- |  |  | 2015-01-01
| 0 | 2015-01-01 | PGE3PHVC150-R2 |  |  | 0 | [5 empty] | - | -- |  |  | 2015-01-01
| 0 | 2015-01-01 | PGE3PHVC150-R2 |  |  | 0 | [5 empty] | - | -- |  |  | 2015-01-01
| 0 | 2015-01-01 | PGE3PHVC150-R2 |  |  | 0 | [5 empty] | - | -- |  |  | 2015-01-01
| 0 | 2015-01-01 | PGE3PHVC150-R2 |  |  | 0 | [5 empty] | - | -- |  |  | 2015-01-01
| 0 | 2015-01-01 | PGE3PHVC150-R2 |  |  | 0 | [5 empty] | - | -- |  |  | 2015-01-01
| 0 | 2015-01-01 | PGE3PHVC150-R2 |  |  | 0 | [5 empty] | - | -- |  |  | 2015-01-01
| 0 | 2015-01-01 | PGE3PHVC150-R2 |  |  | 0 | [5 empty] | - | -- |  |  | 2015-01-01
| 0 | 2015-01-01 | PGE3PHVC150-R2 |  |  | 0 | [5 empty] | - | -- |  |  | 2015-01-01
| 0 | 2015-01-01 | PGE3PHVC150-R2 |  |  | 0 | [5 empty] | - | -- |  |  | 2015-01-01
| 0 | 2015-01-01 | PGE3PHVC150-R2 |  |  | 0 | [5 empty] | - | -- |  |  | 2015-01-01
| 0 | 2015-01-01 | PGE3PHVC150-R2 |  |  | 0 | [5 empty] | - | -- |  |  | 2015-01-01
| 0 | 2015-01-01 | PGE3PHVC150-R2 |  |  | 0 | [5 empty] | - | -- |  |  | 2015-01-01
| 0 | 2015-01-01 | PGE3PHVC150-R2 |  |  | 0 | [5 empty] | - | -- |  |  | 2015-01-01
| 0 | 2015-01-01 | PGE3PHVC150-R2 |  |  | 0 | [5 empty] | - | -- |  |  | 2015-01-01
| 0 | 2015-01-01 | PGE3PHVC150-R2 |  |  | 0 | [5 empty] | - | -- |  |  | 2015-01-01
| 0 | 2015-01-01 | PGE3PHVC150-R2 |  |  | 0 | [5 empty] | - | -- |  |  | 2015-01-01
| 0 | 2015-01-01 | PGE3PHVC150-R2 |  |  | 0 | [5 empty] | - | -- |  |  | 2015-01-01
| 0 | 2015-01-01 | PGE3PHVC150-R2 |  |  | 0 | [5 empty] | - | -- |  |  | 2015-01-01
| 0 | 2015-01-01 | PGE3PHVC150-R2 |  |  | 0 | [5 empty] | - | -- |  |  | 2015-01-01
| 0 | 2015-01-01 | PGE3PHVC150-R2 |  |  | 0 | [5 empty] | - | -- |  |  | 2015-01-01
| 0 | 2015-01-01 | PGE3PHVC150-R2 |  |  | 0 | [5 empty] | - | -- |  |  | 2015-01-01
| 0 | 2015-01-01 | PGE3PHVC150-R2 |  |  | 0 | [5 empty] | - | -- |  |  | 2015-01-01
| 0 | 2015-01-01 | PGE3PHVC150-R2 |  |  | 0 | [5 empty] | - | -- |  |  | 2015-01-01
| 0 | 2015-01-01 | PGE3PHVC150-R2 |  |  | 0 | [5 empty] | - | -- |  |  | 2015-01-01
| 0 | 2015-01-01 | PGE3PHVC150-R2 |  |  | 0 | [5 empty] | - | -- |  |  | 2015-01-01
| 0 | 2015-01-01 | PGE3PHVC150-R2 |  |  | 0 | [5 empty] | - | -- |  |  | 2015-01-01
| 0 | 2015-01-01 | PGE3PHVC150-R2 |  |  | 0 | [5 empty] | - | -- |  |  | 2015-01-01
| 0 | 2015-01-01 | PGE3PHVC150-R2 |  |  | 0 | [5 empty] | - | -- |  |  | 2015-01-01
| 0 | 2015-01-01 | PGE3PHVC150-R2 |  |  | 0 | [5 empty] | - | -- |  |  | 2015-01-01
| 0 | 2015-01-01 | PGE3PHVC150-R2 |  |  | 0 | [5 empty] | - | -- |  |  | 2015-01-01
| 0 | 2015-01-01 | PGE3PHVC150-R2 |  |  | 0 | [5 empty] | - | -- |  |  | 2015-01-01
| 0 | 2015-01-01 | PGE3PHVC150-R2 |  |  | 0 | [5 empty] | - | -- |  |  | 2015-01-01
| 0 | 2015-01-01 | PGE3PHVC150-R2 |  |  | 0 | [5 empty] | - | -- |  |  | 2015-01-01
| 0 | 2015-01-01 | PGE3PHVC150-R2 |  |  | 0 | [5 empty] | - | -- |  |  | 2015-01-01
| 0 | 2015-01-01 | PGE3PHVC150-R2 |  |  | 0 | [5 empty] | - | -- |  |  | 2015-01-01
| 0 | 2015-01-01 | PGE3PHVC150-R2 |  |  | 0 | [5 empty] | - | -- |  |  | 2015-01-01
| 0 | 2015-01-01 | PGE3PHVC150-R2 |  |  | 0 | [5 empty] | - | -- |  |  | 2015-01-01
| 0 | 2015-01-01 | PGE3PHVC150-R2 |  |  | 0 | [5 empty] | - | -- |  |  | 2015-01-01
| 0 | 2015-01-01 | PGE3PHVC150-R2 |  |  | 0 | [5 empty] | - | -- |  |  | 2015-01-01
| 0 | 2015-01-01 | PGE3PHVC150-R2 |  |  | 0 | [5 empty] | - | -- |  |  | 2015-01-01
| 0 | 2015-01-01 | PGE3PHVC150-R2 |  |  | 0 | [5 empty] | - | -- |  |  | 2015-01-01
| 0 | 2015-01-01 | PGE3PHVC150-R2 |  |  | 0 | [5 empty] | - | -- |  |  | 2015-01-01
| 0 | 2015-01-01 | PGE3PHVC150-R2 |  |  | 0 | [5 empty] | - | -- |  |  | 2015-01-01
| 0 | 2015-01-01 | PGE3PHVC150-R2 |  |  | 0 | [5 empty] | - | -- |  |  | 2015-01-01
| 0 | 2015-01-01 | PGE3PHVC150-R2 |  |  | 0 | [5 empty] | - | -- |  |  | 2015-01-01
| 0 | 2015-01-01 | PGE3PHVC150-R2 |  |  | 0 | [5 empty] | - | -- |  |  | 2015-01-01
| 0 | 2015-01-01 | PGE3PHVC150-R2 |  |  | 0 | [5 empty] | - | -- |  |  | 2015-01-01
| 0 | 2015-01-01 | PGE3PHVC150-R2 |  |  | 0 | [5 empty] | - | -- |  |  | 2015-01-01
| 0 | 2015-01-01 | PGE3PHVC150-R2 |  |  | 0 | [5 empty] | - | -- |  |  | 2015-01-01
| 0 | 2015-01-01 | PGE3PHVC150-R2 |  |  | 0 | [5 empty] | - | -- |  |  | 2015-01-01
| 0 | 2015-01-01 | PGE3PHVC150-R2 |  |  | 0 | [5 empty] | - | -- |  |  | 2015-01-01
| 0 | 2015-01-01 | PGE3PHVC150-R2 |  |  | 0 | [5 empty] | - | -- |  |  | 2015-01-01
| 0 | 2015-01-01 | PGE3PHVC150-R2 |  |  | 0 | [5 empty] | - | -- |  |  | 2015-01-01
| 0 | 2015-01-01 | PGE3PHVC150-R2 |  |  | 0 | [5 empty] | - | -- |  |  | 2015-01-01
| 0 | 2015-01-01 | PGE3PHVC150-R2 |  |  | 0 | [5 empty] | - | -- |  |  | 2015-01-01
| 0 | 2015-01-01 | PGE3PHVC150-R2 |  |  | 0 | [5 empty] | - | -- |  |  | 2015-01-01
| 0 | 2015-01-01 | PGE3PHVC150-R2 |  |  | 0 | [5 empty] | - | -- |  |  | 2015-01-01
| 0 | 2015-01-01 | PGE3PHVC150-R2 |  |  | 0 | [5 empty] | - | -- |  |  | 2015-01-01
| 0 | 2015-01-01 | PGE3PHVC150-R2 |  |  | 0 | [5 empty] | - | -- |  |  | 2015-01-01
| 0 | 2015-01-01 | PGE3PHVC150-R2 |  |  | 0 | [5 empty] | - | -- |  |  | 2015-01-01
| 0 | 2015-01-01 | PGE3PHVC150-R2 |  |  | 0 | [5 empty] | - | -- |  |  | 2015-01-01
| 0 | 2015-01-01 | PGE3PHVC150-R2 |  |  | 0 | [5 empty] | - | -- |  |  | 2015-01-01
| 0 | 2015-01-01 | PGE3PHVC150-R2 |  |  | 0 | [5 empty] | - | -- |  |  | 2015-01-01
| 0 | 2015-01-01 | PGE3PHVC150-R2 |  |  | 0 | [5 empty] | - | -- |  |  | 2015-01-01
| 0 | 2015-01-01 | PGE3PHVC150-R2 |  |  | 0 | [5 empty] | - | -- |  |  | 2015-01-01
| 0 | 2015-01-01 | PGE3PHVC150-R2 |  |  | 0 | [5 empty] | - | -- |  |  | 2015-01-01
| 0 | 2015-01-01 | PGE3PHVC150-R2 |  |  | 0 | [5 empty] | - | -- |  |  | 2015-01-01
| 0 | 2015-01-01 | PGE3PHVC150-R2 |  |  | 0 | [5 empty] | - | -- |  |  | 2015-01-01
| 0 | 2015-01-01 | PGE3PHVC150-R2 |  |  | 0 | [5 empty] | - | -- |  |  | 2015-01-01
| 0 | 2015-01-01 | PGE3PHVC150-R2 |  |  | 0 | [5 empty] | - | -- |  |  | 2015-01-01
| 0 | 2015-01-01 | PGE3PHVC150-R2 |  |  | 0 | [5 empty] | - | -- |  |  | 2015-01-01
| 0 | 2015-01-01 | PGE3PHVC150-R2 |  |  | 0 | [5 empty] | - | -- |  |  | 2015-01-01
| 0 | 2015-01-01 | PGE3PHVC150-R2 |  |  | 0 | [5 empty] | - | -- |  |  | 2015-01-01
| 0 | 2015-01-01 | PGE3PHVC150-R2 |  |  | 0 | [5 empty] | - | -- |  |  | 2015-01-01
| 0 | 2015-01-01 | PGE3PHVC150-R2 |  |  | 0 | [5 empty] | - | -- |  |  | 2015-01-01
| 0 | 2015-01-01 | PGE3PHVC150-R2 |  |  | 0 | [5 empty] | - | -- |  |  | 2015-01-01
| 0 | 2015-01-01 | PGE3PHVC150-R2 |  |  | 0 | [5 empty] | - | -- |  |  | 2015-01-01
| 0 | 2015-01-01 | PGE3PHVC150-R2 |  |  | 0 | [5 empty] | - | -- |  |  | 2015-01-01
| 0 | 2015-01-01 | PGE3PHVC150-R2 |  |  | 0 | [5 empty] | - | -- |  |  | 2015-01-01
| 0 | 2015-01-01 | PGE3PHVC150-R2 |  |  | 0 | [5 empty] | - | -- |  |  | 2015-01-01
| 0 | 2015-01-01 | PGE3PHVC150-R2 |  |  | 0 | [5 empty] | - | -- |  |  | 2015-01-01
| 0 | 2015-01-01 | PGE3PHVC150-R2 |  |  | 0 | [5 empty] | - | -- |  |  | 2015-01-01
| 0 | 2015-01-01 | PGE3PHVC150-R2 |  |  | 0 | [5 empty] | - | -- |  |  | 2015-01-01
| 0 | 2015-01-01 | PGE3PHVC150-R2 |  |  | 0 | [5 empty] | - | -- |  |  | 2015-01-01
| 0 | 2015-01-01 | PGE3PHVC150-R2 |  |  | 0 | [5 empty] | - | -- |  |  | 2015-01-01
| 0 | 2015-01-01 | PGE3PHVC150-R2 |  |  | 0 | [5 empty] | - | -- |  |  | 2015-01-01
| 0 | 2015-01-01 | PGE3PHVC150-R2 |  |  | 0 | [5 empty] | - | -- |  |  | 2015-01-01
| 0 | 2015-01-01 | PGE3PHVC150-R2 |  |  | 0 | [5 empty] | - | -- |  |  | 2015-01-01
| 0 | 2015-01-01 | PGE3PHVC150-R2 |  |  | 0 | [5 empty] | - | -- |  |  | 2015-01-01
| 0 | 2015-01-01 | PGE3PHVC150-R2 |  |  | 0 | [5 empty] | - | -- |  |  | 2015-01-01
| 0 | 2015-01-01 | PGE3PHVC150-R2 |  |  | 0 | [5 empty] | - | -- |  |  | 2015-01-01
| 0 | 2015-01-01 | PGE3PHVC150-R2 |  |  | 0 | [5 empty] | - | -- |  |  | 2015-01-01
| 0 | 2015-01-01 | PGE3PHVC150-R2 |  |  | 0 | [5 empty] | - | -- |  |  | 2015-01-01
| 0 | 2015-01-01 | PGE3PHVC150-R2 |  |  | 0 | [5 empty] | - | -- |  |  | 2015-01-01
| 0 | 2015-01-01 | PGE3PHVC150-R2 |  |  | 0 | [5 empty] | - | -- |  |  | 2015-01-01
| 0 | 2015-01-01 | PGE3PHVC150-R2 |  |  | 0 | [5 empty] | - | -- |  |  | 2015-01-01
| 0 | 2015-01-01 | PGE3PHVC150-R2 |  |  | 0 | [5 empty] | - | -- |  |  | 2015-01-01
| 0 | 2015-01-01 | PGE3PHVC150-R2 |  |  | 0 | [5 empty] | - | -- |  |  | 2015-01-01
| 0 | 2015-01-01 | PGE3PHVC150-R2 |  |  | 0 | [5 empty] | - | -- |  |  | 2015-01-01
| 0 | 2015-01-01 | PGE3PHVC150-R2 |  |  | 0 | [5 empty] | - | -- |  |  | 2015-01-01
| 0 | 2015-01-01 | PGE3PHVC150-R2 |  |  | 0 | [5 empty] | - | -- |  |  | 2015-01-01
| 0 | 2015-01-01 | PGE3PHVC150-R2 |  |  | 0 | [5 empty] | - | -- |  |  | 2015-01-01
| 0 | 2015-01-01 | PGE3PHVC150-R2 |  |  | 0 | [5 empty] | - | -- |  |  | 2015-01-01
| 0 | 2015-01-01 | PGE3PHVC150-R2 |  |  | 0 | [5 empty] | - | -- |  |  | 2015-01-01
| 0 | 2015-01-01 | PGE3PHVC150-R2 |  |  | 0 | [5 empty] | - | -- |  |  | 2015-01-01
| 0 | 2015-01-01 | PGE3PHVC150-R2 |  |  | 0 | [5 empty] | - | -- |  |  | 2015-01-01
| 0 | 2015-01-01 | PGE3PHVC150-R2 |  |  | 0 | [5 empty] | - | -- |  |  | 2015-01-01
| 0 | 2015-01-01 | PGE3PHVC150-R2 |  |  | 0 | [5 empty] | - | -- |  |  | 2015-01-01
| 0 | 2015-01-01 | PGE3PHVC150-R2 |  |  | 0 | [5 empty] | - | -- |  |  | 2015-01-01
| 0 | 2015-01-01 | PGE3PHVC150-R2 |  |  | 0 | [5 empty] | - | -- |  |  | 2015-01-01
| 0 | 2015-01-01 | PGE3PHVC150-R2 |  |  | 0 | [5 empty] | - | -- |  |  | 2015-01-01
| 0 | 2015-01-01 | PGE3PHVC150-R2 |  |  | 0 | [5 empty] | - | -- |  |  | 2015-01-01
| 0 | 2015-01-01 | PGE3PHVC150-R2 |  |  | 0 | [5 empty] | - | -- |  |  | 2015-01-01
| 0 | 2015-01-01 | PGE3PHVC150-R2 |  |  | 0 | [5 empty] | - | -- |  |  | 2015-01-01
| 0 | 2015-01-01 | PGE3PHVC150-R2 |  |  | 0 | [5 empty] | - | -- |  |  | 2015-01-01
| 0 | 2015-01-01 | PGE3PHVC150-R2 |  |  | 0 | [5 empty] | - | -- |  |  | 2015-01-01
| 0 | 2015-01-01 | PGE3PHVC150-R2 |  |  | 0 | [5 empty] | - | -- |  |  | 2015-01-01
| 0 | 2015-01-01 | PGE3PHVC150-R2 |  |  | 0 | [5 empty] | - | -- |  |  | 2015-01-01
| 0 | 2015-01-01 | PGE3PHVC150-R2 |  |  | 0 | [5 empty] | - | -- |  |  | 2015-01-01
| 0 | 2015-01-01 | PGE3PHVC150-R2 |  |  | 0 | [5 empty] | - | -- |  |  | 2015-01-01
| 0 | 2015-01-01 | PGE3PHVC150-R2 |  |  | 0 | [5 empty] | - | -- |  |  | 2015-01-01
| 0 | 2015-01-01 | PGE3PHVC150-R2 |  |  | 0 | [5 empty] | - | -- |  |  | 2015-01-01
| 0 | 2015-01-01 | PGE3PHVC150-R2 |  |  | 0 | [5 empty] | - | -- |  |  | 2015-01-01
| 0 | 2015-01-01 | PGE3PHVC150-R2 |  |  | 0 | [5 empty] | - | -- |  |  | 2015-01-01
| 0 | 2015-01-01 | PGE3PHVC150-R2 |  |  | 0 | [5 empty] | - | -- |  |  | 2015-01-01
| 0 | 2015-01-01 | PGE3PHVC150-R2 |  |  | 0 | [5 empty] | - | -- |  |  | 2015-01-01
| 0 | 2015-01-01 | PGE3PHVC150-R2 |  |  | 0 | [5 empty] | - | -- |  |  | 2015-01-01
| 0 | 2015-01-01 | PGE3PHVC150-R2 |  |  | 0 | [5 empty] | - | -- |  |  | 2015-01-01
| 0 | 2015-01-01 | PGE3PHVC150-R2 |  |  | 0 | [5 empty] | - | -- |  |  | 2015-01-01
| 0 | 2015-01-01 | PGE3PHVC150-R2 |  |  | 0 | [5 empty] | - | -- |  |  | 2015-01-01
| 0 | 2015-01-01 | PGE3PHVC150-R2 |  |  | 0 | [5 empty] | - | -- |  |  | 2015-01-01
| 0 | 2015-01-01 | PGE3PHVC150-R2 |  |  | 0 | [5 empty] | - | -- |  |  | 2015-01-01
| 0 | 2015-01-01 | PGE3PHVC150-R2 |  |  | 0 | [5 empty] | - | -- |  |  | 2015-01-01
| 0 | 2015-01-01 | PGE3PHVC150-R2 |  |  | 0 | [5 empty] | - | -- |  |  | 2015-01-01
| 0 | 2015-01-01 | PGE3PHVC150-R2 |  |  | 0 | [5 empty] | - | -- |  |  | 2015-01-01
| 0 | 2015-01-01 | PGE3PHVC150-R2 |  |  | 0 | [5 empty] | - | -- |  |  | 2015-01-01
| 0 | 2015-01-01 | PGE3PHVC150-R2 |  |  | 0 | [5 empty] | - | -- |  |  | 2015-01-01
| 0 | 2015-01-01 | PGE3PHVC150-R2 |  |  | 0 | [5 empty] | - | -- |  |  | 2015-01-01
| 0 | 2015-01-01 | PGE3PHVC150-R2 |  |  | 0 | [5 empty] | - | -- |  |  | 2015-01-01
| 0 | 2015-01-01 | PGE3PHVC150-R2 |  |  | 0 | [5 empty] | - | -- |  |  | 2015-01-01
| 0 | 2015-01-01 | PGE3PHVC150-R2 |  |  | 0 | [5 empty] | - | -- |  |  | 2015-01-01
| 0 | 2015-01-01 | PGE3PHVC150-R2 |  |  | 0 | [5 empty] | - | -- |  |  | 2015-01-01
| 0 | 2015-01-01 | PGE3PHVC150-R2 |  |  | 0 | [5 empty] | - | -- |  |  | 2015-01-01
| 0 | 2015-01-01 | PGE3PHVC150-R2 |  |  | 0 | [5 empty] | - | -- |  |  | 2015-01-01
| 0 | 2015-01-01 | PGE3PHVC150-R2 |  |  | 0 | [5 empty] | - | -- |  |  | 2015-01-01
| 0 | 2015-01-01 | PGE3PHVC150-R2 |  |  | 0 | [5 empty] | - | -- |  |  | 2015-01-01
| 0 | 2015-01-01 | PGE3PHVC150-R2 |  |  | 0 | [5 empty] | - | -- |  |  | 2015-01-01
| 0 | 2015-01-01 | PGE3PHVC150-R2 |  |  | 0 | [5 empty] | - | -- |  |  | 2015-01-01
| 0 | 2015-01-01 | PGE3PHVC150-R2 |  |  | 0 | [5 empty] | - | -- |  |  | 2015-01-01
| 0 | 2015-01-01 | PGE3PHVC150-R2 |  |  | 0 | [5 empty] | - | -- |  |  | 2015-01-01
| 0 | 2015-01-01 | PGE3PHVC150-R2 |  |  | 0 | [5 empty] | - | -- |  |  | 2015-01-01
| 0 | 2015-01-01 | PGE3PHVC150-R2 |  |  | 0 | [5 empty] | - | -- |  |  | 2015-01-01
| 0 | 2015-01-01 | PGE3PHVC150-R2 |  |  | 0 | [5 empty] | - | -- |  |  | 2015-01-01
| 0 | 2015-01-01 | PGE3PHVC150-R2 |  |  | 0 | [5 empty] | - | -- |  |  | 2015-01-01
| 0 | 2015-01-01 | PGE3PHVC150-R2 |  |  | 0 | [5 empty] | - | -- |  |  | 2015-01-01
| 0 | 2015-01-01 | PGE3PHVC150-R2 |  |  | 0 | [5 empty] | - | -- |  |  | 2015-01-01
| 0 | 2015-01-01 | PGE3PHVC150-R2 |  |  | 0 | [5 empty] | - | -- |  |  | 2015-01-01
| 0 | 2015-01-01 | PGE3PHVC150-R2 |  |  | 0 | [5 empty] | - | -- |  |  | 2015-01-01
| 0 | 2015-01-01 | PGE3PHVC150-R2 |  |  | 0 | [5 empty] | - | -- |  |  | 2015-01-01
| 0 | 2015-01-01 | PGE3PHVC150-R2 |  |  | 0 | [5 empty] | - | -- |  |  | 2015-01-01
| 0 | 2015-01-01 | PGE3PHVC150-R2 |  |  | 0 | [5 empty] | - | -- |  |  | 2015-01-01
| 0 | 2015-01-01 | PGE3PHVC150-R2 |  |  | 0 | [5 empty] | - | -- |  |  | 2015-01-01
| 0 | 2015-01-01 | PGE3PHVC150-R2 |  |  | 0 | [5 empty] | - | -- |  |  | 2015-01-01
| 0 | 2015-01-01 | PGE3PHVC150-R2 |  |  | 0 | [5 empty] | - | -- |  |  | 2015-01-01
| 0 | 2015-01-01 | PGE3PHVC150-R2 |  |  | 0 | [5 empty] | - | -- |  |  | 2015-01-01
| 0 | 2015-01-01 | PGE3PHVC150-R2 |  |  | 0 | [5 empty] | - | -- |  |  | 2015-01-01
| 0 | 2015-01-01 | PGE3PHVC150-R2 |  |  | 0 | [5 empty] | - | -- |  |  | 2015-01-01
| 0 | 2015-01-01 | PGE3PHVC150-R2 |  |  | 0 | [5 empty] | - | -- |  |  | 2015-01-01
| 0 | 2015-01-01 | PGE3PHVC150-R2 |  |  | 0 | [5 empty] | - | -- |  |  | 2015-01-01
| 0 | 2015-01-01 | PGE3PHVC150-R2 |  |  | 0 | [5 empty] | - | -- |  |  | 2015-01-01
| 0 | 2015-01-01 | PGE3PHVC150-R2 |  |  | 0 | [5 empty] | - | -- |  |  | 2015-01-01
| 0 | 2015-01-01 | PGE3PHVC150-R2 |  |  | 0 | [5 empty] | - | -- |  |  | 2015-01-01
| 0 | 2015-01-01 | PGE3PHVC150-R2 |  |  | 0 | [5 empty] | - | -- |  |  | 2015-01-01
| 0 | 2015-01-01 | PGE3PHVC150-R2 |  |  | 0 | [5 empty] | - | -- |  |  | 2015-01-01
| 0 | 2015-01-01 | PGE3PHVC150-R2 |  |  | 0 | [5 empty] | - | -- |  |  | 2015-01-01
| 0 | 2015-01-01 | PGE3PHVC150-R2 |  |  | 0 | [5 empty] | - | -- |  |  | 2015-01-01
| 0 | 2015-01-01 | PGE3PHVC150-R2 |  |  | 0 | [5 empty] | - | -- |  |  | 2015-01-01
| 0 | 2015-01-01 | PGE3PHVC150-R2 |  |  | 0 | [5 empty] | - | -- |  |  | 2015-01-01
| 0 | 2015-01-01 | PGE3PHVC150-R2 |  |  | 0 | [5 empty] | - | -- |  |  | 2015-01-01
| 0 | 2015-01-01 | PGE3PHVC150-R2 |  |  | 0 | [5 empty] | - | -- |  |  | 2015-01-01
| 0 | 2015-01-01 | PGE3PHVC150-R2 |  |  | 0 | [5 empty] | - | -- |  |  | 2015-01-01
| 0 | 2015-01-01 | PGE3PHVC150-R2 |  |  | 0 | [5 empty] | - | -- |  |  | 2015-01-01
| 0 | 2015-01-01 | PGE3PHVC150-R2 |  |  | 0 | [5 empty] | - | -- |  |  | 2015-01-01
| 0 | 2015-01-01 | PGE3PHVC150-R2 |  |  | 0 | [5 empty] | - | -- |  |  | 2015-01-01
| 0 | 2015-01-01 | PGE3PHVC150-R2 |  |  | 0 | [5 empty] | - | -- |  |  | 2015-01-01
| 0 | 2015-01-01 | PGE3PHVC150-R2 |  |  | 0 | [5 empty] | - | -- |  |  | 2015-01-01
| 0 | 2015-01-01 | PGE3PHVC150-R2 |  |  | 0 | [5 empty] | - | -- |  |  | 2015-01-01
| 0 | 2015-01-01 | PGE3PHVC150-R2 |  |  | 0 | [5 empty] | - | -- |  |  | 2015-01-01
| 0 | 2015-01-01 | PGE3PHVC150-R2 |  |  | 0 | [5 empty] | - | -- |  |  | 2015-01-01
| 0 | 2015-01-01 | PGE3PHVC150-R2 |  |  | 0 | [5 empty] | - | -- |  |  | 2015-01-01
| 0 | 2015-01-01 | PGE3PHVC150-R2 |  |  | 0 | [5 empty] | - | -- |  |  | 2015-01-01
| 0 | 2015-01-01 | PGE3PHVC150-R2 |  |  | 0 | [5 empty] | - | -- |  |  | 2015-01-01
| 0 | 2015-01-01 | PGE3PHVC150-R2 |  |  | 0 | [5 empty] | - | -- |  |  | 2015-01-01
| 0 | 2015-01-01 | PGE3PHVC150-R2 |  |  | 0 | [5 empty] | - | -- |  |  | 2015-01-01
| 0 | 2015-01-01 | PGE3PHVC150-R2 |  |  | 0 | [5 empty] | - | -- |  |  | 2015-01-01
| 0 | 2015-01-01 | PGE3PHVC150-R2 |  |  | 0 | [5 empty] | - | -- |  |  | 2015-01-01
| 0 | 2015-01-01 | PGE3PHVC150-R2 |  |  | 0 | [5 empty] | - | -- |  |  | 2015-01-01
| 0 | 2015-01-01 | PGE3PHVC150-R2 |  |  | 0 | [5 empty] | - | -- |  |  | 2015-01-01
| 0 | 2015-01-01 | PGE3PHVC150-R2 |  |  | 0 | [5 empty] | - | -- |  |  | 2015-01-01
| 0 | 2015-01-01 | PGE3PHVC150-R2 |  |  | 0 | [5 empty] | - | -- |  |  | 2015-01-01
| 0 | 2015-01-01 | PGE3PHVC150-R2 |  |  | 0 | [5 empty] | - | -- |  |  | 2015-01-01
| 0 | 2015-01-01 | PGE3PHVC150-R2 |  |  | 0 | [5 empty] | - | -- |  |  | 2015-01-01
| 0 | 2015-01-01 | PGE3PHVC150-R2 |  |  | 0 | [5 empty] | - | -- |  |  | 2015-01-01
| 0 | 2015-01-01 | PGE3PHVC150-R2 |  |  | 0 | [5 empty] | - | -- |  |  | 2015-01-01
| 0 | 2015-01-01 | PGE3PHVC150-R2 |  |  | 0 | [5 empty] | - | -- |  |  | 2015-01-01
| 0 | 2015-01-01 | PGE3PHVC150-R2 |  |  | 0 | [5 empty] | - | -- |  |  | 2015-01-01
| 0 | 2015-01-01 | PGE3PHVC150-R2 |  |  | 0 | [5 empty] | - | -- |  |  | 2015-01-01
| 0 | 2015-01-01 | PGE3PHVC150-R2 |  |  | 0 | [5 empty] | - | -- |  |  | 2015-01-01
| 0 | 2015-01-01 | PGE3PHVC150-R2 |  |  | 0 | [5 empty] | - | -- |  |  | 2015-01-01
| 0 | 2015-01-01 | PGE3PHVC150-R2 |  |  | 0 | [5 empty] | - | -- |  |  | 2015-01-01
| 0 | 2015-01-01 | PGE3PHVC150-R2 |  |  | 0 | [5 empty] | - | -- |  |  | 2015-01-01
| 0 | 2015-01-01 | PGE3PHVC150-R2 |  |  | 0 | [5 empty] | - | -- |  |  | 2015-01-01
| 0 | 2015-01-01 | PGE3PHVC150-R2 |  |  | 0 | [5 empty] | - | -- |  |  | 2015-01-01
| 0 | 2015-01-01 | PGE3PHVC150-R2 |  |  | 0 | [5 empty] | - | -- |  |  | 2015-01-01
| 0 | 2015-01-01 | PGE3PHVC150-R2 |  |  | 0 | [5 empty] | - | -- |  |  | 2015-01-01
| 0 | 2015-01-01 | PGE3PHVC150-R2 |  |  | 0 | [5 empty] | - | -- |  |  | 2015-01-01
| 0 | 2015-01-01 | PGE3PHVC150-R2 |  |  | 0 | [5 empty] | - | -- |  |  | 2015-01-01
| 0 | 2015-01-01 | PGE3PHVC150-R2 |  |  | 0 | [5 empty] | - | -- |  |  | 2015-01-01
| 0 | 2015-01-01 | PGE3PHVC150-R2 |  |  | 0 | [5 empty] | - | -- |  |  | 2015-01-01
| 0 | 2015-01-01 | PGE3PHVC150-R2 |  |  | 0 | [5 empty] | - | -- |  |  | 2015-01-01
| 0 | 2015-01-01 | PGE3PHVC150-R2 |  |  | 0 | [5 empty] | - | -- |  |  | 2015-01-01
| 0 | 2015-01-01 | PGE3PHVC150-R2 |  |  | 0 | [5 empty] | - | -- |  |  | 2015-01-01
| 0 | 2015-01-01 | PGE3PHVC150-R2 |  |  | 0 | [5 empty] | - | -- |  |  | 2015-01-01
| 0 | 2015-01-01 | PGE3PHVC150-R2 |  |  | 0 | [5 empty] | - | -- |  |  | 2015-01-01
| 0 | 2015-01-01 | PGE3PHVC150-R2 |  |  | 0 | [5 empty] | - | -- |  |  | 2015-01-01
| 0 | 2015-01-01 | PGE3PHVC150-R2 |  |  | 0 | [5 empty] | - | -- |  |  | 2015-01-01
| 0 | 2015-01-01 | PGE3PHVC150-R2 |  |  | 0 | [5 empty] | - | -- |  |  | 2015-01-01
| 0 | 2015-01-01 | PGE3PHVC150-R2 |  |  | 0 | [5 empty] | - | -- |  |  | 2015-01-01
Note on R4: Measure Description

## Measure
Measure Table
Combination of MeasureID + Impact Qualifier is unique
Program Administrator Abbreviation | Any text entry is valid, but must be unique when combined with Version; DEER measures generally reference the measure technology code and IOU workpaper-based measures generally reference the workpaper ID. Utility measure code | The Measure Qualifier | Description of the specific source for this measure definition; measures based on an IOU work paper reference the work paper ID. Utitlity WP#-Revision # | Classification Fields identify the general technology and application that this measure utilizes. These fields help to link the measure definition with EUL records, NTG records and Technology IDs. The technology group and type are only needed if "Technology Based Definition" is False; if "Technology Based Definition" is True the Measure TechnologyID links detailed information from the technology definition to the measure, including the technology group and type. These values are from READI but have to agree on standard naming convention incase they don't exist in READI tool | Identifies the set of records from the "Energy Impacts" table that are linked to this measure. Typically, the ImpactID + VersionID + Applicability Fields are needed when linking a specific impact record to a measure. Same as Impact ID?, Sector-utility Measure code-measure application Type-Cost Qualifier | Links a cost record that includes the full measure technology cost or the incremental cost over the Code/Std technology. Utility measure code-utility measure description-cost qualifier | Links a cost record that includes the full Code/Std technology cost. Not needed if the MeasCostID is an incremental cost. Utility measure code-Code/Standard Technology Desc-cost qualifier | Specifies a row in EUL table that specifies the estimated useful life of the measure technology. READI-Table | Specifies a row in EUL table that identifies the remaining useful life of the existing technology. READI-Table | The Version of the Workpaper or DEER | Identifies the Data source | The data the record last modified | This is a general description of the measure and should include all of the important parameters of the measure technology. Sector-Utility measure code-Utility measure description |  | Specific Measure Technology ID | The Type of Measure Impact | The Type of measure Impact Calculation |  |  |  |  | Status indicator for each Record | Optional Comment | These three fields are used to describe the technologies associated with the measure with enough detail to identify the various technologies and differentiate the measure from other similar measures.
PA | MeasureID | MeasQualifier | SourceDesc | Sector | EnergyImpactID | MeasureCostID | StdCostID | EUL_ID | RUL_ID | Version | VersionSource | LastMod | Description | MeasDesc Utility Measure Desc-Measure Detail | MeasTechID | MeasImpactType | MeasImpactCalcType | UseCategory | UseSubCategory | TechGroup | TechType | Status | Comment | PreDesc Not Needed for ROB measures | PreMultiTech | PreTechID | PreTechGroup | PreTechType | StdDesc | StdMultiTech | StdTechID | StdTechGroup | StdTechType | ScaleBasis | TechBased | ApplyIE | IETableName | ImpWeighting | WeightGroupID | LegacyID | StdScaleValue | PreScaleValue | Proposed EUL Value
PGE | H796 |  | PGE3PHVC150-R2 | Res | H796 | H796-Full | H796--DirectInstall | HV-ResAC |  | 2014 Ex-Ante | D14 v1.0.5 | 2015-01-01 | H796 | Enhanced Time Delay Relay- |  | Deemed |  | HVAC | SpaceCool | dxAC_equip | spltEER
PGE | H796 |  | PGE3PHVC150-R2 | Res | H796 | H796-Full | H796--DirectInstall | HV-ResAC |  | 2014 Ex-Ante | D14 v1.0.5 | 2015-01-01 | H796 | Enhanced Time Delay Relay- |  | Deemed |  | HVAC | SpaceCool | dxAC_equip | spltEER
PGE | H796 |  | PGE3PHVC150-R2 | Res | H796 | H796-Full | H796--DirectInstall | HV-ResAC |  | 2014 Ex-Ante | D14 v1.0.5 | 2015-01-01 | H796 | Enhanced Time Delay Relay- |  | Deemed |  | HVAC | SpaceCool | dxAC_equip | spltEER
PGE | H796 |  | PGE3PHVC150-R2 | Res | H796 | H796-Full | H796--DirectInstall | HV-ResAC |  | 2014 Ex-Ante | D14 v1.0.5 | 2015-01-01 | H796 | Enhanced Time Delay Relay- |  | Deemed |  | HVAC | SpaceCool | dxAC_equip | spltEER
PGE | H796 |  | PGE3PHVC150-R2 | Res | H796 | H796-Full | H796--DirectInstall | HV-ResAC |  | 2014 Ex-Ante | D14 v1.0.5 | 2015-01-01 | H796 | Enhanced Time Delay Relay- |  | Deemed |  | HVAC | SpaceCool | dxAC_equip | spltEER
PGE | H796 |  | PGE3PHVC150-R2 | Res | H796 | H796-Full | H796--DirectInstall | HV-ResAC |  | 2014 Ex-Ante | D14 v1.0.5 | 2015-01-01 | H796 | Enhanced Time Delay Relay- |  | Deemed |  | HVAC | SpaceCool | dxAC_equip | spltEER
PGE | H796 |  | PGE3PHVC150-R2 | Res | H796 | H796-Full | H796--DirectInstall | HV-ResAC |  | 2014 Ex-Ante | D14 v1.0.5 | 2015-01-01 | H796 | Enhanced Time Delay Relay- |  | Deemed |  | HVAC | SpaceCool | dxAC_equip | spltEER
PGE | H796 |  | PGE3PHVC150-R2 | Res | H796 | H796-Full | H796--DirectInstall | HV-ResAC |  | 2014 Ex-Ante | D14 v1.0.5 | 2015-01-01 | H796 | Enhanced Time Delay Relay- |  | Deemed |  | HVAC | SpaceCool | dxAC_equip | spltEER
PGE | H796 |  | PGE3PHVC150-R2 | Res | H796 | H796-Full | H796--DirectInstall | HV-ResAC |  | 2014 Ex-Ante | D14 v1.0.5 | 2015-01-01 | H796 | Enhanced Time Delay Relay- |  | Deemed |  | HVAC | SpaceCool | dxAC_equip | spltEER
PGE | H796 |  | PGE3PHVC150-R2 | Res | H796 | H796-Full | H796--DirectInstall | HV-ResAC |  | 2014 Ex-Ante | D14 v1.0.5 | 2015-01-01 | H796 | Enhanced Time Delay Relay- |  | Deemed |  | HVAC | SpaceCool | dxAC_equip | spltEER
PGE | H796 |  | PGE3PHVC150-R2 | Res | H796 | H796-Full | H796--DirectInstall | HV-ResAC |  | 2014 Ex-Ante | D14 v1.0.5 | 2015-01-01 | H796 | Enhanced Time Delay Relay- |  | Deemed |  | HVAC | SpaceCool | dxAC_equip | spltEER
PGE | H796 |  | PGE3PHVC150-R2 | Res | H796 | H796-Full | H796--DirectInstall | HV-ResAC |  | 2014 Ex-Ante | D14 v1.0.5 | 2015-01-01 | H796 | Enhanced Time Delay Relay- |  | Deemed |  | HVAC | SpaceCool | dxAC_equip | spltEER
PGE | H796 |  | PGE3PHVC150-R2 | Res | H796 | H796-Full | H796--DirectInstall | HV-ResAC |  | 2014 Ex-Ante | D14 v1.0.5 | 2015-01-01 | H796 | Enhanced Time Delay Relay- |  | Deemed |  | HVAC | SpaceCool | dxAC_equip | spltEER
PGE | H796 |  | PGE3PHVC150-R2 | Res | H796 | H796-Full | H796--DirectInstall | HV-ResAC |  | 2014 Ex-Ante | D14 v1.0.5 | 2015-01-01 | H796 | Enhanced Time Delay Relay- |  | Deemed |  | HVAC | SpaceCool | dxAC_equip | spltEER
PGE | H796 |  | PGE3PHVC150-R2 | Res | H796 | H796-Full | H796--DirectInstall | HV-ResAC |  | 2014 Ex-Ante | D14 v1.0.5 | 2015-01-01 | H796 | Enhanced Time Delay Relay- |  | Deemed |  | HVAC | SpaceCool | dxAC_equip | spltEER
PGE | H796 |  | PGE3PHVC150-R2 | Res | H796 | H796-Full | H796--DirectInstall | HV-ResAC |  | 2014 Ex-Ante | D14 v1.0.5 | 2015-01-01 | H796 | Enhanced Time Delay Relay- |  | Deemed |  | HVAC | SpaceCool | dxAC_equip | spltEER
PGE | H796 |  | PGE3PHVC150-R2 | Res | H796 | H796-Full | H796--DirectInstall | HV-ResAC |  | 2014 Ex-Ante | D14 v1.0.5 | 2015-01-01 | H796 | Enhanced Time Delay Relay- |  | Deemed |  | HVAC | SpaceCool | dxAC_equip | spltEER
PGE | H796 |  | PGE3PHVC150-R2 | Res | H796 | H796-Full | H796--DirectInstall | HV-ResAC |  | 2014 Ex-Ante | D14 v1.0.5 | 2015-01-01 | H796 | Enhanced Time Delay Relay- |  | Deemed |  | HVAC | SpaceCool | dxAC_equip | spltEER
PGE | H796 |  | PGE3PHVC150-R2 | Res | H796 | H796-Full | H796--DirectInstall | HV-ResAC |  | 2014 Ex-Ante | D14 v1.0.5 | 2015-01-01 | H796 | Enhanced Time Delay Relay- |  | Deemed |  | HVAC | SpaceCool | dxAC_equip | spltEER
PGE | H796 |  | PGE3PHVC150-R2 | Res | H796 | H796-Full | H796--DirectInstall | HV-ResAC |  | 2014 Ex-Ante | D14 v1.0.5 | 2015-01-01 | H796 | Enhanced Time Delay Relay- |  | Deemed |  | HVAC | SpaceCool | dxAC_equip | spltEER
PGE | H796 |  | PGE3PHVC150-R2 | Res | H796 | H796-Full | H796--DirectInstall | HV-ResAC |  | 2014 Ex-Ante | D14 v1.0.5 | 2015-01-01 | H796 | Enhanced Time Delay Relay- |  | Deemed |  | HVAC | SpaceCool | dxAC_equip | spltEER
PGE | H796 |  | PGE3PHVC150-R2 | Res | H796 | H796-Full | H796--DirectInstall | HV-ResAC |  | 2014 Ex-Ante | D14 v1.0.5 | 2015-01-01 | H796 | Enhanced Time Delay Relay- |  | Deemed |  | HVAC | SpaceCool | dxAC_equip | spltEER
PGE | H796 |  | PGE3PHVC150-R2 | Res | H796 | H796-Full | H796--DirectInstall | HV-ResAC |  | 2014 Ex-Ante | D14 v1.0.5 | 2015-01-01 | H796 | Enhanced Time Delay Relay- |  | Deemed |  | HVAC | SpaceCool | dxAC_equip | spltEER
PGE | H796 |  | PGE3PHVC150-R2 | Res | H796 | H796-Full | H796--DirectInstall | HV-ResAC |  | 2014 Ex-Ante | D14 v1.0.5 | 2015-01-01 | H796 | Enhanced Time Delay Relay- |  | Deemed |  | HVAC | SpaceCool | dxAC_equip | spltEER
PGE | H796 |  | PGE3PHVC150-R2 | Res | H796 | H796-Full | H796--DirectInstall | HV-ResAC |  | 2014 Ex-Ante | D14 v1.0.5 | 2015-01-01 | H796 | Enhanced Time Delay Relay- |  | Deemed |  | HVAC | SpaceCool | dxAC_equip | spltEER
PGE | H796 |  | PGE3PHVC150-R2 | Res | H796 | H796-Full | H796--DirectInstall | HV-ResAC |  | 2014 Ex-Ante | D14 v1.0.5 | 2015-01-01 | H796 | Enhanced Time Delay Relay- |  | Deemed |  | HVAC | SpaceCool | dxAC_equip | spltEER
| END |  | PGE3PHVC150-R2 |  | END | END- | END-- |  |  |  |  | 2015-01-01 | END | -
| 0 |  | PGE3PHVC150-R2 |  | 0 | - | -- |  |  |  |  | 2015-01-01 | 0 | -
| 0 |  | PGE3PHVC150-R2 |  | 0 | - | -- |  |  |  |  | 2015-01-01 | 0 | -
| 0 |  | PGE3PHVC150-R2 |  | 0 | - | -- |  |  |  |  | 2015-01-01 | 0 | -
| 0 |  | PGE3PHVC150-R2 |  | 0 | - | -- |  |  |  |  | 2015-01-01 | 0 | -
| 0 |  | PGE3PHVC150-R2 |  | 0 | - | -- |  |  |  |  | 2015-01-01 | 0 | -
| 0 |  | PGE3PHVC150-R2 |  | 0 | - | -- |  |  |  |  | 2015-01-01 | 0 | -
| 0 |  | PGE3PHVC150-R2 |  | 0 | - | -- |  |  |  |  | 2015-01-01 | 0 | -
| 0 |  | PGE3PHVC150-R2 |  | 0 | - | -- |  |  |  |  | 2015-01-01 | 0 | -
| 0 |  | PGE3PHVC150-R2 |  | 0 | - | -- |  |  |  |  | 2015-01-01 | 0 | -
| 0 |  | PGE3PHVC150-R2 |  | 0 | - | -- |  |  |  |  | 2015-01-01 | 0 | -
| 0 |  | PGE3PHVC150-R2 |  | 0 | - | -- |  |  |  |  | 2015-01-01 | 0 | -
| 0 |  | PGE3PHVC150-R2 |  | 0 | - | -- |  |  |  |  | 2015-01-01 | 0 | -
| 0 |  | PGE3PHVC150-R2 |  | 0 | - | -- |  |  |  |  | 2015-01-01 | 0 | -
| 0 |  | PGE3PHVC150-R2 |  | 0 | - | -- |  |  |  |  | 2015-01-01 | 0 | -
| 0 |  | PGE3PHVC150-R2 |  | 0 | - | -- |  |  |  |  | 2015-01-01 | 0 | -
| 0 |  | PGE3PHVC150-R2 |  | 0 | - | -- |  |  |  |  | 2015-01-01 | 0 | -
| 0 |  | PGE3PHVC150-R2 |  | 0 | - | -- |  |  |  |  | 2015-01-01 | 0 | -
| 0 |  | PGE3PHVC150-R2 |  | 0 | - | -- |  |  |  |  | 2015-01-01 | 0 | -
| 0 |  | PGE3PHVC150-R2 |  | 0 | - | -- |  |  |  |  | 2015-01-01 | 0 | -
| 0 |  | PGE3PHVC150-R2 |  | 0 | - | -- |  |  |  |  | 2015-01-01 | 0 | -
| 0 |  | PGE3PHVC150-R2 |  | 0 | - | -- |  |  |  |  | 2015-01-01 | 0 | -
| 0 |  | PGE3PHVC150-R2 |  | 0 | - | -- |  |  |  |  | 2015-01-01 | 0 | -
| 0 |  | PGE3PHVC150-R2 |  | 0 | - | -- |  |  |  |  | 2015-01-01 | 0 | -
| 0 |  | PGE3PHVC150-R2 |  | 0 | - | -- |  |  |  |  | 2015-01-01 | 0 | -
| 0 |  | PGE3PHVC150-R2 |  | 0 | - | -- |  |  |  |  | 2015-01-01 | 0 | -
| 0 |  | PGE3PHVC150-R2 |  | 0 | - | -- |  |  |  |  | 2015-01-01 | 0 | -
| 0 |  | PGE3PHVC150-R2 |  | 0 | - | -- |  |  |  |  | 2015-01-01 | 0 | -
| 0 |  | PGE3PHVC150-R2 |  | 0 | - | -- |  |  |  |  | 2015-01-01 | 0 | -
| 0 |  | PGE3PHVC150-R2 |  | 0 | - | -- |  |  |  |  | 2015-01-01 | 0 | -
| 0 |  | PGE3PHVC150-R2 |  | 0 | - | -- |  |  |  |  | 2015-01-01 | 0 | -
| 0 |  | PGE3PHVC150-R2 |  | 0 | - | -- |  |  |  |  | 2015-01-01 | 0 | -
| 0 |  | PGE3PHVC150-R2 |  | 0 | - | -- |  |  |  |  | 2015-01-01 | 0 | -
| 0 |  | PGE3PHVC150-R2 |  | 0 | - | -- |  |  |  |  | 2015-01-01 | 0 | -
| 0 |  | PGE3PHVC150-R2 |  | 0 | - | -- |  |  |  |  | 2015-01-01 | 0 | -
| 0 |  | PGE3PHVC150-R2 |  | 0 | - | -- |  |  |  |  | 2015-01-01 | 0 | -
| 0 |  | PGE3PHVC150-R2 |  | 0 | - | -- |  |  |  |  | 2015-01-01 | 0 | -
| 0 |  | PGE3PHVC150-R2 |  | 0 | - | -- |  |  |  |  | 2015-01-01 | 0 | -
| 0 |  | PGE3PHVC150-R2 |  | 0 | - | -- |  |  |  |  | 2015-01-01 | 0 | -
| 0 |  | PGE3PHVC150-R2 |  | 0 | - | -- |  |  |  |  | 2015-01-01 | 0 | -
| 0 |  | PGE3PHVC150-R2 |  | 0 | - | -- |  |  |  |  | 2015-01-01 | 0 | -
| 0 |  | PGE3PHVC150-R2 |  | 0 | - | -- |  |  |  |  | 2015-01-01 | 0 | -
| 0 |  | PGE3PHVC150-R2 |  | 0 | - | -- |  |  |  |  | 2015-01-01 | 0 | -
| 0 |  | PGE3PHVC150-R2 |  | 0 | - | -- |  |  |  |  | 2015-01-01 | 0 | -
| 0 |  | PGE3PHVC150-R2 |  | 0 | - | -- |  |  |  |  | 2015-01-01 | 0 | -
| 0 |  | PGE3PHVC150-R2 |  | 0 | - | -- |  |  |  |  | 2015-01-01 | 0 | -
| 0 |  | PGE3PHVC150-R2 |  | 0 | - | -- |  |  |  |  | 2015-01-01 | 0 | -
| 0 |  | PGE3PHVC150-R2 |  | 0 | - | -- |  |  |  |  | 2015-01-01 | 0 | -
| 0 |  | PGE3PHVC150-R2 |  | 0 | - | -- |  |  |  |  | 2015-01-01 | 0 | -
| 0 |  | PGE3PHVC150-R2 |  | 0 | - | -- |  |  |  |  | 2015-01-01 | 0 | -
| 0 |  | PGE3PHVC150-R2 |  | 0 | - | -- |  |  |  |  | 2015-01-01 | 0 | -
| 0 |  | PGE3PHVC150-R2 |  | 0 | - | -- |  |  |  |  | 2015-01-01 | 0 | -
| 0 |  | PGE3PHVC150-R2 |  | 0 | - | -- |  |  |  |  | 2015-01-01 | 0 | -
| 0 |  | PGE3PHVC150-R2 |  | 0 | - | -- |  |  |  |  | 2015-01-01 | 0 | -
| 0 |  | PGE3PHVC150-R2 |  | 0 | - | -- |  |  |  |  | 2015-01-01 | 0 | -
| 0 |  | PGE3PHVC150-R2 |  | 0 | - | -- |  |  |  |  | 2015-01-01 | 0 | -
| 0 |  | PGE3PHVC150-R2 |  | 0 | - | -- |  |  |  |  | 2015-01-01 | 0 | -
| 0 |  | PGE3PHVC150-R2 |  | 0 | - | -- |  |  |  |  | 2015-01-01 | 0 | -
| 0 |  | PGE3PHVC150-R2 |  | 0 | - | -- |  |  |  |  | 2015-01-01 | 0 | -
| 0 |  | PGE3PHVC150-R2 |  | 0 | - | -- |  |  |  |  | 2015-01-01 | 0 | -
| 0 |  | PGE3PHVC150-R2 |  | 0 | - | -- |  |  |  |  | 2015-01-01 | 0 | -
| 0 |  | PGE3PHVC150-R2 |  | 0 | - | -- |  |  |  |  | 2015-01-01 | 0 | -
| 0 |  | PGE3PHVC150-R2 |  | 0 | - | -- |  |  |  |  | 2015-01-01 | 0 | -
| 0 |  | PGE3PHVC150-R2 |  | 0 | - | -- |  |  |  |  | 2015-01-01 | 0 | -
| 0 |  | PGE3PHVC150-R2 |  | 0 | - | -- |  |  |  |  | 2015-01-01 | 0 | -
| 0 |  | PGE3PHVC150-R2 |  | 0 | - | -- |  |  |  |  | 2015-01-01 | 0 | -
| 0 |  | PGE3PHVC150-R2 |  | 0 | - | -- |  |  |  |  | 2015-01-01 | 0 | -
| 0 |  | PGE3PHVC150-R2 |  | 0 | - | -- |  |  |  |  | 2015-01-01 | 0 | -
| 0 |  | PGE3PHVC150-R2 |  | 0 | - | -- |  |  |  |  | 2015-01-01 | 0 | -
| 0 |  | PGE3PHVC150-R2 |  | 0 | - | -- |  |  |  |  | 2015-01-01 | 0 | -
| 0 |  | PGE3PHVC150-R2 |  | 0 | - | -- |  |  |  |  | 2015-01-01 | 0 | -
| 0 |  | PGE3PHVC150-R2 |  | 0 | - | -- |  |  |  |  | 2015-01-01 | 0 | -
| 0 |  | PGE3PHVC150-R2 |  | 0 | - | -- |  |  |  |  | 2015-01-01 | 0 | -
| 0 |  | PGE3PHVC150-R2 |  | 0 | - | -- |  |  |  |  | 2015-01-01 | 0 | -
| 0 |  | PGE3PHVC150-R2 |  | 0 | - | -- |  |  |  |  | 2015-01-01 | 0 | -
| 0 |  | PGE3PHVC150-R2 |  | 0 | - | -- |  |  |  |  | 2015-01-01 | 0 | -
| 0 |  | PGE3PHVC150-R2 |  | 0 | - | -- |  |  |  |  | 2015-01-01 | 0 | -
| 0 |  | PGE3PHVC150-R2 |  | 0 | - | -- |  |  |  |  | 2015-01-01 | 0 | -
| 0 |  | PGE3PHVC150-R2 |  | 0 | - | -- |  |  |  |  | 2015-01-01 | 0 | -
| 0 |  | PGE3PHVC150-R2 |  | 0 | - | -- |  |  |  |  | 2015-01-01 | 0 | -
| 0 |  | PGE3PHVC150-R2 |  | 0 | - | -- |  |  |  |  | 2015-01-01 | 0 | -
| 0 |  | PGE3PHVC150-R2 |  | 0 | - | -- |  |  |  |  | 2015-01-01 | 0 | -
| 0 |  | PGE3PHVC150-R2 |  | 0 | - | -- |  |  |  |  | 2015-01-01 | 0 | -
| 0 |  | PGE3PHVC150-R2 |  | 0 | - | -- |  |  |  |  | 2015-01-01 | 0 | -
| 0 |  | PGE3PHVC150-R2 |  | 0 | - | -- |  |  |  |  | 2015-01-01 | 0 | -
| 0 |  | PGE3PHVC150-R2 |  | 0 | - | -- |  |  |  |  | 2015-01-01 | 0 | -
| 0 |  | PGE3PHVC150-R2 |  | 0 | - | -- |  |  |  |  | 2015-01-01 | 0 | -
| 0 |  | PGE3PHVC150-R2 |  | 0 | - | -- |  |  |  |  | 2015-01-01 | 0 | -
| 0 |  | PGE3PHVC150-R2 |  | 0 | - | -- |  |  |  |  | 2015-01-01 | 0 | -
| 0 |  | PGE3PHVC150-R2 |  | 0 | - | -- |  |  |  |  | 2015-01-01 | 0 | -
| 0 |  | PGE3PHVC150-R2 |  | 0 | - | -- |  |  |  |  | 2015-01-01 | 0 | -
| 0 |  | PGE3PHVC150-R2 |  | 0 | - | -- |  |  |  |  | 2015-01-01 | 0 | -
| 0 |  | PGE3PHVC150-R2 |  | 0 | - | -- |  |  |  |  | 2015-01-01 | 0 | -
| 0 |  | PGE3PHVC150-R2 |  | 0 | - | -- |  |  |  |  | 2015-01-01 | 0 | -
| 0 |  | PGE3PHVC150-R2 |  | 0 | - | -- |  |  |  |  | 2015-01-01 | 0 | -
| 0 |  | PGE3PHVC150-R2 |  | 0 | - | -- |  |  |  |  | 2015-01-01 | 0 | -
| 0 |  | PGE3PHVC150-R2 |  | 0 | - | -- |  |  |  |  | 2015-01-01 | 0 | -
| 0 |  | PGE3PHVC150-R2 |  | 0 | - | -- |  |  |  |  | 2015-01-01 | 0 | -
| 0 |  | PGE3PHVC150-R2 |  | 0 | - | -- |  |  |  |  | 2015-01-01 | 0 | -
| 0 |  | PGE3PHVC150-R2 |  | 0 | - | -- |  |  |  |  | 2015-01-01 | 0 | -
| 0 |  | PGE3PHVC150-R2 |  | 0 | - | -- |  |  |  |  | 2015-01-01 | 0 | -
| 0 |  | PGE3PHVC150-R2 |  | 0 | - | -- |  |  |  |  | 2015-01-01 | 0 | -
| 0 |  | PGE3PHVC150-R2 |  | 0 | - | -- |  |  |  |  | 2015-01-01 | 0 | -
| 0 |  | PGE3PHVC150-R2 |  | 0 | - | -- |  |  |  |  | 2015-01-01 | 0 | -
| 0 |  | PGE3PHVC150-R2 |  | 0 | - | -- |  |  |  |  | 2015-01-01 | 0 | -
| 0 |  | PGE3PHVC150-R2 |  | 0 | - | -- |  |  |  |  | 2015-01-01 | 0 | -
| 0 |  | PGE3PHVC150-R2 |  | 0 | - | -- |  |  |  |  | 2015-01-01 | 0 | -
| 0 |  | PGE3PHVC150-R2 |  | 0 | - | -- |  |  |  |  | 2015-01-01 | 0 | -
| 0 |  | PGE3PHVC150-R2 |  | 0 | - | -- |  |  |  |  | 2015-01-01 | 0 | -
| 0 |  | PGE3PHVC150-R2 |  | 0 | - | -- |  |  |  |  | 2015-01-01 | 0 | -
| 0 |  | PGE3PHVC150-R2 |  | 0 | - | -- |  |  |  |  | 2015-01-01 | 0 | -
| 0 |  | PGE3PHVC150-R2 |  | 0 | - | -- |  |  |  |  | 2015-01-01 | 0 | -
| 0 |  | PGE3PHVC150-R2 |  | 0 | - | -- |  |  |  |  | 2015-01-01 | 0 | -
| 0 |  | PGE3PHVC150-R2 |  | 0 | - | -- |  |  |  |  | 2015-01-01 | 0 | -
| 0 |  | PGE3PHVC150-R2 |  | 0 | - | -- |  |  |  |  | 2015-01-01 | 0 | -
| 0 |  | PGE3PHVC150-R2 |  | 0 | - | -- |  |  |  |  | 2015-01-01 | 0 | -
| 0 |  | PGE3PHVC150-R2 |  | 0 | - | -- |  |  |  |  | 2015-01-01 | 0 | -
| 0 |  | PGE3PHVC150-R2 |  | 0 | - | -- |  |  |  |  | 2015-01-01 | 0 | -
| 0 |  | PGE3PHVC150-R2 |  | 0 | - | -- |  |  |  |  | 2015-01-01 | 0 | -
| 0 |  | PGE3PHVC150-R2 |  | 0 | - | -- |  |  |  |  | 2015-01-01 | 0 | -
| 0 |  | PGE3PHVC150-R2 |  | 0 | - | -- |  |  |  |  | 2015-01-01 | 0 | -
| 0 |  | PGE3PHVC150-R2 |  | 0 | - | -- |  |  |  |  | 2015-01-01 | 0 | -
| 0 |  | PGE3PHVC150-R2 |  | 0 | - | -- |  |  |  |  | 2015-01-01 | 0 | -
| 0 |  | PGE3PHVC150-R2 |  | 0 | - | -- |  |  |  |  | 2015-01-01 | 0 | -
| 0 |  | PGE3PHVC150-R2 |  | 0 | - | -- |  |  |  |  | 2015-01-01 | 0 | -
| 0 |  | PGE3PHVC150-R2 |  | 0 | - | -- |  |  |  |  | 2015-01-01 | 0 | -
| 0 |  | PGE3PHVC150-R2 |  | 0 | - | -- |  |  |  |  | 2015-01-01 | 0 | -
| 0 |  | PGE3PHVC150-R2 |  | 0 | - | -- |  |  |  |  | 2015-01-01 | 0 | -
| 0 |  | PGE3PHVC150-R2 |  | 0 | - | -- |  |  |  |  | 2015-01-01 | 0 | -
| 0 |  | PGE3PHVC150-R2 |  | 0 | - | -- |  |  |  |  | 2015-01-01 | 0 | -
| 0 |  | PGE3PHVC150-R2 |  | 0 | - | -- |  |  |  |  | 2015-01-01 | 0 | -
| 0 |  | PGE3PHVC150-R2 |  | 0 | - | -- |  |  |  |  | 2015-01-01 | 0 | -
| 0 |  | PGE3PHVC150-R2 |  | 0 | - | -- |  |  |  |  | 2015-01-01 | 0 | -
| 0 |  | PGE3PHVC150-R2 |  | 0 | - | -- |  |  |  |  | 2015-01-01 | 0 | -
| 0 |  | PGE3PHVC150-R2 |  | 0 | - | -- |  |  |  |  | 2015-01-01 | 0 | -
| 0 |  | PGE3PHVC150-R2 |  | 0 | - | -- |  |  |  |  | 2015-01-01 | 0 | -
| 0 |  | PGE3PHVC150-R2 |  | 0 | - | -- |  |  |  |  | 2015-01-01 | 0 | -
| 0 |  | PGE3PHVC150-R2 |  | 0 | - | -- |  |  |  |  | 2015-01-01 | 0 | -
| 0 |  | PGE3PHVC150-R2 |  | 0 | - | -- |  |  |  |  | 2015-01-01 | 0 | -
| 0 |  | PGE3PHVC150-R2 |  | 0 | - | -- |  |  |  |  | 2015-01-01 | 0 | -
| 0 |  | PGE3PHVC150-R2 |  | 0 | - | -- |  |  |  |  | 2015-01-01 | 0 | -
| 0 |  | PGE3PHVC150-R2 |  | 0 | - | -- |  |  |  |  | 2015-01-01 | 0 | -
| 0 |  | PGE3PHVC150-R2 |  | 0 | - | -- |  |  |  |  | 2015-01-01 | 0 | -
| 0 |  | PGE3PHVC150-R2 |  | 0 | - | -- |  |  |  |  | 2015-01-01 | 0 | -
| 0 |  | PGE3PHVC150-R2 |  | 0 | - | -- |  |  |  |  | 2015-01-01 | 0 | -
| 0 |  | PGE3PHVC150-R2 |  | 0 | - | -- |  |  |  |  | 2015-01-01 | 0 | -
| 0 |  | PGE3PHVC150-R2 |  | 0 | - | -- |  |  |  |  | 2015-01-01 | 0 | -
| 0 |  | PGE3PHVC150-R2 |  | 0 | - | -- |  |  |  |  | 2015-01-01 | 0 | -
| 0 |  | PGE3PHVC150-R2 |  | 0 | - | -- |  |  |  |  | 2015-01-01 | 0 | -
| 0 |  | PGE3PHVC150-R2 |  | 0 | - | -- |  |  |  |  | 2015-01-01 | 0 | -
| 0 |  | PGE3PHVC150-R2 |  | 0 | - | -- |  |  |  |  | 2015-01-01 | 0 | -
| 0 |  | PGE3PHVC150-R2 |  | 0 | - | -- |  |  |  |  | 2015-01-01 | 0 | -
| 0 |  | PGE3PHVC150-R2 |  | 0 | - | -- |  |  |  |  | 2015-01-01 | 0 | -
| 0 |  | PGE3PHVC150-R2 |  | 0 | - | -- |  |  |  |  | 2015-01-01 | 0 | -
| 0 |  | PGE3PHVC150-R2 |  | 0 | - | -- |  |  |  |  | 2015-01-01 | 0 | -
| 0 |  | PGE3PHVC150-R2 |  | 0 | - | -- |  |  |  |  | 2015-01-01 | 0 | -
| 0 |  | PGE3PHVC150-R2 |  | 0 | - | -- |  |  |  |  | 2015-01-01 | 0 | -
| 0 |  | PGE3PHVC150-R2 |  | 0 | - | -- |  |  |  |  | 2015-01-01 | 0 | -
| 0 |  | PGE3PHVC150-R2 |  | 0 | - | -- |  |  |  |  | 2015-01-01 | 0 | -
| 0 |  | PGE3PHVC150-R2 |  | 0 | - | -- |  |  |  |  | 2015-01-01 | 0 | -
| 0 |  | PGE3PHVC150-R2 |  | 0 | - | -- |  |  |  |  | 2015-01-01 | 0 | -
| 0 |  | PGE3PHVC150-R2 |  | 0 | - | -- |  |  |  |  | 2015-01-01 | 0 | -
| 0 |  | PGE3PHVC150-R2 |  | 0 | - | -- |  |  |  |  | 2015-01-01 | 0 | -
| 0 |  | PGE3PHVC150-R2 |  | 0 | - | -- |  |  |  |  | 2015-01-01 | 0 | -
| 0 |  | PGE3PHVC150-R2 |  | 0 | - | -- |  |  |  |  | 2015-01-01 | 0 | -
| 0 |  | PGE3PHVC150-R2 |  | 0 | - | -- |  |  |  |  | 2015-01-01 | 0 | -
| 0 |  | PGE3PHVC150-R2 |  | 0 | - | -- |  |  |  |  | 2015-01-01 | 0 | -
| 0 |  | PGE3PHVC150-R2 |  | 0 | - | -- |  |  |  |  | 2015-01-01 | 0 | -
| 0 |  | PGE3PHVC150-R2 |  | 0 | - | -- |  |  |  |  | 2015-01-01 | 0 | -
| 0 |  | PGE3PHVC150-R2 |  | 0 | - | -- |  |  |  |  | 2015-01-01 | 0 | -
| 0 |  | PGE3PHVC150-R2 |  | 0 | - | -- |  |  |  |  | 2015-01-01 | 0 | -
| 0 |  | PGE3PHVC150-R2 |  | 0 | - | -- |  |  |  |  | 2015-01-01 | 0 | -
| 0 |  | PGE3PHVC150-R2 |  | 0 | - | -- |  |  |  |  | 2015-01-01 | 0 | -
| 0 |  | PGE3PHVC150-R2 |  | 0 | - | -- |  |  |  |  | 2015-01-01 | 0 | -
| 0 |  | PGE3PHVC150-R2 |  | 0 | - | -- |  |  |  |  | 2015-01-01 | 0 | -
| 0 |  | PGE3PHVC150-R2 |  | 0 | - | -- |  |  |  |  | 2015-01-01 | 0 | -
| 0 |  | PGE3PHVC150-R2 |  | 0 | - | -- |  |  |  |  | 2015-01-01 | 0 | -
| 0 |  | PGE3PHVC150-R2 |  | 0 | - | -- |  |  |  |  | 2015-01-01 | 0 | -
| 0 |  | PGE3PHVC150-R2 |  | 0 | - | -- |  |  |  |  | 2015-01-01 | 0 | -
| 0 |  | PGE3PHVC150-R2 |  | 0 | - | -- |  |  |  |  | 2015-01-01 | 0 | -
| 0 |  | PGE3PHVC150-R2 |  | 0 | - | -- |  |  |  |  | 2015-01-01 | 0 | -
| 0 |  | PGE3PHVC150-R2 |  | 0 | - | -- |  |  |  |  | 2015-01-01 | 0 | -
| 0 |  | PGE3PHVC150-R2 |  | 0 | - | -- |  |  |  |  | 2015-01-01 | 0 | -
| 0 |  | PGE3PHVC150-R2 |  | 0 | - | -- |  |  |  |  | 2015-01-01 | 0 | -
| 0 |  | PGE3PHVC150-R2 |  | 0 | - | -- |  |  |  |  | 2015-01-01 | 0 | -
| 0 |  | PGE3PHVC150-R2 |  | 0 | - | -- |  |  |  |  | 2015-01-01 | 0 | -
| 0 |  | PGE3PHVC150-R2 |  | 0 | - | -- |  |  |  |  | 2015-01-01 | 0 | -
| 0 |  | PGE3PHVC150-R2 |  | 0 | - | -- |  |  |  |  | 2015-01-01 | 0 | -
| 0 |  | PGE3PHVC150-R2 |  | 0 | - | -- |  |  |  |  | 2015-01-01 | 0 | -
| 0 |  | PGE3PHVC150-R2 |  | 0 | - | -- |  |  |  |  | 2015-01-01 | 0 | -
| 0 |  | PGE3PHVC150-R2 |  | 0 | - | -- |  |  |  |  | 2015-01-01 | 0 | -
| 0 |  | PGE3PHVC150-R2 |  | 0 | - | -- |  |  |  |  | 2015-01-01 | 0 | -
| 0 |  | PGE3PHVC150-R2 |  | 0 | - | -- |  |  |  |  | 2015-01-01 | 0 | -
| 0 |  | PGE3PHVC150-R2 |  | 0 | - | -- |  |  |  |  | 2015-01-01 | 0 | -
| 0 |  | PGE3PHVC150-R2 |  | 0 | - | -- |  |  |  |  | 2015-01-01 | 0 | -
| 0 |  | PGE3PHVC150-R2 |  | 0 | - | -- |  |  |  |  | 2015-01-01 | 0 | -
| 0 |  | PGE3PHVC150-R2 |  | 0 | - | -- |  |  |  |  | 2015-01-01 | 0 | -
| 0 |  | PGE3PHVC150-R2 |  | 0 | - | -- |  |  |  |  | 2015-01-01 | 0 | -
| 0 |  | PGE3PHVC150-R2 |  | 0 | - | -- |  |  |  |  | 2015-01-01 | 0 | -
| 0 |  | PGE3PHVC150-R2 |  | 0 | - | -- |  |  |  |  | 2015-01-01 | 0 | -
| 0 |  | PGE3PHVC150-R2 |  | 0 | - | -- |  |  |  |  | 2015-01-01 | 0 | -
| 0 |  | PGE3PHVC150-R2 |  | 0 | - | -- |  |  |  |  | 2015-01-01 | 0 | -
| 0 |  | PGE3PHVC150-R2 |  | 0 | - | -- |  |  |  |  | 2015-01-01 | 0 | -
| 0 |  | PGE3PHVC150-R2 |  | 0 | - | -- |  |  |  |  | 2015-01-01 | 0 | -
| 0 |  | PGE3PHVC150-R2 |  | 0 | - | -- |  |  |  |  | 2015-01-01 | 0 | -
| 0 |  | PGE3PHVC150-R2 |  | 0 | - | -- |  |  |  |  | 2015-01-01 | 0 | -
| 0 |  | PGE3PHVC150-R2 |  | 0 | - | -- |  |  |  |  | 2015-01-01 | 0 | -
| 0 |  | PGE3PHVC150-R2 |  | 0 | - | -- |  |  |  |  | 2015-01-01 | 0 | -
| 0 |  | PGE3PHVC150-R2 |  | 0 | - | -- |  |  |  |  | 2015-01-01 | 0 | -
| 0 |  | PGE3PHVC150-R2 |  | 0 | - | -- |  |  |  |  | 2015-01-01 | 0 | -
| 0 |  | PGE3PHVC150-R2 |  | 0 | - | -- |  |  |  |  | 2015-01-01 | 0 | -
| 0 |  | PGE3PHVC150-R2 |  | 0 | - | -- |  |  |  |  | 2015-01-01 | 0 | -
| 0 |  | PGE3PHVC150-R2 |  | 0 | - | -- |  |  |  |  | 2015-01-01 | 0 | -
| 0 |  | PGE3PHVC150-R2 |  | 0 | - | -- |  |  |  |  | 2015-01-01 | 0 | -
| 0 |  | PGE3PHVC150-R2 |  | 0 | - | -- |  |  |  |  | 2015-01-01 | 0 | -
| 0 |  | PGE3PHVC150-R2 |  | 0 | - | -- |  |  |  |  | 2015-01-01 | 0 | -
| 0 |  | PGE3PHVC150-R2 |  | 0 | - | -- |  |  |  |  | 2015-01-01 | 0 | -
| 0 |  | PGE3PHVC150-R2 |  | 0 | - | -- |  |  |  |  | 2015-01-01 | 0 | -
| 0 |  | PGE3PHVC150-R2 |  | 0 | - | -- |  |  |  |  | 2015-01-01 | 0 | -
| 0 |  | PGE3PHVC150-R2 |  | 0 | - | -- |  |  |  |  | 2015-01-01 | 0 | -
| 0 |  | PGE3PHVC150-R2 |  | 0 | - | -- |  |  |  |  | 2015-01-01 | 0 | -
| 0 |  | PGE3PHVC150-R2 |  | 0 | - | -- |  |  |  |  | 2015-01-01 | 0 | -
| 0 |  | PGE3PHVC150-R2 |  | 0 | - | -- |  |  |  |  | 2015-01-01 | 0 | -
| 0 |  | PGE3PHVC150-R2 |  | 0 | - | -- |  |  |  |  | 2015-01-01 | 0 | -
| 0 |  | PGE3PHVC150-R2 |  | 0 | - | -- |  |  |  |  | 2015-01-01 | 0 | -
| 0 |  | PGE3PHVC150-R2 |  | 0 | - | -- |  |  |  |  | 2015-01-01 | 0 | -
| 0 |  | PGE3PHVC150-R2 |  | 0 | - | -- |  |  |  |  | 2015-01-01 | 0 | -
| 0 |  | PGE3PHVC150-R2 |  | 0 | - | -- |  |  |  |  | 2015-01-01 | 0 | -
| 0 |  | PGE3PHVC150-R2 |  | 0 | - | -- |  |  |  |  | 2015-01-01 | 0 | -
| 0 |  | PGE3PHVC150-R2 |  | 0 | - | -- |  |  |  |  | 2015-01-01 | 0 | -
| 0 |  | PGE3PHVC150-R2 |  | 0 | - | -- |  |  |  |  | 2015-01-01 | 0 | -
| 0 |  | PGE3PHVC150-R2 |  | 0 | - | -- |  |  |  |  | 2015-01-01 | 0 | -
| 0 |  | PGE3PHVC150-R2 |  | 0 | - | -- |  |  |  |  | 2015-01-01 | 0 | -
| 0 |  | PGE3PHVC150-R2 |  | 0 | - | -- |  |  |  |  | 2015-01-01 | 0 | -
| 0 |  | PGE3PHVC150-R2 |  | 0 | - | -- |  |  |  |  | 2015-01-01 | 0 | -
| 0 |  | PGE3PHVC150-R2 |  | 0 | - | -- |  |  |  |  | 2015-01-01 | 0 | -
| 0 |  | PGE3PHVC150-R2 |  | 0 | - | -- |  |  |  |  | 2015-01-01 | 0 | -
| 0 |  | PGE3PHVC150-R2 |  | 0 | - | -- |  |  |  |  | 2015-01-01 | 0 | -
| 0 |  | PGE3PHVC150-R2 |  | 0 | - | -- |  |  |  |  | 2015-01-01 | 0 | -
| 0 |  | PGE3PHVC150-R2 |  | 0 | - | -- |  |  |  |  | 2015-01-01 | 0 | -
| 0 |  | PGE3PHVC150-R2 |  | 0 | - | -- |  |  |  |  | 2015-01-01 | 0 | -
| 0 |  | PGE3PHVC150-R2 |  | 0 | - | -- |  |  |  |  | 2015-01-01 | 0 | -
| 0 |  | PGE3PHVC150-R2 |  | 0 | - | -- |  |  |  |  | 2015-01-01 | 0 | -
| 0 |  | PGE3PHVC150-R2 |  | 0 | - | -- |  |  |  |  | 2015-01-01 | 0 | -
| 0 |  | PGE3PHVC150-R2 |  | 0 | - | -- |  |  |  |  | 2015-01-01 | 0 | -
| 0 |  | PGE3PHVC150-R2 |  | 0 | - | -- |  |  |  |  | 2015-01-01 | 0 | -
| 0 |  | PGE3PHVC150-R2 |  | 0 | - | -- |  |  |  |  | 2015-01-01 | 0 | -
| 0 |  | PGE3PHVC150-R2 |  | 0 | - | -- |  |  |  |  | 2015-01-01 | 0 | -
| 0 |  | PGE3PHVC150-R2 |  | 0 | - | -- |  |  |  |  | 2015-01-01 | 0 | -
| 0 |  | PGE3PHVC150-R2 |  | 0 | - | -- |  |  |  |  | 2015-01-01 | 0 | -
| 0 |  | PGE3PHVC150-R2 |  | 0 | - | -- |  |  |  |  | 2015-01-01 | 0 | -
| 0 |  | PGE3PHVC150-R2 |  | 0 | - | -- |  |  |  |  | 2015-01-01 | 0 | -
| 0 |  | PGE3PHVC150-R2 |  | 0 | - | -- |  |  |  |  | 2015-01-01 | 0 | -
| 0 |  | PGE3PHVC150-R2 |  | 0 | - | -- |  |  |  |  | 2015-01-01 | 0 | -
| 0 |  | PGE3PHVC150-R2 |  | 0 | - | -- |  |  |  |  | 2015-01-01 | 0 | -
| 0 |  | PGE3PHVC150-R2 |  | 0 | - | -- |  |  |  |  | 2015-01-01 | 0 | -
| 0 |  | PGE3PHVC150-R2 |  | 0 | - | -- |  |  |  |  | 2015-01-01 | 0 | -
| 0 |  | PGE3PHVC150-R2 |  | 0 | - | -- |  |  |  |  | 2015-01-01 | 0 | -
| 0 |  | PGE3PHVC150-R2 |  | 0 | - | -- |  |  |  |  | 2015-01-01 | 0 | -
| 0 |  | PGE3PHVC150-R2 |  | 0 | - | -- |  |  |  |  | 2015-01-01 | 0 | -
| 0 |  | PGE3PHVC150-R2 |  | 0 | - | -- |  |  |  |  | 2015-01-01 | 0 | -
| 0 |  | PGE3PHVC150-R2 |  | 0 | - | -- |  |  |  |  | 2015-01-01 | 0 | -
| 0 |  | PGE3PHVC150-R2 |  | 0 | - | -- |  |  |  |  | 2015-01-01 | 0 | -
| 0 |  | PGE3PHVC150-R2 |  | 0 | - | -- |  |  |  |  | 2015-01-01 | 0 | -
| 0 |  | PGE3PHVC150-R2 |  | 0 | - | -- |  |  |  |  | 2015-01-01 | 0 | -
| 0 |  | PGE3PHVC150-R2 |  | 0 | - | -- |  |  |  |  | 2015-01-01 | 0 | -
| 0 |  | PGE3PHVC150-R2 |  | 0 | - | -- |  |  |  |  | 2015-01-01 | 0 | -
| 0 |  | PGE3PHVC150-R2 |  | 0 | - | -- |  |  |  |  | 2015-01-01 | 0 | -
| 0 |  | PGE3PHVC150-R2 |  | 0 | - | -- |  |  |  |  | 2015-01-01 | 0 | -
| 0 |  | PGE3PHVC150-R2 |  | 0 | - | -- |  |  |  |  | 2015-01-01 | 0 | -
| 0 |  | PGE3PHVC150-R2 |  | 0 | - | -- |  |  |  |  | 2015-01-01 | 0 | -
| 0 |  | PGE3PHVC150-R2 |  | 0 | - | -- |  |  |  |  | 2015-01-01 | 0 | -
| 0 |  | PGE3PHVC150-R2 |  | 0 | - | -- |  |  |  |  | 2015-01-01 | 0 | -
| 0 |  | PGE3PHVC150-R2 |  | 0 | - | -- |  |  |  |  | 2015-01-01 | 0 | -
| 0 |  | PGE3PHVC150-R2 |  | 0 | - | -- |  |  |  |  | 2015-01-01 | 0 | -
| 0 |  | PGE3PHVC150-R2 |  | 0 | - | -- |  |  |  |  | 2015-01-01 | 0 | -
| 0 |  | PGE3PHVC150-R2 |  | 0 | - | -- |  |  |  |  | 2015-01-01 | 0 | -
| 0 |  | PGE3PHVC150-R2 |  | 0 | - | -- |  |  |  |  | 2015-01-01 | 0 | -
| 0 |  | PGE3PHVC150-R2 |  | 0 | - | -- |  |  |  |  | 2015-01-01 | 0 | -
| 0 |  | PGE3PHVC150-R2 |  | 0 | - | -- |  |  |  |  | 2015-01-01 | 0 | -
| 0 |  | PGE3PHVC150-R2 |  | 0 | - | -- |  |  |  |  | 2015-01-01 | 0 | -
| 0 |  | PGE3PHVC150-R2 |  | 0 | - | -- |  |  |  |  | 2015-01-01 | 0 | -
| 0 |  | PGE3PHVC150-R2 |  | 0 | - | -- |  |  |  |  | 2015-01-01 | 0 | -
| 0 |  | PGE3PHVC150-R2 |  | 0 | - | -- |  |  |  |  | 2015-01-01 | 0 | -
| 0 |  | PGE3PHVC150-R2 |  | 0 | - | -- |  |  |  |  | 2015-01-01 | 0 | -
| 0 |  | PGE3PHVC150-R2 |  | 0 | - | -- |  |  |  |  | 2015-01-01 | 0 | -
| 0 |  | PGE3PHVC150-R2 |  | 0 | - | -- |  |  |  |  | 2015-01-01 | 0 | -
| 0 |  | PGE3PHVC150-R2 |  | 0 | - | -- |  |  |  |  | 2015-01-01 | 0 | -
| 0 |  | PGE3PHVC150-R2 |  | 0 | - | -- |  |  |  |  | 2015-01-01 | 0 | -
| 0 |  | PGE3PHVC150-R2 |  | 0 | - | -- |  |  |  |  | 2015-01-01 | 0 | -
| 0 |  | PGE3PHVC150-R2 |  | 0 | - | -- |  |  |  |  | 2015-01-01 | 0 | -
| 0 |  | PGE3PHVC150-R2 |  | 0 | - | -- |  |  |  |  | 2015-01-01 | 0 | -
| 0 |  | PGE3PHVC150-R2 |  | 0 | - | -- |  |  |  |  | 2015-01-01 | 0 | -
| 0 |  | PGE3PHVC150-R2 |  | 0 | - | -- |  |  |  |  | 2015-01-01 | 0 | -
| 0 |  | PGE3PHVC150-R2 |  | 0 | - | -- |  |  |  |  | 2015-01-01 | 0 | -
| 0 |  | PGE3PHVC150-R2 |  | 0 | - | -- |  |  |  |  | 2015-01-01 | 0 | -
| 0 |  | PGE3PHVC150-R2 |  | 0 | - | -- |  |  |  |  | 2015-01-01 | 0 | -
| 0 |  | PGE3PHVC150-R2 |  | 0 | - | -- |  |  |  |  | 2015-01-01 | 0 | -
| 0 |  | PGE3PHVC150-R2 |  | 0 | - | -- |  |  |  |  | 2015-01-01 | 0 | -
| 0 |  | PGE3PHVC150-R2 |  | 0 | - | -- |  |  |  |  | 2015-01-01 | 0 | -
| 0 |  | PGE3PHVC150-R2 |  | 0 | - | -- |  |  |  |  | 2015-01-01 | 0 | -
| 0 |  | PGE3PHVC150-R2 |  | 0 | - | -- |  |  |  |  | 2015-01-01 | 0 | -
| 0 |  | PGE3PHVC150-R2 |  | 0 | - | -- |  |  |  |  | 2015-01-01 | 0 | -
| 0 |  | PGE3PHVC150-R2 |  | 0 | - | -- |  |  |  |  | 2015-01-01 | 0 | -
| 0 |  | PGE3PHVC150-R2 |  | 0 | - | -- |  |  |  |  | 2015-01-01 | 0 | -
| 0 |  | PGE3PHVC150-R2 |  | 0 | - | -- |  |  |  |  | 2015-01-01 | 0 | -
| 0 |  | PGE3PHVC150-R2 |  | 0 | - | -- |  |  |  |  | 2015-01-01 | 0 | -
| 0 |  | PGE3PHVC150-R2 |  | 0 | - | -- |  |  |  |  | 2015-01-01 | 0 | -
| 0 |  | PGE3PHVC150-R2 |  | 0 | - | -- |  |  |  |  | 2015-01-01 | 0 | -
| 0 |  | PGE3PHVC150-R2 |  | 0 | - | -- |  |  |  |  | 2015-01-01 | 0 | -
| 0 |  | PGE3PHVC150-R2 |  | 0 | - | -- |  |  |  |  | 2015-01-01 | 0 | -
| 0 |  | PGE3PHVC150-R2 |  | 0 | - | -- |  |  |  |  | 2015-01-01 | 0 | -
| 0 |  | PGE3PHVC150-R2 |  | 0 | - | -- |  |  |  |  | 2015-01-01 | 0 | -
| 0 |  | PGE3PHVC150-R2 |  | 0 | - | -- |  |  |  |  | 2015-01-01 | 0 | -
| 0 |  | PGE3PHVC150-R2 |  | 0 | - | -- |  |  |  |  | 2015-01-01 | 0 | -
| 0 |  | PGE3PHVC150-R2 |  | 0 | - | -- |  |  |  |  | 2015-01-01 | 0 | -
| 0 |  | PGE3PHVC150-R2 |  | 0 | - | -- |  |  |  |  | 2015-01-01 | 0 | -
| 0 |  | PGE3PHVC150-R2 |  | 0 | - | -- |  |  |  |  | 2015-01-01 | 0 | -
| 0 |  | PGE3PHVC150-R2 |  | 0 | - | -- |  |  |  |  | 2015-01-01 | 0 | -
| 0 |  | PGE3PHVC150-R2 |  | 0 | - | -- |  |  |  |  | 2015-01-01 | 0 | -
| 0 |  | PGE3PHVC150-R2 |  | 0 | - | -- |  |  |  |  | 2015-01-01 | 0 | -
| 0 |  | PGE3PHVC150-R2 |  | 0 | - | -- |  |  |  |  | 2015-01-01 | 0 | -
| 0 |  | PGE3PHVC150-R2 |  | 0 | - | -- |  |  |  |  | 2015-01-01 | 0 | -
| 0 |  | PGE3PHVC150-R2 |  | 0 | - | -- |  |  |  |  | 2015-01-01 | 0 | -
| 0 |  | PGE3PHVC150-R2 |  | 0 | - | -- |  |  |  |  | 2015-01-01 | 0 | -
| 0 |  | PGE3PHVC150-R2 |  | 0 | - | -- |  |  |  |  | 2015-01-01 | 0 | -
| 0 |  | PGE3PHVC150-R2 |  | 0 | - | -- |  |  |  |  | 2015-01-01 | 0 | -
| 0 |  | PGE3PHVC150-R2 |  | 0 | - | -- |  |  |  |  | 2015-01-01 | 0 | -
| 0 |  | PGE3PHVC150-R2 |  | 0 | - | -- |  |  |  |  | 2015-01-01 | 0 | -
| 0 |  | PGE3PHVC150-R2 |  | 0 | - | -- |  |  |  |  | 2015-01-01 | 0 | -
| 0 |  | PGE3PHVC150-R2 |  | 0 | - | -- |  |  |  |  | 2015-01-01 | 0 | -
| 0 |  | PGE3PHVC150-R2 |  | 0 | - | -- |  |  |  |  | 2015-01-01 | 0 | -
| 0 |  | PGE3PHVC150-R2 |  | 0 | - | -- |  |  |  |  | 2015-01-01 | 0 | -
| 0 |  | PGE3PHVC150-R2 |  | 0 | - | -- |  |  |  |  | 2015-01-01 | 0 | -
| 0 |  | PGE3PHVC150-R2 |  | 0 | - | -- |  |  |  |  | 2015-01-01 | 0 | -
| 0 |  | PGE3PHVC150-R2 |  | 0 | - | -- |  |  |  |  | 2015-01-01 | 0 | -
| 0 |  | PGE3PHVC150-R2 |  | 0 | - | -- |  |  |  |  | 2015-01-01 | 0 | -
| 0 |  | PGE3PHVC150-R2 |  | 0 | - | -- |  |  |  |  | 2015-01-01 | 0 | -
| 0 |  | PGE3PHVC150-R2 |  | 0 | - | -- |  |  |  |  | 2015-01-01 | 0 | -
| 0 |  | PGE3PHVC150-R2 |  | 0 | - | -- |  |  |  |  | 2015-01-01 | 0 | -
| 0 |  | PGE3PHVC150-R2 |  | 0 | - | -- |  |  |  |  | 2015-01-01 | 0 | -
| 0 |  | PGE3PHVC150-R2 |  | 0 | - | -- |  |  |  |  | 2015-01-01 | 0 | -
| 0 |  | PGE3PHVC150-R2 |  | 0 | - | -- |  |  |  |  | 2015-01-01 | 0 | -
| 0 |  | PGE3PHVC150-R2 |  | 0 | - | -- |  |  |  |  | 2015-01-01 | 0 | -
| 0 |  | PGE3PHVC150-R2 |  | 0 | - | -- |  |  |  |  | 2015-01-01 | 0 | -
| 0 |  | PGE3PHVC150-R2 |  | 0 | - | -- |  |  |  |  | 2015-01-01 | 0 | -
| 0 |  | PGE3PHVC150-R2 |  | 0 | - | -- |  |  |  |  | 2015-01-01 | 0 | -
| 0 |  | PGE3PHVC150-R2 |  | 0 | - | -- |  |  |  |  | 2015-01-01 | 0 | -
| 0 |  | PGE3PHVC150-R2 |  | 0 | - | -- |  |  |  |  | 2015-01-01 | 0 | -
| 0 |  | PGE3PHVC150-R2 |  | 0 | - | -- |  |  |  |  | 2015-01-01 | 0 | -
| 0 |  | PGE3PHVC150-R2 |  | 0 | - | -- |  |  |  |  | 2015-01-01 | 0 | -
| 0 |  | PGE3PHVC150-R2 |  | 0 | - | -- |  |  |  |  | 2015-01-01 | 0 | -
| 0 |  | PGE3PHVC150-R2 |  | 0 | - | -- |  |  |  |  | 2015-01-01 | 0 | -
| 0 |  | PGE3PHVC150-R2 |  | 0 | - | -- |  |  |  |  | 2015-01-01 | 0 | -
| 0 |  | PGE3PHVC150-R2 |  | 0 | - | -- |  |  |  |  | 2015-01-01 | 0 | -
| 0 |  | PGE3PHVC150-R2 |  | 0 | - | -- |  |  |  |  | 2015-01-01 | 0 | -
| 0 |  | PGE3PHVC150-R2 |  | 0 | - | -- |  |  |  |  | 2015-01-01 | 0 | -
| 0 |  | PGE3PHVC150-R2 |  | 0 | - | -- |  |  |  |  | 2015-01-01 | 0 | -
| 0 |  | PGE3PHVC150-R2 |  | 0 | - | -- |  |  |  |  | 2015-01-01 | 0 | -
| 0 |  | PGE3PHVC150-R2 |  | 0 | - | -- |  |  |  |  | 2015-01-01 | 0 | -
| 0 |  | PGE3PHVC150-R2 |  | 0 | - | -- |  |  |  |  | 2015-01-01 | 0 | -
| 0 |  | PGE3PHVC150-R2 |  | 0 | - | -- |  |  |  |  | 2015-01-01 | 0 | -
| 0 |  | PGE3PHVC150-R2 |  | 0 | - | -- |  |  |  |  | 2015-01-01 | 0 | -
| 0 |  | PGE3PHVC150-R2 |  | 0 | - | -- |  |  |  |  | 2015-01-01 | 0 | -
| 0 |  | PGE3PHVC150-R2 |  | 0 | - | -- |  |  |  |  | 2015-01-01 | 0 | -
| 0 |  | PGE3PHVC150-R2 |  | 0 | - | -- |  |  |  |  | 2015-01-01 | 0 | -
| 0 |  | PGE3PHVC150-R2 |  | 0 | - | -- |  |  |  |  | 2015-01-01 | 0 | -
| 0 |  | PGE3PHVC150-R2 |  | 0 | - | -- |  |  |  |  | 2015-01-01 | 0 | -
| 0 |  | PGE3PHVC150-R2 |  | 0 | - | -- |  |  |  |  | 2015-01-01 | 0 | -
| 0 |  | PGE3PHVC150-R2 |  | 0 | - | -- |  |  |  |  | 2015-01-01 | 0 | -
| 0 |  | PGE3PHVC150-R2 |  | 0 | - | -- |  |  |  |  | 2015-01-01 | 0 | -
| 0 |  | PGE3PHVC150-R2 |  | 0 | - | -- |  |  |  |  | 2015-01-01 | 0 | -
| 0 |  | PGE3PHVC150-R2 |  | 0 | - | -- |  |  |  |  | 2015-01-01 | 0 | -
| 0 |  | PGE3PHVC150-R2 |  | 0 | - | -- |  |  |  |  | 2015-01-01 | 0 | -
| 0 |  | PGE3PHVC150-R2 |  | 0 | - | -- |  |  |  |  | 2015-01-01 | 0 | -
| 0 |  | PGE3PHVC150-R2 |  | 0 | - | -- |  |  |  |  | 2015-01-01 | 0 | -
| 0 |  | PGE3PHVC150-R2 |  | 0 | - | -- |  |  |  |  | 2015-01-01 | 0 | -
| 0 |  | PGE3PHVC150-R2 |  | 0 | - | -- |  |  |  |  | 2015-01-01 | 0 | -
| 0 |  | PGE3PHVC150-R2 |  | 0 | - | -- |  |  |  |  | 2015-01-01 | 0 | -
| 0 |  | PGE3PHVC150-R2 |  | 0 | - | -- |  |  |  |  | 2015-01-01 | 0 | -
| 0 |  | PGE3PHVC150-R2 |  | 0 | - | -- |  |  |  |  | 2015-01-01 | 0 | -
| 0 |  | PGE3PHVC150-R2 |  | 0 | - | -- |  |  |  |  | 2015-01-01 | 0 | -
| 0 |  | PGE3PHVC150-R2 |  | 0 | - | -- |  |  |  |  | 2015-01-01 | 0 | -
| 0 |  | PGE3PHVC150-R2 |  | 0 | - | -- |  |  |  |  | 2015-01-01 | 0 | -
| 0 |  | PGE3PHVC150-R2 |  | 0 | - | -- |  |  |  |  | 2015-01-01 | 0 | -
| 0 |  | PGE3PHVC150-R2 |  | 0 | - | -- |  |  |  |  | 2015-01-01 | 0 | -
| 0 |  | PGE3PHVC150-R2 |  | 0 | - | -- |  |  |  |  | 2015-01-01 | 0 | -
| 0 |  | PGE3PHVC150-R2 |  | 0 | - | -- |  |  |  |  | 2015-01-01 | 0 | -
| 0 |  | PGE3PHVC150-R2 |  | 0 | - | -- |  |  |  |  | 2015-01-01 | 0 | -
| 0 |  | PGE3PHVC150-R2 |  | 0 | - | -- |  |  |  |  | 2015-01-01 | 0 | -
| 0 |  | PGE3PHVC150-R2 |  | 0 | - | -- |  |  |  |  | 2015-01-01 | 0 | -
| 0 |  | PGE3PHVC150-R2 |  | 0 | - | -- |  |  |  |  | 2015-01-01 | 0 | -
| 0 |  | PGE3PHVC150-R2 |  | 0 | - | -- |  |  |  |  | 2015-01-01 | 0 | -
| 0 |  | PGE3PHVC150-R2 |  | 0 | - | -- |  |  |  |  | 2015-01-01 | 0 | -
| 0 |  | PGE3PHVC150-R2 |  | 0 | - | -- |  |  |  |  | 2015-01-01 | 0 | -
| 0 |  | PGE3PHVC150-R2 |  | 0 | - | -- |  |  |  |  | 2015-01-01 | 0 | -
| 0 |  | PGE3PHVC150-R2 |  | 0 | - | -- |  |  |  |  | 2015-01-01 | 0 | -
| 0 |  | PGE3PHVC150-R2 |  | 0 | - | -- |  |  |  |  | 2015-01-01 | 0 | -
| 0 |  | PGE3PHVC150-R2 |  | 0 | - | -- |  |  |  |  | 2015-01-01 | 0 | -
| 0 |  | PGE3PHVC150-R2 |  | 0 | - | -- |  |  |  |  | 2015-01-01 | 0 | -
| 0 |  | PGE3PHVC150-R2 |  | 0 | - | -- |  |  |  |  | 2015-01-01 | 0 | -
| 0 |  | PGE3PHVC150-R2 |  | 0 | - | -- |  |  |  |  | 2015-01-01 | 0 | -
| 0 |  | PGE3PHVC150-R2 |  | 0 | - | -- |  |  |  |  | 2015-01-01 | 0 | -
| 0 |  | PGE3PHVC150-R2 |  | 0 | - | -- |  |  |  |  | 2015-01-01 | 0 | -
| 0 |  | PGE3PHVC150-R2 |  | 0 | - | -- |  |  |  |  | 2015-01-01 | 0 | -
| 0 |  | PGE3PHVC150-R2 |  | 0 | - | -- |  |  |  |  | 2015-01-01 | 0 | -
| 0 |  | PGE3PHVC150-R2 |  | 0 | - | -- |  |  |  |  | 2015-01-01 | 0 | -
| 0 |  | PGE3PHVC150-R2 |  | 0 | - | -- |  |  |  |  | 2015-01-01 | 0 | -
| 0 |  | PGE3PHVC150-R2 |  | 0 | - | -- |  |  |  |  | 2015-01-01 | 0 | -
| 0 |  | PGE3PHVC150-R2 |  | 0 | - | -- |  |  |  |  | 2015-01-01 | 0 | -
| 0 |  | PGE3PHVC150-R2 |  | 0 | - | -- |  |  |  |  | 2015-01-01 | 0 | -
| 0 |  | PGE3PHVC150-R2 |  | 0 | - | -- |  |  |  |  | 2015-01-01 | 0 | -
| 0 |  | PGE3PHVC150-R2 |  | 0 | - | -- |  |  |  |  | 2015-01-01 | 0 | -
| 0 |  | PGE3PHVC150-R2 |  | 0 | - | -- |  |  |  |  | 2015-01-01 | 0 | -
| 0 |  | PGE3PHVC150-R2 |  | 0 | - | -- |  |  |  |  | 2015-01-01 | 0 | -
| 0 |  | PGE3PHVC150-R2 |  | 0 | - | -- |  |  |  |  | 2015-01-01 | 0 | -
| 0 |  | PGE3PHVC150-R2 |  | 0 | - | -- |  |  |  |  | 2015-01-01 | 0 | -
| 0 |  | PGE3PHVC150-R2 |  | 0 | - | -- |  |  |  |  | 2015-01-01 | 0 | -
| 0 |  | PGE3PHVC150-R2 |  | 0 | - | -- |  |  |  |  | 2015-01-01 | 0 | -
| 0 |  | PGE3PHVC150-R2 |  | 0 | - | -- |  |  |  |  | 2015-01-01 | 0 | -
| 0 |  | PGE3PHVC150-R2 |  | 0 | - | -- |  |  |  |  | 2015-01-01 | 0 | -
| 0 |  | PGE3PHVC150-R2 |  | 0 | - | -- |  |  |  |  | 2015-01-01 | 0 | -
| 0 |  | PGE3PHVC150-R2 |  | 0 | - | -- |  |  |  |  | 2015-01-01 | 0 | -
| 0 |  | PGE3PHVC150-R2 |  | 0 | - | -- |  |  |  |  | 2015-01-01 | 0 | -
| 0 |  | PGE3PHVC150-R2 |  | 0 | - | -- |  |  |  |  | 2015-01-01 | 0 | -
| 0 |  | PGE3PHVC150-R2 |  | 0 | - | -- |  |  |  |  | 2015-01-01 | 0 | -
| 0 |  | PGE3PHVC150-R2 |  | 0 | - | -- |  |  |  |  | 2015-01-01 | 0 | -
| 0 |  | PGE3PHVC150-R2 |  | 0 | - | -- |  |  |  |  | 2015-01-01 | 0 | -
| 0 |  | PGE3PHVC150-R2 |  | 0 | - | -- |  |  |  |  | 2015-01-01 | 0 | -
| 0 |  | PGE3PHVC150-R2 |  | 0 | - | -- |  |  |  |  | 2015-01-01 | 0 | -
| 0 |  | PGE3PHVC150-R2 |  | 0 | - | -- |  |  |  |  | 2015-01-01 | 0 | -
| 0 |  | PGE3PHVC150-R2 |  | 0 | - | -- |  |  |  |  | 2015-01-01 | 0 | -
| 0 |  | PGE3PHVC150-R2 |  | 0 | - | -- |  |  |  |  | 2015-01-01 | 0 | -
| 0 |  | PGE3PHVC150-R2 |  | 0 | - | -- |  |  |  |  | 2015-01-01 | 0 | -
| 0 |  | PGE3PHVC150-R2 |  | 0 | - | -- |  |  |  |  | 2015-01-01 | 0 | -
| 0 |  | PGE3PHVC150-R2 |  | 0 | - | -- |  |  |  |  | 2015-01-01 | 0 | -
| 0 |  | PGE3PHVC150-R2 |  | 0 | - | -- |  |  |  |  | 2015-01-01 | 0 | -
| 0 |  | PGE3PHVC150-R2 |  | 0 | - | -- |  |  |  |  | 2015-01-01 | 0 | -
| 0 |  | PGE3PHVC150-R2 |  | 0 | - | -- |  |  |  |  | 2015-01-01 | 0 | -
| 0 |  | PGE3PHVC150-R2 |  | 0 | - | -- |  |  |  |  | 2015-01-01 | 0 | -
| 0 |  | PGE3PHVC150-R2 |  | 0 | - | -- |  |  |  |  | 2015-01-01 | 0 | -
| 0 |  | PGE3PHVC150-R2 |  | 0 | - | -- |  |  |  |  | 2015-01-01 | 0 | -
| 0 |  | PGE3PHVC150-R2 |  | 0 | - | -- |  |  |  |  | 2015-01-01 | 0 | -
| 0 |  | PGE3PHVC150-R2 |  | 0 | - | -- |  |  |  |  | 2015-01-01 | 0 | -
| 0 |  | PGE3PHVC150-R2 |  | 0 | - | -- |  |  |  |  | 2015-01-01 | 0 | -
| 0 |  | PGE3PHVC150-R2 |  | 0 | - | -- |  |  |  |  | 2015-01-01 | 0 | -
| 0 |  | PGE3PHVC150-R2 |  | 0 | - | -- |  |  |  |  | 2015-01-01 | 0 | -
| 0 |  | PGE3PHVC150-R2 |  | 0 | - | -- |  |  |  |  | 2015-01-01 | 0 | -
| 0 |  | PGE3PHVC150-R2 |  | 0 | - | -- |  |  |  |  | 2015-01-01 | 0 | -
| 0 |  | PGE3PHVC150-R2 |  | 0 | - | -- |  |  |  |  | 2015-01-01 | 0 | -
| 0 |  | PGE3PHVC150-R2 |  | 0 | - | -- |  |  |  |  | 2015-01-01 | 0 | -
| 0 |  | PGE3PHVC150-R2 |  | 0 | - | -- |  |  |  |  | 2015-01-01 | 0 | -
| 0 |  | PGE3PHVC150-R2 |  | 0 | - | -- |  |  |  |  | 2015-01-01 | 0 | -
| 0 |  | PGE3PHVC150-R2 |  | 0 | - | -- |  |  |  |  | 2015-01-01 | 0 | -
| 0 |  | PGE3PHVC150-R2 |  | 0 | - | -- |  |  |  |  | 2015-01-01 | 0 | -
| 0 |  | PGE3PHVC150-R2 |  | 0 | - | -- |  |  |  |  | 2015-01-01 | 0 | -
| 0 |  | PGE3PHVC150-R2 |  | 0 | - | -- |  |  |  |  | 2015-01-01 | 0 | -
| 0 |  | PGE3PHVC150-R2 |  | 0 | - | -- |  |  |  |  | 2015-01-01 | 0 | -
| 0 |  | PGE3PHVC150-R2 |  | 0 | - | -- |  |  |  |  | 2015-01-01 | 0 | -
| 0 |  | PGE3PHVC150-R2 |  | 0 | - | -- |  |  |  |  | 2015-01-01 | 0 | -
| 0 |  | PGE3PHVC150-R2 |  | 0 | - | -- |  |  |  |  | 2015-01-01 | 0 | -
| 0 |  | PGE3PHVC150-R2 |  | 0 | - | -- |  |  |  |  | 2015-01-01 | 0 | -
| 0 |  | PGE3PHVC150-R2 |  | 0 | - | -- |  |  |  |  | 2015-01-01 | 0 | -
| 0 |  | PGE3PHVC150-R2 |  | 0 | - | -- |  |  |  |  | 2015-01-01 | 0 | -
| 0 |  | PGE3PHVC150-R2 |  | 0 | - | -- |  |  |  |  | 2015-01-01 | 0 | -
| 0 |  | PGE3PHVC150-R2 |  | 0 | - | -- |  |  |  |  | 2015-01-01 | 0 | -

## Mease Cost
Measure Cost Table
Combination of MeasCostID + Version + Applicability is unique;
Program Administrator Abbreviation | Any text entry is valid, but must be unique when combined with the Version ID and Applicability fields. Utility measure code-Cost Type |  | Applicability fields describing the site and location are specified in the claims data. Applicability values of "Any" will match any applicability and can be used as a default when applicability values are not known or not relevant. |  |  | Measure delivery method Program Delivery | Description of the specific source for the data; measures based on an IOU work paper reference the work paper ID. Utility WP#-Revision # | The Version of the Workpaper or DEER | Identifies the Data source | The data the record last modified | The "per unit" basis for costs. | Specifies if this cost record is a Full Cost or is an Incremental Cost over Standard practice (Full or IMC) READI-Table | General, Labor and Material measure costs (per unit). Labor and Material costs will be adjusted by the specified Location Cost Adjustment table. |  |  | This field can be a general description of the measure and may describe what differentiates it from another measure with the same MeasureID (e.g. code base or version). Utility measure code-utility measure description-cost qualifier | Classification Fields identify the general technology and application that is associated with each cost record. The classification fields can be used to narrow the list of potential cost records for a particular Measure definition | [5 empty] | Specifies the measure application (ER, ROB, etc). |  |  | References one of the location cost tables; will be used along with the Location specification to determine labor and material cost adjustments
PA | MeasCostID | CostQualifier | BldgType | BldgVint | BldgLoc | DeliveryType | SourceDesc | Version | VersionSource | LastMod | NormUnit | CostType | GenCost | LaborCost IOU Measure Labor Cost | MatlCost IOU Measure Material Cost | Description | Sector | UseCategory | UseSubCategory | TechGroup | TechType | TechID | MeasAppType | InstallHours | LaborRate | LocCostAdj READI-Table | Status | Comment
PGE | H796-Full | DirectInstall | SFm | ANY | CZ01 | DirInstall | PGE3PHVC150-R2 | 2014 Ex-Ante | D14 v1.0.5 | 2015-01-01 | Cap-Tons | Full | 0 | 63.44 | 13.32 | H796-Full | Res | HVAC | SpaceCool | dxAC_equip | spltEER |  | REA |  |  | None
PGE | H796-Full | DirectInstall | SFm | ANY | CZ02 | DirInstall | PGE3PHVC150-R2 | 2014 Ex-Ante | D14 v1.0.5 | 2015-01-01 | Cap-Tons | Full | 0 | 63.44 | 13.32 | H796-Full | Res | HVAC | SpaceCool | dxAC_equip | spltEER |  | REA |  |  | None
PGE | H796-Full | DirectInstall | SFm | ANY | CZ03 | DirInstall | PGE3PHVC150-R2 | 2014 Ex-Ante | D14 v1.0.5 | 2015-01-01 | Cap-Tons | Full | 0 | 63.44 | 13.32 | H796-Full | Res | HVAC | SpaceCool | dxAC_equip | spltEER |  | REA |  |  | None
PGE | H796-Full | DirectInstall | SFm | ANY | CZ04 | DirInstall | PGE3PHVC150-R2 | 2014 Ex-Ante | D14 v1.0.5 | 2015-01-01 | Cap-Tons | Full | 0 | 63.44 | 13.32 | H796-Full | Res | HVAC | SpaceCool | dxAC_equip | spltEER |  | REA |  |  | None
PGE | H796-Full | DirectInstall | SFm | ANY | CZ05 | DirInstall | PGE3PHVC150-R2 | 2014 Ex-Ante | D14 v1.0.5 | 2015-01-01 | Cap-Tons | Full | 0 | 63.44 | 13.32 | H796-Full | Res | HVAC | SpaceCool | dxAC_equip | spltEER |  | REA |  |  | None
PGE | H796-Full | DirectInstall | SFm | ANY | CZ11 | DirInstall | PGE3PHVC150-R2 | 2014 Ex-Ante | D14 v1.0.5 | 2015-01-01 | Cap-Tons | Full | 0 | 63.44 | 13.32 | H796-Full | Res | HVAC | SpaceCool | dxAC_equip | spltEER |  | REA |  |  | None
PGE | H796-Full | DirectInstall | SFm | ANY | CZ12 | DirInstall | PGE3PHVC150-R2 | 2014 Ex-Ante | D14 v1.0.5 | 2015-01-01 | Cap-Tons | Full | 0 | 63.44 | 13.32 | H796-Full | Res | HVAC | SpaceCool | dxAC_equip | spltEER |  | REA |  |  | None
PGE | H796-Full | DirectInstall | SFm | ANY | CZ13 | DirInstall | PGE3PHVC150-R2 | 2014 Ex-Ante | D14 v1.0.5 | 2015-01-01 | Cap-Tons | Full | 0 | 63.44 | 13.32 | H796-Full | Res | HVAC | SpaceCool | dxAC_equip | spltEER |  | REA |  |  | None
PGE | H796-Full | DirectInstall | SFm | ANY | CZ16 | DirInstall | PGE3PHVC150-R2 | 2014 Ex-Ante | D14 v1.0.5 | 2015-01-01 | Cap-Tons | Full | 0 | 63.44 | 13.32 | H796-Full | Res | HVAC | SpaceCool | dxAC_equip | spltEER |  | REA |  |  | None
PGE | H796-Full | DirectInstall | MFm | ANY | CZ01 | DirInstall | PGE3PHVC150-R2 | 2014 Ex-Ante | D14 v1.0.5 | 2015-01-01 | Cap-Tons | Full | 0 | 63.44 | 13.32 | H796-Full | Res | HVAC | SpaceCool | dxAC_equip | spltEER |  | REA |  |  | None
PGE | H796-Full | DirectInstall | MFm | ANY | CZ02 | DirInstall | PGE3PHVC150-R2 | 2014 Ex-Ante | D14 v1.0.5 | 2015-01-01 | Cap-Tons | Full | 0 | 63.44 | 13.32 | H796-Full | Res | HVAC | SpaceCool | dxAC_equip | spltEER |  | REA |  |  | None
PGE | H796-Full | DirectInstall | MFm | ANY | CZ03 | DirInstall | PGE3PHVC150-R2 | 2014 Ex-Ante | D14 v1.0.5 | 2015-01-01 | Cap-Tons | Full | 0 | 63.44 | 13.32 | H796-Full | Res | HVAC | SpaceCool | dxAC_equip | spltEER |  | REA |  |  | None
PGE | H796-Full | DirectInstall | MFm | ANY | CZ04 | DirInstall | PGE3PHVC150-R2 | 2014 Ex-Ante | D14 v1.0.5 | 2015-01-01 | Cap-Tons | Full | 0 | 63.44 | 13.32 | H796-Full | Res | HVAC | SpaceCool | dxAC_equip | spltEER |  | REA |  |  | None
PGE | H796-Full | DirectInstall | MFm | ANY | CZ05 | DirInstall | PGE3PHVC150-R2 | 2014 Ex-Ante | D14 v1.0.5 | 2015-01-01 | Cap-Tons | Full | 0 | 63.44 | 13.32 | H796-Full | Res | HVAC | SpaceCool | dxAC_equip | spltEER |  | REA |  |  | None
PGE | H796-Full | DirectInstall | MFm | ANY | CZ11 | DirInstall | PGE3PHVC150-R2 | 2014 Ex-Ante | D14 v1.0.5 | 2015-01-01 | Cap-Tons | Full | 0 | 63.44 | 13.32 | H796-Full | Res | HVAC | SpaceCool | dxAC_equip | spltEER |  | REA |  |  | None
PGE | H796-Full | DirectInstall | MFm | ANY | CZ12 | DirInstall | PGE3PHVC150-R2 | 2014 Ex-Ante | D14 v1.0.5 | 2015-01-01 | Cap-Tons | Full | 0 | 63.44 | 13.32 | H796-Full | Res | HVAC | SpaceCool | dxAC_equip | spltEER |  | REA |  |  | None
PGE | H796-Full | DirectInstall | MFm | ANY | CZ13 | DirInstall | PGE3PHVC150-R2 | 2014 Ex-Ante | D14 v1.0.5 | 2015-01-01 | Cap-Tons | Full | 0 | 63.44 | 13.32 | H796-Full | Res | HVAC | SpaceCool | dxAC_equip | spltEER |  | REA |  |  | None
PGE | H796-Full | DirectInstall | MFm | ANY | CZ16 | DirInstall | PGE3PHVC150-R2 | 2014 Ex-Ante | D14 v1.0.5 | 2015-01-01 | Cap-Tons | Full | 0 | 63.44 | 13.32 | H796-Full | Res | HVAC | SpaceCool | dxAC_equip | spltEER |  | REA |  |  | None
PGE | H796-Full | DirectInstall | DMo | ANY | CZ02 | DirInstall | PGE3PHVC150-R2 | 2014 Ex-Ante | D14 v1.0.5 | 2015-01-01 | Cap-Tons | Full | 0 | 63.44 | 13.32 | H796-Full | Res | HVAC | SpaceCool | dxAC_equip | spltEER |  | REA |  |  | None
PGE | H796-Full | DirectInstall | DMo | ANY | CZ03 | DirInstall | PGE3PHVC150-R2 | 2014 Ex-Ante | D14 v1.0.5 | 2015-01-01 | Cap-Tons | Full | 0 | 63.44 | 13.32 | H796-Full | Res | HVAC | SpaceCool | dxAC_equip | spltEER |  | REA |  |  | None
PGE | H796-Full | DirectInstall | DMo | ANY | CZ04 | DirInstall | PGE3PHVC150-R2 | 2014 Ex-Ante | D14 v1.0.5 | 2015-01-01 | Cap-Tons | Full | 0 | 63.44 | 13.32 | H796-Full | Res | HVAC | SpaceCool | dxAC_equip | spltEER |  | REA |  |  | None
PGE | H796-Full | DirectInstall | DMo | ANY | CZ05 | DirInstall | PGE3PHVC150-R2 | 2014 Ex-Ante | D14 v1.0.5 | 2015-01-01 | Cap-Tons | Full | 0 | 63.44 | 13.32 | H796-Full | Res | HVAC | SpaceCool | dxAC_equip | spltEER |  | REA |  |  | None
PGE | H796-Full | DirectInstall | DMo | ANY | CZ11 | DirInstall | PGE3PHVC150-R2 | 2014 Ex-Ante | D14 v1.0.5 | 2015-01-01 | Cap-Tons | Full | 0 | 63.44 | 13.32 | H796-Full | Res | HVAC | SpaceCool | dxAC_equip | spltEER |  | REA |  |  | None
PGE | H796-Full | DirectInstall | DMo | ANY | CZ12 | DirInstall | PGE3PHVC150-R2 | 2014 Ex-Ante | D14 v1.0.5 | 2015-01-01 | Cap-Tons | Full | 0 | 63.44 | 13.32 | H796-Full | Res | HVAC | SpaceCool | dxAC_equip | spltEER |  | REA |  |  | None
PGE | H796-Full | DirectInstall | DMo | ANY | CZ13 | DirInstall | PGE3PHVC150-R2 | 2014 Ex-Ante | D14 v1.0.5 | 2015-01-01 | Cap-Tons | Full | 0 | 63.44 | 13.32 | H796-Full | Res | HVAC | SpaceCool | dxAC_equip | spltEER |  | REA |  |  | None
PGE | H796-Full | DirectInstall | DMo | ANY | CZ16 | DirInstall | PGE3PHVC150-R2 | 2014 Ex-Ante | D14 v1.0.5 | 2015-01-01 | Cap-Tons | Full | 0 | 63.44 | 13.32 | H796-Full | Res | HVAC | SpaceCool | dxAC_equip | spltEER |  | REA |  |  | None
| END- | [5 empty] | PGE3PHVC150-R2 |  |  | 2015-01-01 |  |  |  | 0 | 0 | END-
| - | [5 empty] | PGE3PHVC150-R2 |  |  | 2015-01-01 |  |  |  | 0 | 0 | -
| - | [5 empty] | PGE3PHVC150-R2 |  |  | 2015-01-01 |  |  |  | 0 | 0 | -
| - | [5 empty] | PGE3PHVC150-R2 |  |  | 2015-01-01 |  |  |  | 0 | 0 | -
| - | [5 empty] | PGE3PHVC150-R2 |  |  | 2015-01-01 |  |  |  | 0 | 0 | -
| - | [5 empty] | PGE3PHVC150-R2 |  |  | 2015-01-01 |  |  |  | 0 | 0 | -
| - | [5 empty] | PGE3PHVC150-R2 |  |  | 2015-01-01 |  |  |  | 0 | 0 | -
| - | [5 empty] | PGE3PHVC150-R2 |  |  | 2015-01-01 |  |  |  | 0 | 0 | -
| - | [5 empty] | PGE3PHVC150-R2 |  |  | 2015-01-01 |  |  |  | 0 | 0 | -
| - | [5 empty] | PGE3PHVC150-R2 |  |  | 2015-01-01 |  |  |  | 0 | 0 | -
| - | [5 empty] | PGE3PHVC150-R2 |  |  | 2015-01-01 |  |  |  | 0 | 0 | -
| - | [5 empty] | PGE3PHVC150-R2 |  |  | 2015-01-01 |  |  |  | 0 | 0 | -
| - | [5 empty] | PGE3PHVC150-R2 |  |  | 2015-01-01 |  |  |  | 0 | 0 | -
| - | [5 empty] | PGE3PHVC150-R2 |  |  | 2015-01-01 |  |  |  | 0 | 0 | -
| - | [5 empty] | PGE3PHVC150-R2 |  |  | 2015-01-01 |  |  |  | 0 | 0 | -
| - | [5 empty] | PGE3PHVC150-R2 |  |  | 2015-01-01 |  |  |  | 0 | 0 | -
| - | [5 empty] | PGE3PHVC150-R2 |  |  | 2015-01-01 |  |  |  | 0 | 0 | -
| - | [5 empty] | PGE3PHVC150-R2 |  |  | 2015-01-01 |  |  |  | 0 | 0 | -
| - | [5 empty] | PGE3PHVC150-R2 |  |  | 2015-01-01 |  |  |  | 0 | 0 | -
| - | [5 empty] | PGE3PHVC150-R2 |  |  | 2015-01-01 |  |  |  | 0 | 0 | -
| - | [5 empty] | PGE3PHVC150-R2 |  |  | 2015-01-01 |  |  |  | 0 | 0 | -
| - | [5 empty] | PGE3PHVC150-R2 |  |  | 2015-01-01 |  |  |  | 0 | 0 | -
| - | [5 empty] | PGE3PHVC150-R2 |  |  | 2015-01-01 |  |  |  | 0 | 0 | -
| - | [5 empty] | PGE3PHVC150-R2 |  |  | 2015-01-01 |  |  |  | 0 | 0 | -
| - | [5 empty] | PGE3PHVC150-R2 |  |  | 2015-01-01 |  |  |  | 0 | 0 | -
| - | [5 empty] | PGE3PHVC150-R2 |  |  | 2015-01-01 |  |  |  | 0 | 0 | -
| - | [5 empty] | PGE3PHVC150-R2 |  |  | 2015-01-01 |  |  |  | 0 | 0 | -
| - | [5 empty] | PGE3PHVC150-R2 |  |  | 2015-01-01 |  |  |  | 0 | 0 | -
| - | [5 empty] | PGE3PHVC150-R2 |  |  | 2015-01-01 |  |  |  | 0 | 0 | -
| - | [5 empty] | PGE3PHVC150-R2 |  |  | 2015-01-01 |  |  |  | 0 | 0 | -
| - | [5 empty] | PGE3PHVC150-R2 |  |  | 2015-01-01 |  |  |  | 0 | 0 | -
| - | [5 empty] | PGE3PHVC150-R2 |  |  | 2015-01-01 |  |  |  | 0 | 0 | -
| - | [5 empty] | PGE3PHVC150-R2 |  |  | 2015-01-01 |  |  |  | 0 | 0 | -
| - | [5 empty] | PGE3PHVC150-R2 |  |  | 2015-01-01 |  |  |  | 0 | 0 | -
| - | [5 empty] | PGE3PHVC150-R2 |  |  | 2015-01-01 |  |  |  | 0 | 0 | -
| - | [5 empty] | PGE3PHVC150-R2 |  |  | 2015-01-01 |  |  |  | 0 | 0 | -
| - | [5 empty] | PGE3PHVC150-R2 |  |  | 2015-01-01 |  |  |  | 0 | 0 | -
| - | [5 empty] | PGE3PHVC150-R2 |  |  | 2015-01-01 |  |  |  | 0 | 0 | -
| - | [5 empty] | PGE3PHVC150-R2 |  |  | 2015-01-01 |  |  |  | 0 | 0 | -
| - | [5 empty] | PGE3PHVC150-R2 |  |  | 2015-01-01 |  |  |  | 0 | 0 | -
| - | [5 empty] | PGE3PHVC150-R2 |  |  | 2015-01-01 |  |  |  | 0 | 0 | -
| - | [5 empty] | PGE3PHVC150-R2 |  |  | 2015-01-01 |  |  |  | 0 | 0 | -
| - | [5 empty] | PGE3PHVC150-R2 |  |  | 2015-01-01 |  |  |  | 0 | 0 | -
| - | [5 empty] | PGE3PHVC150-R2 |  |  | 2015-01-01 |  |  |  | 0 | 0 | -
| - | [5 empty] | PGE3PHVC150-R2 |  |  | 2015-01-01 |  |  |  | 0 | 0 | -
| - | [5 empty] | PGE3PHVC150-R2 |  |  | 2015-01-01 |  |  |  | 0 | 0 | -
| - | [5 empty] | PGE3PHVC150-R2 |  |  | 2015-01-01 |  |  |  | 0 | 0 | -
| - | [5 empty] | PGE3PHVC150-R2 |  |  | 2015-01-01 |  |  |  | 0 | 0 | -
| - | [5 empty] | PGE3PHVC150-R2 |  |  | 2015-01-01 |  |  |  | 0 | 0 | -
| - | [5 empty] | PGE3PHVC150-R2 |  |  | 2015-01-01 |  |  |  | 0 | 0 | -
| - | [5 empty] | PGE3PHVC150-R2 |  |  | 2015-01-01 |  |  |  | 0 | 0 | -
| - | [5 empty] | PGE3PHVC150-R2 |  |  | 2015-01-01 |  |  |  | 0 | 0 | -
| - | [5 empty] | PGE3PHVC150-R2 |  |  | 2015-01-01 |  |  |  | 0 | 0 | -
| - | [5 empty] | PGE3PHVC150-R2 |  |  | 2015-01-01 |  |  |  | 0 | 0 | -
| - | [5 empty] | PGE3PHVC150-R2 |  |  | 2015-01-01 |  |  |  | 0 | 0 | -
| - | [5 empty] | PGE3PHVC150-R2 |  |  | 2015-01-01 |  |  |  | 0 | 0 | -
| - | [5 empty] | PGE3PHVC150-R2 |  |  | 2015-01-01 |  |  |  | 0 | 0 | -
| - | [5 empty] | PGE3PHVC150-R2 |  |  | 2015-01-01 |  |  |  | 0 | 0 | -
| - | [5 empty] | PGE3PHVC150-R2 |  |  | 2015-01-01 |  |  |  | 0 | 0 | -
| - | [5 empty] | PGE3PHVC150-R2 |  |  | 2015-01-01 |  |  |  | 0 | 0 | -
| - | [5 empty] | PGE3PHVC150-R2 |  |  | 2015-01-01 |  |  |  | 0 | 0 | -
| - | [5 empty] | PGE3PHVC150-R2 |  |  | 2015-01-01 |  |  |  | 0 | 0 | -
| - | [5 empty] | PGE3PHVC150-R2 |  |  | 2015-01-01 |  |  |  | 0 | 0 | -
| - | [5 empty] | PGE3PHVC150-R2 |  |  | 2015-01-01 |  |  |  | 0 | 0 | -
| - | [5 empty] | PGE3PHVC150-R2 |  |  | 2015-01-01 |  |  |  | 0 | 0 | -
| - | [5 empty] | PGE3PHVC150-R2 |  |  | 2015-01-01 |  |  |  | 0 | 0 | -
| - | [5 empty] | PGE3PHVC150-R2 |  |  | 2015-01-01 |  |  |  | 0 | 0 | -
| - | [5 empty] | PGE3PHVC150-R2 |  |  | 2015-01-01 |  |  |  | 0 | 0 | -
| - | [5 empty] | PGE3PHVC150-R2 |  |  | 2015-01-01 |  |  |  | 0 | 0 | -
| - | [5 empty] | PGE3PHVC150-R2 |  |  | 2015-01-01 |  |  |  | 0 | 0 | -
| - | [5 empty] | PGE3PHVC150-R2 |  |  | 2015-01-01 |  |  |  | 0 | 0 | -
| - | [5 empty] | PGE3PHVC150-R2 |  |  | 2015-01-01 |  |  |  | 0 | 0 | -
| - | [5 empty] | PGE3PHVC150-R2 |  |  | 2015-01-01 |  |  |  | 0 | 0 | -
| - | [5 empty] | PGE3PHVC150-R2 |  |  | 2015-01-01 |  |  |  | 0 | 0 | -
| - | [5 empty] | PGE3PHVC150-R2 |  |  | 2015-01-01 |  |  |  | 0 | 0 | -
| - | [5 empty] | PGE3PHVC150-R2 |  |  | 2015-01-01 |  |  |  | 0 | 0 | -
| - | [5 empty] | PGE3PHVC150-R2 |  |  | 2015-01-01 |  |  |  | 0 | 0 | -
| - | [5 empty] | PGE3PHVC150-R2 |  |  | 2015-01-01 |  |  |  | 0 | 0 | -
| - | [5 empty] | PGE3PHVC150-R2 |  |  | 2015-01-01 |  |  |  | 0 | 0 | -
| - | [5 empty] | PGE3PHVC150-R2 |  |  | 2015-01-01 |  |  |  | 0 | 0 | -
| - | [5 empty] | PGE3PHVC150-R2 |  |  | 2015-01-01 |  |  |  | 0 | 0 | -
| - | [5 empty] | PGE3PHVC150-R2 |  |  | 2015-01-01 |  |  |  | 0 | 0 | -
| - | [5 empty] | PGE3PHVC150-R2 |  |  | 2015-01-01 |  |  |  | 0 | 0 | -
| - | [5 empty] | PGE3PHVC150-R2 |  |  | 2015-01-01 |  |  |  | 0 | 0 | -
| - | [5 empty] | PGE3PHVC150-R2 |  |  | 2015-01-01 |  |  |  | 0 | 0 | -
| - | [5 empty] | PGE3PHVC150-R2 |  |  | 2015-01-01 |  |  |  | 0 | 0 | -
| - | [5 empty] | PGE3PHVC150-R2 |  |  | 2015-01-01 |  |  |  | 0 | 0 | -
| - | [5 empty] | PGE3PHVC150-R2 |  |  | 2015-01-01 |  |  |  | 0 | 0 | -
| - | [5 empty] | PGE3PHVC150-R2 |  |  | 2015-01-01 |  |  |  | 0 | 0 | -
| - | [5 empty] | PGE3PHVC150-R2 |  |  | 2015-01-01 |  |  |  | 0 | 0 | -
| - | [5 empty] | PGE3PHVC150-R2 |  |  | 2015-01-01 |  |  |  | 0 | 0 | -
| - | [5 empty] | PGE3PHVC150-R2 |  |  | 2015-01-01 |  |  |  | 0 | 0 | -
| - | [5 empty] | PGE3PHVC150-R2 |  |  | 2015-01-01 |  |  |  | 0 | 0 | -
| - | [5 empty] | PGE3PHVC150-R2 |  |  | 2015-01-01 |  |  |  | 0 | 0 | -
| - | [5 empty] | PGE3PHVC150-R2 |  |  | 2015-01-01 |  |  |  | 0 | 0 | -
| - | [5 empty] | PGE3PHVC150-R2 |  |  | 2015-01-01 |  |  |  | 0 | 0 | -
| - | [5 empty] | PGE3PHVC150-R2 |  |  | 2015-01-01 |  |  |  | 0 | 0 | -
| - | [5 empty] | PGE3PHVC150-R2 |  |  | 2015-01-01 |  |  |  | 0 | 0 | -
| - | [5 empty] | PGE3PHVC150-R2 |  |  | 2015-01-01 |  |  |  | 0 | 0 | -
| - | [5 empty] | PGE3PHVC150-R2 |  |  | 2015-01-01 |  |  |  | 0 | 0 | -
| - | [5 empty] | PGE3PHVC150-R2 |  |  | 2015-01-01 |  |  |  | 0 | 0 | -
| - | [5 empty] | PGE3PHVC150-R2 |  |  | 2015-01-01 |  |  |  | 0 | 0 | -
| - | [5 empty] | PGE3PHVC150-R2 |  |  | 2015-01-01 |  |  |  | 0 | 0 | -
| - | [5 empty] | PGE3PHVC150-R2 |  |  | 2015-01-01 |  |  |  | 0 | 0 | -
| - | [5 empty] | PGE3PHVC150-R2 |  |  | 2015-01-01 |  |  |  | 0 | 0 | -
| - | [5 empty] | PGE3PHVC150-R2 |  |  | 2015-01-01 |  |  |  | 0 | 0 | -
| - | [5 empty] | PGE3PHVC150-R2 |  |  | 2015-01-01 |  |  |  | 0 | 0 | -
| - | [5 empty] | PGE3PHVC150-R2 |  |  | 2015-01-01 |  |  |  | 0 | 0 | -
| - | [5 empty] | PGE3PHVC150-R2 |  |  | 2015-01-01 |  |  |  | 0 | 0 | -
| - | [5 empty] | PGE3PHVC150-R2 |  |  | 2015-01-01 |  |  |  | 0 | 0 | -
| - | [5 empty] | PGE3PHVC150-R2 |  |  | 2015-01-01 |  |  |  | 0 | 0 | -
| - | [5 empty] | PGE3PHVC150-R2 |  |  | 2015-01-01 |  |  |  | 0 | 0 | -
| - | [5 empty] | PGE3PHVC150-R2 |  |  | 2015-01-01 |  |  |  | 0 | 0 | -
| - | [5 empty] | PGE3PHVC150-R2 |  |  | 2015-01-01 |  |  |  | 0 | 0 | -
| - | [5 empty] | PGE3PHVC150-R2 |  |  | 2015-01-01 |  |  |  | 0 | 0 | -
| - | [5 empty] | PGE3PHVC150-R2 |  |  | 2015-01-01 |  |  |  | 0 | 0 | -
| - | [5 empty] | PGE3PHVC150-R2 |  |  | 2015-01-01 |  |  |  | 0 | 0 | -
| - | [5 empty] | PGE3PHVC150-R2 |  |  | 2015-01-01 |  |  |  | 0 | 0 | -
| - | [5 empty] | PGE3PHVC150-R2 |  |  | 2015-01-01 |  |  |  | 0 | 0 | -
| - | [5 empty] | PGE3PHVC150-R2 |  |  | 2015-01-01 |  |  |  | 0 | 0 | -
| - | [5 empty] | PGE3PHVC150-R2 |  |  | 2015-01-01 |  |  |  | 0 | 0 | -
| - | [5 empty] | PGE3PHVC150-R2 |  |  | 2015-01-01 |  |  |  | 0 | 0 | -
| - | [5 empty] | PGE3PHVC150-R2 |  |  | 2015-01-01 |  |  |  | 0 | 0 | -
| - | [5 empty] | PGE3PHVC150-R2 |  |  | 2015-01-01 |  |  |  | 0 | 0 | -
| - | [5 empty] | PGE3PHVC150-R2 |  |  | 2015-01-01 |  |  |  | 0 | 0 | -
| - | [5 empty] | PGE3PHVC150-R2 |  |  | 2015-01-01 |  |  |  | 0 | 0 | -
| - | [5 empty] | PGE3PHVC150-R2 |  |  | 2015-01-01 |  |  |  | 0 | 0 | -
| - | [5 empty] | PGE3PHVC150-R2 |  |  | 2015-01-01 |  |  |  | 0 | 0 | -
| - | [5 empty] | PGE3PHVC150-R2 |  |  | 2015-01-01 |  |  |  | 0 | 0 | -
| - | [5 empty] | PGE3PHVC150-R2 |  |  | 2015-01-01 |  |  |  | 0 | 0 | -
| - | [5 empty] | PGE3PHVC150-R2 |  |  | 2015-01-01 |  |  |  | 0 | 0 | -
| - | [5 empty] | PGE3PHVC150-R2 |  |  | 2015-01-01 |  |  |  | 0 | 0 | -
| - | [5 empty] | PGE3PHVC150-R2 |  |  | 2015-01-01 |  |  |  | 0 | 0 | -
| - | [5 empty] | PGE3PHVC150-R2 |  |  | 2015-01-01 |  |  |  | 0 | 0 | -
| - | [5 empty] | PGE3PHVC150-R2 |  |  | 2015-01-01 |  |  |  | 0 | 0 | -
| - | [5 empty] | PGE3PHVC150-R2 |  |  | 2015-01-01 |  |  |  | 0 | 0 | -
| - | [5 empty] | PGE3PHVC150-R2 |  |  | 2015-01-01 |  |  |  | 0 | 0 | -
| - | [5 empty] | PGE3PHVC150-R2 |  |  | 2015-01-01 |  |  |  | 0 | 0 | -
| - | [5 empty] | PGE3PHVC150-R2 |  |  | 2015-01-01 |  |  |  | 0 | 0 | -
| - | [5 empty] | PGE3PHVC150-R2 |  |  | 2015-01-01 |  |  |  | 0 | 0 | -
| - | [5 empty] | PGE3PHVC150-R2 |  |  | 2015-01-01 |  |  |  | 0 | 0 | -
| - | [5 empty] | PGE3PHVC150-R2 |  |  | 2015-01-01 |  |  |  | 0 | 0 | -
| - | [5 empty] | PGE3PHVC150-R2 |  |  | 2015-01-01 |  |  |  | 0 | 0 | -
| - | [5 empty] | PGE3PHVC150-R2 |  |  | 2015-01-01 |  |  |  | 0 | 0 | -
| - | [5 empty] | PGE3PHVC150-R2 |  |  | 2015-01-01 |  |  |  | 0 | 0 | -
| - | [5 empty] | PGE3PHVC150-R2 |  |  | 2015-01-01 |  |  |  | 0 | 0 | -
| - | [5 empty] | PGE3PHVC150-R2 |  |  | 2015-01-01 |  |  |  | 0 | 0 | -
| - | [5 empty] | PGE3PHVC150-R2 |  |  | 2015-01-01 |  |  |  | 0 | 0 | -
| - | [5 empty] | PGE3PHVC150-R2 |  |  | 2015-01-01 |  |  |  | 0 | 0 | -
| - | [5 empty] | PGE3PHVC150-R2 |  |  | 2015-01-01 |  |  |  | 0 | 0 | -
| - | [5 empty] | PGE3PHVC150-R2 |  |  | 2015-01-01 |  |  |  | 0 | 0 | -
| - | [5 empty] | PGE3PHVC150-R2 |  |  | 2015-01-01 |  |  |  | 0 | 0 | -
| - | [5 empty] | PGE3PHVC150-R2 |  |  | 2015-01-01 |  |  |  | 0 | 0 | -
| - | [5 empty] | PGE3PHVC150-R2 |  |  | 2015-01-01 |  |  |  | 0 | 0 | -
| - | [5 empty] | PGE3PHVC150-R2 |  |  | 2015-01-01 |  |  |  | 0 | 0 | -
| - | [5 empty] | PGE3PHVC150-R2 |  |  | 2015-01-01 |  |  |  | 0 | 0 | -
| - | [5 empty] | PGE3PHVC150-R2 |  |  | 2015-01-01 |  |  |  | 0 | 0 | -
| - | [5 empty] | PGE3PHVC150-R2 |  |  | 2015-01-01 |  |  |  | 0 | 0 | -
| - | [5 empty] | PGE3PHVC150-R2 |  |  | 2015-01-01 |  |  |  | 0 | 0 | -
| - | [5 empty] | PGE3PHVC150-R2 |  |  | 2015-01-01 |  |  |  | 0 | 0 | -
| - | [5 empty] | PGE3PHVC150-R2 |  |  | 2015-01-01 |  |  |  | 0 | 0 | -
| - | [5 empty] | PGE3PHVC150-R2 |  |  | 2015-01-01 |  |  |  | 0 | 0 | -
| - | [5 empty] | PGE3PHVC150-R2 |  |  | 2015-01-01 |  |  |  | 0 | 0 | -
| - | [5 empty] | PGE3PHVC150-R2 |  |  | 2015-01-01 |  |  |  | 0 | 0 | -
| - | [5 empty] | PGE3PHVC150-R2 |  |  | 2015-01-01 |  |  |  | 0 | 0 | -
| - | [5 empty] | PGE3PHVC150-R2 |  |  | 2015-01-01 |  |  |  | 0 | 0 | -
| - | [5 empty] | PGE3PHVC150-R2 |  |  | 2015-01-01 |  |  |  | 0 | 0 | -
| - | [5 empty] | PGE3PHVC150-R2 |  |  | 2015-01-01 |  |  |  | 0 | 0 | -
| - | [5 empty] | PGE3PHVC150-R2 |  |  | 2015-01-01 |  |  |  | 0 | 0 | -
| - | [5 empty] | PGE3PHVC150-R2 |  |  | 2015-01-01 |  |  |  | 0 | 0 | -
| - | [5 empty] | PGE3PHVC150-R2 |  |  | 2015-01-01 |  |  |  | 0 | 0 | -
| - | [5 empty] | PGE3PHVC150-R2 |  |  | 2015-01-01 |  |  |  | 0 | 0 | -
| - | [5 empty] | PGE3PHVC150-R2 |  |  | 2015-01-01 |  |  |  | 0 | 0 | -
| - | [5 empty] | PGE3PHVC150-R2 |  |  | 2015-01-01 |  |  |  | 0 | 0 | -
| - | [5 empty] | PGE3PHVC150-R2 |  |  | 2015-01-01 |  |  |  | 0 | 0 | -
| - | [5 empty] | PGE3PHVC150-R2 |  |  | 2015-01-01 |  |  |  | 0 | 0 | -
| - | [5 empty] | PGE3PHVC150-R2 |  |  | 2015-01-01 |  |  |  | 0 | 0 | -
| - | [5 empty] | PGE3PHVC150-R2 |  |  | 2015-01-01 |  |  |  | 0 | 0 | -
| - | [5 empty] | PGE3PHVC150-R2 |  |  | 2015-01-01 |  |  |  | 0 | 0 | -
| - | [5 empty] | PGE3PHVC150-R2 |  |  | 2015-01-01 |  |  |  | 0 | 0 | -
| - | [5 empty] | PGE3PHVC150-R2 |  |  | 2015-01-01 |  |  |  | 0 | 0 | -
| - | [5 empty] | PGE3PHVC150-R2 |  |  | 2015-01-01 |  |  |  | 0 | 0 | -
| - | [5 empty] | PGE3PHVC150-R2 |  |  | 2015-01-01 |  |  |  | 0 | 0 | -
| - | [5 empty] | PGE3PHVC150-R2 |  |  | 2015-01-01 |  |  |  | 0 | 0 | -
| - | [5 empty] | PGE3PHVC150-R2 |  |  | 2015-01-01 |  |  |  | 0 | 0 | -
| - | [5 empty] | PGE3PHVC150-R2 |  |  | 2015-01-01 |  |  |  | 0 | 0 | -
| - | [5 empty] | PGE3PHVC150-R2 |  |  | 2015-01-01 |  |  |  | 0 | 0 | -
| - | [5 empty] | PGE3PHVC150-R2 |  |  | 2015-01-01 |  |  |  | 0 | 0 | -
| - | [5 empty] | PGE3PHVC150-R2 |  |  | 2015-01-01 |  |  |  | 0 | 0 | -
| - | [5 empty] | PGE3PHVC150-R2 |  |  | 2015-01-01 |  |  |  | 0 | 0 | -
| - | [5 empty] | PGE3PHVC150-R2 |  |  | 2015-01-01 |  |  |  | 0 | 0 | -
| - | [5 empty] | PGE3PHVC150-R2 |  |  | 2015-01-01 |  |  |  | 0 | 0 | -
| - | [5 empty] | PGE3PHVC150-R2 |  |  | 2015-01-01 |  |  |  | 0 | 0 | -
| - | [5 empty] | PGE3PHVC150-R2 |  |  | 2015-01-01 |  |  |  | 0 | 0 | -
| - | [5 empty] | PGE3PHVC150-R2 |  |  | 2015-01-01 |  |  |  | 0 | 0 | -
| - | [5 empty] | PGE3PHVC150-R2 |  |  | 2015-01-01 |  |  |  | 0 | 0 | -
| - | [5 empty] | PGE3PHVC150-R2 |  |  | 2015-01-01 |  |  |  | 0 | 0 | -
| - | [5 empty] | PGE3PHVC150-R2 |  |  | 2015-01-01 |  |  |  | 0 | 0 | -
| - | [5 empty] | PGE3PHVC150-R2 |  |  | 2015-01-01 |  |  |  | 0 | 0 | -
| - | [5 empty] | PGE3PHVC150-R2 |  |  | 2015-01-01 |  |  |  | 0 | 0 | -
| - | [5 empty] | PGE3PHVC150-R2 |  |  | 2015-01-01 |  |  |  | 0 | 0 | -
| - | [5 empty] | PGE3PHVC150-R2 |  |  | 2015-01-01 |  |  |  | 0 | 0 | -
| - | [5 empty] | PGE3PHVC150-R2 |  |  | 2015-01-01 |  |  |  | 0 | 0 | -
| - | [5 empty] | PGE3PHVC150-R2 |  |  | 2015-01-01 |  |  |  | 0 | 0 | -
| - | [5 empty] | PGE3PHVC150-R2 |  |  | 2015-01-01 |  |  |  | 0 | 0 | -
| - | [5 empty] | PGE3PHVC150-R2 |  |  | 2015-01-01 |  |  |  | 0 | 0 | -
| - | [5 empty] | PGE3PHVC150-R2 |  |  | 2015-01-01 |  |  |  | 0 | 0 | -
| - | [5 empty] | PGE3PHVC150-R2 |  |  | 2015-01-01 |  |  |  | 0 | 0 | -
| - | [5 empty] | PGE3PHVC150-R2 |  |  | 2015-01-01 |  |  |  | 0 | 0 | -
| - | [5 empty] | PGE3PHVC150-R2 |  |  | 2015-01-01 |  |  |  | 0 | 0 | -
| - | [5 empty] | PGE3PHVC150-R2 |  |  | 2015-01-01 |  |  |  | 0 | 0 | -
| - | [5 empty] | PGE3PHVC150-R2 |  |  | 2015-01-01 |  |  |  | 0 | 0 | -
| - | [5 empty] | PGE3PHVC150-R2 |  |  | 2015-01-01 |  |  |  | 0 | 0 | -
| - | [5 empty] | PGE3PHVC150-R2 |  |  | 2015-01-01 |  |  |  | 0 | 0 | -
| - | [5 empty] | PGE3PHVC150-R2 |  |  | 2015-01-01 |  |  |  | 0 | 0 | -
| - | [5 empty] | PGE3PHVC150-R2 |  |  | 2015-01-01 |  |  |  | 0 | 0 | -
| - | [5 empty] | PGE3PHVC150-R2 |  |  | 2015-01-01 |  |  |  | 0 | 0 | -
| - | [5 empty] | PGE3PHVC150-R2 |  |  | 2015-01-01 |  |  |  | 0 | 0 | -
| - | [5 empty] | PGE3PHVC150-R2 |  |  | 2015-01-01 |  |  |  | 0 | 0 | -
| - | [5 empty] | PGE3PHVC150-R2 |  |  | 2015-01-01 |  |  |  | 0 | 0 | -
| - | [5 empty] | PGE3PHVC150-R2 |  |  | 2015-01-01 |  |  |  | 0 | 0 | -
| - | [5 empty] | PGE3PHVC150-R2 |  |  | 2015-01-01 |  |  |  | 0 | 0 | -
| - | [5 empty] | PGE3PHVC150-R2 |  |  | 2015-01-01 |  |  |  | 0 | 0 | -
| - | [5 empty] | PGE3PHVC150-R2 |  |  | 2015-01-01 |  |  |  | 0 | 0 | -
| - | [5 empty] | PGE3PHVC150-R2 |  |  | 2015-01-01 |  |  |  | 0 | 0 | -
| - | [5 empty] | PGE3PHVC150-R2 |  |  | 2015-01-01 |  |  |  | 0 | 0 | -
| - | [5 empty] | PGE3PHVC150-R2 |  |  | 2015-01-01 |  |  |  | 0 | 0 | -
| - | [5 empty] | PGE3PHVC150-R2 |  |  | 2015-01-01 |  |  |  | 0 | 0 | -
| - | [5 empty] | PGE3PHVC150-R2 |  |  | 2015-01-01 |  |  |  | 0 | 0 | -
| - | [5 empty] | PGE3PHVC150-R2 |  |  | 2015-01-01 |  |  |  | 0 | 0 | -
| - | [5 empty] | PGE3PHVC150-R2 |  |  | 2015-01-01 |  |  |  | 0 | 0 | -
| - | [5 empty] | PGE3PHVC150-R2 |  |  | 2015-01-01 |  |  |  | 0 | 0 | -
| - | [5 empty] | PGE3PHVC150-R2 |  |  | 2015-01-01 |  |  |  | 0 | 0 | -
| - | [5 empty] | PGE3PHVC150-R2 |  |  | 2015-01-01 |  |  |  | 0 | 0 | -
| - | [5 empty] | PGE3PHVC150-R2 |  |  | 2015-01-01 |  |  |  | 0 | 0 | -
| - | [5 empty] | PGE3PHVC150-R2 |  |  | 2015-01-01 |  |  |  | 0 | 0 | -
| - | [5 empty] | PGE3PHVC150-R2 |  |  | 2015-01-01 |  |  |  | 0 | 0 | -
| - | [5 empty] | PGE3PHVC150-R2 |  |  | 2015-01-01 |  |  |  | 0 | 0 | -
| - | [5 empty] | PGE3PHVC150-R2 |  |  | 2015-01-01 |  |  |  | 0 | 0 | -
| - | [5 empty] | PGE3PHVC150-R2 |  |  | 2015-01-01 |  |  |  | 0 | 0 | -
| - | [5 empty] | PGE3PHVC150-R2 |  |  | 2015-01-01 |  |  |  | 0 | 0 | -
| - | [5 empty] | PGE3PHVC150-R2 |  |  | 2015-01-01 |  |  |  | 0 | 0 | -
| - | [5 empty] | PGE3PHVC150-R2 |  |  | 2015-01-01 |  |  |  | 0 | 0 | -
| - | [5 empty] | PGE3PHVC150-R2 |  |  | 2015-01-01 |  |  |  | 0 | 0 | -
| - | [5 empty] | PGE3PHVC150-R2 |  |  | 2015-01-01 |  |  |  | 0 | 0 | -
| - | [5 empty] | PGE3PHVC150-R2 |  |  | 2015-01-01 |  |  |  | 0 | 0 | -
| - | [5 empty] | PGE3PHVC150-R2 |  |  | 2015-01-01 |  |  |  | 0 | 0 | -
| - | [5 empty] | PGE3PHVC150-R2 |  |  | 2015-01-01 |  |  |  | 0 | 0 | -
| - | [5 empty] | PGE3PHVC150-R2 |  |  | 2015-01-01 |  |  |  | 0 | 0 | -
| - | [5 empty] | PGE3PHVC150-R2 |  |  | 2015-01-01 |  |  |  | 0 | 0 | -
| - | [5 empty] | PGE3PHVC150-R2 |  |  | 2015-01-01 |  |  |  | 0 | 0 | -
| - | [5 empty] | PGE3PHVC150-R2 |  |  | 2015-01-01 |  |  |  | 0 | 0 | -
| - | [5 empty] | PGE3PHVC150-R2 |  |  | 2015-01-01 |  |  |  | 0 | 0 | -
| - | [5 empty] | PGE3PHVC150-R2 |  |  | 2015-01-01 |  |  |  | 0 | 0 | -
| - | [5 empty] | PGE3PHVC150-R2 |  |  | 2015-01-01 |  |  |  | 0 | 0 | -
| - | [5 empty] | PGE3PHVC150-R2 |  |  | 2015-01-01 |  |  |  | 0 | 0 | -
| - | [5 empty] | PGE3PHVC150-R2 |  |  | 2015-01-01 |  |  |  | 0 | 0 | -
| - | [5 empty] | PGE3PHVC150-R2 |  |  | 2015-01-01 |  |  |  | 0 | 0 | -
| - | [5 empty] | PGE3PHVC150-R2 |  |  | 2015-01-01 |  |  |  | 0 | 0 | -
| - | [5 empty] | PGE3PHVC150-R2 |  |  | 2015-01-01 |  |  |  | 0 | 0 | -
| - | [5 empty] | PGE3PHVC150-R2 |  |  | 2015-01-01 |  |  |  | 0 | 0 | -
| - | [5 empty] | PGE3PHVC150-R2 |  |  | 2015-01-01 |  |  |  | 0 | 0 | -
| - | [5 empty] | PGE3PHVC150-R2 |  |  | 2015-01-01 |  |  |  | 0 | 0 | -
| - | [5 empty] | PGE3PHVC150-R2 |  |  | 2015-01-01 |  |  |  | 0 | 0 | -
| - | [5 empty] | PGE3PHVC150-R2 |  |  | 2015-01-01 |  |  |  | 0 | 0 | -
| - | [5 empty] | PGE3PHVC150-R2 |  |  | 2015-01-01 |  |  |  | 0 | 0 | -
| - | [5 empty] | PGE3PHVC150-R2 |  |  | 2015-01-01 |  |  |  | 0 | 0 | -
| - | [5 empty] | PGE3PHVC150-R2 |  |  | 2015-01-01 |  |  |  | 0 | 0 | -
| - | [5 empty] | PGE3PHVC150-R2 |  |  | 2015-01-01 |  |  |  | 0 | 0 | -
| - | [5 empty] | PGE3PHVC150-R2 |  |  | 2015-01-01 |  |  |  | 0 | 0 | -
| - | [5 empty] | PGE3PHVC150-R2 |  |  | 2015-01-01 |  |  |  | 0 | 0 | -
| - | [5 empty] | PGE3PHVC150-R2 |  |  | 2015-01-01 |  |  |  | 0 | 0 | -
| - | [5 empty] | PGE3PHVC150-R2 |  |  | 2015-01-01 |  |  |  | 0 | 0 | -
| - | [5 empty] | PGE3PHVC150-R2 |  |  | 2015-01-01 |  |  |  | 0 | 0 | -
| - | [5 empty] | PGE3PHVC150-R2 |  |  | 2015-01-01 |  |  |  | 0 | 0 | -
| - | [5 empty] | PGE3PHVC150-R2 |  |  | 2015-01-01 |  |  |  | 0 | 0 | -
| - | [5 empty] | PGE3PHVC150-R2 |  |  | 2015-01-01 |  |  |  | 0 | 0 | -
| - | [5 empty] | PGE3PHVC150-R2 |  |  | 2015-01-01 |  |  |  | 0 | 0 | -
| - | [5 empty] | PGE3PHVC150-R2 |  |  | 2015-01-01 |  |  |  | 0 | 0 | -
| - | [5 empty] | PGE3PHVC150-R2 |  |  | 2015-01-01 |  |  |  | 0 | 0 | -
| - | [5 empty] | PGE3PHVC150-R2 |  |  | 2015-01-01 |  |  |  | 0 | 0 | -
| - | [5 empty] | PGE3PHVC150-R2 |  |  | 2015-01-01 |  |  |  | 0 | 0 | -
| - | [5 empty] | PGE3PHVC150-R2 |  |  | 2015-01-01 |  |  |  | 0 | 0 | -
| - | [5 empty] | PGE3PHVC150-R2 |  |  | 2015-01-01 |  |  |  | 0 | 0 | -
| - | [5 empty] | PGE3PHVC150-R2 |  |  | 2015-01-01 |  |  |  | 0 | 0 | -
| - | [5 empty] | PGE3PHVC150-R2 |  |  | 2015-01-01 |  |  |  | 0 | 0 | -
| - | [5 empty] | PGE3PHVC150-R2 |  |  | 2015-01-01 |  |  |  | 0 | 0 | -
| - | [5 empty] | PGE3PHVC150-R2 |  |  | 2015-01-01 |  |  |  | 0 | 0 | -
| - | [5 empty] | PGE3PHVC150-R2 |  |  | 2015-01-01 |  |  |  | 0 | 0 | -
| - | [5 empty] | PGE3PHVC150-R2 |  |  | 2015-01-01 |  |  |  | 0 | 0 | -
| - | [5 empty] | PGE3PHVC150-R2 |  |  | 2015-01-01 |  |  |  | 0 | 0 | -
| - | [5 empty] | PGE3PHVC150-R2 |  |  | 2015-01-01 |  |  |  | 0 | 0 | -
| - | [5 empty] | PGE3PHVC150-R2 |  |  | 2015-01-01 |  |  |  | 0 | 0 | -
| - | [5 empty] | PGE3PHVC150-R2 |  |  | 2015-01-01 |  |  |  | 0 | 0 | -
| - | [5 empty] | PGE3PHVC150-R2 |  |  | 2015-01-01 |  |  |  | 0 | 0 | -
| - | [5 empty] | PGE3PHVC150-R2 |  |  | 2015-01-01 |  |  |  | 0 | 0 | -
| - | [5 empty] | PGE3PHVC150-R2 |  |  | 2015-01-01 |  |  |  | 0 | 0 | -
| - | [5 empty] | PGE3PHVC150-R2 |  |  | 2015-01-01 |  |  |  | 0 | 0 | -
| - | [5 empty] | PGE3PHVC150-R2 |  |  | 2015-01-01 |  |  |  | 0 | 0 | -
| - | [5 empty] | PGE3PHVC150-R2 |  |  | 2015-01-01 |  |  |  | 0 | 0 | -
| - | [5 empty] | PGE3PHVC150-R2 |  |  | 2015-01-01 |  |  |  | 0 | 0 | -
| - | [5 empty] | PGE3PHVC150-R2 |  |  | 2015-01-01 |  |  |  | 0 | 0 | -
| - | [5 empty] | PGE3PHVC150-R2 |  |  | 2015-01-01 |  |  |  | 0 | 0 | -
| - | [5 empty] | PGE3PHVC150-R2 |  |  | 2015-01-01 |  |  |  | 0 | 0 | -
| - | [5 empty] | PGE3PHVC150-R2 |  |  | 2015-01-01 |  |  |  | 0 | 0 | -
| - | [5 empty] | PGE3PHVC150-R2 |  |  | 2015-01-01 |  |  |  | 0 | 0 | -
| - | [5 empty] | PGE3PHVC150-R2 |  |  | 2015-01-01 |  |  |  | 0 | 0 | -
| - | [5 empty] | PGE3PHVC150-R2 |  |  | 2015-01-01 |  |  |  | 0 | 0 | -
| - | [5 empty] | PGE3PHVC150-R2 |  |  | 2015-01-01 |  |  |  | 0 | 0 | -
| - | [5 empty] | PGE3PHVC150-R2 |  |  | 2015-01-01 |  |  |  | 0 | 0 | -
| - | [5 empty] | PGE3PHVC150-R2 |  |  | 2015-01-01 |  |  |  | 0 | 0 | -
| - | [5 empty] | PGE3PHVC150-R2 |  |  | 2015-01-01 |  |  |  | 0 | 0 | -
| - | [5 empty] | PGE3PHVC150-R2 |  |  | 2015-01-01 |  |  |  | 0 | 0 | -
| - | [5 empty] | PGE3PHVC150-R2 |  |  | 2015-01-01 |  |  |  | 0 | 0 | -
| - | [5 empty] | PGE3PHVC150-R2 |  |  | 2015-01-01 |  |  |  | 0 | 0 | -
| - | [5 empty] | PGE3PHVC150-R2 |  |  | 2015-01-01 |  |  |  | 0 | 0 | -
| - | [5 empty] | PGE3PHVC150-R2 |  |  | 2015-01-01 |  |  |  | 0 | 0 | -
| - | [5 empty] | PGE3PHVC150-R2 |  |  | 2015-01-01 |  |  |  | 0 | 0 | -
| - | [5 empty] | PGE3PHVC150-R2 |  |  | 2015-01-01 |  |  |  | 0 | 0 | -
| - | [5 empty] | PGE3PHVC150-R2 |  |  | 2015-01-01 |  |  |  | 0 | 0 | -
| - | [5 empty] | PGE3PHVC150-R2 |  |  | 2015-01-01 |  |  |  | 0 | 0 | -
| - | [5 empty] | PGE3PHVC150-R2 |  |  | 2015-01-01 |  |  |  | 0 | 0 | -
| - | [5 empty] | PGE3PHVC150-R2 |  |  | 2015-01-01 |  |  |  | 0 | 0 | -
| - | [5 empty] | PGE3PHVC150-R2 |  |  | 2015-01-01 |  |  |  | 0 | 0 | -
| - | [5 empty] | PGE3PHVC150-R2 |  |  | 2015-01-01 |  |  |  | 0 | 0 | -
| - | [5 empty] | PGE3PHVC150-R2 |  |  | 2015-01-01 |  |  |  | 0 | 0 | -
| - | [5 empty] | PGE3PHVC150-R2 |  |  | 2015-01-01 |  |  |  | 0 | 0 | -
| - | [5 empty] | PGE3PHVC150-R2 |  |  | 2015-01-01 |  |  |  | 0 | 0 | -
| - | [5 empty] | PGE3PHVC150-R2 |  |  | 2015-01-01 |  |  |  | 0 | 0 | -
| - | [5 empty] | PGE3PHVC150-R2 |  |  | 2015-01-01 |  |  |  | 0 | 0 | -
| - | [5 empty] | PGE3PHVC150-R2 |  |  | 2015-01-01 |  |  |  | 0 | 0 | -
| - | [5 empty] | PGE3PHVC150-R2 |  |  | 2015-01-01 |  |  |  | 0 | 0 | -
| - | [5 empty] | PGE3PHVC150-R2 |  |  | 2015-01-01 |  |  |  | 0 | 0 | -
| - | [5 empty] | PGE3PHVC150-R2 |  |  | 2015-01-01 |  |  |  | 0 | 0 | -
| - | [5 empty] | PGE3PHVC150-R2 |  |  | 2015-01-01 |  |  |  | 0 | 0 | -
| - | [5 empty] | PGE3PHVC150-R2 |  |  | 2015-01-01 |  |  |  | 0 | 0 | -
| - | [5 empty] | PGE3PHVC150-R2 |  |  | 2015-01-01 |  |  |  | 0 | 0 | -
| - | [5 empty] | PGE3PHVC150-R2 |  |  | 2015-01-01 |  |  |  | 0 | 0 | -
| - | [5 empty] | PGE3PHVC150-R2 |  |  | 2015-01-01 |  |  |  | 0 | 0 | -
| - | [5 empty] | PGE3PHVC150-R2 |  |  | 2015-01-01 |  |  |  | 0 | 0 | -
| - | [5 empty] | PGE3PHVC150-R2 |  |  | 2015-01-01 |  |  |  | 0 | 0 | -
| - | [5 empty] | PGE3PHVC150-R2 |  |  | 2015-01-01 |  |  |  | 0 | 0 | -
| - | [5 empty] | PGE3PHVC150-R2 |  |  | 2015-01-01 |  |  |  | 0 | 0 | -
| - | [5 empty] | PGE3PHVC150-R2 |  |  | 2015-01-01 |  |  |  | 0 | 0 | -
| - | [5 empty] | PGE3PHVC150-R2 |  |  | 2015-01-01 |  |  |  | 0 | 0 | -
| - | [5 empty] | PGE3PHVC150-R2 |  |  | 2015-01-01 |  |  |  | 0 | 0 | -
| - | [5 empty] | PGE3PHVC150-R2 |  |  | 2015-01-01 |  |  |  | 0 | 0 | -
| - | [5 empty] | PGE3PHVC150-R2 |  |  | 2015-01-01 |  |  |  | 0 | 0 | -
| - | [5 empty] | PGE3PHVC150-R2 |  |  | 2015-01-01 |  |  |  | 0 | 0 | -
| - | [5 empty] | PGE3PHVC150-R2 |  |  | 2015-01-01 |  |  |  | 0 | 0 | -
| - | [5 empty] | PGE3PHVC150-R2 |  |  | 2015-01-01 |  |  |  | 0 | 0 | -
| - | [5 empty] | PGE3PHVC150-R2 |  |  | 2015-01-01 |  |  |  | 0 | 0 | -
| - | [5 empty] | PGE3PHVC150-R2 |  |  | 2015-01-01 |  |  |  | 0 | 0 | -
| - | [5 empty] | PGE3PHVC150-R2 |  |  | 2015-01-01 |  |  |  | 0 | 0 | -
| - | [5 empty] | PGE3PHVC150-R2 |  |  | 2015-01-01 |  |  |  | 0 | 0 | -
| - | [5 empty] | PGE3PHVC150-R2 |  |  | 2015-01-01 |  |  |  | 0 | 0 | -
| - | [5 empty] | PGE3PHVC150-R2 |  |  | 2015-01-01 |  |  |  | 0 | 0 | -
| - | [5 empty] | PGE3PHVC150-R2 |  |  | 2015-01-01 |  |  |  | 0 | 0 | -
| - | [5 empty] | PGE3PHVC150-R2 |  |  | 2015-01-01 |  |  |  | 0 | 0 | -
| - | [5 empty] | PGE3PHVC150-R2 |  |  | 2015-01-01 |  |  |  | 0 | 0 | -
| - | [5 empty] | PGE3PHVC150-R2 |  |  | 2015-01-01 |  |  |  | 0 | 0 | -
| - | [5 empty] | PGE3PHVC150-R2 |  |  | 2015-01-01 |  |  |  | 0 | 0 | -
| - | [5 empty] | PGE3PHVC150-R2 |  |  | 2015-01-01 |  |  |  | 0 | 0 | -
| - | [5 empty] | PGE3PHVC150-R2 |  |  | 2015-01-01 |  |  |  | 0 | 0 | -
| - | [5 empty] | PGE3PHVC150-R2 |  |  | 2015-01-01 |  |  |  | 0 | 0 | -
| - | [5 empty] | PGE3PHVC150-R2 |  |  | 2015-01-01 |  |  |  | 0 | 0 | -
| - | [5 empty] | PGE3PHVC150-R2 |  |  | 2015-01-01 |  |  |  | 0 | 0 | -
| - | [5 empty] | PGE3PHVC150-R2 |  |  | 2015-01-01 |  |  |  | 0 | 0 | -
| - | [5 empty] | PGE3PHVC150-R2 |  |  | 2015-01-01 |  |  |  | 0 | 0 | -
| - | [5 empty] | PGE3PHVC150-R2 |  |  | 2015-01-01 |  |  |  | 0 | 0 | -
| - | [5 empty] | PGE3PHVC150-R2 |  |  | 2015-01-01 |  |  |  | 0 | 0 | -
| - | [5 empty] | PGE3PHVC150-R2 |  |  | 2015-01-01 |  |  |  | 0 | 0 | -
| - | [5 empty] | PGE3PHVC150-R2 |  |  | 2015-01-01 |  |  |  | 0 | 0 | -
| - | [5 empty] | PGE3PHVC150-R2 |  |  | 2015-01-01 |  |  |  | 0 | 0 | -
| - | [5 empty] | PGE3PHVC150-R2 |  |  | 2015-01-01 |  |  |  | 0 | 0 | -
| - | [5 empty] | PGE3PHVC150-R2 |  |  | 2015-01-01 |  |  |  | 0 | 0 | -
| - | [5 empty] | PGE3PHVC150-R2 |  |  | 2015-01-01 |  |  |  | 0 | 0 | -
| - | [5 empty] | PGE3PHVC150-R2 |  |  | 2015-01-01 |  |  |  | 0 | 0 | -
| - | [5 empty] | PGE3PHVC150-R2 |  |  | 2015-01-01 |  |  |  | 0 | 0 | -
| - | [5 empty] | PGE3PHVC150-R2 |  |  | 2015-01-01 |  |  |  | 0 | 0 | -
| - | [5 empty] | PGE3PHVC150-R2 |  |  | 2015-01-01 |  |  |  | 0 | 0 | -
| - | [5 empty] | PGE3PHVC150-R2 |  |  | 2015-01-01 |  |  |  | 0 | 0 | -
| - | [5 empty] | PGE3PHVC150-R2 |  |  | 2015-01-01 |  |  |  | 0 | 0 | -
| - | [5 empty] | PGE3PHVC150-R2 |  |  | 2015-01-01 |  |  |  | 0 | 0 | -
| - | [5 empty] | PGE3PHVC150-R2 |  |  | 2015-01-01 |  |  |  | 0 | 0 | -
| - | [5 empty] | PGE3PHVC150-R2 |  |  | 2015-01-01 |  |  |  | 0 | 0 | -
| - | [5 empty] | PGE3PHVC150-R2 |  |  | 2015-01-01 |  |  |  | 0 | 0 | -
| - | [5 empty] | PGE3PHVC150-R2 |  |  | 2015-01-01 |  |  |  | 0 | 0 | -
| - | [5 empty] | PGE3PHVC150-R2 |  |  | 2015-01-01 |  |  |  | 0 | 0 | -
| - | [5 empty] | PGE3PHVC150-R2 |  |  | 2015-01-01 |  |  |  | 0 | 0 | -
| - | [5 empty] | PGE3PHVC150-R2 |  |  | 2015-01-01 |  |  |  | 0 | 0 | -
| - | [5 empty] | PGE3PHVC150-R2 |  |  | 2015-01-01 |  |  |  | 0 | 0 | -
| - | [5 empty] | PGE3PHVC150-R2 |  |  | 2015-01-01 |  |  |  | 0 | 0 | -
| - | [5 empty] | PGE3PHVC150-R2 |  |  | 2015-01-01 |  |  |  | 0 | 0 | -
| - | [5 empty] | PGE3PHVC150-R2 |  |  | 2015-01-01 |  |  |  | 0 | 0 | -
| - | [5 empty] | PGE3PHVC150-R2 |  |  | 2015-01-01 |  |  |  | 0 | 0 | -
| - | [5 empty] | PGE3PHVC150-R2 |  |  | 2015-01-01 |  |  |  | 0 | 0 | -
| - | [5 empty] | PGE3PHVC150-R2 |  |  | 2015-01-01 |  |  |  | 0 | 0 | -
| - | [5 empty] | PGE3PHVC150-R2 |  |  | 2015-01-01 |  |  |  | 0 | 0 | -
| - | [5 empty] | PGE3PHVC150-R2 |  |  | 2015-01-01 |  |  |  | 0 | 0 | -
| - | [5 empty] | PGE3PHVC150-R2 |  |  | 2015-01-01 |  |  |  | 0 | 0 | -
| - | [5 empty] | PGE3PHVC150-R2 |  |  | 2015-01-01 |  |  |  | 0 | 0 | -
| - | [5 empty] | PGE3PHVC150-R2 |  |  | 2015-01-01 |  |  |  | 0 | 0 | -
| - | [5 empty] | PGE3PHVC150-R2 |  |  | 2015-01-01 |  |  |  | 0 | 0 | -
| - | [5 empty] | PGE3PHVC150-R2 |  |  | 2015-01-01 |  |  |  | 0 | 0 | -
| - | [5 empty] | PGE3PHVC150-R2 |  |  | 2015-01-01 |  |  |  | 0 | 0 | -
| - | [5 empty] | PGE3PHVC150-R2 |  |  | 2015-01-01 |  |  |  | 0 | 0 | -
| - | [5 empty] | PGE3PHVC150-R2 |  |  | 2015-01-01 |  |  |  | 0 | 0 | -
| - | [5 empty] | PGE3PHVC150-R2 |  |  | 2015-01-01 |  |  |  | 0 | 0 | -
| - | [5 empty] | PGE3PHVC150-R2 |  |  | 2015-01-01 |  |  |  | 0 | 0 | -
| - | [5 empty] | PGE3PHVC150-R2 |  |  | 2015-01-01 |  |  |  | 0 | 0 | -
| - | [5 empty] | PGE3PHVC150-R2 |  |  | 2015-01-01 |  |  |  | 0 | 0 | -
| - | [5 empty] | PGE3PHVC150-R2 |  |  | 2015-01-01 |  |  |  | 0 | 0 | -
| - | [5 empty] | PGE3PHVC150-R2 |  |  | 2015-01-01 |  |  |  | 0 | 0 | -
| - | [5 empty] | PGE3PHVC150-R2 |  |  | 2015-01-01 |  |  |  | 0 | 0 | -
| - | [5 empty] | PGE3PHVC150-R2 |  |  | 2015-01-01 |  |  |  | 0 | 0 | -
| - | [5 empty] | PGE3PHVC150-R2 |  |  | 2015-01-01 |  |  |  | 0 | 0 | -
| - | [5 empty] | PGE3PHVC150-R2 |  |  | 2015-01-01 |  |  |  | 0 | 0 | -
| - | [5 empty] | PGE3PHVC150-R2 |  |  | 2015-01-01 |  |  |  | 0 | 0 | -
| - | [5 empty] | PGE3PHVC150-R2 |  |  | 2015-01-01 |  |  |  | 0 | 0 | -
| - | [5 empty] | PGE3PHVC150-R2 |  |  | 2015-01-01 |  |  |  | 0 | 0 | -
| - | [5 empty] | PGE3PHVC150-R2 |  |  | 2015-01-01 |  |  |  | 0 | 0 | -
| - | [5 empty] | PGE3PHVC150-R2 |  |  | 2015-01-01 |  |  |  | 0 | 0 | -
| - | [5 empty] | PGE3PHVC150-R2 |  |  | 2015-01-01 |  |  |  | 0 | 0 | -
| - | [5 empty] | PGE3PHVC150-R2 |  |  | 2015-01-01 |  |  |  | 0 | 0 | -
| - | [5 empty] | PGE3PHVC150-R2 |  |  | 2015-01-01 |  |  |  | 0 | 0 | -
| - | [5 empty] | PGE3PHVC150-R2 |  |  | 2015-01-01 |  |  |  | 0 | 0 | -
| - | [5 empty] | PGE3PHVC150-R2 |  |  | 2015-01-01 |  |  |  | 0 | 0 | -
| - | [5 empty] | PGE3PHVC150-R2 |  |  | 2015-01-01 |  |  |  | 0 | 0 | -
| - | [5 empty] | PGE3PHVC150-R2 |  |  | 2015-01-01 |  |  |  | 0 | 0 | -
| - | [5 empty] | PGE3PHVC150-R2 |  |  | 2015-01-01 |  |  |  | 0 | 0 | -
| - | [5 empty] | PGE3PHVC150-R2 |  |  | 2015-01-01 |  |  |  | 0 | 0 | -
| - | [5 empty] | PGE3PHVC150-R2 |  |  | 2015-01-01 |  |  |  | 0 | 0 | -
| - | [5 empty] | PGE3PHVC150-R2 |  |  | 2015-01-01 |  |  |  | 0 | 0 | -
| - | [5 empty] | PGE3PHVC150-R2 |  |  | 2015-01-01 |  |  |  | 0 | 0 | -
| - | [5 empty] | PGE3PHVC150-R2 |  |  | 2015-01-01 |  |  |  | 0 | 0 | -
| - | [5 empty] | PGE3PHVC150-R2 |  |  | 2015-01-01 |  |  |  | 0 | 0 | -
| - | [5 empty] | PGE3PHVC150-R2 |  |  | 2015-01-01 |  |  |  | 0 | 0 | -
| - | [5 empty] | PGE3PHVC150-R2 |  |  | 2015-01-01 |  |  |  | 0 | 0 | -
| - | [5 empty] | PGE3PHVC150-R2 |  |  | 2015-01-01 |  |  |  | 0 | 0 | -
| - | [5 empty] | PGE3PHVC150-R2 |  |  | 2015-01-01 |  |  |  | 0 | 0 | -
| - | [5 empty] | PGE3PHVC150-R2 |  |  | 2015-01-01 |  |  |  | 0 | 0 | -
| - | [5 empty] | PGE3PHVC150-R2 |  |  | 2015-01-01 |  |  |  | 0 | 0 | -
| - | [5 empty] | PGE3PHVC150-R2 |  |  | 2015-01-01 |  |  |  | 0 | 0 | -
| - | [5 empty] | PGE3PHVC150-R2 |  |  | 2015-01-01 |  |  |  | 0 | 0 | -
| - | [5 empty] | PGE3PHVC150-R2 |  |  | 2015-01-01 |  |  |  | 0 | 0 | -
| - | [5 empty] | PGE3PHVC150-R2 |  |  | 2015-01-01 |  |  |  | 0 | 0 | -
| - | [5 empty] | PGE3PHVC150-R2 |  |  | 2015-01-01 |  |  |  | 0 | 0 | -
| - | [5 empty] | PGE3PHVC150-R2 |  |  | 2015-01-01 |  |  |  | 0 | 0 | -
| - | [5 empty] | PGE3PHVC150-R2 |  |  | 2015-01-01 |  |  |  | 0 | 0 | -
| - | [5 empty] | PGE3PHVC150-R2 |  |  | 2015-01-01 |  |  |  | 0 | 0 | -
| - | [5 empty] | PGE3PHVC150-R2 |  |  | 2015-01-01 |  |  |  | 0 | 0 | -
| - | [5 empty] | PGE3PHVC150-R2 |  |  | 2015-01-01 |  |  |  | 0 | 0 | -
| - | [5 empty] | PGE3PHVC150-R2 |  |  | 2015-01-01 |  |  |  | 0 | 0 | -
| - | [5 empty] | PGE3PHVC150-R2 |  |  | 2015-01-01 |  |  |  | 0 | 0 | -
| - | [5 empty] | PGE3PHVC150-R2 |  |  | 2015-01-01 |  |  |  | 0 | 0 | -
| - | [5 empty] | PGE3PHVC150-R2 |  |  | 2015-01-01 |  |  |  | 0 | 0 | -
| - | [5 empty] | PGE3PHVC150-R2 |  |  | 2015-01-01 |  |  |  | 0 | 0 | -
| - | [5 empty] | PGE3PHVC150-R2 |  |  | 2015-01-01 |  |  |  | 0 | 0 | -
| - | [5 empty] | PGE3PHVC150-R2 |  |  | 2015-01-01 |  |  |  | 0 | 0 | -
| - | [5 empty] | PGE3PHVC150-R2 |  |  | 2015-01-01 |  |  |  | 0 | 0 | -
| - | [5 empty] | PGE3PHVC150-R2 |  |  | 2015-01-01 |  |  |  | 0 | 0 | -
| - | [5 empty] | PGE3PHVC150-R2 |  |  | 2015-01-01 |  |  |  | 0 | 0 | -
| - | [5 empty] | PGE3PHVC150-R2 |  |  | 2015-01-01 |  |  |  | 0 | 0 | -
| - | [5 empty] | PGE3PHVC150-R2 |  |  | 2015-01-01 |  |  |  | 0 | 0 | -
| - | [5 empty] | PGE3PHVC150-R2 |  |  | 2015-01-01 |  |  |  | 0 | 0 | -

## Support Tables
Ex Ante Support Tables
Note: some ex ante tables are augmented based on IOU ex ante submittal, check the latest DEER database for the latest approved data.
| Table Name | Description |  | In SPTdb:
| BldgHVAC | identifies the building primary HVAC system , used as an applicability field in the Energy Impacts and Measure Costs tables |  | TRUE
| BldgVintage | identifies the building vintage, used as an applicability field in the Energy Impacts and Measure Costs tables |  | TRUE
BldgType
| ClaimVersionType | identifies the type of claim, or IOU Tracking, record
| CostQualifier | identifies the cost qualifier, used as an applicability field in the Measure Cost table |  | TRUE
| CostType | identifies the type of cost values in the cost record (full cost or incremental)
| EEcycles | associates an IOU Claims record with an Energy Efficiency Cycle |  | TRUE
| ElecLoadshapes | Electric Impact profile references in the current E3 calculators
| EnergyImpactType | identifies how the energy inpact is calculated (scaled, interpolated, etc.) |  | TRUE
| GasLoadshapes | Gas Impact profiles in the current E3 calculators
| IETables | Lists the available HVAC Interactive-Effects tables that can be referenced in the measure definition
| PA | identifies the IOU, used as an applicability field in the Energy Impacts and Measure Costs tables |  | TRUE
| BldgLocation | identifies the location of a measure application, used as an applicability field in the Energy Impacts and Measure Costs tables |  | TRUE
| LocCostAdjustTables | identifies the table used for location cost adjustments (material and labor), used in the Measure Cost table |  | TRUE
| Version | identifies the major version of some tables and records |  | TRUE
| MeasAppType | identifies the measure application type in the Measure Implemenation table |  | TRUE
| MeasureImpactType | identifies the measure impact type (deemed, DEER, custom) in the Measure Implementation table |  | TRUE
| NormUnits | identifies the normalizing, or "common" units for a measure |  | TRUE
| ProjectStatus | used to identify the status of Measures in the IOU Claims records or whole projects in the Projects table |  | TRUE
| ReportPeriod | used to associate an IOU Claims record (tracking record) with a reporting period. |  | TRUE
| ScaleBasis | identifies how energy impact records are scaled
| Sector | identifies the sector, or target market, associated with a measure application |  | TRUE
| SubSector | identifies the building type associated with a measure application, used to lookup energy impact values; aka "Building Type" (applicability field) |  | TRUE
| SupportedApplicationTypes | identifies the measure application types that the Measure definition supports |  | TRUE
| TechGroups | All Technology Types are associated with a high-level technology group |  | TRUE
| TechTypes | DEER technology types are based on common parameters used to define the technology |  | TRUE
| VersionSource | identifies the sector, or target market, associated with a measure application |  | TRUE
| NTGQualifier | The qualifiers used in the 2008 Net-to-Gross table, such as "Hard-to-Reach"
| DeliveryType | The program delivery types referenced in the 2011 Net-To-Gross and GSIA tables.
| GSIAType | The type of Gross Savings and Installation Adjustment
| UseCategory | Use categories describe How or Where technologies are used.
| UseSubCat | Use sub-categories describe in more detail How or Where technologies are used. |  | TRUE
| WeightType | identifies the type of custom weighting used by a measure definition
| RecordStatus | general status of each record in an SPT table
| LocCostAdjustment | Table that specifies the labor and material cost adjustment by Category and Climate Zone |  | TRUE
| LaborRate | Standard labor rates based on category |  | TRUE
MeasImpactCalcType
| Sector | inDB
identifies the sector, or target market, associated with a measure application
Index | Code | Description | Comment | Status
4 | Ag | Agricultural | Agricultural Facilities and Farming | Standard
5 | CC | Cross-Cutting | Multiple Sectors | Standard
1 | Com | Commercial | Commercial | Standard
3 | Ind | Industrial | Industrial Facilities | Standard
2 | Res | Residential | Single Family, Apartment and Mobile Homes | Standard
6 | Any | All Sectors | All Sectors served by the Utility | Standard
| NonRes | Non-Residential
| SubSector | inDB
| identifies the building type associated with a measure application, used to lookup energy impact values; aka "Building Type" (applicability field) |  |  | 28
Index | Code | Sector Code | Building Type/Sub-Sector | 2011 DEER prototype | Comment | Status
4 | Asm | Com | Assembly | TRUE |  | Standard
6 | ECC | Com | Education - Community College | TRUE |  | Standard
7 | EPr | Com | Education - Primary School | TRUE |  | Standard
8 | ERC | Com | Education - Relocatable Classroom | TRUE |  | Standard
9 | ESe | Com | Education - Secondary School | TRUE |  | Standard
10 | EUn | Com | Education - University | TRUE |  | Standard
11 | Gro | Com | Grocery | TRUE |  | Standard
13 | Hsp | Com | Health/Medical - Hospital | TRUE |  | Standard
14 | Nrs | Com | Health/Medical - Nursing Home | TRUE |  | Standard
15 | Htl | Com | Lodging - Hotel | TRUE |  | Standard
16 | Mtl | Com | Lodging - Motel | TRUE |  | Standard
17 | OfL | Com | Office - Large | TRUE |  | Standard
18 | OfS | Com | Office - Small | TRUE |  | Standard
19 | RFF | Com | Restaurant - Fast-Food | TRUE |  | Standard
20 | RSD | Com | Restaurant - Sit-Down | TRUE |  | Standard
21 | Rt3 | Com | Retail - Multistory Large | TRUE |  | Standard
22 | RtL | Com | Retail - Single-Story Large | TRUE |  | Standard
23 | RtS | Com | Retail - Small | TRUE |  | Standard
24 | SCn | Com | Storage - Conditioned | TRUE |  | Standard
25 | SUn | Com | Storage - Unconditioned | TRUE |  | Standard
27 | WRf | Com | Warehouse - Refrigerated | TRUE |  | Standard
30 | MBT | Ind | Manufacturing Biotech | TRUE |  | Standard
37 | MLI | Ind | Manufacturing Light Industrial | TRUE |  | Standard
49 | Com | Com | Commercial | TRUE |  | Standard
43 | DMo | Res | Residential Mobile Home | TRUE |  | Standard
44 | MFm | Res | Residential Multi-family | TRUE |  | Standard
45 | SFm | Res | Residential Single Family | TRUE |  | Standard
48 | Res | Res | Residential | TRUE |  | Standard
| SMo | Res | Single-wide Mobile Home
1 | APF | Ag | Agricultural Produce Farms | FALSE |  | Proposed
2 | GHs | Ag | Greenhouse | TRUE |  | Standard
3 | VPr | Ag | Vinyards and Processing | FALSE |  | Proposed
5 | Dat | Com | Data Center | FALSE |  | Proposed
12 | Cnc | Com | Health/Medical - Clinics | FALSE |  | Proposed
26 | Sup | Com | Supermarket | FALSE |  | Proposed
28 | IAT | Ind | Transportation Equipment | FALSE |  | Proposed
29 | IBM | Ind | Manufacturing Beverage | FALSE |  | Proposed
31 | ICS | Ind | Manufacturing Cement/Stone | FALSE |  | Proposed
32 | ICP | Ind | Chemical Processing | FALSE |  | Proposed
33 | IFP | Ind | Food Processing | FALSE |  | Proposed
34 | IGP | Ind | Gas Production | FALSE |  | Proposed
35 | IGM | Ind | Manufacturing Glass | FALSE |  | Proposed
36 | MCE | Ind | Manufacturing Electronics | FALSE |  | Proposed
| IndOth | Ind | Other Industrial
46 | Any | CC | All Subsectors | FALSE |  | Proposed
38 | MPF | Ind | Metal Production and Fabrication | FALSE |  | Proposed
39 | IPe | Ind | Petroleum | FALSE |  | Proposed
40 | IPH | Ind | Manufacturing Pharmaceutical | FALSE |  | Proposed
41 | IPM | Ind | Manufacturing Plastics | FALSE |  | Proposed
42 | WWT | Ind | Water Waste Treatment | FALSE |  | Proposed
47 | ALF | Ag | Livestock Farms | FALSE | added based on workpaper reference | Proposed
| AgOth | Ag | Other Agricultural
50 | Gst | Com | Lodging - Guest Room | FALSE |  | Proposed
51 | s_MiC | Com | SCE Miscellaneous Commercial | FALSE |  | Proposed
52 | s_Agr | Ag | SCE Agricultrural | FALSE |  | Proposed
53 | s_Cli | Com | SCE Health/Medical Clinic | FALSE |  | Proposed
54 | s_FSt | Com | SCE Food Store | FALSE |  | Proposed
55 | s_Ind | Ind | SCE Industrial | FALSE |  | Proposed
56 | s_TCU | Com | SCE Transportation - Communication - Utilities | FALSE |  | Proposed
| Location | inDB
identifies the location of a measure application, used as an applicability field in the Energy Impacts and Measure Costs tables
Index | Code | Description | Comment | Status | ExAnteCode | CECalcCode
1 | CZ01 | Arcata Area | 2008 Title-24 climate zone | Standard | CZ01 | 1
2 | CZ02 | Santa Rosa Area | 2008 Title-24 climate zone | Standard | CZ02 | 2
3 | CZ03 | Oakland Area | 2008 Title-24 climate zone | Standard | CZ03 | 3
4 | CZ04 | Sunnyvale Area | 2008 Title-24 climate zone | Standard | CZ04 | 4
5 | CZ05 | Santa Maria Area | 2008 Title-24 climate zone | Standard | CZ05 | 5
6 | CZ06 | Los Angeles Area | 2008 Title-24 climate zone | Standard | CZ06 | 6
7 | CZ07 | San Diego | 2008 Title-24 climate zone | Standard | CZ07 | 7
8 | CZ08 | El Toro Area | 2008 Title-24 climate zone | Standard | CZ08 | 8
9 | CZ09 | Pasadena Area | 2008 Title-24 climate zone | Standard | CZ09 | 9
10 | CZ10 | Riverside | 2008 Title-24 climate zone | Standard | CZ10 | 10
11 | CZ11 | Red Bluff Area | 2008 Title-24 climate zone | Standard | CZ11 | 11
12 | CZ12 | Sacramento Area | 2008 Title-24 climate zone | Standard | CZ12 | 12
13 | CZ13 | Fresno Area | 2008 Title-24 climate zone | Standard | CZ13 | 13
14 | CZ14 | China Lake Area | 2008 Title-24 climate zone | Standard | CZ14 | 14
15 | CZ15 | El Centro | 2008 Title-24 climate zone | Standard | CZ15 | 15
16 | CZ16 | Mount Shasta | 2008 Title-24 climate zone | Standard | CZ16 | 16
17 | IOU | IOU Territory | All territory of the associated IOU | Standard | Any | System
18 | Any | Any Location | Matches any location | Standard | Any | System
19 | CA | California-Wide | All of California | Standard | Any | System
20 | PGE | All of PG&E Territory | All of PG&E territory; instead use IOU=PGE, Location=IOU | Legacy | None | System
21 | SCE | All of SCE Territory | All of SCE territory; instead use IOU=SCE, Location=IOU | Legacy | None | System
22 | SDG | All of SDG&E Territory | All of SDG&E territory; instead use IOU=SDG, Location=IOU | Legacy | None | System
23 | SCG | All of SCG Territory | All of SCG territory; instead use IOU=SCG, Location=IOU | Legacy | None | System
24 | 3A | District 3A | used by PG&E | Standard | CZ03 | 3A
25 | 3B | District 3B | used by PG&E | Standard | CZ03 | 3B
| BldgVintage | inDB
identifies the building vintage, used as an applicability field in the Energy Impacts and Measure Costs tables
Index | Code | Description | Comment
1 | 1975 | Before 1978
2 | 1985 | 1978 - 1992
3 | 1996 | 1993 - 2001
4 | 2003 | 2002 - 2005
5 | 2007 | 2006 - 2009
6 | 2011 | 2010 - 2013
7 | 2014 | after 2013
8 | New | New Construction
9 | Ex | Existing (weighted by era) | all non-New vintages weighted by location-specific building stock
10 | MH72 | Mobile Home - Before 1976 | applies to mobile homes only
11 | MH85 | Mobile Home - 1976 - 1994 | applies to mobile homes only
12 | MH00 | Mobile Home - 1995 - 2005 | applies to mobile homes only
13 | MH06 | Mobile Home - After 2005 | applies to mobile homes only
#REF! | Any | Any Building Vintage
| BldgHVAC | inDB
identifies the building primary HVAC system , used as an applicability field in the Energy Impacts and Measure Costs tables
Index | Code | Description | Sector | Comment | Sector
1 | rDXGF | central AC with gas furnace | Res |  | Res
2 | rNCGF | no cooling, gas furnace | Res |  | Res
3 | rNCEH | no cooling, electric baseboard heating | Res |  | Res
4 | rDXHP | central heat pump with electric resistance backup | Res |  | Res
5 | rEVAP | evaporative cooling with separate gas furnace | Res |  | Res
6 | rWtd | typical, or weighted, HVAC type for residential building types | Res |  | Res
6 | cDXGF | split or packaged direct expansion unit with gas furnace | Com |  | Com
7 | cDXEH | split or packaged direct expansion unit with electric heat | Com |  | Com
8 | cDXHP | split or packaged direct expansion unit with heat pump | Com |  | Com
9 | cWLHP | water loop heat pump | Com |  | Com
10 | cNCEH | no cooling with electric heat | Com |  | Com
11 | cNCGF | no cooling with gas furnace | Com |  | Com
12 | cPVVG | packaged variable air volume system with gas furnace | Com |  | Com
13 | cPVVE | packaged variable air volume system with electric heat | Com |  | Com
14 | cSVVG | built-up variable air volume system with gas boiler | Com |  | Com
15 | cSVVE | built-up variable air volume system with electric reheat | Com |  | Com
16 | cUnc | no HVAC (unconditioned) | Com |  | Com
17 | cPTAC | packaged terminal air conditioner | Com |  | Com
18 | cPTHP | packaged terminal heat pump | Com |  | Com
19 | cFPFC | four pipe fan coil | Com |  | Com
20 | cDDCT | dual duct system | Com |  | Com
21 | cEVAP | evaporative cooling with separate gas furnace | Com |  | Com
24 | cWtd | typical, or weighted, HVAC type for commercial building types | Com |  | CC
22 | aGF | overhead gas furnace | Ag | used in green house measures | Ag
23 | aRH | radiant heat | Ag | used in green house measures | Ag
25 | Any | results not dependent on HVAC type | CC |  | CC
| All | All applicable HVAC types
| cAll | All applicable Commercial HVAC types
| NoSpec | No HVAC specification
| rAll | All applicable Residential HVAC types
| rDXOH | central AC with "Other Heat" source, such as propane
| rNCOH | no cooling with "Other Heat" source, such as propane
| Wtd | typical, or weighted, HVAC type for the building type
| PA | inDB
identifies the IOU, used as an applicability field in the Energy Impacts and Measure Costs tables
Index | Code | Description | Comment
1 | PGE | Pacific Gas and Electric
2 | SCE | Southern California Edison
3 | SDGE | San Diego Gas and Electric
4 | SCG | Southern California Gas
#REF! | BAY | BayREN | Bay Area Regional Energy Network
#REF! | SCR | SoCal REN | Souther California Regional Energy Network
| Version | inDB
identifies the major version of some tables and records
Index | Code | Description | Comment
1 | DEER 2005 | official DEER 2005 release | includes code versions: 2005 T-24, 2005 Federal and 2005 T-20
2 | DEER 2008 | official DEER 2005 release (v2.05) | includes code versions: 2005 T-24, 2005 Federal and 2005 T-20
| DEER 2009 | DEER version 3.02, unofficial
3 | DEER 2011 | DEER 2011 updates for 2013-14 | includes code versions: 2008 T-24, 2008 Federal and 2008 T-20
| DEER 2014 | Code Update for 2013-14 cycle
| DEER 2015 | official DEER 2015 release
4 | 2010 Ex-Ante | non-DEER source | 2010 IOU workpaper based data
5 | 2011 Ex-Ante | non-DEER source | 2011 IOU workpaper based data
| 2012 Ex-Ante | non-DEER source | 2012 IOU workpaper based data
6 | 2013 Ex-Ante | non-DEER source | 2013 IOU workpaper based data
7 | 2014 Ex-Ante | non-DEER source | 2014 IOU workpaper based data (update for Code)
| VersionSource | inDB
identifies the sector, or target market, associated with a measure application
Index | Code | Description | Comment
1 | IOU workpaper | ED approved IOU workpaper
2 | D08 v2.05 | DEER 2008 public version | includes code versions: 2005 T-24, 2005 Federal and 2005 T-20
3 | D08 v3.02 | DEER 2008 update, not officially released | includes HVAC System weighting, basis for IE Tables
4 | D11 v4.00 | DEER 201 update for 2013-14 planning | includes code versions: 2008 T-24, 2008 Federal and 2008 T-2, HVAC System weighting
| D11 v4.01 | added to DEER 2011 after initial v4.00 relase
5 | D05 v2.01 | DEER 2005 official release
| D05 v4.01 | added to DEER 2011 based on scaled results from D05 v2.01
| D14 v1.0 | DEER 2013 Initial release for review
| D14a v1.0 | DEER 2013 using Old Weather data, initial release for review
| D15 v1.0 | DEER 2015 official release
| D14 v1.0.5 | Frozen DEER 2014 used for code update
ED
LightingDisposition
6 | MV0405 | Results of M&V for 2004-2005 program cycle
7 | MV0608 | Results of M&V for 2006-2008 program cycle
| MeasAppType | inDB
identifies the measure application type in the Measure Implemenation table
Index | Code | Description | Comment
1 | ER | Early retirement | Measure is more efficient than code/std; Dual baseline, full measure costs required | Early retirement, measure is more efficient than code/std
#REF! | ROB | Replace on Burnout | Single baseline (above code), incremental or full costs | Replace on Burnout, measure is more efficient than code/std
#REF! | NC | New Construction | Single baseline (above code), incremental or full costs | New Construction, measure is more efficient than code/std
#REF! | RC | Retro-Commissioning | Single baseline (above code), incremental or full costs | Retro-Commissioning
#REF! | CE | Capacity Expansion (like NC) | Single baseline (above code), incremental or full costs | Capacity Expansion, measure is more efficient than code/std
#REF! | RET | Retrofit | Dual baseline, full measure costs required | Retrofit
#REF! | REA | Retrofit Add-On | Single baseline (above pre-existing), full measure costs required | Retrofit Add-On, measure did not exist and is not required by code
| SupportedAppType | inDB
identifies the measure application types that the Measure definition supports
Index | Code | Description | Comment
#REF! | ER | Early retirement Measure Application, savings apply to RUL and (EUL-RUL) periods | Sometimes referred to as a "dual baseline" application. All three technologies (existing customer average, code/standard replacement and measure) are specified in the measure defintion. - Full measure costs and full standard replacement costs are linked to the measure definition. - Energy impacts with both Above Customer-Average and Above-Code savings values are linked to the measure definition. - Both the measure technology EUL and existing technology RUL are provided in the measure definition.
#REF! | RobNc | Replace-on-burnout and New Construction Measure Applications | - A measure technology and a Code/Standard-Replacement technology are specified in the measure definition. - Above Code/Standard Replacement energy impacts are linked to the measure. - Either full measure technology costs and full standard replacement technology costs are linked to the measure or the incremental cost above standard replacement is provided.
#REF! | ErRobNc | Measure definition supports ER, ROB and NC measure applications | The measure definition requirements are the same as for "ER", but it is recognized that the measure can be applied to early retirement applications as well as replace-on-burnout and new construction applications. Essentially, an RUL period of zero years can be applied to the measure definition as well as the specified RUL.
| MeasImpactCalcType | inDB
identifies how the energy inpact is calculated (scaled, interpolated, etc.)
Index | Code | Description | Comment
1 | Standard | Energy impact are looked up in the standard Energy Impact table based on applicability
2 | DirectIE | Energy impacts are specified with "Direct Impacts" and modified by Interactive-Effects tables
3 | Scaled | Energy impacts are specified by a reference to a "Scalable" Energy Impact ID along with a Scale Value | current Scalable energy impacts include Indoor Commercial CFL, Linear Fluorescent and Exit fixtures along with Residential CFL lamps.
4 | ScaledDirectIE | Energy impacts are specified by a reference to a "Scalable" Energy Impact ID along with a Scale Value; modified by Interactive-Effects tables | current Scalable energy impacts include Indoor Commercial CFL, Linear Fluorescent and Exit fixtures along with Residential CFL lamps.
#REF! | CrossMeasWtd | Cross-Measure Weighted: Energy impacts for multiple measures are weighted to create a new set of measure impacts.
IETables
Lists the available HVAC Interactive-Effects tables that can be referenced in the measure definition
Index | Code | Description | Comment
1 | None | no HVAC interactive effects applied to direct impact values | default value if not specified
2 | Com-InLtg-CFL | commercial indoor lighting: CFL lamps and fixtures
3 | Com-InLtg-LF | commercial indoor lighting: Linear Fluorescent fixtures
4 | Com-InLtg-Exit | commercial indoor lighting: Exit fixtures
5 | Res-InLtg-CFL | residential indoor lighting: CFL lamps and fixtures
| MeasureImpactType | inDB
identifies the measure impact type (deemed, DEER, custom) in the Measure Implementation table
Index | Code | Description | Comment
1 | DEER | measure catalog entry references a DEER measure
2 | Deemed | measure references IOU work paper based impacts
| CostRecType | inDB
identifies the type of cost values in the cost record (full cost or incremental)
Index | Code | Description | Comment
1 | Full | cost record is the full cost of the associated technology
2 | Incremental | cost record is the incremental cost associated with the measure
| CostQualifier | inDB
identifies the cost qualifier, used as an applicability field in the Measure Cost table
Index | Code | Description | Comment
1 | None | no cost qualifier used | default value if not specified
2 | DirectInstall | Direct Install
3 | Down2to3pack | packaged with 2 or 3 lamps per unit | for downstream CFL implementations
4 | Down4to6pack | packaged with 4 or 6 lamps per unit | for downstream CFL implementations
5 | Down1pack | single lamp per unit | for downstream CFL implementations
6 | Downstream | Downstream
7 | Up2to3pack | packaged with 2 or 3 lamps per unit | for upstream CFL implementations
8 | Up4to6pack | packaged with 4 or 6 lamps per unit | for upstream CFL implementations
9 | Up1pack | single lamp per unit | for upstream CFL implementations
10 | Upstream | Upstream
| LocCostAdjustTables | inDB
identifies the table used for location cost adjustments (material and labor), used in the Measure Cost table
Index | Code | Description | Comment
1 | None | no location cost adjustment | default value if not specified
2 | AP50 | for Appliance measures
3 | DH50 | for Domestic Hot Water measures
4 | EL50 | for Lighting and other Electrical measures
5 | HVAC50 | for HVAC measures
6 | HZ50 | TBD (never referenced in DEER cost data)
7 | M50 | for Motor measures
8 | PL50 | for Plumbing measures
9 | SH50 | for Shell measures
10 | SWH50 | for Service Water Heating measures
11 | WI50 | for Window measures
| NormUnits | inDB
identifies the normalizing, or "common" units for a measure
Index | Code | Description | Comment
1 | Area-Acre | per Acre | used for some Irrigation Systems measures
2 | Area-ft2 | area (ft2) | shell measures (windows, wall insulation, etc)
3 | Area-ft2-BA | Building Area (ft2) | greenhouse thermal curtain
4 | SurfArea-ft2 | surface area (ft2) | example measures: pipe insulation, duct insulation
5 | Building | building | per building (non-residential)
6 | Cap-kBTUh | input capacity (kBTUh) | per 1000 BTU per hour rated input capacity (heating equipment, smaller capacity, such as residential furnaces)
7 | Cap-kW | input capacity (kW) | per kilowatt capacity (electric heating equipment)
8 | Cap-MBTUh | input capacity (MBTUh) | per 1 Million BTU per hour rated input capacity (large capacity heating equipment, such as commercial boilers)
9 | Cap-Tons | tons cooling capacity | per ton of rated cooling equipment (large and small)
10 | Ctrl-kW | kW Controlled | example measures: occupancy sensors, daylighting measures
11 | Each | integral component | example measures: appliance measures (refrigerator, dishwasher, etc.)
12 | Fixture | fixture | lighting fixture,refrigeration display case fixture, plumbing fixture
13 | Flow-CFM | CFM air flow | applies to some air flow measures
14 | Flow-GPM | gallons per minute flow | applies to some water flow measures
15 | Household | house or household | savings are per dwelling unit (residential)
16 | Installation | equipment count | Legacy: used in DEER2005 only
#REF! | Lamp | lamp | per lamp or per lighting fixture lamp replacement
#REF! | Len-ft | length (feet) | example measures: pipe insulation, refrig case fixture length
#REF! | Rated-HP | nameplate HP | motor measures
| Proc-lbs | Pounds of material processed
ScaleBasis
identifies how energy impact records are scaled
Index | Code | Description | Comment
1 | None | Energy Impact record are not scaled. Energy impact records are still "per unit", but are not multiplied by a scaling factor to arrive at a "per unit" savings value. | equivalent to a "NULL" entry
2 | Delta | Energy impact records are scaled by the difference in Watts between the technology and base case lighting fixture or lamp. | for "Technology" based measure definitions, this value will be replaced by the difference in the referenced fixture or lamp Watts.
3 | BaseRatio | Energy impact records are scaled by the (base scale value - 1 ) * measure scale value. | The measure scale value is typically in Watts, while the base scale value is the ratio of base-to-measure Wattage.
| CodeVersion | no longer used
may be used to identify the version of the energy code associated with a "major version"
Index | Code | Description | Comment
1 | T24-2005 | 2005 California Title-24
2 | T24-2008 | 2008 California Title-24
3 | T20-2008 | 2008 California Title-20
4 | Fed-2005 | 2005 Federal Standards | applies to some lighting fixture retrofits
5 | Fed-2008 | 2008 Federal Standards | applies to some lighting fixture retrofits
| UseCategory | inDB
Use categories describe How or Where technologies are used.
Index | Code | Description | Comment
1 | AppPlug | Applicances and Plug Loads
2 | BldgEnv | Building Envelope
3 | CompAir | Compressed Air
4 | ComRefrig | Commercial Refrigeration
5 | FoodServ | Food Service
6 | HVAC | HVAC
7 | Irrigate | Irrigation
8 | Lighting | Lighting
9 | ProcDist | Process Distribution
10 | ProcDry | Process Drying
11 | ProcHeat | Process Heat
12 | ProcRefrig | Process refrigeration
13 | Recreate | Recreation
14 | SHW | Service and Domestic Hot Water
15 | Service | Service (Non-Technology )
Any
| UseSubCats | inDB
Use sub-categories describe in more detail How or Where technologies are used.
Index | Code | Description | Use Category Code | Comment
1 | Electronics | Consumer Electronics | AppPlug | Use Category: Applicances and Plug Loads |  | Electronics | Consumer Electronics | AppPlug | Electronics
2 | KitchenApp | Kitchen Appliances | AppPlug | Use Category: Applicances and Plug Loads |  | KitchenApp | Kitchen Appliances | AppPlug | KitchenApp
3 | Laundry | Laundry Appliances | AppPlug | Use Category: Applicances and Plug Loads |  | Laundry | Laundry Appliances | AppPlug | Laundry
4 | Office_eq | Office Equipment | AppPlug | Use Category: Applicances and Plug Loads |  | Office_eq | Office Equipment | AppPlug | Office_eq
5 | Refrig | Self-contained Refrigeration | AppPlug | Use Category: Applicances and Plug Loads |  | Refrig | Self-contained Refrigeration | AppPlug | Refrig
6 | Vending | Product Vending | AppPlug | Use Category: Applicances and Plug Loads |  | Vending | Product Vending | AppPlug | Vending
7 | Fenestration | Fenestration | BldgEnv | Use Category: Building Envelope |  | Fenestration | Fenestration | BldgEnv | Fenestration
8 | Opaque | Opaque Envelope | BldgEnv | Use Category: Building Envelope |  | Opaque | Opaque Envelope | BldgEnv | Opaque
9 | ChemTreat | Chemical treatment | CompAir | Use Category: Compressed Air |  | ChemTreat | Chemical treatment | CompAir | ChemTreat
10 | Controls | Material conveying/packaging | CompAir | Use Category: Compressed Air |  | CAControls | Material conveying/packaging | CompAir | Controls
11 | ManufAQA | Pneumatic controls operation | CompAir | Use Category: Compressed Air |  | ManufAQA | Pneumatic controls operation | CompAir | ManufAQA
12 | ManufDryAir | Manufacturing - Average quality air | CompAir | Use Category: Compressed Air |  | ManufDryAir | Manufacturing - Average quality air | CompAir | ManufDryAir
13 | MatConvPkg | Manufacturing - Dry air | CompAir | Use Category: Compressed Air |  | MatConvPkg | Manufacturing - Dry air | CompAir | MatConvPkg |  | 1 | FALSE
14 | ToolsOp | Tools operation | CompAir | Use Category: Compressed Air |  | ToolsOp | Tools operation | CompAir | ToolsOp |  | 2 | FALSE
15 | Display | Refrigerated Display | ComRefrig | Use Category: Commercial Refrigeration |  | Display | Refrigerated Display | ComRefrig | Display |  | 3
16 | Equipment | Refrigerated Storage | ComRefrig | Use Category: Commercial Refrigeration |  | Equipment | Refrigerated Storage | ComRefrig | Equipment |  | 4
17 | Storage | Refrigeration Equipment | ComRefrig | Use Category: Commercial Refrigeration |  | Storage | Refrigeration Equipment | ComRefrig | Storage |  | 5
18 | Cleaning | Cleaning | FoodServ | Use Category: Food Service |  | Cleaning | Cleaning | FoodServ | Cleaning |  | 6
19 | Cooking | Cooking | FoodServ | Use Category: Food Service |  | Cooking | Cooking | FoodServ | Cooking |  | 7
#REF! | HeatCool | Space Heating and Cooling | HVAC | Use Category: HVAC |  | HeatCool | Space Heating and Cooling | HVAC | HeatCool |  | 9
#REF! | HtRej | Heat Rejection | HVAC | Use Category: HVAC |  | HtRej | Heat Rejection | HVAC | HtRej |  | 10
#REF! | SpaceCool | Space Cooling | HVAC | Use Category: HVAC |  | SpaceCool | Space Cooling | HVAC | SpaceCool |  | 11
#REF! | SpaceHeat | Space Heating | HVAC | Use Category: HVAC |  | SpaceHeat | Space Heating | HVAC | SpaceHeat |  | 12
#REF! | VentAirDist | Ventilation and Air Distribution | HVAC | Use Category: HVAC |  | VentAirDist | Ventilation and Air Distribution | HVAC | VentAirDist |  | 13
#REF! | FarmIrrig | Farming Irrigation | Irrigate | Use Category: Irrigation |  | FarmIrrig | Farming Irrigation | Irrigate | FarmIrrig
#REF! | LandScape | Irrigation | Irrigate | Use Category: Irrigation |  | LandScape | Irrigation | Irrigate | LandScape
#REF! | InExit | Indoor Exit Lighting | Lighting | Use Category: Lighting |  | InExit | Indoor Exit Lighting | Lighting | InGen
#REF! | InGen | Indoor General (Ambient) Lighting | Lighting | Use Category: Lighting |  | InGen | Indoor General (Ambient) Lighting | Lighting | InRetDisp
#REF! | InRetDisp | Indoor Retail Display Lighting | Lighting | Use Category: Lighting |  | InRetDisp | Indoor Retail Display Lighting | Lighting | InTask
#REF! | InTask | Indoor Task Lighting | Lighting | Use Category: Lighting |  | InTask | Indoor Task Lighting | Lighting | OutCommon
#REF! | OutCommon | Outdoor Common Area Lighting | Lighting | Use Category: Lighting |  | OutCommon | Outdoor Common Area Lighting | Lighting | OutGen
#REF! | OutGen | Outdoor Lighting | Lighting | Use Category: Lighting |  | OutGen | Outdoor Lighting | Lighting | OutParkGar
#REF! | OutParkGar | Outdoor Parking Garage Lighting | Lighting | Use Category: Lighting |  | OutParkGar | Outdoor Parking Garage Lighting | Lighting | OutParkLot
#REF! | OutParkLot | Outdoor Parking Lot Lighting | Lighting | Use Category: Lighting |  | OutParkLot | Outdoor Parking Lot Lighting | Lighting | OutSign
#REF! | OutSign | Outdoor Signage | Lighting | Use Category: Lighting |  | OutSign | Outdoor Signage | Lighting | RefDisplay
#REF! | RefDisplay | Refrigeration Display Case Lighting | Lighting | Use Category: Lighting |  | RefDisplay | Refrigeration Display Case Lighting | Lighting | Seasonal
#REF! | Pumping | Pumping | ProcDist | Use Category: Process Distribution |  | Pumping | Pumping | ProcDist | Condensing
| DairyVac | Diary Vacuum Pump | ProcDist | Use Category: Process Distribution
#REF! | Condensing | Condensing | ProcDry | Use Category: Process Drying |  | Condensing | Condensing | ProcDry | Curing
#REF! | Curing | Curing | ProcDry | Use Category: Process Drying |  | Curing | Curing | ProcDry | EvapSepDehyd
#REF! | Finish | Finishing | ProcDry | Use Category: Process Drying |  | Finish | Evaporating/Separating/Dehydration | ProcDry | Finish
| EvapSepDehyd | Evaporating/Separating/Dehydration | ProcDry | Use Category: Process Drying
#REF! | Cooking | ProcCooking | ProcHeat | Use Category: Process Heat |  | Process Cooking | Finishing | ProcDry | Drying
#REF! | Drying | ProcDrying | ProcHeat | Use Category: Process Heat |  | Process Drying | Cooking | ProcHeat | EnvContols
#REF! | EnvContols | Environmental controls | ProcHeat | Use Category: Process Heat |  | EnvContols | Drying | ProcHeat | HeatTreat
#REF! | EvapSepDehyd | Evaporating/Separating/Dehydration | ProcHeat | Use Category: Process Heat |  | EvapSepDehyd | Environmental controls | ProcHeat | Melting
#REF! | HeatTreat | Heat treatment | ProcHeat | Use Category: Process Heat |  | HeatTreat | Evaporating/Separating/Dehydration | ProcHeat | Pasteurize
#REF! | Melting | Metal/material melting | ProcHeat | Use Category: Process Heat |  | Melting | Heat treatment | ProcHeat | PreheatLiqSol
#REF! | Pasteurize | Pasteurizing | ProcHeat | Use Category: Process Heat |  | Pasteurize | Metal/material melting | ProcHeat | Reheat
#REF! | PreheatLiqSol | Preheating of liquids/solids | ProcHeat | Use Category: Process Heat |  | PreheatLiqSol | Pasteurizing | ProcHeat | SteamDist
#REF! | Reheat | Reheat | ProcHeat | Use Category: Process Heat |  | Reheat | Preheating of liquids/solids | ProcHeat | ProdChill
#REF! | SteamDist | Steam Distribution | ProcHeat | Use Category: Process Heat |  | SteamDist | Reheat | ProcHeat | ProdManuf
#REF! | ProdChill | Product chilling | ProcRefrig | Use Category: Process refrigeration |  | ProdChill | Steam Distribution | ProcHeat | ProdStore
#REF! | ProdManuf | Product manufacturing | ProcRefrig | Use Category: Process refrigeration |  | ProdManuf | Product chilling | ProcRefrig | Separate
#REF! | ProdStore | Product storage | ProcRefrig | Use Category: Process refrigeration |  | ProdStore | Product manufacturing | ProcRefrig | Pool
#REF! | Separate | Separation | ProcRefrig | Use Category: Process refrigeration |  | Separate | Product storage | ProcRefrig | Spa
#REF! | Pool | Pool | Recreate | Use Category: Recreation |  | Pool | Separation | ProcRefrig | Audit
#REF! | Spa | Spa | Recreate | Use Category: Recreation |  | Spa | Pool | Recreate | Diagnostic
#REF! | Diagnostic | Diagnostic Services | Service | Use Category: Service (Non-Technology ) |  | Diagnostic | Audit Services | Service | Maintenance
#REF! | RetroComm | Retro-commissioning services | Service | Use Category: Service (Non-Technology ) |  | RetroComm | Diagnostic Services | Service | Distribute
#REF! | Distribute | Water Distribution | SHW | Use Category: Service and Domestic Hot Water |  | Distribute | Water Distribution | SHW
#REF! | Heating | Water Heating | SHW | Use Category: Service and Domestic Hot Water |  | Heating | Water Heating | SHW
#REF! | PointOfUse | Hot Water Point of Use | SHW | Use Category: Service and Domestic Hot Water |  | PointOfUse | Hot Water Point of Use | SHW
| TechGroups | inDB
All Technology Types are associated with a high-level technology group
Index | Code | Description | Comment
1 | AirComp | Air Compressor
2 | AnDigestor | Anaerobic Digestors
3 | BldgShell | Building Shell (Opaque)
4 | Chiller | Liquid Chilling Equipment | Chiller types (centrifugal, reciprocating, etc.)
5 | Clean_equip | Cleaning Equipment
6 | Cook_equip | Cooking Equipment
7 | dxAC_equip | dX AC Equipment | split and packaged AC equipment
8 | dxHP_equip | dx HP Equipment | split and packaged HP equipment
9 | Electronics | Business and Consumer Electronics
10 | EvapCool_eq | Evaporative Cooling Equipment
11 | FacPondAer | Facultative Pond Aerator
12 | Fenest | Fenestration
13 | FoodService | Food Service Equipment
14 | HeatEx | Heat Exchanger
15 | HeatReject | Heat Rejection Equipment | Cooling towers and condenser loops
16 | HV_AirDist | HVAC Air Distribution | Supply, return and exhaust fans
17 | HV_Tech | HVAC Technology
18 | Irrigation | Irrigation Equipment
19 | LiquidCirc | Liquid Circulation | chilled water, hot water loops
20 | Ltg_PlugIn | Lighting - Plug-in
| Ltg_Ballast | Lighting - Ballasts
| Ltg_Controls | Lighting - Controls
21 | Ltg_Lamp | Lighting - Screw-in Lamps | CFL, LED, incandescent
22 | Ltg_Fixture | Lighting - Hard-wired fixtures | Linear fluorescent, HID, exit fixtures, etc.
| Ltg_Lmp+Blst | Lighting - Lamps + Ballasts
23 | Motor | Motor
24 | Motor_gen | General Purpose Motor
25 | Motor_Spd | Motor Speed Control (Non-HVAC)
26 | PumpSystem | Pump System
27 | Ref_SelfCon | Self-Contained Refrigeration
28 | Ref_Storage | Refrigerated Storage
29 | RodPumps | Rod Beam Pumps
30 | SpaceHtg_eq | Space Heating Equipment
31 | SteamCirc | Steam Circulation
32 | SteamHtg_eq | Steam Heating Equipment
33 | VertTrans | Vertical Transportation
34 | WaterFixt | Plumbing Fixture
35 | WaterHtg_eq | Water Heating Equipment | Boiler types and configurations
36 | Any
PoolSpa_eq
| TechTypes | inDB
DEER technology types are based on common parameters used to define the technology
Index | Code | Description | Technology Group Code | Normalizing units Code | EULCode
1 | Blower | Blower | AirComp | Flow-CFM |  | Tech Group: Air Compressor
2 | Centrif | Centrifugal | AirComp | Flow-CFM |  | Tech Group: Air Compressor
3 | Recip | Reciprocating | AirComp | Flow-CFM |  | Tech Group: Air Compressor
4 | Screw | Screw | AirComp | Flow-CFM |  | Tech Group: Air Compressor
5 | Optimal | Optimization | AnDigestor | therm |  | Tech Group: Anaerobic Digestor
6 | AttBatIns | Attic Batt Insulation | BldgShell | Area-ft2 | BS-CeilIns | Tech Group: Building Shell (Opaque)
7 | AttBlowIns | Attic Blown-in Insulation | BldgShell | Area-ft2 | BS-CeilIns | Tech Group: Building Shell (Opaque)
8 | CoolRoof | Cool Roof | BldgShell | Area-ft2 | BS-LtRoof | Tech Group: Building Shell (Opaque)
9 | FloorIns | Floor Insulation | BldgShell | Area-ft2 |  | Tech Group: Building Shell (Opaque)
10 | Weatherize | Low-Income Weatherization | BldgShell | Household |  | Tech Group: Building Shell (Opaque)
11 | RigidRoofIns | New Roof with Rigid Insulation | BldgShell | Area-ft2 | BS-CeilIns | Tech Group: Building Shell (Opaque)
12 | SprayRoofIns | Spray-on Roof Insulation | BldgShell | Area-ft2 | BS-WallIns | Tech Group: Building Shell (Opaque)
13 | WallBattIns | Wall Batt Insulation | BldgShell | Area-ft2 | BS-WallIns | Tech Group: Building Shell (Opaque)
14 | WallBlowIns | Wall Blown-in Insulation | BldgShell | Area-ft2 | BS-BlowInIns | Tech Group: Building Shell (Opaque)
15 | WallSprayIns | Wall Spray-on Insulation | BldgShell | Area-ft2 | BS-WallIns | Tech Group: Building Shell (Opaque)
16 | CentChlr | Centrifugal Water Chiller | Chiller | Cap-Tons | HVAC-Chlr | Tech Group: Liquid Chilling Equipment
17 | NoFricCent | Frictionless Centrifugal Water Chiller | Chiller | Cap-Tons | HVAC-Chlr | Tech Group: Liquid Chilling Equipment
18 | NoFricComp | Frictionless Centrifugal Water Chilling Compressor | Chiller | Cap-Tons | HVAC-Chlr | Tech Group: Liquid Chilling Equipment
19 | GasAbsorp | Gas Absorption Chiller | Chiller | Cap-Tons | HVAC-Chlr | Tech Group: Liquid Chilling Equipment
20 | Recip | Reciprocating Water Chiller | Chiller | Cap-Tons | HVAC-Chlr | Tech Group: Liquid Chilling Equipment
21 | RecipComp | Reciprocating Water Chilling Compressor | Chiller | Cap-Tons | HVAC-Chlr | Tech Group: Liquid Chilling Equipment
22 | RefWareCool | Refrigerated Warehouse Cooling System | Chiller | Cap-Tons |  | Tech Group: Liquid Chilling Equipment
23 | Screw | Screw Water Chiller | Chiller | Cap-Tons | HVAC-Chlr | Tech Group: Liquid Chilling Equipment
24 | Scroll | Scroll Water Chiller | Chiller | Cap-Tons | HVAC-Chlr | Tech Group: Liquid Chilling Equipment
25 | TankIns | Tank Insulation | Chiller | Area-ft2 |  | Tech Group: Liquid Chilling Equipment
26 | ClothesWash | Clothes washer | Clean_equip | Each |  | Tech Group: Cleaning Equipment
27 | DishWash | Dishwasher | Clean_equip | Each |  | Tech Group: Cleaning Equipment
28 | Broiler | Broiler | Cook_equip | Each |  | Tech Group: Cooking Equipment
29 | Fryer | Fryer | Cook_equip | Each |  | Tech Group: Cooking Equipment
30 | Griddle | Griddle | Cook_equip | Each |  | Tech Group: Cooking Equipment
31 | GrillTO | Grill to Order | Cook_equip | Each |  | Tech Group: Cooking Equipment
32 | OvenComb | Oven-Combo | Cook_equip | Each |  | Tech Group: Cooking Equipment
33 | OvenConv | Oven-Convection | Cook_equip | Each |  | Tech Group: Cooking Equipment
34 | SteamLine | Steam Line | Cook_equip | Each |  | Tech Group: Cooking Equipment
35 | Steamer | Steamer | Cook_equip | Each |  | Tech Group: Cooking Equipment
36 | StockPot | Stock Pot | Cook_equip | Each |  | Tech Group: Cooking Equipment
37 | pkgEER | EER Rated Package Rooftop AC | dxAC_equip | Cap-Tons | HVAC-airAC | Tech Group: dX AC Equipment
38 | spltEER | EER Rated Split System AC | dxAC_equip | Cap-Tons | HVAC-airAC | Tech Group: dX AC Equipment
39 | vertEER | EER Rated Vertical Self-Contained AC | dxAC_equip | Cap-Tons | HVAC-airAC | Tech Group: dX AC Equipment
40 | pkgTerm | Package Terminal AC | dxAC_equip | Cap-Tons | HVAC-PTAC | Tech Group: dX AC Equipment
41 | RoomAC | Room AC | dxAC_equip | Cap-Tons | HV-RAC-ES | Tech Group: dX AC Equipment
42 | pkgSEER | SEER Rated Package Rooftop AC | dxAC_equip | Cap-Tons | HVAC-airAC | Tech Group: dX AC Equipment
43 | spltSEER | SEER Rated Split System AC | dxAC_equip | Cap-Tons | HVAC-airAC | Tech Group: dX AC Equipment
44 | refrig | Split or Packaged DX AC Refrigerant System | dxAC_equip | Cap-Tons | HVAC-airAC | Tech Group: dX AC Equipment
45 | pkgEER | EER Rated Package Rooftop HP | dxHP_equip | Cap-Tons | HVAC-airHP | Tech Group: dx HP Equipment
46 | spltEER | EER Rated Split System HP | dxHP_equip | Cap-Tons | HVAC-airHP | Tech Group: dx HP Equipment
47 | pkgTerm | Package Terminal Heat Pump | dxHP_equip | Cap-Tons | HVAC-PTHP | Tech Group: dx HP Equipment
48 | pkgSEER | SEER Rated Package Rooftop HP | dxHP_equip | Cap-Tons | HVAC-airHP | Tech Group: dx HP Equipment
49 | spltSEER | SEER Rated Split System HP | dxHP_equip | Cap-Tons | HVAC-airHP | Tech Group: dx HP Equipment
50 | VarRefgHP | Variable Refrigerant Heat Pump | dxHP_equip | Cap-Tons |  | Tech Group: dx HP Equipment
51 | VarRefgHR | Variable Refrigerant Heat Recovery | dxHP_equip | Cap-Tons |  | Tech Group: dx HP Equipment
52 | WSHP | Water Source Heat Pump | dxHP_equip | Cap-Tons | HVAC-WSHP | Tech Group: dx HP Equipment
53 | AllEquip | All Equipment | Electronics | Ctrl-kW |  | Tech Group: Business and Consumer Electronics
54 | Monitor | Computer Monitor | Electronics | Each |  | Tech Group: Business and Consumer Electronics
55 | DesktopComp | Desktop Computer | Electronics | Each |  | Tech Group: Business and Consumer Electronics
56 | IRsensor | Infrared Sensor | Electronics | Each |  | Tech Group: Business and Consumer Electronics
57 | MoveSensor | Motion Sensor | Electronics | Each |  | Tech Group: Business and Consumer Electronics
58 | OccSensPlug | Occupancy Sensor Plug Strip | Electronics | Each |  | Tech Group: Business and Consumer Electronics
59 | TV | Television | Electronics | Each |  | Tech Group: Business and Consumer Electronics
60 | Timer | Time Clock | Electronics | Each |  | Tech Group: Business and Consumer Electronics
61 | ComEvap | Commercial Evaporative Cooler | EvapCool_eq | Flow-CFM |  | Tech Group: Evaporative Cooling Equipment
62 | ResEvap | Residential Evaporative Cooler | EvapCool_eq | Household |  | Tech Group: Evaporative Cooling Equipment
63 | OxyDemCtrl | Oxygen Demand Control | FacPondAer | Rated-HP |  | Tech Group: Facultative Pond Aerator
64 | IRFilm | IR Film for greenhouse | Fenest | Area-ft2 |  | Tech Group: Fenestration
65 | ManufSky | Manufactured Skylight | Fenest | Area-ft2 | BS-Win | Tech Group: Fenestration
66 | ManufWin | Manufactured Window | Fenest | Area-ft2 | BS-Win | Tech Group: Fenestration
67 | SiteBuiltSky | Site-built Skylight | Fenest | Area-ft2 | BS-Win | Tech Group: Fenestration
68 | SiteBuiltWin | Site-built Window | Fenest | Area-ft2 | BS-Win | Tech Group: Fenestration
69 | ThermCurtain | Thermal Curtain | Fenest | Area-ft2 |  | Tech Group: Fenestration
70 | WinFilm | Window Film | Fenest | Area-ft2 | BS-WinFilm | Tech Group: Fenestration
71 | WinShade | Window Shade | Fenest | area-ft2 |  | Tech Group: Fenestration
72 | HoldCab | Electric Holding Cabinet | FoodService | Each |  | Tech Group: Food Service
73 | HoldBin | Holding bin | FoodService | Each |  | Tech Group: Food Service
74 | StmHoldBin | Steam Holding Bin | FoodService | Each |  | Tech Group: Food Service
75 | PlateClr | Plate Cooler | HeatEx | Flow-GPM |  | Tech Group: Heat Exchanger
76 | TwrFanMtr | Cooling Tower Fan - General Purpose Motor | HeatReject | Rated-HP | Motors-fan | Tech Group: Heat Rejection Equipment
77 | TwrFanCtrl | Cooling Tower Fan Control | HeatReject | Rated-HP |  | Tech Group: Heat Rejection Equipment
78 | WSEcono | Water Side Economizer | HeatReject | Cap-Tons |  | Tech Group: Heat Rejection Equipment
79 | AirEcono | Air Economizer | HV_AirDist | Each | HVAC-addEcono | Tech Group: HVAC Air Distribution
80 | DuctInsC | Duct System Insulation - Commercial | HV_AirDist | Flow-CFM | HVAC-DuctInsul | Tech Group: HVAC Air Distribution
81 | DuctInsul | Duct System Insulation - Residential | HV_AirDist | Household | HVAC-DuctInsul | Tech Group: HVAC Air Distribution
82 | DuctSysC | Duct System Integrity - Commercial | HV_AirDist | Flow-CFM | HVAC-DuctSeal | Tech Group: HVAC Air Distribution
83 | DuctLeak | Duct System Integrity - Residential | HV_AirDist | Household | HV-DuctSeal | Tech Group: HVAC Air Distribution
84 | FlowCtrl | Flow Control | HV_AirDist | Rated-HP |  | Tech Group: HVAC Air Distribution
85 | HeatRecov | Heat Recovery | HV_AirDist | Flow-CFM |  | Tech Group: HVAC Air Distribution
86 | ExFanMtr | HVAC Exhaust Fan - General Purpose Motor | HV_AirDist | Rated-HP |  | Tech Group: HVAC Air Distribution
87 | RetFanMtr | HVAC Return Fan - General Purpose Motor | HV_AirDist | Rated-HP | Motors-fan | Tech Group: HVAC Air Distribution
88 | SupFanMtr | HVAC Supply Fan - General Purpose Motor | HV_AirDist | Rated-HP | Motors-fan | Tech Group: HVAC Air Distribution
89 | VentFanMtr | HVAC Ventilation Fan - General Purpose Motor | HV_AirDist | Rated-HP |  | Tech Group: HVAC Air Distribution
90 | CO2sens | Carbon Dioxide Sensor | HV_Tech | Cap-Tons |  | Tech Group: HVAC Technology
91 | D5Tstat | D5 Thermostat | HV_Tech | Area-1kFP | HVAC-ProgTStats | Tech Group: HVAC Technology
92 | EMS | EMS | HV_Tech | Area-1kFP |  | Tech Group: HVAC Technology
93 | TStat | Thermostat | HV_Tech | Each | HVAC-ProgTStats | Tech Group: HVAC Technology
94 | Timer | Time Clock | HV_Tech | Area-1kFP |  | Tech Group: HVAC Technology
95 | WHFan | Whole House Fan | HV_Tech | Household |  | Tech Group: HVAC Technology
96 | IrrifSys | Irrigation System | Irrigation | Area-Acre |  | Tech Group: Irrigation Equipment
97 | FlowCtrl | Flow Controls | LiquidCirc | Flow-GPM |  | Tech Group: Liquid Circulation
98 | FlowTempCtrl | Flow Plus Temperature Controls | LiquidCirc | Flow-GPM |  | Tech Group: Liquid Circulation
99 | PipeIns | Pipe Insulation | LiquidCirc | Len-ft | WtrHt-PipeIns | Tech Group: Liquid Circulation
100 | PumpMtr | Pump - General Purpose Motor | LiquidCirc | Rated-HP | Motors-pump | Tech Group: Liquid Circulation
101 | TempReset | Temperature Reset Control | LiquidCirc | Cap-Tons |  | Tech Group: Liquid Circulation
102 | Timer | Time Clock | LiquidCirc | Area-1kFP |  | Tech Group: Liquid Circulation
103 | LF_Ballast | Fluorescent Ballast | Ltg_Ballast | Each |  | Tech Group: Lighting - Ballasts
104 | OccSensor | hard-wired occupancy sensor | Ltg_Controls | Each |  | Tech Group: Lighting - Controls
105 | IRsensor | Infrared Sensor | Ltg_Controls | Each |  | Tech Group: Lighting - Controls
106 | LtSensor | Light Sensor | Ltg_Controls | Each |  | Tech Group: Lighting - Controls
107 | Timer | Time Clock | Ltg_Controls | Each |  | Tech Group: Lighting - Controls
108 | CFL_fixt | CFL Fixture | Ltg_Fixture | Fixture | ILtg-CFLfix | Tech Group: Lighting Fixtures
109 | Exit_fixt | Exit Fixture | Ltg_Fixture | Fixture | ILtg-Exit | Tech Group: Lighting Fixtures
110 | HID_fixt | HID Fixture | Ltg_Fixture | Fixture | ILtg-MH | Tech Group: Lighting Fixtures
111 | LED_fixt | LED Fixture | Ltg_Fixture | Fixture |  | Tech Group: Lighting Fixtures
112 | LinFluor_fixt | Linear Fluorescent Fixture | Ltg_Fixture | Fixture | ILtg-Lfluor-fix | Tech Group: Lighting Fixtures
| Ind_fixt | Induction Fixture | Ltg_Fixture | Fixture
113 | Hal_lamp | Halogen Lamp | Ltg_Lamp | Lamp |  | Tech Group: Lighting - Lamps
114 | Incan_lamp | Incandescent Lamp | Ltg_Lamp | Lamp |  | Tech Group: Lighting - Lamps
115 | CFLint_lamp | Integral CFL (with ballast) | Ltg_Lamp | Lamp | ILtg-CFL | Tech Group: Lighting - Lamps
116 | LED_lamp | LED Lamp | Ltg_Lamp | Lamp |  | Tech Group: Lighting - Lamps
117 | LF_lamp | Linear Fluorescent Lamp | Ltg_Lamp | Lamp |  | Tech Group: Lighting - Lamps
118 | CFLpin_lamp | Pin-based CFL (no ballast) | Ltg_Lamp | Lamp | ILtg-CFL | Tech Group: Lighting - Lamps
119 | HID_LmpBlst | HID Lamp with Ballast | Ltg_Lmp+Blst | Fixture |  | Tech Group: Lighting - Lamps + Ballasts
120 | LF_LmpBlst | Linear Fluorescent Lamp with Ballast | Ltg_Lmp+Blst | Fixture |  | Tech Group: Lighting - Lamps + Ballasts
| CFL_LmpBlst | Component-based CFL Lamp and Ballast | Ltg_Lmp+Blst | Fixture
| Ind_LmpBlst | Induction Lamp with Ballast | Ltg_Lmp+Blst | Fixture
121 | PlugIn_fixt | Fixture | Ltg_PlugIn | Each |  | Tech Group: Lighting - Plug-in
122 | LtString | Light String | Ltg_PlugIn | Each |  | Tech Group: Lighting - Plug-in
123 | NiteLight | Night Light | Ltg_PlugIn | Each |  | Tech Group: Lighting - Plug-in
124 | Signage | Signage | Ltg_PlugIn | Each |  | Tech Group: Lighting - Plug-in
125 | GenPurpose | General Purpose | Motor | Rated-HP |  | Tech Group: General Purpose Motor
126 | Agitation | Agitation/mixing drive | Motor_gen | Rated-HP |  | Tech Group: General Purpose Motor
127 | BlrDraftFan | Boiler draft fan | Motor_gen | Rated-HP |  | Tech Group: General Purpose Motor
128 | CondRetpmp | Condensate return pump | Motor_gen | Rated-HP | Motors-pump | Tech Group: General Purpose Motor
129 | ConveyDrv | Conveyor drive | Motor_gen | Rated-HP |  | Tech Group: General Purpose Motor
130 | ElevDrv | Elevator drive | Motor_gen | Rated-HP |  | Tech Group: General Purpose Motor
131 | IrrigPmp | Irrigation pump | Motor_gen | Rated-HP |  | Tech Group: General Purpose Motor
132 | MUWaterPmp | Makeup water pump | Motor_gen | Rated-HP | Motors-pump | Tech Group: General Purpose Motor
133 | ManMachDrv | Manufacturing machine drive | Motor_gen | Rated-HP |  | Tech Group: General Purpose Motor
134 | MatProcDrv | Material processing machine drive | Motor_gen | Rated-HP |  | Tech Group: General Purpose Motor
135 | StackExfan | Stack economizer exhaust fan | Motor_gen | Rated-HP | Motors-fan | Tech Group: General Purpose Motor
136 | ASD | Adjustable Speed Drive | Motor_Spd | Rated-HP |  | Tech Group: Motor Speed Control (Non-HVAC)
| PoolCvr | Liquid Pool Cover | PoolSpa_eq | Vol-Gal
| PoolPump | Pool Pump | PoolSpa_eq | Rated-HP
137 | Centrif | Centrifugal | PumpSystem | Flow-GPM |  | Tech Group: Pump System
138 | PosDisp | Positive Displacement | PumpSystem | Flow-GPM |  | Tech Group: Pump System
139 | ProgCapac | Progressive Capacity Pump | PumpSystem | Flow-GPM |  | Tech Group: Pump System
140 | IceMach | Ice Machine | Ref_SelfCon | Each |  | Tech Group: Self-Contained Refrigeration
141 | Gasket | Door Gasket | Ref_Storage | Len-ft |  | Tech Group: Refrigerated Storage
142 | Freezer | Freezer | Ref_Storage | Each |  | Tech Group: Refrigerated Storage
143 | HorDisp | Horizontal (coffin) Display Fixture | Ref_Storage | Len-ft |  | Tech Group: Refrigerated Storage
144 | ReachIn | Reach-In Storage | Ref_Storage | Each |  | Tech Group: Refrigerated Storage
145 | RefrigLtg | Refrigerator Lighting | Ref_Storage | Each |  | Tech Group: Refrigerated Storage
146 | RefrigFrz | Refrigerator/Freezer | Ref_Storage | Each |  | Tech Group: Refrigerated Storage
147 | Refrig | Split or Packaged DX AC Refrigerant System | Ref_Storage | Each |  | Tech Group: Refrigerated Storage
148 | StripCurt | Strip Curtains | Ref_Storage | Len-ft |  | Tech Group: Refrigerated Storage
149 | TempSensor | Temperature Sensor | Ref_Storage | Each |  | Tech Group: Refrigerated Storage
150 | VertDisplay | Vertical (multi-deck) Display Fixture | Ref_Storage | Len-ft |  | Tech Group: Refrigerated Storage
151 | WalkInCool | Walk-in Cooler | Ref_Storage | Each |  | Tech Group: Refrigerated Storage
152 | WalkInDoor | Walk-in Door | Ref_Storage | Len-ft |  | Tech Group: Refrigerated Storage
153 | WalkInFrz | Walk-in Freezer | Ref_Storage | Each |  | Tech Group: Refrigerated Storage
| VMController | Vending Machine controller | Ref_Storage | Each
154 | PumpCtrl | Pump Control | RodPumps | kWh |  | Tech Group: Rod Beam Pump
155 | GasFurnace | Gas Furnace | SpaceHtg_eq | Cap-kBTUh |  | Tech Group: Space Heating Equipment
156 | PipeIns | Pipe Insulation | SteamCirc | Len-ft | WtrHt-PipeIns | Tech Group: Steam Circulation
157 | SteamTrap | Steam Trap | SteamCirc | Installation |  | Tech Group: Steam Circulation
158 | Boiler_AF | AFUE Rated Boiler | SteamHtg_eq | Cap-kBTUh | HVAC-Blr | Tech Group: Steam Heating Equipment
159 | Boiler_Et | Et Rated Boiler | SteamHtg_eq | Cap-kBTUh | HVAC-Blr | Tech Group: Steam Heating Equipment
160 | ElevMotor | Elevator Motor | VertTrans | Rated-HP |  | Tech Group: Vertical Transportation
161 | FaucetAer | Faucet Aerator | WaterFixt | Each |  | Tech Group: Plumbing Fixture
162 | FlowRestrict | Flow Restriction Valve | WaterFixt | Each |  | Tech Group: Plumbing Fixture
163 | ShowerHd | Showerhead | WaterFixt | Each | WtrHt-WH-Shrhd | Tech Group: Plumbing Fixture
164 | Boiler_AF | AFUE Rated Boiler | WaterHtg_eq | Cap-kBTUh | HVAC-Blr | Tech Group: Water Heating Equipment
165 | HP_EF | EF Rated Heat Pump Water Heater | WaterHtg_eq | Each |  | Tech Group: Water Heating Equipment
166 | Instant_EF | EF Rated Instantaneous Water Heater | WaterHtg_eq | Each |  | Tech Group: Water Heating Equipment
167 | Stor_EF | EF Rated Storage Water Heater | WaterHtg_eq | Each |  | Tech Group: Water Heating Equipment
168 | Boiler_Et | Et Rated Boiler | WaterHtg_eq | Cap-kBTUh | HVAC-Blr | Tech Group: Water Heating Equipment
169 | Instant_Et | Et Rated Instantaneous Water Heater | WaterHtg_eq | Cap-kBTUh |  | Tech Group: Water Heating Equipment
170 | Stor_Et | Et Rated Storage Water Heater | WaterHtg_eq | Cap-kBTUh |  | Tech Group: Water Heating Equipment
171 | TankIns | Tank Insulation | WaterHtg_eq | Area-ft2 |  | Tech Group: Water Heating Equipment
| WBldgImpArea | Area Whole-building Improvements | WhlBldg | Area-ft2
| WBldgImpSite | Site Whole-Building Improvements | WhlBldg | Site
ProgDelivery
The program delivery types referenced in the 2011 Net-To-Gross and GSIA tables.
Index | Code | Description
5 | DirInstall | Direct Install
9 | PreRebDown | Downstream prescriptive rebate
10 | PreRebUp | Upstream prescriptive rebate
| DirInstallHTR | Direct Install, hard to reach
1 | Any | All delivery strategies
2 | BldgDesInc | Building Design Incentive
3 | CustIncent | Custom Incentive
4 | CustIncentDown | Downstream Custom Incentive
6 | OnLineAudit | On-line Audit
7 | OnSiteAudit | On-site Audit
8 | PreReb | Prescriptive rebate
11 | PreRebDI | Direct Install prescriptive rebate
12 | NonUpStrm | All non-upstream delivery types for deemed measures
NTGQualifier
The qualifiers used in the 2008 Net-to-Gross table, such as "Hard-to-Reach"
Index | Code | Description
1 | None | Affordable Housing
2 | MarkHous | Market-Rate Housing
3 | HTR | Hard to reach
GSIAType
The type of Gross Savings and Installation Adjustment
Index | Code | Description | Comment | Short Abbrev
1 | InvVerRate | Invoice Verification Rate |  | IVR
2 | AnnSalesRate | Annual Sales Rate also known as "In-cycle sold rate" |  | ASR
3 | LeakRate | Leakage Rate |  | LR
4 | AnnInstRate | Annual Installation Rate | savings multiplied, costs not multiplied (all costs applied at time of claim) | AIR
5 | DelInstRate | Delayed Installation Rate | savings scheduled, costs not multiplied (all costs applied at time of claim) | DIR
6 | GrRealRate | Gross Realization Rate | used for custom measures, analagous to installation rate for DEEMed measures | GRR
| ElecLoadshapes | Note: these load shape names will be updated to the current set of E3 calculators
Electric Impact profile references in the current E3 calculators
Index | Code | PA | E3TargetSector | E3ElecImpactProfile | Source
1 | PGE:AGRICULTURAL:14 = Agricultural | PGE | AGRICULTURAL | 14 = Agricultural | PG&E_2013_v1c6-Draft.xlsm |  |  |  | PGE | AGRICULTURAL | 14 = Agricultural
2 | PGE:AGRICULTURAL:19= Agricultural EMS | PGE | AGRICULTURAL | 19= Agricultural EMS | PG&E_2013_v1c6-Draft.xlsm |  |  |  | PGE | AGRICULTURAL | 19= Agricultural EMS
3 | PGE:COMMERCIAL:1 = Commercial Indoor Lighting | PGE | COMMERCIAL | 1 = Commercial Indoor Lighting | PG&E_2013_v1c6-Draft.xlsm |  |  |  | PGE | COMMERCIAL | 1 = Commercial Indoor Lighting
4 | PGE:COMMERCIAL:17 = Commercial EMS | PGE | COMMERCIAL | 17 = Commercial EMS | PG&E_2013_v1c6-Draft.xlsm |  |  |  | PGE | COMMERCIAL | 17 = Commercial EMS
5 | PGE:COMMERCIAL:2 = Commercial Outdoor Lighting | PGE | COMMERCIAL | 2 = Commercial Outdoor Lighting | PG&E_2013_v1c6-Draft.xlsm |  |  |  | PGE | COMMERCIAL | 2 = Commercial Outdoor Lighting
6 | PGE:COMMERCIAL:3 = Commercial HVAC | PGE | COMMERCIAL | 3 = Commercial HVAC | PG&E_2013_v1c6-Draft.xlsm |  |  |  | PGE | COMMERCIAL | 3 = Commercial HVAC
7 | PGE:COMMERCIAL:4 = Commercial Refrigeration | PGE | COMMERCIAL | 4 = Commercial Refrigeration | PG&E_2013_v1c6-Draft.xlsm |  |  |  | PGE | COMMERCIAL | 4 = Commercial Refrigeration
8 | PGE:COMMERCIAL:5 = Commercial Food Service | PGE | COMMERCIAL | 5 = Commercial Food Service | PG&E_2013_v1c6-Draft.xlsm |  |  |  | PGE | COMMERCIAL | 5 = Commercial Food Service
9 | PGE:COMMERCIAL:6 = Commercial Motors | PGE | COMMERCIAL | 6 = Commercial Motors | PG&E_2013_v1c6-Draft.xlsm |  |  |  | PGE | COMMERCIAL | 6 = Commercial Motors
10 | PGE:COMMERCIAL:7 = Commercial Process | PGE | COMMERCIAL | 7 = Commercial Process | PG&E_2013_v1c6-Draft.xlsm |  |  |  | PGE | COMMERCIAL | 7 = Commercial Process
11 | PGE:INDUSTRIAL:10 = Industrial HVAC | PGE | INDUSTRIAL | 10 = Industrial HVAC | PG&E_2013_v1c6-Draft.xlsm |  |  |  | PGE | INDUSTRIAL | 10 = Industrial HVAC
12 | PGE:INDUSTRIAL:11 = Industrial Process | PGE | INDUSTRIAL | 11 = Industrial Process | PG&E_2013_v1c6-Draft.xlsm |  |  |  | PGE | INDUSTRIAL | 11 = Industrial Process
13 | PGE:INDUSTRIAL:12 = Industrial Motors | PGE | INDUSTRIAL | 12 = Industrial Motors | PG&E_2013_v1c6-Draft.xlsm |  |  |  | PGE | INDUSTRIAL | 12 = Industrial Motors
14 | PGE:INDUSTRIAL:13 = Industrial Refrigeration | PGE | INDUSTRIAL | 13 = Industrial Refrigeration | PG&E_2013_v1c6-Draft.xlsm |  |  |  | PGE | INDUSTRIAL | 13 = Industrial Refrigeration
15 | PGE:INDUSTRIAL:18 = Industrial EMS | PGE | INDUSTRIAL | 18 = Industrial EMS | PG&E_2013_v1c6-Draft.xlsm |  |  |  | PGE | INDUSTRIAL | 18 = Industrial EMS
16 | PGE:INDUSTRIAL:8 = Industrial Indoor Lighting | PGE | INDUSTRIAL | 8 = Industrial Indoor Lighting | PG&E_2013_v1c6-Draft.xlsm |  |  |  | PGE | INDUSTRIAL | 8 = Industrial Indoor Lighting
17 | PGE:INDUSTRIAL:9 = Industrial Outdoor Lighting | PGE | INDUSTRIAL | 9 = Industrial Outdoor Lighting | PG&E_2013_v1c6-Draft.xlsm |  |  |  | PGE | INDUSTRIAL | 9 = Industrial Outdoor Lighting
18 | PGE:NON_RES:DEER:HVAC_Chillers | PGE | NON_RES | DEER:HVAC_Chillers | PG&E_2013_v1c6-Draft.xlsm |  |  |  | PGE | Non_Res | DEER:HVAC_Chillers
19 | PGE:NON_RES:DEER:HVAC_Duct_Sealing | PGE | NON_RES | DEER:HVAC_Duct_Sealing | PG&E_2013_v1c6-Draft.xlsm |  |  |  | PGE | Non_Res | DEER:HVAC_Duct_Sealing
20 | PGE:NON_RES:DEER:HVAC_Refrig_Charge | PGE | NON_RES | DEER:HVAC_Refrig_Charge | PG&E_2013_v1c6-Draft.xlsm |  |  |  | PGE | Non_Res | DEER:HVAC_Refrig_Charge
21 | PGE:NON_RES:DEER:HVAC_Split-Package_AC | PGE | NON_RES | DEER:HVAC_Split-Package_AC | PG&E_2013_v1c6-Draft.xlsm |  |  |  | PGE | Non_Res | DEER:HVAC_Split-Package_AC
22 | PGE:NON_RES:DEER:HVAC_Split-Package_HP | PGE | NON_RES | DEER:HVAC_Split-Package_HP | PG&E_2013_v1c6-Draft.xlsm |  |  |  | PGE | Non_Res | DEER:HVAC_Split-Package_HP
23 | PGE:NON_RES:DEER:Indoor_CFL_Ltg | PGE | NON_RES | DEER:Indoor_CFL_Ltg | PG&E_2013_v1c6-Draft.xlsm |  |  |  | PGE | Non_Res | DEER:Indoor_CFL_Ltg
24 | PGE:NON_RES:DEER:Indoor_Non-CFL_Ltg | PGE | NON_RES | DEER:Indoor_Non-CFL_Ltg | PG&E_2013_v1c6-Draft.xlsm |  |  |  | PGE | Non_Res | DEER:Indoor_Non-CFL_Ltg
25 | PGE:RES:DEER:HVAC_Duct_Sealing | PGE | RES | DEER:HVAC_Duct_Sealing | PG&E_2013_v1c6-Draft.xlsm |  |  |  | PGE | Res | DEER:HVAC_Duct_Sealing
26 | PGE:RES:DEER:HVAC_Eff_AC | PGE | RES | DEER:HVAC_Eff_AC | PG&E_2013_v1c6-Draft.xlsm |  |  |  | PGE | Res | DEER:HVAC_Eff_AC
27 | PGE:RES:DEER:HVAC_Eff_HP | PGE | RES | DEER:HVAC_Eff_HP | PG&E_2013_v1c6-Draft.xlsm |  |  |  | PGE | Res | DEER:HVAC_Eff_HP
28 | PGE:RES:DEER:HVAC_Refrig_Charge | PGE | RES | DEER:HVAC_Refrig_Charge | PG&E_2013_v1c6-Draft.xlsm |  |  |  | PGE | Res | DEER:HVAC_Refrig_Charge
29 | PGE:RES:DEER:Indoor_CFL_Ltg | PGE | RES | DEER:Indoor_CFL_Ltg | PG&E_2013_v1c6-Draft.xlsm |  |  |  | PGE | Res | DEER:Indoor_CFL_Ltg
30 | PGE:RES:DEER:Refg_Chrg_Duct_Seal | PGE | RES | DEER:Refg_Chrg_Duct_Seal | PG&E_2013_v1c6-Draft.xlsm |  |  |  | PGE | Res | DEER:Refg_Chrg_Duct_Seal
31 | PGE:RES:DEER:RefgFrzr_HighEff | PGE | RES | DEER:RefgFrzr_HighEff | PG&E_2013_v1c6-Draft.xlsm |  |  |  | PGE | Res | DEER:RefgFrzr_HighEff
32 | PGE:RES:DEER:RefgFrzr_Recyc-Conditioned | PGE | RES | DEER:RefgFrzr_Recyc-Conditioned | PG&E_2013_v1c6-Draft.xlsm |  |  |  | PGE | Res | DEER:RefgFrzr_Recyc-Conditioned
33 | PGE:RES:DEER:RefgFrzr_Recycling | PGE | RES | DEER:RefgFrzr_Recycling | PG&E_2013_v1c6-Draft.xlsm |  |  |  | PGE | Res | DEER:RefgFrzr_Recycling
34 | PGE:RES:DEER:RefgFrzr_Recyc-UnConditioned | PGE | RES | DEER:RefgFrzr_Recyc-UnConditioned | PG&E_2013_v1c6-Draft.xlsm |  |  |  | PGE | Res | DEER:RefgFrzr_Recyc-UnConditioned
35 | PGE:RES:DEER:Res_BldgShell_Ins | PGE | RES | DEER:Res_BldgShell_Ins | PG&E_2013_v1c6-Draft.xlsm |  |  |  | PGE | Res | DEER:Res_BldgShell_Ins
36 | PGE:RES:DEER:Res_ClothesDishWasher | PGE | RES | DEER:Res_ClothesDishWasher | PG&E_2013_v1c6-Draft.xlsm |  |  |  | PGE | Res | DEER:Res_ClothesDishWasher
37 | PGE:Res_New_Construction:21 = Res. Wtr. Heating | PGE | Res_New_Construction | 21 = Res. Wtr. Heating | PG&E_2013_v1c6-Draft.xlsm |  |  |  | PGE | Res_New_Construction | 21 = Res. Wtr. Heating
38 | PGE:Res_New_Construction:22 = Res. Ht. Pump Cooling | PGE | Res_New_Construction | 22 = Res. Ht. Pump Cooling | PG&E_2013_v1c6-Draft.xlsm |  |  |  | PGE | Res_New_Construction | 22 = Res. Ht. Pump Cooling
39 | PGE:Res_New_Construction:23 = Res. Ele. & Ht. Pump Heating | PGE | Res_New_Construction | 23 = Res. Ele. & Ht. Pump Heating | PG&E_2013_v1c6-Draft.xlsm |  |  |  | PGE | Res_New_Construction | 23 = Res. Ele. & Ht. Pump Heating
40 | PGE:Res_New_Construction:24 = Res. Refrigeration | PGE | Res_New_Construction | 24 = Res. Refrigeration | PG&E_2013_v1c6-Draft.xlsm |  |  |  | PGE | Res_New_Construction | 24 = Res. Refrigeration
41 | PGE:Res_New_Construction:25 = Res. Lighting | PGE | Res_New_Construction | 25 = Res. Lighting | PG&E_2013_v1c6-Draft.xlsm |  |  |  | PGE | Res_New_Construction | 25 = Res. Lighting
42 | PGE:Res_New_Construction:26 = Res. Central Air Conditioning | PGE | Res_New_Construction | 26 = Res. Central Air Conditioning | PG&E_2013_v1c6-Draft.xlsm |  |  |  | PGE | Res_New_Construction | 26 = Res. Central Air Conditioning
43 | PGE:Res_New_Construction:28 = Res. New Const. Lighting | PGE | Res_New_Construction | 28 = Res. New Const. Lighting | PG&E_2013_v1c6-Draft.xlsm |  |  |  | PGE | Res_New_Construction | 28 = Res. New Const. Lighting
44 | PGE:Res_New_Construction:29 = Res. New Const. Cooling | PGE | Res_New_Construction | 29 = Res. New Const. Cooling | PG&E_2013_v1c6-Draft.xlsm |  |  |  | PGE | Res_New_Construction | 29 = Res. New Const. Cooling
45 | PGE:Res_New_Construction:31 = Res. Cooking | PGE | Res_New_Construction | 31 = Res. Cooking | PG&E_2013_v1c6-Draft.xlsm |  |  |  | PGE | Res_New_Construction | 31 = Res. Cooking
46 | PGE:Res_New_Construction:32 = Res. Clothes Dry | PGE | Res_New_Construction | 32 = Res. Clothes Dry | PG&E_2013_v1c6-Draft.xlsm |  |  |  | PGE | Res_New_Construction | 32 = Res. Clothes Dry
47 | PGE:Res_New_Construction:33 = Res. Insul. Cen. A/C | PGE | Res_New_Construction | 33 = Res. Insul. Cen. A/C | PG&E_2013_v1c6-Draft.xlsm |  |  |  | PGE | Res_New_Construction | 33 = Res. Insul. Cen. A/C
48 | PGE:Res_New_Construction:34 = Res. Insul. Elect. Heat | PGE | Res_New_Construction | 34 = Res. Insul. Elect. Heat | PG&E_2013_v1c6-Draft.xlsm |  |  |  | PGE | Res_New_Construction | 34 = Res. Insul. Elect. Heat
49 | PGE:Res_New_Construction:35 = Res. Ceil. Insul. HP Cooling | PGE | Res_New_Construction | 35 = Res. Ceil. Insul. HP Cooling | PG&E_2013_v1c6-Draft.xlsm |  |  |  | PGE | Res_New_Construction | 35 = Res. Ceil. Insul. HP Cooling
50 | PGE:Res_New_Construction:36 = Res. Ceil. Insul. HP Heating | PGE | Res_New_Construction | 36 = Res. Ceil. Insul. HP Heating | PG&E_2013_v1c6-Draft.xlsm |  |  |  | PGE | Res_New_Construction | 36 = Res. Ceil. Insul. HP Heating
51 | PGE:Res_New_Construction:37 = Res. Wall Insul. HP Cooling | PGE | Res_New_Construction | 37 = Res. Wall Insul. HP Cooling | PG&E_2013_v1c6-Draft.xlsm |  |  |  | PGE | Res_New_Construction | 37 = Res. Wall Insul. HP Cooling
52 | PGE:Res_New_Construction:38 = Res. Wall Insul. HP Heating | PGE | Res_New_Construction | 38 = Res. Wall Insul. HP Heating | PG&E_2013_v1c6-Draft.xlsm |  |  |  | PGE | Res_New_Construction | 38 = Res. Wall Insul. HP Heating
53 | PGE:Res_New_Construction:39 = Res. Flr. Insul. HP Cooling | PGE | Res_New_Construction | 39 = Res. Flr. Insul. HP Cooling | PG&E_2013_v1c6-Draft.xlsm |  |  |  | PGE | Res_New_Construction | 39 = Res. Flr. Insul. HP Cooling
54 | PGE:Res_New_Construction:40 = Res. Flr. Insul. HP Heating | PGE | Res_New_Construction | 40 = Res. Flr. Insul. HP Heating | PG&E_2013_v1c6-Draft.xlsm |  |  |  | PGE | Res_New_Construction | 40 = Res. Flr. Insul. HP Heating
55 | PGE:Res_New_Construction:41 = Res. EMS | PGE | Res_New_Construction | 41 = Res. EMS | PG&E_2013_v1c6-Draft.xlsm |  |  |  | PGE | Res_New_Construction | 41 = Res. EMS
56 | PGE:Res_New_Construction:42 = Res. Dir. Assist. Weatherization | PGE | Res_New_Construction | 42 = Res. Dir. Assist. Weatherization | PG&E_2013_v1c6-Draft.xlsm |  |  |  | PGE | Res_New_Construction | 42 = Res. Dir. Assist. Weatherization
57 | PGE:Res_New_Construction:43 = Res. Dir. Assist. Refrigeration | PGE | Res_New_Construction | 43 = Res. Dir. Assist. Refrigeration | PG&E_2013_v1c6-Draft.xlsm |  |  |  | PGE | Res_New_Construction | 43 = Res. Dir. Assist. Refrigeration
58 | PGE:Res_New_Construction:44 = Res. Dir. Assist. Lighting | PGE | Res_New_Construction | 44 = Res. Dir. Assist. Lighting | PG&E_2013_v1c6-Draft.xlsm |  |  |  | PGE | Res_New_Construction | 44 = Res. Dir. Assist. Lighting
59 | PGE:Res_New_Construction:45 = Res. Dir. Assist. Evap. Cooler | PGE | Res_New_Construction | 45 = Res. Dir. Assist. Evap. Cooler | PG&E_2013_v1c6-Draft.xlsm |  |  |  | PGE | Res_New_Construction | 45 = Res. Dir. Assist. Evap. Cooler
60 | PGE:Residential:21 = Res. Wtr. Heating | PGE | Residential | 21 = Res. Wtr. Heating | PG&E_2013_v1c6-Draft.xlsm |  |  |  | PGE | Residential | 21 = Res. Wtr. Heating
61 | PGE:Residential:22 = Res. Ht. Pump Cooling | PGE | Residential | 22 = Res. Ht. Pump Cooling | PG&E_2013_v1c6-Draft.xlsm |  |  |  | PGE | Residential | 22 = Res. Ht. Pump Cooling
62 | PGE:Residential:23 = Res. Ele. & Ht. Pump Heating | PGE | Residential | 23 = Res. Ele. & Ht. Pump Heating | PG&E_2013_v1c6-Draft.xlsm |  |  |  | PGE | Residential | 23 = Res. Ele. & Ht. Pump Heating
63 | PGE:Residential:24 = Res. Refrigeration | PGE | Residential | 24 = Res. Refrigeration | PG&E_2013_v1c6-Draft.xlsm |  |  |  | PGE | Residential | 24 = Res. Refrigeration
64 | PGE:Residential:25 = Res. Lighting | PGE | Residential | 25 = Res. Lighting | PG&E_2013_v1c6-Draft.xlsm |  |  |  | PGE | Residential | 25 = Res. Lighting
65 | PGE:Residential:26 = Res. Central Air Conditioning | PGE | Residential | 26 = Res. Central Air Conditioning | PG&E_2013_v1c6-Draft.xlsm |  |  |  | PGE | Residential | 26 = Res. Central Air Conditioning
66 | PGE:Residential:28 = Res. New Const. Lighting | PGE | Residential | 28 = Res. New Const. Lighting | PG&E_2013_v1c6-Draft.xlsm |  |  |  | PGE | Residential | 28 = Res. New Const. Lighting
67 | PGE:Residential:29 = Res. New Const. Cooling | PGE | Residential | 29 = Res. New Const. Cooling | PG&E_2013_v1c6-Draft.xlsm |  |  |  | PGE | Residential | 29 = Res. New Const. Cooling
68 | PGE:Residential:31 = Res. Cooking | PGE | Residential | 31 = Res. Cooking | PG&E_2013_v1c6-Draft.xlsm |  |  |  | PGE | Residential | 31 = Res. Cooking
69 | PGE:Residential:32 = Res. Clothes Dry | PGE | Residential | 32 = Res. Clothes Dry | PG&E_2013_v1c6-Draft.xlsm |  |  |  | PGE | Residential | 32 = Res. Clothes Dry
70 | PGE:Residential:33 = Res. Insul. Cen. A/C | PGE | Residential | 33 = Res. Insul. Cen. A/C | PG&E_2013_v1c6-Draft.xlsm |  |  |  | PGE | Residential | 33 = Res. Insul. Cen. A/C
71 | PGE:Residential:34 = Res. Insul. Elect. Heat | PGE | Residential | 34 = Res. Insul. Elect. Heat | PG&E_2013_v1c6-Draft.xlsm |  |  |  | PGE | Residential | 34 = Res. Insul. Elect. Heat
72 | PGE:Residential:35 = Res. Ceil. Insul. HP Cooling | PGE | Residential | 35 = Res. Ceil. Insul. HP Cooling | PG&E_2013_v1c6-Draft.xlsm |  |  |  | PGE | Residential | 35 = Res. Ceil. Insul. HP Cooling
73 | PGE:Residential:36 = Res. Ceil. Insul. HP Heating | PGE | Residential | 36 = Res. Ceil. Insul. HP Heating | PG&E_2013_v1c6-Draft.xlsm |  |  |  | PGE | Residential | 36 = Res. Ceil. Insul. HP Heating
74 | PGE:Residential:37 = Res. Wall Insul. HP Cooling | PGE | Residential | 37 = Res. Wall Insul. HP Cooling | PG&E_2013_v1c6-Draft.xlsm |  |  |  | PGE | Residential | 37 = Res. Wall Insul. HP Cooling
75 | PGE:Residential:38 = Res. Wall Insul. HP Heating | PGE | Residential | 38 = Res. Wall Insul. HP Heating | PG&E_2013_v1c6-Draft.xlsm |  |  |  | PGE | Residential | 38 = Res. Wall Insul. HP Heating
76 | PGE:Residential:39 = Res. Flr. Insul. HP Cooling | PGE | Residential | 39 = Res. Flr. Insul. HP Cooling | PG&E_2013_v1c6-Draft.xlsm |  |  |  | PGE | Residential | 39 = Res. Flr. Insul. HP Cooling
77 | PGE:Residential:40 = Res. Flr. Insul. HP Heating | PGE | Residential | 40 = Res. Flr. Insul. HP Heating | PG&E_2013_v1c6-Draft.xlsm |  |  |  | PGE | Residential | 40 = Res. Flr. Insul. HP Heating
78 | PGE:Residential:41 = Res. EMS | PGE | Residential | 41 = Res. EMS | PG&E_2013_v1c6-Draft.xlsm |  |  |  | PGE | Residential | 41 = Res. EMS
79 | PGE:Residential:42 = Res. Dir. Assist. Weatherization | PGE | Residential | 42 = Res. Dir. Assist. Weatherization | PG&E_2013_v1c6-Draft.xlsm |  |  |  | PGE | Residential | 42 = Res. Dir. Assist. Weatherization
80 | PGE:Residential:43 = Res. Dir. Assist. Refrigeration | PGE | Residential | 43 = Res. Dir. Assist. Refrigeration | PG&E_2013_v1c6-Draft.xlsm |  |  |  | PGE | Residential | 43 = Res. Dir. Assist. Refrigeration
81 | PGE:Residential:44 = Res. Dir. Assist. Lighting | PGE | Residential | 44 = Res. Dir. Assist. Lighting | PG&E_2013_v1c6-Draft.xlsm |  |  |  | PGE | Residential | 44 = Res. Dir. Assist. Lighting
82 | PGE:Residential:45 = Res. Dir. Assist. Evap. Cooler | PGE | Residential | 45 = Res. Dir. Assist. Evap. Cooler | PG&E_2013_v1c6-Draft.xlsm |  |  |  | PGE | Residential | 45 = Res. Dir. Assist. Evap. Cooler
83 | SCE:Agricultural:Ag & Water Pumping | SCE | Agricultural | Ag & Water Pumping | SCE_2013_v1c4-Draft.xlsm
84 | SCE:Agricultural:DayLt & Controls | SCE | Agricultural | DayLt & Controls | SCE_2013_v1c4-Draft.xlsm
85 | SCE:Agricultural:DHW HtPmp | SCE | Agricultural | DHW HtPmp | SCE_2013_v1c4-Draft.xlsm
86 | SCE:Agricultural:IndoorLt | SCE | Agricultural | IndoorLt | SCE_2013_v1c4-Draft.xlsm
87 | SCE:Agricultural:New_AC-Ret | SCE | Agricultural | New_AC-Ret | SCE_2013_v1c4-Draft.xlsm
88 | SCE:Agricultural:New_HtPmp-Ret | SCE | Agricultural | New_HtPmp-Ret | SCE_2013_v1c4-Draft.xlsm
89 | SCE:Agricultural:Occupancy Sensor | SCE | Agricultural | Occupancy Sensor | SCE_2013_v1c4-Draft.xlsm
90 | SCE:Agricultural:Perimter Lt Control | SCE | Agricultural | Perimter Lt Control | SCE_2013_v1c4-Draft.xlsm
91 | SCE:Agricultural:Pool HtPmp | SCE | Agricultural | Pool HtPmp | SCE_2013_v1c4-Draft.xlsm
92 | SCE:Agricultural:Reduce_Cooling_Load-Ret | SCE | Agricultural | Reduce_Cooling_Load-Ret | SCE_2013_v1c4-Draft.xlsm
93 | SCE:Agricultural:Refrigeration | SCE | Agricultural | Refrigeration | SCE_2013_v1c4-Draft.xlsm
94 | SCE:Agricultural:Replace_Chiller-Ret | SCE | Agricultural | Replace_Chiller-Ret | SCE_2013_v1c4-Draft.xlsm
95 | SCE:Agricultural:Roof_insul-Ret | SCE | Agricultural | Roof_insul-Ret | SCE_2013_v1c4-Draft.xlsm
96 | SCE:Agricultural:Wall_insul-Ret | SCE | Agricultural | Wall_insul-Ret | SCE_2013_v1c4-Draft.xlsm
97 | SCE:Assembly:>135K_Air_AC-NC | SCE | Assembly | >135K_Air_AC-NC | SCE_2013_v1c4-Draft.xlsm
98 | SCE:Assembly:>135K_Wtr_AC-NC | SCE | Assembly | >135K_Wtr_AC-NC | SCE_2013_v1c4-Draft.xlsm
99 | SCE:Assembly:DayLt & Controls | SCE | Assembly | DayLt & Controls | SCE_2013_v1c4-Draft.xlsm
100 | SCE:Assembly:DayLt_Cntrl-NC | SCE | Assembly | DayLt_Cntrl-NC | SCE_2013_v1c4-Draft.xlsm
101 | SCE:Assembly:DHW HtPmp | SCE | Assembly | DHW HtPmp | SCE_2013_v1c4-Draft.xlsm
102 | SCE:Assembly:Hi_Eff_AC_Mtr-NC | SCE | Assembly | Hi_Eff_AC_Mtr-NC | SCE_2013_v1c4-Draft.xlsm
103 | SCE:Assembly:Hi_Perf_Glass-NC | SCE | Assembly | Hi_Perf_Glass-NC | SCE_2013_v1c4-Draft.xlsm
104 | SCE:Assembly:Lighting-NC | SCE | Assembly | Lighting-NC | SCE_2013_v1c4-Draft.xlsm
105 | SCE:Assembly:Lo_Gain_Wndw-NC | SCE | Assembly | Lo_Gain_Wndw-NC | SCE_2013_v1c4-Draft.xlsm
106 | SCE:Assembly:Perimter Lt Control | SCE | Assembly | Perimter Lt Control | SCE_2013_v1c4-Draft.xlsm
107 | SCE:Assembly:Pool HtPmp | SCE | Assembly | Pool HtPmp | SCE_2013_v1c4-Draft.xlsm
108 | SCE:Assembly:Refrigeration | SCE | Assembly | Refrigeration | SCE_2013_v1c4-Draft.xlsm
109 | SCE:Assembly:Var_Spd_AC_Mtr-NC | SCE | Assembly | Var_Spd_AC_Mtr-NC | SCE_2013_v1c4-Draft.xlsm
110 | SCE:Assembly:Wtr_Cool_Chiller-NC | SCE | Assembly | Wtr_Cool_Chiller-NC | SCE_2013_v1c4-Draft.xlsm
111 | SCE:College_University:>135K_Air_AC-NC | SCE | College_University | >135K_Air_AC-NC | SCE_2013_v1c4-Draft.xlsm
112 | SCE:College_University:>135K_Wtr_AC-NC | SCE | College_University | >135K_Wtr_AC-NC | SCE_2013_v1c4-Draft.xlsm
113 | SCE:College_University:65K-135_Wtr_AC-NC | SCE | College_University | 65K-135_Wtr_AC-NC | SCE_2013_v1c4-Draft.xlsm
114 | SCE:College_University:65K-135K_Air_AC-NC | SCE | College_University | 65K-135K_Air_AC-NC | SCE_2013_v1c4-Draft.xlsm
115 | SCE:College_University:DayLt & Controls | SCE | College_University | DayLt & Controls | SCE_2013_v1c4-Draft.xlsm
116 | SCE:College_University:DayLt_Cntrl-NC | SCE | College_University | DayLt_Cntrl-NC | SCE_2013_v1c4-Draft.xlsm
117 | SCE:College_University:DHW HtPmp | SCE | College_University | DHW HtPmp | SCE_2013_v1c4-Draft.xlsm
118 | SCE:College_University:Economy_cycle-Ret | SCE | College_University | Economy_cycle-Ret | SCE_2013_v1c4-Draft.xlsm
119 | SCE:College_University:Evap_Cooling-Ret | SCE | College_University | Evap_Cooling-Ret | SCE_2013_v1c4-Draft.xlsm
120 | SCE:College_University:Hi_Eff_AC_Mtr-NC | SCE | College_University | Hi_Eff_AC_Mtr-NC | SCE_2013_v1c4-Draft.xlsm
121 | SCE:College_University:Hi_Perf_Glass-NC | SCE | College_University | Hi_Perf_Glass-NC | SCE_2013_v1c4-Draft.xlsm
122 | SCE:College_University:IndoorLt | SCE | College_University | IndoorLt | SCE_2013_v1c4-Draft.xlsm
123 | SCE:College_University:Lighting-NC | SCE | College_University | Lighting-NC | SCE_2013_v1c4-Draft.xlsm
124 | SCE:College_University:Lo_Gain_Wndw-NC | SCE | College_University | Lo_Gain_Wndw-NC | SCE_2013_v1c4-Draft.xlsm
125 | SCE:College_University:New_AC-Ret | SCE | College_University | New_AC-Ret | SCE_2013_v1c4-Draft.xlsm
126 | SCE:College_University:New_HtPmp-Ret | SCE | College_University | New_HtPmp-Ret | SCE_2013_v1c4-Draft.xlsm
127 | SCE:College_University:Perimter Lt Control | SCE | College_University | Perimter Lt Control | SCE_2013_v1c4-Draft.xlsm
128 | SCE:College_University:Pool HtPmp | SCE | College_University | Pool HtPmp | SCE_2013_v1c4-Draft.xlsm
129 | SCE:College_University:Reduce_Cooling_Load-Ret | SCE | College_University | Reduce_Cooling_Load-Ret | SCE_2013_v1c4-Draft.xlsm
130 | SCE:College_University:Refrigeration | SCE | College_University | Refrigeration | SCE_2013_v1c4-Draft.xlsm
131 | SCE:College_University:Roof_insul-Ret | SCE | College_University | Roof_insul-Ret | SCE_2013_v1c4-Draft.xlsm
132 | SCE:College_University:Var_Spd_AC_Mtr-NC | SCE | College_University | Var_Spd_AC_Mtr-NC | SCE_2013_v1c4-Draft.xlsm
133 | SCE:College_University:Wall_insul-Ret | SCE | College_University | Wall_insul-Ret | SCE_2013_v1c4-Draft.xlsm
134 | SCE:College_University:Wtr_Cool_Chiller-NC | SCE | College_University | Wtr_Cool_Chiller-NC | SCE_2013_v1c4-Draft.xlsm
135 | SCE:Fast_Food_Restaurant:<65K_AC_Pckg-NC | SCE | Fast_Food_Restaurant | <65K_AC_Pckg-NC | SCE_2013_v1c4-Draft.xlsm
136 | SCE:Fast_Food_Restaurant:<65K_AC_Split-NC | SCE | Fast_Food_Restaurant | <65K_AC_Split-NC | SCE_2013_v1c4-Draft.xlsm
137 | SCE:Fast_Food_Restaurant:<65K_EvapCool-NC | SCE | Fast_Food_Restaurant | <65K_EvapCool-NC | SCE_2013_v1c4-Draft.xlsm
138 | SCE:Fast_Food_Restaurant:65K-135_Wtr_AC-NC | SCE | Fast_Food_Restaurant | 65K-135_Wtr_AC-NC | SCE_2013_v1c4-Draft.xlsm
139 | SCE:Fast_Food_Restaurant:65K-135K_Air_AC-NC | SCE | Fast_Food_Restaurant | 65K-135K_Air_AC-NC | SCE_2013_v1c4-Draft.xlsm
140 | SCE:Fast_Food_Restaurant:DayLt & Controls | SCE | Fast_Food_Restaurant | DayLt & Controls | SCE_2013_v1c4-Draft.xlsm
141 | SCE:Fast_Food_Restaurant:DayLt_Cntrl-NC | SCE | Fast_Food_Restaurant | DayLt_Cntrl-NC | SCE_2013_v1c4-Draft.xlsm
142 | SCE:Fast_Food_Restaurant:DHW HtPmp | SCE | Fast_Food_Restaurant | DHW HtPmp | SCE_2013_v1c4-Draft.xlsm
143 | SCE:Fast_Food_Restaurant:Hi_Perf_Glass-NC | SCE | Fast_Food_Restaurant | Hi_Perf_Glass-NC | SCE_2013_v1c4-Draft.xlsm
144 | SCE:Fast_Food_Restaurant:Lighting-NC | SCE | Fast_Food_Restaurant | Lighting-NC | SCE_2013_v1c4-Draft.xlsm
145 | SCE:Fast_Food_Restaurant:Lo_Gain_Wndw-NC | SCE | Fast_Food_Restaurant | Lo_Gain_Wndw-NC | SCE_2013_v1c4-Draft.xlsm
146 | SCE:Fast_Food_Restaurant:Package_AC-NC | SCE | Fast_Food_Restaurant | Package_AC-NC | SCE_2013_v1c4-Draft.xlsm
147 | SCE:Fast_Food_Restaurant:Perimter Lt Control | SCE | Fast_Food_Restaurant | Perimter Lt Control | SCE_2013_v1c4-Draft.xlsm
148 | SCE:Fast_Food_Restaurant:Pool HtPmp | SCE | Fast_Food_Restaurant | Pool HtPmp | SCE_2013_v1c4-Draft.xlsm
149 | SCE:Fast_Food_Restaurant:Refrigeration | SCE | Fast_Food_Restaurant | Refrigeration | SCE_2013_v1c4-Draft.xlsm
150 | SCE:Food_Store:DayLt & Controls | SCE | Food_Store | DayLt & Controls | SCE_2013_v1c4-Draft.xlsm
151 | SCE:Food_Store:DHW HtPmp | SCE | Food_Store | DHW HtPmp | SCE_2013_v1c4-Draft.xlsm
152 | SCE:Food_Store:IndoorLt | SCE | Food_Store | IndoorLt | SCE_2013_v1c4-Draft.xlsm
153 | SCE:Food_Store:Lower_Cond_temp-Ret | SCE | Food_Store | Lower_Cond_temp-Ret | SCE_2013_v1c4-Draft.xlsm
154 | SCE:Food_Store:New_AC-Ret | SCE | Food_Store | New_AC-Ret | SCE_2013_v1c4-Draft.xlsm
155 | SCE:Food_Store:New_HtPmp-Ret | SCE | Food_Store | New_HtPmp-Ret | SCE_2013_v1c4-Draft.xlsm
156 | SCE:Food_Store:Perimter Lt Control | SCE | Food_Store | Perimter Lt Control | SCE_2013_v1c4-Draft.xlsm
157 | SCE:Food_Store:Pool HtPmp | SCE | Food_Store | Pool HtPmp | SCE_2013_v1c4-Draft.xlsm
158 | SCE:Food_Store:Reduce_Cooling_Load-Ret | SCE | Food_Store | Reduce_Cooling_Load-Ret | SCE_2013_v1c4-Draft.xlsm
159 | SCE:Food_Store:Refrigeration | SCE | Food_Store | Refrigeration | SCE_2013_v1c4-Draft.xlsm
160 | SCE:Food_Store:Roof_insul-Ret | SCE | Food_Store | Roof_insul-Ret | SCE_2013_v1c4-Draft.xlsm
161 | SCE:Food_Store:Wall_insul-Ret | SCE | Food_Store | Wall_insul-Ret | SCE_2013_v1c4-Draft.xlsm
162 | SCE:Grocery_Store:>135K_Air_AC-NC | SCE | Grocery_Store | >135K_Air_AC-NC | SCE_2013_v1c4-Draft.xlsm
163 | SCE:Grocery_Store:>135K_Wtr_AC-NC | SCE | Grocery_Store | >135K_Wtr_AC-NC | SCE_2013_v1c4-Draft.xlsm
164 | SCE:Grocery_Store:65K-135_Wtr_AC-NC | SCE | Grocery_Store | 65K-135_Wtr_AC-NC | SCE_2013_v1c4-Draft.xlsm
165 | SCE:Grocery_Store:DayLt & Controls | SCE | Grocery_Store | DayLt & Controls | SCE_2013_v1c4-Draft.xlsm
166 | SCE:Grocery_Store:DayLt_Cntrl-NC | SCE | Grocery_Store | DayLt_Cntrl-NC | SCE_2013_v1c4-Draft.xlsm
167 | SCE:Grocery_Store:DHW HtPmp | SCE | Grocery_Store | DHW HtPmp | SCE_2013_v1c4-Draft.xlsm
168 | SCE:Grocery_Store:Hi_Eff_AC_Mtr-NC | SCE | Grocery_Store | Hi_Eff_AC_Mtr-NC | SCE_2013_v1c4-Draft.xlsm
169 | SCE:Grocery_Store:Hi_Perf_Glass-NC | SCE | Grocery_Store | Hi_Perf_Glass-NC | SCE_2013_v1c4-Draft.xlsm
170 | SCE:Grocery_Store:Lighting-NC | SCE | Grocery_Store | Lighting-NC | SCE_2013_v1c4-Draft.xlsm
171 | SCE:Grocery_Store:Lo_Gain_Wndw-NC | SCE | Grocery_Store | Lo_Gain_Wndw-NC | SCE_2013_v1c4-Draft.xlsm
172 | SCE:Grocery_Store:Perimter Lt Control | SCE | Grocery_Store | Perimter Lt Control | SCE_2013_v1c4-Draft.xlsm
173 | SCE:Grocery_Store:Pool HtPmp | SCE | Grocery_Store | Pool HtPmp | SCE_2013_v1c4-Draft.xlsm
174 | SCE:Grocery_Store:Refrigeration | SCE | Grocery_Store | Refrigeration | SCE_2013_v1c4-Draft.xlsm
175 | SCE:Grocery_Store:Var_Spd_AC_Mtr-NC | SCE | Grocery_Store | Var_Spd_AC_Mtr-NC | SCE_2013_v1c4-Draft.xlsm
176 | SCE:Grocery_Store:Wtr_Cool_Chiller-NC | SCE | Grocery_Store | Wtr_Cool_Chiller-NC | SCE_2013_v1c4-Draft.xlsm
177 | SCE:Hospital:>135K_Air_AC-NC | SCE | Hospital | >135K_Air_AC-NC | SCE_2013_v1c4-Draft.xlsm
178 | SCE:Hospital:>135K_Wtr_AC-NC | SCE | Hospital | >135K_Wtr_AC-NC | SCE_2013_v1c4-Draft.xlsm
179 | SCE:Hospital:DayLt & Controls | SCE | Hospital | DayLt & Controls | SCE_2013_v1c4-Draft.xlsm
180 | SCE:Hospital:DayLt_Cntrl-NC | SCE | Hospital | DayLt_Cntrl-NC | SCE_2013_v1c4-Draft.xlsm
181 | SCE:Hospital:DHW HtPmp | SCE | Hospital | DHW HtPmp | SCE_2013_v1c4-Draft.xlsm
182 | SCE:Hospital:Hi_Eff_AC_Mtr-NC | SCE | Hospital | Hi_Eff_AC_Mtr-NC | SCE_2013_v1c4-Draft.xlsm
183 | SCE:Hospital:Hi_Perf_Glass-NC | SCE | Hospital | Hi_Perf_Glass-NC | SCE_2013_v1c4-Draft.xlsm
184 | SCE:Hospital:IndoorLt | SCE | Hospital | IndoorLt | SCE_2013_v1c4-Draft.xlsm
185 | SCE:Hospital:Lighting-NC | SCE | Hospital | Lighting-NC | SCE_2013_v1c4-Draft.xlsm
186 | SCE:Hospital:Lo_Gain_Wndw-NC | SCE | Hospital | Lo_Gain_Wndw-NC | SCE_2013_v1c4-Draft.xlsm
187 | SCE:Hospital:New_AC-Ret | SCE | Hospital | New_AC-Ret | SCE_2013_v1c4-Draft.xlsm
188 | SCE:Hospital:New_HtPmp-Ret | SCE | Hospital | New_HtPmp-Ret | SCE_2013_v1c4-Draft.xlsm
189 | SCE:Hospital:Perimter Lt Control | SCE | Hospital | Perimter Lt Control | SCE_2013_v1c4-Draft.xlsm
190 | SCE:Hospital:Pool HtPmp | SCE | Hospital | Pool HtPmp | SCE_2013_v1c4-Draft.xlsm
191 | SCE:Hospital:Refrigeration | SCE | Hospital | Refrigeration | SCE_2013_v1c4-Draft.xlsm
192 | SCE:Hospital:Replace_Chiller-Ret | SCE | Hospital | Replace_Chiller-Ret | SCE_2013_v1c4-Draft.xlsm
193 | SCE:Hospital:Roof_insul-Ret | SCE | Hospital | Roof_insul-Ret | SCE_2013_v1c4-Draft.xlsm
194 | SCE:Hospital:Var_Spd_AC_Mtr-NC | SCE | Hospital | Var_Spd_AC_Mtr-NC | SCE_2013_v1c4-Draft.xlsm
195 | SCE:Hospital:Wall_insul-Ret | SCE | Hospital | Wall_insul-Ret | SCE_2013_v1c4-Draft.xlsm
196 | SCE:Hospital:Wtr_Cool_Chiller-NC | SCE | Hospital | Wtr_Cool_Chiller-NC | SCE_2013_v1c4-Draft.xlsm
197 | SCE:Hotel_Motel:>135K_Air_AC-NC | SCE | Hotel_Motel | >135K_Air_AC-NC | SCE_2013_v1c4-Draft.xlsm
198 | SCE:Hotel_Motel:>135K_Wtr_AC-NC | SCE | Hotel_Motel | >135K_Wtr_AC-NC | SCE_2013_v1c4-Draft.xlsm
199 | SCE:Hotel_Motel:DayLt & Controls | SCE | Hotel_Motel | DayLt & Controls | SCE_2013_v1c4-Draft.xlsm
200 | SCE:Hotel_Motel:DHW HtPmp | SCE | Hotel_Motel | DHW HtPmp | SCE_2013_v1c4-Draft.xlsm
201 | SCE:Hotel_Motel:IndoorLt | SCE | Hotel_Motel | IndoorLt | SCE_2013_v1c4-Draft.xlsm
202 | SCE:Hotel_Motel:Lighting-NC | SCE | Hotel_Motel | Lighting-NC | SCE_2013_v1c4-Draft.xlsm
203 | SCE:Hotel_Motel:New_AC-Ret | SCE | Hotel_Motel | New_AC-Ret | SCE_2013_v1c4-Draft.xlsm
204 | SCE:Hotel_Motel:New_HtPmp-Ret | SCE | Hotel_Motel | New_HtPmp-Ret | SCE_2013_v1c4-Draft.xlsm
205 | SCE:Hotel_Motel:Occupancy Sensor | SCE | Hotel_Motel | Occupancy Sensor | SCE_2013_v1c4-Draft.xlsm
206 | SCE:Hotel_Motel:Package_AC-NC | SCE | Hotel_Motel | Package_AC-NC | SCE_2013_v1c4-Draft.xlsm
207 | SCE:Hotel_Motel:Perimter Lt Control | SCE | Hotel_Motel | Perimter Lt Control | SCE_2013_v1c4-Draft.xlsm
208 | SCE:Hotel_Motel:Pool HtPmp | SCE | Hotel_Motel | Pool HtPmp | SCE_2013_v1c4-Draft.xlsm
209 | SCE:Hotel_Motel:Reduce_Cooling_Load-Ret | SCE | Hotel_Motel | Reduce_Cooling_Load-Ret | SCE_2013_v1c4-Draft.xlsm
210 | SCE:Hotel_Motel:Refrigeration | SCE | Hotel_Motel | Refrigeration | SCE_2013_v1c4-Draft.xlsm
211 | SCE:Hotel_Motel:Replace_Chiller-Ret | SCE | Hotel_Motel | Replace_Chiller-Ret | SCE_2013_v1c4-Draft.xlsm
212 | SCE:Hotel_Motel:Roof_insul-Ret | SCE | Hotel_Motel | Roof_insul-Ret | SCE_2013_v1c4-Draft.xlsm
213 | SCE:Hotel_Motel:Var_Spd_AC_Mtr-NC | SCE | Hotel_Motel | Var_Spd_AC_Mtr-NC | SCE_2013_v1c4-Draft.xlsm
214 | SCE:Hotel_Motel:Wall_insul-Ret | SCE | Hotel_Motel | Wall_insul-Ret | SCE_2013_v1c4-Draft.xlsm
215 | SCE:Hotel_Motel:Wtr_Cool_Chiller-NC | SCE | Hotel_Motel | Wtr_Cool_Chiller-NC | SCE_2013_v1c4-Draft.xlsm
216 | SCE:Industrial:DayLt & Controls | SCE | Industrial | DayLt & Controls | SCE_2013_v1c4-Draft.xlsm
217 | SCE:Industrial:DHW HtPmp | SCE | Industrial | DHW HtPmp | SCE_2013_v1c4-Draft.xlsm
218 | SCE:Industrial:IndoorLt | SCE | Industrial | IndoorLt | SCE_2013_v1c4-Draft.xlsm
219 | SCE:Industrial:Industrial | SCE | Industrial | Industrial | SCE_2013_v1c4-Draft.xlsm
220 | SCE:Industrial:New_AC-Ret | SCE | Industrial | New_AC-Ret | SCE_2013_v1c4-Draft.xlsm
221 | SCE:Industrial:New_HtPmp-Ret | SCE | Industrial | New_HtPmp-Ret | SCE_2013_v1c4-Draft.xlsm
222 | SCE:Industrial:Occupancy Sensor | SCE | Industrial | Occupancy Sensor | SCE_2013_v1c4-Draft.xlsm
223 | SCE:Industrial:Perimter Lt Control | SCE | Industrial | Perimter Lt Control | SCE_2013_v1c4-Draft.xlsm
224 | SCE:Industrial:Pool HtPmp | SCE | Industrial | Pool HtPmp | SCE_2013_v1c4-Draft.xlsm
225 | SCE:Industrial:Reduce_Cooling_Load-Ret | SCE | Industrial | Reduce_Cooling_Load-Ret | SCE_2013_v1c4-Draft.xlsm
226 | SCE:Industrial:Refrigeration | SCE | Industrial | Refrigeration | SCE_2013_v1c4-Draft.xlsm
227 | SCE:Industrial:Replace_Chiller-Ret | SCE | Industrial | Replace_Chiller-Ret | SCE_2013_v1c4-Draft.xlsm
228 | SCE:Industrial:Roof_insul-Ret | SCE | Industrial | Roof_insul-Ret | SCE_2013_v1c4-Draft.xlsm
229 | SCE:Industrial:Wall_insul-Ret | SCE | Industrial | Wall_insul-Ret | SCE_2013_v1c4-Draft.xlsm
230 | SCE:K_thru_12_School:DayLt & Controls | SCE | K_thru_12_School | DayLt & Controls | SCE_2013_v1c4-Draft.xlsm
231 | SCE:K_thru_12_School:DHW HtPmp | SCE | K_thru_12_School | DHW HtPmp | SCE_2013_v1c4-Draft.xlsm
232 | SCE:K_thru_12_School:IndoorLt | SCE | K_thru_12_School | IndoorLt | SCE_2013_v1c4-Draft.xlsm
233 | SCE:K_thru_12_School:New_AC-Ret | SCE | K_thru_12_School | New_AC-Ret | SCE_2013_v1c4-Draft.xlsm
234 | SCE:K_thru_12_School:New_HtPmp-Ret | SCE | K_thru_12_School | New_HtPmp-Ret | SCE_2013_v1c4-Draft.xlsm
235 | SCE:K_thru_12_School:Occupancy Sensor | SCE | K_thru_12_School | Occupancy Sensor | SCE_2013_v1c4-Draft.xlsm
236 | SCE:K_thru_12_School:Perimter Lt Control | SCE | K_thru_12_School | Perimter Lt Control | SCE_2013_v1c4-Draft.xlsm
237 | SCE:K_thru_12_School:Pool HtPmp | SCE | K_thru_12_School | Pool HtPmp | SCE_2013_v1c4-Draft.xlsm
238 | SCE:K_thru_12_School:Refrigeration | SCE | K_thru_12_School | Refrigeration | SCE_2013_v1c4-Draft.xlsm
239 | SCE:K_thru_12_School:Roof_insul-Ret | SCE | K_thru_12_School | Roof_insul-Ret | SCE_2013_v1c4-Draft.xlsm
240 | SCE:K_thru_12_School:Wall_insul-Ret | SCE | K_thru_12_School | Wall_insul-Ret | SCE_2013_v1c4-Draft.xlsm
241 | SCE:Large_Office:>135K_Air_AC-NC | SCE | Large_Office | >135K_Air_AC-NC | SCE_2013_v1c4-Draft.xlsm
242 | SCE:Large_Office:>135K_Wtr_AC-NC | SCE | Large_Office | >135K_Wtr_AC-NC | SCE_2013_v1c4-Draft.xlsm
243 | SCE:Large_Office:DayLt & Controls | SCE | Large_Office | DayLt & Controls | SCE_2013_v1c4-Draft.xlsm
244 | SCE:Large_Office:DayLt_Cntrl-NC | SCE | Large_Office | DayLt_Cntrl-NC | SCE_2013_v1c4-Draft.xlsm
245 | SCE:Large_Office:DHW HtPmp | SCE | Large_Office | DHW HtPmp | SCE_2013_v1c4-Draft.xlsm
246 | SCE:Large_Office:Economy_cycle-Ret | SCE | Large_Office | Economy_cycle-Ret | SCE_2013_v1c4-Draft.xlsm
247 | SCE:Large_Office:Hi_Eff_AC_Mtr-NC | SCE | Large_Office | Hi_Eff_AC_Mtr-NC | SCE_2013_v1c4-Draft.xlsm
248 | SCE:Large_Office:Hi_Perf_Glass-NC | SCE | Large_Office | Hi_Perf_Glass-NC | SCE_2013_v1c4-Draft.xlsm
249 | SCE:Large_Office:IndoorLt | SCE | Large_Office | IndoorLt | SCE_2013_v1c4-Draft.xlsm
250 | SCE:Large_Office:Lighting-NC | SCE | Large_Office | Lighting-NC | SCE_2013_v1c4-Draft.xlsm
251 | SCE:Large_Office:Lo_Gain_Wndw-NC | SCE | Large_Office | Lo_Gain_Wndw-NC | SCE_2013_v1c4-Draft.xlsm
252 | SCE:Large_Office:New_AC-Ret | SCE | Large_Office | New_AC-Ret | SCE_2013_v1c4-Draft.xlsm
253 | SCE:Large_Office:New_HtPmp-Ret | SCE | Large_Office | New_HtPmp-Ret | SCE_2013_v1c4-Draft.xlsm
254 | SCE:Large_Office:Occupancy Sensor | SCE | Large_Office | Occupancy Sensor | SCE_2013_v1c4-Draft.xlsm
255 | SCE:Large_Office:Perimter Lt Control | SCE | Large_Office | Perimter Lt Control | SCE_2013_v1c4-Draft.xlsm
256 | SCE:Large_Office:Pool HtPmp | SCE | Large_Office | Pool HtPmp | SCE_2013_v1c4-Draft.xlsm
257 | SCE:Large_Office:Reduce_Cooling_Load-Ret | SCE | Large_Office | Reduce_Cooling_Load-Ret | SCE_2013_v1c4-Draft.xlsm
258 | SCE:Large_Office:Refrigeration | SCE | Large_Office | Refrigeration | SCE_2013_v1c4-Draft.xlsm
259 | SCE:Large_Office:Roof_insul-Ret | SCE | Large_Office | Roof_insul-Ret | SCE_2013_v1c4-Draft.xlsm
260 | SCE:Large_Office:Var_Spd_AC_Mtr-NC | SCE | Large_Office | Var_Spd_AC_Mtr-NC | SCE_2013_v1c4-Draft.xlsm
261 | SCE:Large_Office:Wall_insul-Ret | SCE | Large_Office | Wall_insul-Ret | SCE_2013_v1c4-Draft.xlsm
262 | SCE:Large_Office:Window_Tint-Ret | SCE | Large_Office | Window_Tint-Ret | SCE_2013_v1c4-Draft.xlsm
263 | SCE:Large_Office:Wtr_Cool_Chiller-NC | SCE | Large_Office | Wtr_Cool_Chiller-NC | SCE_2013_v1c4-Draft.xlsm
264 | SCE:Large_Retail_Store:>135K_Air_AC-NC | SCE | Large_Retail_Store | >135K_Air_AC-NC | SCE_2013_v1c4-Draft.xlsm
265 | SCE:Large_Retail_Store:>135K_Wtr_AC-NC | SCE | Large_Retail_Store | >135K_Wtr_AC-NC | SCE_2013_v1c4-Draft.xlsm
266 | SCE:Large_Retail_Store:DayLt & Controls | SCE | Large_Retail_Store | DayLt & Controls | SCE_2013_v1c4-Draft.xlsm
267 | SCE:Large_Retail_Store:DHW HtPmp | SCE | Large_Retail_Store | DHW HtPmp | SCE_2013_v1c4-Draft.xlsm
268 | SCE:Large_Retail_Store:Economy_cycle-Ret | SCE | Large_Retail_Store | Economy_cycle-Ret | SCE_2013_v1c4-Draft.xlsm
269 | SCE:Large_Retail_Store:Evap_Cooling-Ret | SCE | Large_Retail_Store | Evap_Cooling-Ret | SCE_2013_v1c4-Draft.xlsm
270 | SCE:Large_Retail_Store:Hi_Eff_AC_Mtr-NC | SCE | Large_Retail_Store | Hi_Eff_AC_Mtr-NC | SCE_2013_v1c4-Draft.xlsm
271 | SCE:Large_Retail_Store:IndoorLt | SCE | Large_Retail_Store | IndoorLt | SCE_2013_v1c4-Draft.xlsm
272 | SCE:Large_Retail_Store:Lighting-NC | SCE | Large_Retail_Store | Lighting-NC | SCE_2013_v1c4-Draft.xlsm
273 | SCE:Large_Retail_Store:New_AC-Ret | SCE | Large_Retail_Store | New_AC-Ret | SCE_2013_v1c4-Draft.xlsm
274 | SCE:Large_Retail_Store:New_HtPmp-Ret | SCE | Large_Retail_Store | New_HtPmp-Ret | SCE_2013_v1c4-Draft.xlsm
275 | SCE:Large_Retail_Store:Occupancy Sensor | SCE | Large_Retail_Store | Occupancy Sensor | SCE_2013_v1c4-Draft.xlsm
276 | SCE:Large_Retail_Store:Perimter Lt Control | SCE | Large_Retail_Store | Perimter Lt Control | SCE_2013_v1c4-Draft.xlsm
277 | SCE:Large_Retail_Store:Pool HtPmp | SCE | Large_Retail_Store | Pool HtPmp | SCE_2013_v1c4-Draft.xlsm
278 | SCE:Large_Retail_Store:Reduce_Cooling_Load-Ret | SCE | Large_Retail_Store | Reduce_Cooling_Load-Ret | SCE_2013_v1c4-Draft.xlsm
279 | SCE:Large_Retail_Store:Refrigeration | SCE | Large_Retail_Store | Refrigeration | SCE_2013_v1c4-Draft.xlsm
280 | SCE:Large_Retail_Store:Replace_Chiller-Ret | SCE | Large_Retail_Store | Replace_Chiller-Ret | SCE_2013_v1c4-Draft.xlsm
281 | SCE:Large_Retail_Store:Roof_insul-Ret | SCE | Large_Retail_Store | Roof_insul-Ret | SCE_2013_v1c4-Draft.xlsm
282 | SCE:Large_Retail_Store:Var_Spd_AC_Mtr-NC | SCE | Large_Retail_Store | Var_Spd_AC_Mtr-NC | SCE_2013_v1c4-Draft.xlsm
283 | SCE:Large_Retail_Store:Wall_insul-Ret | SCE | Large_Retail_Store | Wall_insul-Ret | SCE_2013_v1c4-Draft.xlsm
284 | SCE:Large_Retail_Store:Wtr_Cool_Chiller-NC | SCE | Large_Retail_Store | Wtr_Cool_Chiller-NC | SCE_2013_v1c4-Draft.xlsm
285 | SCE:Medical_Clinic:DayLt & Controls | SCE | Medical_Clinic | DayLt & Controls | SCE_2013_v1c4-Draft.xlsm
286 | SCE:Medical_Clinic:DHW HtPmp | SCE | Medical_Clinic | DHW HtPmp | SCE_2013_v1c4-Draft.xlsm
287 | SCE:Medical_Clinic:IndoorLt | SCE | Medical_Clinic | IndoorLt | SCE_2013_v1c4-Draft.xlsm
288 | SCE:Medical_Clinic:New_AC-Ret | SCE | Medical_Clinic | New_AC-Ret | SCE_2013_v1c4-Draft.xlsm
289 | SCE:Medical_Clinic:New_HtPmp-Ret | SCE | Medical_Clinic | New_HtPmp-Ret | SCE_2013_v1c4-Draft.xlsm
290 | SCE:Medical_Clinic:Perimter Lt Control | SCE | Medical_Clinic | Perimter Lt Control | SCE_2013_v1c4-Draft.xlsm
291 | SCE:Medical_Clinic:Pool HtPmp | SCE | Medical_Clinic | Pool HtPmp | SCE_2013_v1c4-Draft.xlsm
292 | SCE:Medical_Clinic:Refrigeration | SCE | Medical_Clinic | Refrigeration | SCE_2013_v1c4-Draft.xlsm
293 | SCE:Medical_Clinic:Replace_Chiller-Ret | SCE | Medical_Clinic | Replace_Chiller-Ret | SCE_2013_v1c4-Draft.xlsm
294 | SCE:Medical_Clinic:Roof_insul-Ret | SCE | Medical_Clinic | Roof_insul-Ret | SCE_2013_v1c4-Draft.xlsm
295 | SCE:Medical_Clinic:Wall_insul-Ret | SCE | Medical_Clinic | Wall_insul-Ret | SCE_2013_v1c4-Draft.xlsm
296 | SCE:Misc._Commercial:Commercial Whole Building | SCE | Misc._Commercial | Commercial Whole Building | SCE_2013_v1c4-Draft.xlsm
297 | SCE:Misc._Commercial:DayLt & Controls | SCE | Misc._Commercial | DayLt & Controls | SCE_2013_v1c4-Draft.xlsm
298 | SCE:Misc._Commercial:DHW HtPmp | SCE | Misc._Commercial | DHW HtPmp | SCE_2013_v1c4-Draft.xlsm
299 | SCE:Misc._Commercial:Economy_cycle-Ret | SCE | Misc._Commercial | Economy_cycle-Ret | SCE_2013_v1c4-Draft.xlsm
300 | SCE:Misc._Commercial:Frig Barrier | SCE | Misc._Commercial | Frig Barrier | SCE_2013_v1c4-Draft.xlsm
301 | SCE:Misc._Commercial:IndoorLt | SCE | Misc._Commercial | IndoorLt | SCE_2013_v1c4-Draft.xlsm
302 | SCE:Misc._Commercial:New_AC-Ret | SCE | Misc._Commercial | New_AC-Ret | SCE_2013_v1c4-Draft.xlsm
303 | SCE:Misc._Commercial:New_HtPmp-Ret | SCE | Misc._Commercial | New_HtPmp-Ret | SCE_2013_v1c4-Draft.xlsm
304 | SCE:Misc._Commercial:Occupancy Sensor | SCE | Misc._Commercial | Occupancy Sensor | SCE_2013_v1c4-Draft.xlsm
305 | SCE:Misc._Commercial:Outdoor Lt | SCE | Misc._Commercial | Outdoor Lt | SCE_2013_v1c4-Draft.xlsm
306 | SCE:Misc._Commercial:Perimter Lt Control | SCE | Misc._Commercial | Perimter Lt Control | SCE_2013_v1c4-Draft.xlsm
307 | SCE:Misc._Commercial:Pool HtPmp | SCE | Misc._Commercial | Pool HtPmp | SCE_2013_v1c4-Draft.xlsm
308 | SCE:Misc._Commercial:Reduce_Cooling_Load-Ret | SCE | Misc._Commercial | Reduce_Cooling_Load-Ret | SCE_2013_v1c4-Draft.xlsm
309 | SCE:Misc._Commercial:Refrigeration | SCE | Misc._Commercial | Refrigeration | SCE_2013_v1c4-Draft.xlsm
310 | SCE:Misc._Commercial:Roof_insul-Ret | SCE | Misc._Commercial | Roof_insul-Ret | SCE_2013_v1c4-Draft.xlsm
311 | SCE:Misc._Commercial:Wall_insul-Ret | SCE | Misc._Commercial | Wall_insul-Ret | SCE_2013_v1c4-Draft.xlsm
312 | SCE:NON_RES:DEER:HVAC_Chillers | SCE | NON_RES | DEER:HVAC_Chillers | SCE_2013_v1c4-Draft.xlsm
313 | SCE:NON_RES:DEER:HVAC_Duct_Sealing | SCE | NON_RES | DEER:HVAC_Duct_Sealing | SCE_2013_v1c4-Draft.xlsm
314 | SCE:NON_RES:DEER:HVAC_Refrig_Charge | SCE | NON_RES | DEER:HVAC_Refrig_Charge | SCE_2013_v1c4-Draft.xlsm
315 | SCE:NON_RES:DEER:HVAC_Split-Package_AC | SCE | NON_RES | DEER:HVAC_Split-Package_AC | SCE_2013_v1c4-Draft.xlsm
316 | SCE:NON_RES:DEER:HVAC_Split-Package_HP | SCE | NON_RES | DEER:HVAC_Split-Package_HP | SCE_2013_v1c4-Draft.xlsm
317 | SCE:NON_RES:DEER:Indoor_CFL_Ltg | SCE | NON_RES | DEER:Indoor_CFL_Ltg | SCE_2013_v1c4-Draft.xlsm
318 | SCE:NON_RES:DEER:Indoor_Non-CFL_Ltg | SCE | NON_RES | DEER:Indoor_Non-CFL_Ltg | SCE_2013_v1c4-Draft.xlsm
319 | SCE:Non-Refrig._Warehouse:DayLt & Controls | SCE | Non-Refrig._Warehouse | DayLt & Controls | SCE_2013_v1c4-Draft.xlsm
320 | SCE:Non-Refrig._Warehouse:DHW HtPmp | SCE | Non-Refrig._Warehouse | DHW HtPmp | SCE_2013_v1c4-Draft.xlsm
321 | SCE:Non-Refrig._Warehouse:IndoorLt | SCE | Non-Refrig._Warehouse | IndoorLt | SCE_2013_v1c4-Draft.xlsm
322 | SCE:Non-Refrig._Warehouse:New_AC-Ret | SCE | Non-Refrig._Warehouse | New_AC-Ret | SCE_2013_v1c4-Draft.xlsm
323 | SCE:Non-Refrig._Warehouse:New_HtPmp-Ret | SCE | Non-Refrig._Warehouse | New_HtPmp-Ret | SCE_2013_v1c4-Draft.xlsm
324 | SCE:Non-Refrig._Warehouse:Occupancy Sensor | SCE | Non-Refrig._Warehouse | Occupancy Sensor | SCE_2013_v1c4-Draft.xlsm
325 | SCE:Non-Refrig._Warehouse:Perimter Lt Control | SCE | Non-Refrig._Warehouse | Perimter Lt Control | SCE_2013_v1c4-Draft.xlsm
326 | SCE:Non-Refrig._Warehouse:Pool HtPmp | SCE | Non-Refrig._Warehouse | Pool HtPmp | SCE_2013_v1c4-Draft.xlsm
327 | SCE:Non-Refrig._Warehouse:Reduce_Cooling_Load-Ret | SCE | Non-Refrig._Warehouse | Reduce_Cooling_Load-Ret | SCE_2013_v1c4-Draft.xlsm
328 | SCE:Non-Refrig._Warehouse:Refrigeration | SCE | Non-Refrig._Warehouse | Refrigeration | SCE_2013_v1c4-Draft.xlsm
329 | SCE:Non-Refrig._Warehouse:Roof_insul-Ret | SCE | Non-Refrig._Warehouse | Roof_insul-Ret | SCE_2013_v1c4-Draft.xlsm
330 | SCE:Non-Refrig._Warehouse:Wall_insul-Ret | SCE | Non-Refrig._Warehouse | Wall_insul-Ret | SCE_2013_v1c4-Draft.xlsm
331 | SCE:Refrigerated_Warehouse:DayLt & Controls | SCE | Refrigerated_Warehouse | DayLt & Controls | SCE_2013_v1c4-Draft.xlsm
332 | SCE:Refrigerated_Warehouse:DHW HtPmp | SCE | Refrigerated_Warehouse | DHW HtPmp | SCE_2013_v1c4-Draft.xlsm
333 | SCE:Refrigerated_Warehouse:IndoorLt | SCE | Refrigerated_Warehouse | IndoorLt | SCE_2013_v1c4-Draft.xlsm
334 | SCE:Refrigerated_Warehouse:New_AC-Ret | SCE | Refrigerated_Warehouse | New_AC-Ret | SCE_2013_v1c4-Draft.xlsm
335 | SCE:Refrigerated_Warehouse:New_HtPmp-Ret | SCE | Refrigerated_Warehouse | New_HtPmp-Ret | SCE_2013_v1c4-Draft.xlsm
336 | SCE:Refrigerated_Warehouse:Perimter Lt Control | SCE | Refrigerated_Warehouse | Perimter Lt Control | SCE_2013_v1c4-Draft.xlsm
337 | SCE:Refrigerated_Warehouse:Pool HtPmp | SCE | Refrigerated_Warehouse | Pool HtPmp | SCE_2013_v1c4-Draft.xlsm
338 | SCE:Refrigerated_Warehouse:Refrigeration | SCE | Refrigerated_Warehouse | Refrigeration | SCE_2013_v1c4-Draft.xlsm
339 | SCE:RES:DEER:HVAC_Duct_Sealing | SCE | RES | DEER:HVAC_Duct_Sealing | SCE_2013_v1c4-Draft.xlsm
340 | SCE:RES:DEER:HVAC_Eff_AC | SCE | RES | DEER:HVAC_Eff_AC | SCE_2013_v1c4-Draft.xlsm
341 | SCE:RES:DEER:HVAC_Eff_HP | SCE | RES | DEER:HVAC_Eff_HP | SCE_2013_v1c4-Draft.xlsm
342 | SCE:RES:DEER:HVAC_Refrig_Charge | SCE | RES | DEER:HVAC_Refrig_Charge | SCE_2013_v1c4-Draft.xlsm
343 | SCE:RES:DEER:Indoor_CFL_Ltg | SCE | RES | DEER:Indoor_CFL_Ltg | SCE_2013_v1c4-Draft.xlsm
344 | SCE:RES:DEER:Refg_Chrg_Duct_Seal | SCE | RES | DEER:Refg_Chrg_Duct_Seal | SCE_2013_v1c4-Draft.xlsm
345 | SCE:RES:DEER:RefgFrzr_HighEff | SCE | RES | DEER:RefgFrzr_HighEff | SCE_2013_v1c4-Draft.xlsm
346 | SCE:RES:DEER:RefgFrzr_Recyc-Conditioned | SCE | RES | DEER:RefgFrzr_Recyc-Conditioned | SCE_2013_v1c4-Draft.xlsm
347 | SCE:RES:DEER:RefgFrzr_Recycling | SCE | RES | DEER:RefgFrzr_Recycling | SCE_2013_v1c4-Draft.xlsm
348 | SCE:RES:DEER:RefgFrzr_Recyc-UnConditioned | SCE | RES | DEER:RefgFrzr_Recyc-UnConditioned | SCE_2013_v1c4-Draft.xlsm
349 | SCE:RES:DEER:Res_BldgShell_Ins | SCE | RES | DEER:Res_BldgShell_Ins | SCE_2013_v1c4-Draft.xlsm
350 | SCE:RES:DEER:Res_ClothesDishWasher | SCE | RES | DEER:Res_ClothesDishWasher | SCE_2013_v1c4-Draft.xlsm
351 | SCE:Residential:AC_Cooling-RC | SCE | Residential | AC_Cooling-RC | SCE_2013_v1c4-Draft.xlsm
352 | SCE:Residential:AC-NC | SCE | Residential | AC-NC | SCE_2013_v1c4-Draft.xlsm
353 | SCE:Residential:CFL-RC | SCE | Residential | CFL-RC | SCE_2013_v1c4-Draft.xlsm
354 | SCE:Residential:Heat_Pump-NC | SCE | Residential | Heat_Pump-NC | SCE_2013_v1c4-Draft.xlsm
355 | SCE:Residential:HeatPump_Heating_Only-RC | SCE | Residential | HeatPump_Heating_Only-RC | SCE_2013_v1c4-Draft.xlsm
356 | SCE:Residential:HeatPump_ThroughWall-RC | SCE | Residential | HeatPump_ThroughWall-RC | SCE_2013_v1c4-Draft.xlsm
357 | SCE:Residential:HeatPump_WtrHt-RC | SCE | Residential | HeatPump_WtrHt-RC | SCE_2013_v1c4-Draft.xlsm
358 | SCE:Residential:HorizAxisClothesWasher-RC | SCE | Residential | HorizAxisClothesWasher-RC | SCE_2013_v1c4-Draft.xlsm
359 | SCE:Residential:Refrig-RC | SCE | Residential | Refrig-RC | SCE_2013_v1c4-Draft.xlsm
360 | SCE:Residential:Residential Pool Pumps | SCE | Residential | Residential Pool Pumps | SCE_2013_v1c4-Draft.xlsm
361 | SCE:Restaurant:DayLt & Controls | SCE | Restaurant | DayLt & Controls | SCE_2013_v1c4-Draft.xlsm
362 | SCE:Restaurant:DHW HtPmp | SCE | Restaurant | DHW HtPmp | SCE_2013_v1c4-Draft.xlsm
363 | SCE:Restaurant:Economy_cycle-Ret | SCE | Restaurant | Economy_cycle-Ret | SCE_2013_v1c4-Draft.xlsm
364 | SCE:Restaurant:Evap_Cooling-Ret | SCE | Restaurant | Evap_Cooling-Ret | SCE_2013_v1c4-Draft.xlsm
365 | SCE:Restaurant:IndoorLt | SCE | Restaurant | IndoorLt | SCE_2013_v1c4-Draft.xlsm
366 | SCE:Restaurant:New_AC-Ret | SCE | Restaurant | New_AC-Ret | SCE_2013_v1c4-Draft.xlsm
367 | SCE:Restaurant:New_HtPmp-Ret | SCE | Restaurant | New_HtPmp-Ret | SCE_2013_v1c4-Draft.xlsm
368 | SCE:Restaurant:Perimter Lt Control | SCE | Restaurant | Perimter Lt Control | SCE_2013_v1c4-Draft.xlsm
369 | SCE:Restaurant:Pool HtPmp | SCE | Restaurant | Pool HtPmp | SCE_2013_v1c4-Draft.xlsm
370 | SCE:Restaurant:Refrigeration | SCE | Restaurant | Refrigeration | SCE_2013_v1c4-Draft.xlsm
371 | SCE:School:>135K_Air_AC-NC | SCE | School | >135K_Air_AC-NC | SCE_2013_v1c4-Draft.xlsm
372 | SCE:School:>135K_Wtr_AC-NC | SCE | School | >135K_Wtr_AC-NC | SCE_2013_v1c4-Draft.xlsm
373 | SCE:School:DayLt & Controls | SCE | School | DayLt & Controls | SCE_2013_v1c4-Draft.xlsm
374 | SCE:School:DayLt_Cntrl-NC | SCE | School | DayLt_Cntrl-NC | SCE_2013_v1c4-Draft.xlsm
375 | SCE:School:DHW HtPmp | SCE | School | DHW HtPmp | SCE_2013_v1c4-Draft.xlsm
376 | SCE:School:Hi_Eff_AC_Mtr-NC | SCE | School | Hi_Eff_AC_Mtr-NC | SCE_2013_v1c4-Draft.xlsm
377 | SCE:School:Hi_Perf_Glass-NC | SCE | School | Hi_Perf_Glass-NC | SCE_2013_v1c4-Draft.xlsm
378 | SCE:School:Lighting-NC | SCE | School | Lighting-NC | SCE_2013_v1c4-Draft.xlsm
379 | SCE:School:Lo_Gain_Wndw-NC | SCE | School | Lo_Gain_Wndw-NC | SCE_2013_v1c4-Draft.xlsm
380 | SCE:School:Package_AC-NC | SCE | School | Package_AC-NC | SCE_2013_v1c4-Draft.xlsm
381 | SCE:School:Perimter Lt Control | SCE | School | Perimter Lt Control | SCE_2013_v1c4-Draft.xlsm
382 | SCE:School:Pool HtPmp | SCE | School | Pool HtPmp | SCE_2013_v1c4-Draft.xlsm
383 | SCE:School:Refrigeration | SCE | School | Refrigeration | SCE_2013_v1c4-Draft.xlsm
384 | SCE:School:Var_Spd_AC_Mtr-NC | SCE | School | Var_Spd_AC_Mtr-NC | SCE_2013_v1c4-Draft.xlsm
385 | SCE:School:Wtr_Cool_Chiller-NC | SCE | School | Wtr_Cool_Chiller-NC | SCE_2013_v1c4-Draft.xlsm
386 | SCE:Sit_Down_Restaurant:<65K_AC_Pckg-NC | SCE | Sit_Down_Restaurant | <65K_AC_Pckg-NC | SCE_2013_v1c4-Draft.xlsm
387 | SCE:Sit_Down_Restaurant:<65K_AC_Split-NC | SCE | Sit_Down_Restaurant | <65K_AC_Split-NC | SCE_2013_v1c4-Draft.xlsm
388 | SCE:Sit_Down_Restaurant:<65K_EvapCool-NC | SCE | Sit_Down_Restaurant | <65K_EvapCool-NC | SCE_2013_v1c4-Draft.xlsm
389 | SCE:Sit_Down_Restaurant:>135K_Air_AC-NC | SCE | Sit_Down_Restaurant | >135K_Air_AC-NC | SCE_2013_v1c4-Draft.xlsm
390 | SCE:Sit_Down_Restaurant:>135K_Wtr_AC-NC | SCE | Sit_Down_Restaurant | >135K_Wtr_AC-NC | SCE_2013_v1c4-Draft.xlsm
391 | SCE:Sit_Down_Restaurant:65K-135_Wtr_AC-NC | SCE | Sit_Down_Restaurant | 65K-135_Wtr_AC-NC | SCE_2013_v1c4-Draft.xlsm
392 | SCE:Sit_Down_Restaurant:65K-135K_Air_AC-NC | SCE | Sit_Down_Restaurant | 65K-135K_Air_AC-NC | SCE_2013_v1c4-Draft.xlsm
393 | SCE:Sit_Down_Restaurant:DayLt & Controls | SCE | Sit_Down_Restaurant | DayLt & Controls | SCE_2013_v1c4-Draft.xlsm
394 | SCE:Sit_Down_Restaurant:DayLt_Cntrl-NC | SCE | Sit_Down_Restaurant | DayLt_Cntrl-NC | SCE_2013_v1c4-Draft.xlsm
395 | SCE:Sit_Down_Restaurant:DHW HtPmp | SCE | Sit_Down_Restaurant | DHW HtPmp | SCE_2013_v1c4-Draft.xlsm
396 | SCE:Sit_Down_Restaurant:Hi_Perf_Glass-NC | SCE | Sit_Down_Restaurant | Hi_Perf_Glass-NC | SCE_2013_v1c4-Draft.xlsm
397 | SCE:Sit_Down_Restaurant:Lighting-NC | SCE | Sit_Down_Restaurant | Lighting-NC | SCE_2013_v1c4-Draft.xlsm
398 | SCE:Sit_Down_Restaurant:Lo_Gain_Wndw-NC | SCE | Sit_Down_Restaurant | Lo_Gain_Wndw-NC | SCE_2013_v1c4-Draft.xlsm
399 | SCE:Sit_Down_Restaurant:Perimter Lt Control | SCE | Sit_Down_Restaurant | Perimter Lt Control | SCE_2013_v1c4-Draft.xlsm
400 | SCE:Sit_Down_Restaurant:Pool HtPmp | SCE | Sit_Down_Restaurant | Pool HtPmp | SCE_2013_v1c4-Draft.xlsm
401 | SCE:Sit_Down_Restaurant:Refrigeration | SCE | Sit_Down_Restaurant | Refrigeration | SCE_2013_v1c4-Draft.xlsm
402 | SCE:Small_Office:<65K_AC_Pckg-NC | SCE | Small_Office | <65K_AC_Pckg-NC | SCE_2013_v1c4-Draft.xlsm
403 | SCE:Small_Office:<65K_AC_Split-NC | SCE | Small_Office | <65K_AC_Split-NC | SCE_2013_v1c4-Draft.xlsm
404 | SCE:Small_Office:<65K_EvapCool-NC | SCE | Small_Office | <65K_EvapCool-NC | SCE_2013_v1c4-Draft.xlsm
405 | SCE:Small_Office:>135K_Air_AC-NC | SCE | Small_Office | >135K_Air_AC-NC | SCE_2013_v1c4-Draft.xlsm
406 | SCE:Small_Office:>135K_Wtr_AC-NC | SCE | Small_Office | >135K_Wtr_AC-NC | SCE_2013_v1c4-Draft.xlsm
407 | SCE:Small_Office:65K-135_Wtr_AC-NC | SCE | Small_Office | 65K-135_Wtr_AC-NC | SCE_2013_v1c4-Draft.xlsm
408 | SCE:Small_Office:65K-135K_Air_AC-NC | SCE | Small_Office | 65K-135K_Air_AC-NC | SCE_2013_v1c4-Draft.xlsm
409 | SCE:Small_Office:DayLt & Controls | SCE | Small_Office | DayLt & Controls | SCE_2013_v1c4-Draft.xlsm
410 | SCE:Small_Office:DayLt_Cntrl-NC | SCE | Small_Office | DayLt_Cntrl-NC | SCE_2013_v1c4-Draft.xlsm
411 | SCE:Small_Office:DHW HtPmp | SCE | Small_Office | DHW HtPmp | SCE_2013_v1c4-Draft.xlsm
412 | SCE:Small_Office:Economy_cycle-Ret | SCE | Small_Office | Economy_cycle-Ret | SCE_2013_v1c4-Draft.xlsm
413 | SCE:Small_Office:Hi_Eff_AC_Mtr-NC | SCE | Small_Office | Hi_Eff_AC_Mtr-NC | SCE_2013_v1c4-Draft.xlsm
414 | SCE:Small_Office:Hi_Perf_Glass-NC | SCE | Small_Office | Hi_Perf_Glass-NC | SCE_2013_v1c4-Draft.xlsm
415 | SCE:Small_Office:IndoorLt | SCE | Small_Office | IndoorLt | SCE_2013_v1c4-Draft.xlsm
416 | SCE:Small_Office:Lighting-NC | SCE | Small_Office | Lighting-NC | SCE_2013_v1c4-Draft.xlsm
417 | SCE:Small_Office:Lo_Gain_Wndw-NC | SCE | Small_Office | Lo_Gain_Wndw-NC | SCE_2013_v1c4-Draft.xlsm
418 | SCE:Small_Office:New_AC-Ret | SCE | Small_Office | New_AC-Ret | SCE_2013_v1c4-Draft.xlsm
419 | SCE:Small_Office:New_HtPmp-Ret | SCE | Small_Office | New_HtPmp-Ret | SCE_2013_v1c4-Draft.xlsm
420 | SCE:Small_Office:Occupancy Sensor | SCE | Small_Office | Occupancy Sensor | SCE_2013_v1c4-Draft.xlsm
421 | SCE:Small_Office:Package_AC-NC | SCE | Small_Office | Package_AC-NC | SCE_2013_v1c4-Draft.xlsm
422 | SCE:Small_Office:Perimter Lt Control | SCE | Small_Office | Perimter Lt Control | SCE_2013_v1c4-Draft.xlsm
423 | SCE:Small_Office:Pool HtPmp | SCE | Small_Office | Pool HtPmp | SCE_2013_v1c4-Draft.xlsm
424 | SCE:Small_Office:Reduce_Cooling_Load-Ret | SCE | Small_Office | Reduce_Cooling_Load-Ret | SCE_2013_v1c4-Draft.xlsm
425 | SCE:Small_Office:Refrigeration | SCE | Small_Office | Refrigeration | SCE_2013_v1c4-Draft.xlsm
426 | SCE:Small_Office:Roof_insul-Ret | SCE | Small_Office | Roof_insul-Ret | SCE_2013_v1c4-Draft.xlsm
427 | SCE:Small_Office:Var_Spd_AC_Mtr-NC | SCE | Small_Office | Var_Spd_AC_Mtr-NC | SCE_2013_v1c4-Draft.xlsm
428 | SCE:Small_Office:Wall_insul-Ret | SCE | Small_Office | Wall_insul-Ret | SCE_2013_v1c4-Draft.xlsm
429 | SCE:Small_Office:Window_Tint-Ret | SCE | Small_Office | Window_Tint-Ret | SCE_2013_v1c4-Draft.xlsm
430 | SCE:Small_Office:Wtr_Cool_Chiller-NC | SCE | Small_Office | Wtr_Cool_Chiller-NC | SCE_2013_v1c4-Draft.xlsm
431 | SCE:Small_Retail_Store:<65K_AC_Pckg-NC | SCE | Small_Retail_Store | <65K_AC_Pckg-NC | SCE_2013_v1c4-Draft.xlsm
432 | SCE:Small_Retail_Store:<65K_AC_Split-NC | SCE | Small_Retail_Store | <65K_AC_Split-NC | SCE_2013_v1c4-Draft.xlsm
433 | SCE:Small_Retail_Store:<65K_EvapCool-NC | SCE | Small_Retail_Store | <65K_EvapCool-NC | SCE_2013_v1c4-Draft.xlsm
434 | SCE:Small_Retail_Store:65K-135_Wtr_AC-NC | SCE | Small_Retail_Store | 65K-135_Wtr_AC-NC | SCE_2013_v1c4-Draft.xlsm
435 | SCE:Small_Retail_Store:65K-135K_Air_AC-NC | SCE | Small_Retail_Store | 65K-135K_Air_AC-NC | SCE_2013_v1c4-Draft.xlsm
436 | SCE:Small_Retail_Store:DayLt & Controls | SCE | Small_Retail_Store | DayLt & Controls | SCE_2013_v1c4-Draft.xlsm
437 | SCE:Small_Retail_Store:DHW HtPmp | SCE | Small_Retail_Store | DHW HtPmp | SCE_2013_v1c4-Draft.xlsm
438 | SCE:Small_Retail_Store:Economy_cycle-Ret | SCE | Small_Retail_Store | Economy_cycle-Ret | SCE_2013_v1c4-Draft.xlsm
439 | SCE:Small_Retail_Store:Evap_Cooling-Ret | SCE | Small_Retail_Store | Evap_Cooling-Ret | SCE_2013_v1c4-Draft.xlsm
440 | SCE:Small_Retail_Store:IndoorLt | SCE | Small_Retail_Store | IndoorLt | SCE_2013_v1c4-Draft.xlsm
441 | SCE:Small_Retail_Store:Lighting-NC | SCE | Small_Retail_Store | Lighting-NC | SCE_2013_v1c4-Draft.xlsm
442 | SCE:Small_Retail_Store:New_AC-Ret | SCE | Small_Retail_Store | New_AC-Ret | SCE_2013_v1c4-Draft.xlsm
443 | SCE:Small_Retail_Store:New_HtPmp-Ret | SCE | Small_Retail_Store | New_HtPmp-Ret | SCE_2013_v1c4-Draft.xlsm
444 | SCE:Small_Retail_Store:Occupancy Sensor | SCE | Small_Retail_Store | Occupancy Sensor | SCE_2013_v1c4-Draft.xlsm
445 | SCE:Small_Retail_Store:Package_AC-NC | SCE | Small_Retail_Store | Package_AC-NC | SCE_2013_v1c4-Draft.xlsm
446 | SCE:Small_Retail_Store:Perimter Lt Control | SCE | Small_Retail_Store | Perimter Lt Control | SCE_2013_v1c4-Draft.xlsm
447 | SCE:Small_Retail_Store:Pool HtPmp | SCE | Small_Retail_Store | Pool HtPmp | SCE_2013_v1c4-Draft.xlsm
448 | SCE:Small_Retail_Store:Reduce_Cooling_Load-Ret | SCE | Small_Retail_Store | Reduce_Cooling_Load-Ret | SCE_2013_v1c4-Draft.xlsm
449 | SCE:Small_Retail_Store:Refrigeration | SCE | Small_Retail_Store | Refrigeration | SCE_2013_v1c4-Draft.xlsm
450 | SCE:Small_Retail_Store:Replace_Chiller-Ret | SCE | Small_Retail_Store | Replace_Chiller-Ret | SCE_2013_v1c4-Draft.xlsm
451 | SCE:Small_Retail_Store:Roof_insul-Ret | SCE | Small_Retail_Store | Roof_insul-Ret | SCE_2013_v1c4-Draft.xlsm
452 | SCE:Small_Retail_Store:Wall_insul-Ret | SCE | Small_Retail_Store | Wall_insul-Ret | SCE_2013_v1c4-Draft.xlsm
453 | SCE:Storage_Building:<65K_AC_Pckg-NC | SCE | Storage_Building | <65K_AC_Pckg-NC | SCE_2013_v1c4-Draft.xlsm
454 | SCE:Storage_Building:<65K_AC_Split-NC | SCE | Storage_Building | <65K_AC_Split-NC | SCE_2013_v1c4-Draft.xlsm
455 | SCE:Storage_Building:<65K_EvapCool-NC | SCE | Storage_Building | <65K_EvapCool-NC | SCE_2013_v1c4-Draft.xlsm
456 | SCE:Storage_Building:>135K_Air_AC-NC | SCE | Storage_Building | >135K_Air_AC-NC | SCE_2013_v1c4-Draft.xlsm
457 | SCE:Storage_Building:>135K_Wtr_AC-NC | SCE | Storage_Building | >135K_Wtr_AC-NC | SCE_2013_v1c4-Draft.xlsm
458 | SCE:Storage_Building:DayLt & Controls | SCE | Storage_Building | DayLt & Controls | SCE_2013_v1c4-Draft.xlsm
459 | SCE:Storage_Building:DHW HtPmp | SCE | Storage_Building | DHW HtPmp | SCE_2013_v1c4-Draft.xlsm
460 | SCE:Storage_Building:Lighting-NC | SCE | Storage_Building | Lighting-NC | SCE_2013_v1c4-Draft.xlsm
461 | SCE:Storage_Building:Perimter Lt Control | SCE | Storage_Building | Perimter Lt Control | SCE_2013_v1c4-Draft.xlsm
462 | SCE:Storage_Building:Pool HtPmp | SCE | Storage_Building | Pool HtPmp | SCE_2013_v1c4-Draft.xlsm
463 | SCE:Storage_Building:Refrigeration | SCE | Storage_Building | Refrigeration | SCE_2013_v1c4-Draft.xlsm
464 | SCE:Trans_Comm_Util:DayLt & Controls | SCE | Trans_Comm_Util | DayLt & Controls | SCE_2013_v1c4-Draft.xlsm
465 | SCE:Trans_Comm_Util:DHW HtPmp | SCE | Trans_Comm_Util | DHW HtPmp | SCE_2013_v1c4-Draft.xlsm
466 | SCE:Trans_Comm_Util:IndoorLt | SCE | Trans_Comm_Util | IndoorLt | SCE_2013_v1c4-Draft.xlsm
467 | SCE:Trans_Comm_Util:New_AC-Ret | SCE | Trans_Comm_Util | New_AC-Ret | SCE_2013_v1c4-Draft.xlsm
468 | SCE:Trans_Comm_Util:New_HtPmp-Ret | SCE | Trans_Comm_Util | New_HtPmp-Ret | SCE_2013_v1c4-Draft.xlsm
469 | SCE:Trans_Comm_Util:Occupancy Sensor | SCE | Trans_Comm_Util | Occupancy Sensor | SCE_2013_v1c4-Draft.xlsm
470 | SCE:Trans_Comm_Util:Perimter Lt Control | SCE | Trans_Comm_Util | Perimter Lt Control | SCE_2013_v1c4-Draft.xlsm
471 | SCE:Trans_Comm_Util:Pool HtPmp | SCE | Trans_Comm_Util | Pool HtPmp | SCE_2013_v1c4-Draft.xlsm
472 | SCE:Trans_Comm_Util:Reduce_Cooling_Load-Ret | SCE | Trans_Comm_Util | Reduce_Cooling_Load-Ret | SCE_2013_v1c4-Draft.xlsm
473 | SCE:Trans_Comm_Util:Refrigeration | SCE | Trans_Comm_Util | Refrigeration | SCE_2013_v1c4-Draft.xlsm
474 | SCE:Trans_Comm_Util:Replace_Chiller-Ret | SCE | Trans_Comm_Util | Replace_Chiller-Ret | SCE_2013_v1c4-Draft.xlsm
475 | SCE:Trans_Comm_Util:Roof_insul-Ret | SCE | Trans_Comm_Util | Roof_insul-Ret | SCE_2013_v1c4-Draft.xlsm
476 | SCE:Trans_Comm_Util:Wall_insul-Ret | SCE | Trans_Comm_Util | Wall_insul-Ret | SCE_2013_v1c4-Draft.xlsm
477 | SCG:Misc._Commercial:DayLt & Controls | SCG | Misc._Commercial | DayLt & Controls | SoCal_2013_v1c4-Draft.xlsm
478 | SCG:Misc._Commercial:DHW HtPmp | SCG | Misc._Commercial | DHW HtPmp | SoCal_2013_v1c4-Draft.xlsm
479 | SCG:Misc._Commercial:Economy_cycle | SCG | Misc._Commercial | Economy_cycle | SoCal_2013_v1c4-Draft.xlsm
480 | SCG:Misc._Commercial:IndoorLt | SCG | Misc._Commercial | IndoorLt | SoCal_2013_v1c4-Draft.xlsm
481 | SCG:Misc._Commercial:New_AC | SCG | Misc._Commercial | New_AC | SoCal_2013_v1c4-Draft.xlsm
482 | SCG:Misc._Commercial:New_HtPmp | SCG | Misc._Commercial | New_HtPmp | SoCal_2013_v1c4-Draft.xlsm
483 | SCG:Misc._Commercial:Outdoor Lt | SCG | Misc._Commercial | Outdoor Lt | SoCal_2013_v1c4-Draft.xlsm
484 | SCG:Misc._Commercial:Perimter Lt Control | SCG | Misc._Commercial | Perimter Lt Control | SoCal_2013_v1c4-Draft.xlsm
485 | SCG:Misc._Commercial:Pool HtPmp | SCG | Misc._Commercial | Pool HtPmp | SoCal_2013_v1c4-Draft.xlsm
486 | SCG:Misc._Commercial:Reduce_Cooling_Load | SCG | Misc._Commercial | Reduce_Cooling_Load | SoCal_2013_v1c4-Draft.xlsm
487 | SCG:Misc._Commercial:Refrigeration | SCG | Misc._Commercial | Refrigeration | SoCal_2013_v1c4-Draft.xlsm
488 | SCG:Misc._Commercial:Roof_insul | SCG | Misc._Commercial | Roof_insul | SoCal_2013_v1c4-Draft.xlsm
489 | SCG:Misc._Commercial:Wall_insul | SCG | Misc._Commercial | Wall_insul | SoCal_2013_v1c4-Draft.xlsm
490 | SCG:NON_RES:DEER:HVAC_Chillers | SCG | NON_RES | DEER:HVAC_Chillers | SoCal_2013_v1c4-Draft.xlsm
491 | SCG:NON_RES:DEER:HVAC_Duct_Sealing | SCG | NON_RES | DEER:HVAC_Duct_Sealing | SoCal_2013_v1c4-Draft.xlsm
492 | SCG:NON_RES:DEER:HVAC_Refrig_Charge | SCG | NON_RES | DEER:HVAC_Refrig_Charge | SoCal_2013_v1c4-Draft.xlsm
493 | SCG:NON_RES:DEER:HVAC_Split-Package_AC | SCG | NON_RES | DEER:HVAC_Split-Package_AC | SoCal_2013_v1c4-Draft.xlsm
494 | SCG:NON_RES:DEER:HVAC_Split-Package_HP | SCG | NON_RES | DEER:HVAC_Split-Package_HP | SoCal_2013_v1c4-Draft.xlsm
495 | SCG:NON_RES:DEER:Indoor_CFL_Ltg | SCG | NON_RES | DEER:Indoor_CFL_Ltg | SoCal_2013_v1c4-Draft.xlsm
496 | SCG:NON_RES:DEER:Indoor_Non-CFL_Ltg | SCG | NON_RES | DEER:Indoor_Non-CFL_Ltg | SoCal_2013_v1c4-Draft.xlsm
497 | SCG:Office:>135K_Air_AC | SCG | Office | >135K_Air_AC | SoCal_2013_v1c4-Draft.xlsm
498 | SCG:Office:>135K_Wtr_AC | SCG | Office | >135K_Wtr_AC | SoCal_2013_v1c4-Draft.xlsm
499 | SCG:Office:IndoorLt | SCG | Office | IndoorLt | SoCal_2013_v1c4-Draft.xlsm
500 | SCG:Office:Lighting | SCG | Office | Lighting | SoCal_2013_v1c4-Draft.xlsm
501 | SCG:RES:DEER:HVAC_Duct_Sealing | SCG | RES | DEER:HVAC_Duct_Sealing | SoCal_2013_v1c4-Draft.xlsm
502 | SCG:RES:DEER:HVAC_Eff_AC | SCG | RES | DEER:HVAC_Eff_AC | SoCal_2013_v1c4-Draft.xlsm
503 | SCG:RES:DEER:HVAC_Eff_HP | SCG | RES | DEER:HVAC_Eff_HP | SoCal_2013_v1c4-Draft.xlsm
504 | SCG:RES:DEER:HVAC_Refrig_Charge | SCG | RES | DEER:HVAC_Refrig_Charge | SoCal_2013_v1c4-Draft.xlsm
505 | SCG:RES:DEER:Indoor_CFL_Ltg | SCG | RES | DEER:Indoor_CFL_Ltg | SoCal_2013_v1c4-Draft.xlsm
506 | SCG:RES:DEER:Refg_Chrg_Duct_Seal | SCG | RES | DEER:Refg_Chrg_Duct_Seal | SoCal_2013_v1c4-Draft.xlsm
507 | SCG:RES:DEER:RefgFrzr_HighEff | SCG | RES | DEER:RefgFrzr_HighEff | SoCal_2013_v1c4-Draft.xlsm
508 | SCG:RES:DEER:RefgFrzr_Recyc-Conditioned | SCG | RES | DEER:RefgFrzr_Recyc-Conditioned | SoCal_2013_v1c4-Draft.xlsm
509 | SCG:RES:DEER:RefgFrzr_Recyc-UnConditioned | SCG | RES | DEER:RefgFrzr_Recyc-UnConditioned | SoCal_2013_v1c4-Draft.xlsm
510 | SCG:RES:DEER:Res_BldgShell_Ins | SCG | RES | DEER:Res_BldgShell_Ins | SoCal_2013_v1c4-Draft.xlsm
511 | SCG:RES:DEER:Res_ClothesDishWasher | SCG | RES | DEER:Res_ClothesDishWasher | SoCal_2013_v1c4-Draft.xlsm
512 | SCG:Residential:AC | SCG | Residential | AC | SoCal_2013_v1c4-Draft.xlsm
513 | SCG:Residential:AC_Cooling | SCG | Residential | AC_Cooling | SoCal_2013_v1c4-Draft.xlsm
514 | SCG:Residential:HorizAxisClothesWasher | SCG | Residential | HorizAxisClothesWasher | SoCal_2013_v1c4-Draft.xlsm
515 | SCG:Retail:>135K_Air_AC | SCG | Retail | >135K_Air_AC | SoCal_2013_v1c4-Draft.xlsm
516 | SCG:Retail:>135K_Wtr_AC | SCG | Retail | >135K_Wtr_AC | SoCal_2013_v1c4-Draft.xlsm
517 | SCG:Retail:IndoorLt | SCG | Retail | IndoorLt | SoCal_2013_v1c4-Draft.xlsm
518 | SDG:01-ALC-AllCommercial-Cooling | SDG |  | 01-ALC-AllCommercial-Cooling | SDG&E_2013_v1c4-Draft.xlsm
519 | SDG:01-ALC-AllCommercial-ExtLight | SDG |  | 01-ALC-AllCommercial-ExtLight | SDG&E_2013_v1c4-Draft.xlsm
520 | SDG:01-ALC-AllCommercial-IntLight | SDG |  | 01-ALC-AllCommercial-IntLight | SDG&E_2013_v1c4-Draft.xlsm
521 | SDG:01-ALC-AllCommercial-OffEquip | SDG |  | 01-ALC-AllCommercial-OffEquip | SDG&E_2013_v1c4-Draft.xlsm
522 | SDG:01-ALC-AllCommercial-Refrig | SDG |  | 01-ALC-AllCommercial-Refrig | SDG&E_2013_v1c4-Draft.xlsm
523 | SDG:01-ALC-AllCommercial-Vent/Fan | SDG |  | 01-ALC-AllCommercial-Vent/Fan | SDG&E_2013_v1c4-Draft.xlsm
524 | SDG:02-ASM-Assembly-Cooling | SDG |  | 02-ASM-Assembly-Cooling | SDG&E_2013_v1c4-Draft.xlsm
525 | SDG:02-ASM-Assembly-Exit | SDG |  | 02-ASM-Assembly-Exit | SDG&E_2013_v1c4-Draft.xlsm
526 | SDG:02-ASM-Assembly-ExtLight | SDG |  | 02-ASM-Assembly-ExtLight | SDG&E_2013_v1c4-Draft.xlsm
527 | SDG:02-ASM-Assembly-IntLight | SDG |  | 02-ASM-Assembly-IntLight | SDG&E_2013_v1c4-Draft.xlsm
528 | SDG:03-BCR-BothResidentialandCommercial-COOL | SDG |  | 03-BCR-BothResidentialandCommercial-COOL | SDG&E_2013_v1c4-Draft.xlsm
529 | SDG:03-BCR-BothResidentialandCommercial-LIT_EXT | SDG |  | 03-BCR-BothResidentialandCommercial-LIT_EXT | SDG&E_2013_v1c4-Draft.xlsm
530 | SDG:03-BCR-BothResidentialandCommercial-LIT_INT | SDG |  | 03-BCR-BothResidentialandCommercial-LIT_INT | SDG&E_2013_v1c4-Draft.xlsm
531 | SDG:03-BCR-BothResidentialandCommercial-OFF_EQ | SDG |  | 03-BCR-BothResidentialandCommercial-OFF_EQ | SDG&E_2013_v1c4-Draft.xlsm
532 | SDG:03-BCR-BothResidentialandCommercial-REFG | SDG |  | 03-BCR-BothResidentialandCommercial-REFG | SDG&E_2013_v1c4-Draft.xlsm
533 | SDG:03-BCR-BothResidentialandCommercial-VENT | SDG |  | 03-BCR-BothResidentialandCommercial-VENT | SDG&E_2013_v1c4-Draft.xlsm
534 | SDG:04-DMO-ResidentialMobileHome–DoubleWide-CL_DRY | SDG |  | 04-DMO-ResidentialMobileHome–DoubleWide-CL_DRY | SDG&E_2013_v1c4-Draft.xlsm
535 | SDG:04-DMO-ResidentialMobileHome–DoubleWide-CL_WASH | SDG |  | 04-DMO-ResidentialMobileHome–DoubleWide-CL_WASH | SDG&E_2013_v1c4-Draft.xlsm
536 | SDG:04-DMO-ResidentialMobileHome–DoubleWide-DSH_WASH | SDG |  | 04-DMO-ResidentialMobileHome–DoubleWide-DSH_WASH | SDG&E_2013_v1c4-Draft.xlsm
537 | SDG:04-DMO-ResidentialMobileHome–DoubleWide-FREEZ | SDG |  | 04-DMO-ResidentialMobileHome–DoubleWide-FREEZ | SDG&E_2013_v1c4-Draft.xlsm
538 | SDG:04-DMO-ResidentialMobileHome–DoubleWide-LIGHT | SDG |  | 04-DMO-ResidentialMobileHome–DoubleWide-LIGHT | SDG&E_2013_v1c4-Draft.xlsm
539 | SDG:04-DMO-ResidentialMobileHome–DoubleWide-POOL_PMP | SDG |  | 04-DMO-ResidentialMobileHome–DoubleWide-POOL_PMP | SDG&E_2013_v1c4-Draft.xlsm
540 | SDG:04-DMO-ResidentialMobileHome–DoubleWide-REFG | SDG |  | 04-DMO-ResidentialMobileHome–DoubleWide-REFG | SDG&E_2013_v1c4-Draft.xlsm
541 | SDG:04-DMO-ResidentialMobileHome–DoubleWide-SP_COOL | SDG |  | 04-DMO-ResidentialMobileHome–DoubleWide-SP_COOL | SDG&E_2013_v1c4-Draft.xlsm
542 | SDG:04-DMO-ResidentialMobileHome–DoubleWide-SP_HEAT | SDG |  | 04-DMO-ResidentialMobileHome–DoubleWide-SP_HEAT | SDG&E_2013_v1c4-Draft.xlsm
543 | SDG:04-DMO-ResidentialMobileHome–DoubleWide-WAT_HEAT | SDG |  | 04-DMO-ResidentialMobileHome–DoubleWide-WAT_HEAT | SDG&E_2013_v1c4-Draft.xlsm
544 | SDG:05-ECC-Education–CommunityCollege-COOL | SDG |  | 05-ECC-Education–CommunityCollege-COOL | SDG&E_2013_v1c4-Draft.xlsm
545 | SDG:05-ECC-Education–CommunityCollege-LIT_EXT | SDG |  | 05-ECC-Education–CommunityCollege-LIT_EXT | SDG&E_2013_v1c4-Draft.xlsm
546 | SDG:05-ECC-Education–CommunityCollege-LIT_INT | SDG |  | 05-ECC-Education–CommunityCollege-LIT_INT | SDG&E_2013_v1c4-Draft.xlsm
547 | SDG:05-ECC-Education–CommunityCollege-OFF_EQ | SDG |  | 05-ECC-Education–CommunityCollege-OFF_EQ | SDG&E_2013_v1c4-Draft.xlsm
548 | SDG:05-ECC-Education–CommunityCollege-REFG | SDG |  | 05-ECC-Education–CommunityCollege-REFG | SDG&E_2013_v1c4-Draft.xlsm
549 | SDG:05-ECC-Education–CommunityCollege-VENT | SDG |  | 05-ECC-Education–CommunityCollege-VENT | SDG&E_2013_v1c4-Draft.xlsm
550 | SDG:06-EPR-Education–PrimarySchool-COOL | SDG |  | 06-EPR-Education–PrimarySchool-COOL | SDG&E_2013_v1c4-Draft.xlsm
551 | SDG:06-EPR-Education–PrimarySchool-LIT_EXT | SDG |  | 06-EPR-Education–PrimarySchool-LIT_EXT | SDG&E_2013_v1c4-Draft.xlsm
552 | SDG:06-EPR-Education–PrimarySchool-LIT_INT | SDG |  | 06-EPR-Education–PrimarySchool-LIT_INT | SDG&E_2013_v1c4-Draft.xlsm
553 | SDG:06-EPR-Education–PrimarySchool-OFF_EQ | SDG |  | 06-EPR-Education–PrimarySchool-OFF_EQ | SDG&E_2013_v1c4-Draft.xlsm
554 | SDG:06-EPR-Education–PrimarySchool-REFG | SDG |  | 06-EPR-Education–PrimarySchool-REFG | SDG&E_2013_v1c4-Draft.xlsm
555 | SDG:06-EPR-Education–PrimarySchool-VENT | SDG |  | 06-EPR-Education–PrimarySchool-VENT | SDG&E_2013_v1c4-Draft.xlsm
556 | SDG:07-ESE-Education–SecondarySchool-COOL | SDG |  | 07-ESE-Education–SecondarySchool-COOL | SDG&E_2013_v1c4-Draft.xlsm
557 | SDG:07-ESE-Education–SecondarySchool-LIT_EXT | SDG |  | 07-ESE-Education–SecondarySchool-LIT_EXT | SDG&E_2013_v1c4-Draft.xlsm
558 | SDG:07-ESE-Education–SecondarySchool-LIT_INT | SDG |  | 07-ESE-Education–SecondarySchool-LIT_INT | SDG&E_2013_v1c4-Draft.xlsm
559 | SDG:07-ESE-Education–SecondarySchool-OFF_EQ | SDG |  | 07-ESE-Education–SecondarySchool-OFF_EQ | SDG&E_2013_v1c4-Draft.xlsm
560 | SDG:07-ESE-Education–SecondarySchool-REFG | SDG |  | 07-ESE-Education–SecondarySchool-REFG | SDG&E_2013_v1c4-Draft.xlsm
561 | SDG:07-ESE-Education–SecondarySchool-VENT | SDG |  | 07-ESE-Education–SecondarySchool-VENT | SDG&E_2013_v1c4-Draft.xlsm
562 | SDG:08-EUN-Education–University-COOL | SDG |  | 08-EUN-Education–University-COOL | SDG&E_2013_v1c4-Draft.xlsm
563 | SDG:08-EUN-Education–University-LIT_EXT | SDG |  | 08-EUN-Education–University-LIT_EXT | SDG&E_2013_v1c4-Draft.xlsm
564 | SDG:08-EUN-Education–University-LIT_INT | SDG |  | 08-EUN-Education–University-LIT_INT | SDG&E_2013_v1c4-Draft.xlsm
565 | SDG:08-EUN-Education–University-OFF_EQ | SDG |  | 08-EUN-Education–University-OFF_EQ | SDG&E_2013_v1c4-Draft.xlsm
566 | SDG:08-EUN-Education–University-REFG | SDG |  | 08-EUN-Education–University-REFG | SDG&E_2013_v1c4-Draft.xlsm
567 | SDG:08-EUN-Education–University-VENT | SDG |  | 08-EUN-Education–University-VENT | SDG&E_2013_v1c4-Draft.xlsm
568 | SDG:09-GRO-Grocery-COOL | SDG |  | 09-GRO-Grocery-COOL | SDG&E_2013_v1c4-Draft.xlsm
569 | SDG:09-GRO-Grocery-LIT_EXT | SDG |  | 09-GRO-Grocery-LIT_EXT | SDG&E_2013_v1c4-Draft.xlsm
570 | SDG:09-GRO-Grocery-LIT_INT | SDG |  | 09-GRO-Grocery-LIT_INT | SDG&E_2013_v1c4-Draft.xlsm
571 | SDG:09-GRO-Grocery-OFF_EQ | SDG |  | 09-GRO-Grocery-OFF_EQ | SDG&E_2013_v1c4-Draft.xlsm
572 | SDG:09-GRO-Grocery-REFG | SDG |  | 09-GRO-Grocery-REFG | SDG&E_2013_v1c4-Draft.xlsm
573 | SDG:09-GRO-Grocery-VENT | SDG |  | 09-GRO-Grocery-VENT | SDG&E_2013_v1c4-Draft.xlsm
574 | SDG:10-HSP-Health/Medical–Hospital-COOL | SDG |  | 10-HSP-Health/Medical–Hospital-COOL | SDG&E_2013_v1c4-Draft.xlsm
575 | SDG:10-HSP-Health/Medical–Hospital-LIT_EXT | SDG |  | 10-HSP-Health/Medical–Hospital-LIT_EXT | SDG&E_2013_v1c4-Draft.xlsm
576 | SDG:10-HSP-Health/Medical–Hospital-LIT_INT | SDG |  | 10-HSP-Health/Medical–Hospital-LIT_INT | SDG&E_2013_v1c4-Draft.xlsm
577 | SDG:10-HSP-Health/Medical–Hospital-OFF_EQ | SDG |  | 10-HSP-Health/Medical–Hospital-OFF_EQ | SDG&E_2013_v1c4-Draft.xlsm
578 | SDG:10-HSP-Health/Medical–Hospital-REFG | SDG |  | 10-HSP-Health/Medical–Hospital-REFG | SDG&E_2013_v1c4-Draft.xlsm
579 | SDG:10-HSP-Health/Medical–Hospital-VENT | SDG |  | 10-HSP-Health/Medical–Hospital-VENT | SDG&E_2013_v1c4-Draft.xlsm
580 | SDG:11-HTL-Lodging–Hotel(GuestRooms)-COOL | SDG |  | 11-HTL-Lodging–Hotel(GuestRooms)-COOL | SDG&E_2013_v1c4-Draft.xlsm
581 | SDG:11-HTL-Lodging–Hotel(GuestRooms)-LIT_EXT | SDG |  | 11-HTL-Lodging–Hotel(GuestRooms)-LIT_EXT | SDG&E_2013_v1c4-Draft.xlsm
582 | SDG:11-HTL-Lodging–Hotel(GuestRooms)-LIT_INT | SDG |  | 11-HTL-Lodging–Hotel(GuestRooms)-LIT_INT | SDG&E_2013_v1c4-Draft.xlsm
583 | SDG:11-HTL-Lodging–Hotel(GuestRooms)-OFF_EQ | SDG |  | 11-HTL-Lodging–Hotel(GuestRooms)-OFF_EQ | SDG&E_2013_v1c4-Draft.xlsm
584 | SDG:11-HTL-Lodging–Hotel(GuestRooms)-REFG | SDG |  | 11-HTL-Lodging–Hotel(GuestRooms)-REFG | SDG&E_2013_v1c4-Draft.xlsm
585 | SDG:11-HTL-Lodging–Hotel(GuestRooms)-VENT | SDG |  | 11-HTL-Lodging–Hotel(GuestRooms)-VENT | SDG&E_2013_v1c4-Draft.xlsm
586 | SDG:12-MBT-Manufacturing–Bio/Tech-AG_PUMP | SDG |  | 12-MBT-Manufacturing–Bio/Tech-AG_PUMP | SDG&E_2013_v1c4-Draft.xlsm
587 | SDG:12-MBT-Manufacturing–Bio/Tech-COMP_AIR | SDG |  | 12-MBT-Manufacturing–Bio/Tech-COMP_AIR | SDG&E_2013_v1c4-Draft.xlsm
588 | SDG:12-MBT-Manufacturing–Bio/Tech-COOL | SDG |  | 12-MBT-Manufacturing–Bio/Tech-COOL | SDG&E_2013_v1c4-Draft.xlsm
589 | SDG:12-MBT-Manufacturing–Bio/Tech-LIGHT | SDG |  | 12-MBT-Manufacturing–Bio/Tech-LIGHT | SDG&E_2013_v1c4-Draft.xlsm
590 | SDG:12-MBT-Manufacturing–Bio/Tech-MOTOR | SDG |  | 12-MBT-Manufacturing–Bio/Tech-MOTOR | SDG&E_2013_v1c4-Draft.xlsm
591 | SDG:12-MBT-Manufacturing–Bio/Tech-PROC_OTH | SDG |  | 12-MBT-Manufacturing–Bio/Tech-PROC_OTH | SDG&E_2013_v1c4-Draft.xlsm
592 | SDG:13-MFM-ResidentialMulti-family-CL_DRY | SDG |  | 13-MFM-ResidentialMulti-family-CL_DRY | SDG&E_2013_v1c4-Draft.xlsm
593 | SDG:13-MFM-ResidentialMulti-family-CL_WASH | SDG |  | 13-MFM-ResidentialMulti-family-CL_WASH | SDG&E_2013_v1c4-Draft.xlsm
594 | SDG:13-MFM-ResidentialMulti-family-DSH_WASH | SDG |  | 13-MFM-ResidentialMulti-family-DSH_WASH | SDG&E_2013_v1c4-Draft.xlsm
595 | SDG:13-MFM-ResidentialMulti-family-FREEZ | SDG |  | 13-MFM-ResidentialMulti-family-FREEZ | SDG&E_2013_v1c4-Draft.xlsm
596 | SDG:13-MFM-ResidentialMulti-family-LIGHT | SDG |  | 13-MFM-ResidentialMulti-family-LIGHT | SDG&E_2013_v1c4-Draft.xlsm
597 | SDG:13-MFM-ResidentialMulti-family-POOL_PMP | SDG |  | 13-MFM-ResidentialMulti-family-POOL_PMP | SDG&E_2013_v1c4-Draft.xlsm
598 | SDG:13-MFM-ResidentialMulti-family-REFG | SDG |  | 13-MFM-ResidentialMulti-family-REFG | SDG&E_2013_v1c4-Draft.xlsm
599 | SDG:13-MFM-ResidentialMulti-family-SP_COOL | SDG |  | 13-MFM-ResidentialMulti-family-SP_COOL | SDG&E_2013_v1c4-Draft.xlsm
600 | SDG:13-MFM-ResidentialMulti-family-SP_HEAT | SDG |  | 13-MFM-ResidentialMulti-family-SP_HEAT | SDG&E_2013_v1c4-Draft.xlsm
601 | SDG:13-MFM-ResidentialMulti-family-WAT_HEAT | SDG |  | 13-MFM-ResidentialMulti-family-WAT_HEAT | SDG&E_2013_v1c4-Draft.xlsm
602 | SDG:14-MLI-Manufacturing–LightIndustry-AG_PUMP | SDG |  | 14-MLI-Manufacturing–LightIndustry-AG_PUMP | SDG&E_2013_v1c4-Draft.xlsm
603 | SDG:14-MLI-Manufacturing–LightIndustry-COMP_AIR | SDG |  | 14-MLI-Manufacturing–LightIndustry-COMP_AIR | SDG&E_2013_v1c4-Draft.xlsm
604 | SDG:14-MLI-Manufacturing–LightIndustry-COOL | SDG |  | 14-MLI-Manufacturing–LightIndustry-COOL | SDG&E_2013_v1c4-Draft.xlsm
605 | SDG:14-MLI-Manufacturing–LightIndustry-LIGHT | SDG |  | 14-MLI-Manufacturing–LightIndustry-LIGHT | SDG&E_2013_v1c4-Draft.xlsm
606 | SDG:14-MLI-Manufacturing–LightIndustry-MOTOR | SDG |  | 14-MLI-Manufacturing–LightIndustry-MOTOR | SDG&E_2013_v1c4-Draft.xlsm
607 | SDG:14-MLI-Manufacturing–LightIndustry-PROC_OTH | SDG |  | 14-MLI-Manufacturing–LightIndustry-PROC_OTH | SDG&E_2013_v1c4-Draft.xlsm
608 | SDG:15-MTL-Lodging–Motel-COOL | SDG |  | 15-MTL-Lodging–Motel-COOL | SDG&E_2013_v1c4-Draft.xlsm
609 | SDG:15-MTL-Lodging–Motel-LIT_EXT | SDG |  | 15-MTL-Lodging–Motel-LIT_EXT | SDG&E_2013_v1c4-Draft.xlsm
610 | SDG:15-MTL-Lodging–Motel-LIT_INT | SDG |  | 15-MTL-Lodging–Motel-LIT_INT | SDG&E_2013_v1c4-Draft.xlsm
611 | SDG:15-MTL-Lodging–Motel-OFF_EQ | SDG |  | 15-MTL-Lodging–Motel-OFF_EQ | SDG&E_2013_v1c4-Draft.xlsm
612 | SDG:15-MTL-Lodging–Motel-REFG | SDG |  | 15-MTL-Lodging–Motel-REFG | SDG&E_2013_v1c4-Draft.xlsm
613 | SDG:15-MTL-Lodging–Motel-VENT | SDG |  | 15-MTL-Lodging–Motel-VENT | SDG&E_2013_v1c4-Draft.xlsm
614 | SDG:16-NRS-Health/Medical–Clinic-COOL | SDG |  | 16-NRS-Health/Medical–Clinic-COOL | SDG&E_2013_v1c4-Draft.xlsm
615 | SDG:16-NRS-Health/Medical–Clinic-LIT_EXT | SDG |  | 16-NRS-Health/Medical–Clinic-LIT_EXT | SDG&E_2013_v1c4-Draft.xlsm
616 | SDG:16-NRS-Health/Medical–Clinic-LIT_INT | SDG |  | 16-NRS-Health/Medical–Clinic-LIT_INT | SDG&E_2013_v1c4-Draft.xlsm
617 | SDG:16-NRS-Health/Medical–Clinic-OFF_EQ | SDG |  | 16-NRS-Health/Medical–Clinic-OFF_EQ | SDG&E_2013_v1c4-Draft.xlsm
618 | SDG:16-NRS-Health/Medical–Clinic-REFG | SDG |  | 16-NRS-Health/Medical–Clinic-REFG | SDG&E_2013_v1c4-Draft.xlsm
619 | SDG:16-NRS-Health/Medical–Clinic-VENT | SDG |  | 16-NRS-Health/Medical–Clinic-VENT | SDG&E_2013_v1c4-Draft.xlsm
620 | SDG:17-OFL-Office–Large-Cooling | SDG |  | 17-OFL-Office–Large-Cooling | SDG&E_2013_v1c4-Draft.xlsm
621 | SDG:17-OFL-Office–Large-ExtLight | SDG |  | 17-OFL-Office–Large-ExtLight | SDG&E_2013_v1c4-Draft.xlsm
622 | SDG:17-OFL-Office–Large-IntLight | SDG |  | 17-OFL-Office–Large-IntLight | SDG&E_2013_v1c4-Draft.xlsm
623 | SDG:17-OFL-Office–Large-OffEquip | SDG |  | 17-OFL-Office–Large-OffEquip | SDG&E_2013_v1c4-Draft.xlsm
624 | SDG:17-OFL-Office–Large-Refrig | SDG |  | 17-OFL-Office–Large-Refrig | SDG&E_2013_v1c4-Draft.xlsm
625 | SDG:17-OFL-Office–Large-Vent/Fan | SDG |  | 17-OFL-Office–Large-Vent/Fan | SDG&E_2013_v1c4-Draft.xlsm
626 | SDG:18-OFS-Office–Small-Cooling | SDG |  | 18-OFS-Office–Small-Cooling | SDG&E_2013_v1c4-Draft.xlsm
627 | SDG:18-OFS-Office–Small-ExtLight | SDG |  | 18-OFS-Office–Small-ExtLight | SDG&E_2013_v1c4-Draft.xlsm
628 | SDG:18-OFS-Office–Small-IntLight | SDG |  | 18-OFS-Office–Small-IntLight | SDG&E_2013_v1c4-Draft.xlsm
629 | SDG:18-OFS-Office–Small-OffEquip | SDG |  | 18-OFS-Office–Small-OffEquip | SDG&E_2013_v1c4-Draft.xlsm
630 | SDG:18-OFS-Office–Small-Refrig | SDG |  | 18-OFS-Office–Small-Refrig | SDG&E_2013_v1c4-Draft.xlsm
631 | SDG:18-OFS-Office–Small-Vent/Fan | SDG |  | 18-OFS-Office–Small-Vent/Fan | SDG&E_2013_v1c4-Draft.xlsm
632 | SDG:19-RES-AllResidential-CL_DRY | SDG |  | 19-RES-AllResidential-CL_DRY | SDG&E_2013_v1c4-Draft.xlsm
633 | SDG:19-RES-AllResidential-CL_WASH | SDG |  | 19-RES-AllResidential-CL_WASH | SDG&E_2013_v1c4-Draft.xlsm
634 | SDG:19-RES-AllResidential-DSH_WASH | SDG |  | 19-RES-AllResidential-DSH_WASH | SDG&E_2013_v1c4-Draft.xlsm
635 | SDG:19-RES-AllResidential-FREEZ | SDG |  | 19-RES-AllResidential-FREEZ | SDG&E_2013_v1c4-Draft.xlsm
636 | SDG:19-RES-AllResidential-LIGHT | SDG |  | 19-RES-AllResidential-LIGHT | SDG&E_2013_v1c4-Draft.xlsm
637 | SDG:19-RES-AllResidential-POOL_PMP | SDG |  | 19-RES-AllResidential-POOL_PMP | SDG&E_2013_v1c4-Draft.xlsm
638 | SDG:19-RES-AllResidential-REFG | SDG |  | 19-RES-AllResidential-REFG | SDG&E_2013_v1c4-Draft.xlsm
639 | SDG:19-RES-AllResidential-SP_COOL | SDG |  | 19-RES-AllResidential-SP_COOL | SDG&E_2013_v1c4-Draft.xlsm
640 | SDG:19-RES-AllResidential-SP_HEAT | SDG |  | 19-RES-AllResidential-SP_HEAT | SDG&E_2013_v1c4-Draft.xlsm
641 | SDG:19-RES-AllResidential-WAT_HEAT | SDG |  | 19-RES-AllResidential-WAT_HEAT | SDG&E_2013_v1c4-Draft.xlsm
642 | SDG:20-RFF-Restaurant–FastFood-Cooling | SDG |  | 20-RFF-Restaurant–FastFood-Cooling | SDG&E_2013_v1c4-Draft.xlsm
643 | SDG:20-RFF-Restaurant–FastFood-ExtLight | SDG |  | 20-RFF-Restaurant–FastFood-ExtLight | SDG&E_2013_v1c4-Draft.xlsm
644 | SDG:20-RFF-Restaurant–FastFood-IntLight | SDG |  | 20-RFF-Restaurant–FastFood-IntLight | SDG&E_2013_v1c4-Draft.xlsm
645 | SDG:20-RFF-Restaurant–FastFood-OffEquip | SDG |  | 20-RFF-Restaurant–FastFood-OffEquip | SDG&E_2013_v1c4-Draft.xlsm
646 | SDG:20-RFF-Restaurant–FastFood-Refrig | SDG |  | 20-RFF-Restaurant–FastFood-Refrig | SDG&E_2013_v1c4-Draft.xlsm
647 | SDG:20-RFF-Restaurant–FastFood-Vent/Fan | SDG |  | 20-RFF-Restaurant–FastFood-Vent/Fan | SDG&E_2013_v1c4-Draft.xlsm
648 | SDG:21-RSD-Restaurant–SitDown-COOL | SDG |  | 21-RSD-Restaurant–SitDown-COOL | SDG&E_2013_v1c4-Draft.xlsm
649 | SDG:21-RSD-Restaurant–SitDown-LIT_EXT | SDG |  | 21-RSD-Restaurant–SitDown-LIT_EXT | SDG&E_2013_v1c4-Draft.xlsm
650 | SDG:21-RSD-Restaurant–SitDown-LIT_INT | SDG |  | 21-RSD-Restaurant–SitDown-LIT_INT | SDG&E_2013_v1c4-Draft.xlsm
651 | SDG:21-RSD-Restaurant–SitDown-OFF_EQ | SDG |  | 21-RSD-Restaurant–SitDown-OFF_EQ | SDG&E_2013_v1c4-Draft.xlsm
652 | SDG:21-RSD-Restaurant–SitDown-PROC_OTH | SDG |  | 21-RSD-Restaurant–SitDown-PROC_OTH | SDG&E_2013_v1c4-Draft.xlsm
653 | SDG:21-RSD-Restaurant–SitDown-REFG | SDG |  | 21-RSD-Restaurant–SitDown-REFG | SDG&E_2013_v1c4-Draft.xlsm
654 | SDG:21-RSD-Restaurant–SitDown-VENT | SDG |  | 21-RSD-Restaurant–SitDown-VENT | SDG&E_2013_v1c4-Draft.xlsm
655 | SDG:22-RT3-Retail–3StoryLarge-COOL | SDG |  | 22-RT3-Retail–3StoryLarge-COOL | SDG&E_2013_v1c4-Draft.xlsm
656 | SDG:22-RT3-Retail–3StoryLarge-LIT_EXT | SDG |  | 22-RT3-Retail–3StoryLarge-LIT_EXT | SDG&E_2013_v1c4-Draft.xlsm
657 | SDG:22-RT3-Retail–3StoryLarge-LIT_INT | SDG |  | 22-RT3-Retail–3StoryLarge-LIT_INT | SDG&E_2013_v1c4-Draft.xlsm
658 | SDG:22-RT3-Retail–3StoryLarge-OFF_EQ | SDG |  | 22-RT3-Retail–3StoryLarge-OFF_EQ | SDG&E_2013_v1c4-Draft.xlsm
659 | SDG:22-RT3-Retail–3StoryLarge-REFG | SDG |  | 22-RT3-Retail–3StoryLarge-REFG | SDG&E_2013_v1c4-Draft.xlsm
660 | SDG:22-RT3-Retail–3StoryLarge-VENT | SDG |  | 22-RT3-Retail–3StoryLarge-VENT | SDG&E_2013_v1c4-Draft.xlsm
661 | SDG:23-RTL-Retail–SingleStorylarge-COOL | SDG |  | 23-RTL-Retail–SingleStorylarge-COOL | SDG&E_2013_v1c4-Draft.xlsm
662 | SDG:23-RTL-Retail–SingleStorylarge-LIT_EXT | SDG |  | 23-RTL-Retail–SingleStorylarge-LIT_EXT | SDG&E_2013_v1c4-Draft.xlsm
663 | SDG:23-RTL-Retail–SingleStorylarge-LIT_INT | SDG |  | 23-RTL-Retail–SingleStorylarge-LIT_INT | SDG&E_2013_v1c4-Draft.xlsm
664 | SDG:23-RTL-Retail–SingleStorylarge-OFF_EQ | SDG |  | 23-RTL-Retail–SingleStorylarge-OFF_EQ | SDG&E_2013_v1c4-Draft.xlsm
665 | SDG:23-RTL-Retail–SingleStorylarge-REFG | SDG |  | 23-RTL-Retail–SingleStorylarge-REFG | SDG&E_2013_v1c4-Draft.xlsm
666 | SDG:23-RTL-Retail–SingleStorylarge-VENT | SDG |  | 23-RTL-Retail–SingleStorylarge-VENT | SDG&E_2013_v1c4-Draft.xlsm
667 | SDG:24-RTS-Retail–Small-COOL | SDG |  | 24-RTS-Retail–Small-COOL | SDG&E_2013_v1c4-Draft.xlsm
668 | SDG:24-RTS-Retail–Small-LIT_EXT | SDG |  | 24-RTS-Retail–Small-LIT_EXT | SDG&E_2013_v1c4-Draft.xlsm
669 | SDG:24-RTS-Retail–Small-LIT_INT | SDG |  | 24-RTS-Retail–Small-LIT_INT | SDG&E_2013_v1c4-Draft.xlsm
670 | SDG:24-RTS-Retail–Small-OFF_EQ | SDG |  | 24-RTS-Retail–Small-OFF_EQ | SDG&E_2013_v1c4-Draft.xlsm
671 | SDG:24-RTS-Retail–Small-REFG | SDG |  | 24-RTS-Retail–Small-REFG | SDG&E_2013_v1c4-Draft.xlsm
672 | SDG:24-RTS-Retail–Small-VENT | SDG |  | 24-RTS-Retail–Small-VENT | SDG&E_2013_v1c4-Draft.xlsm
673 | SDG:25-SCN-Storage–Conditioned-Cooling | SDG |  | 25-SCN-Storage–Conditioned-Cooling | SDG&E_2013_v1c4-Draft.xlsm
674 | SDG:25-SCN-Storage–Conditioned-Exit | SDG |  | 25-SCN-Storage–Conditioned-Exit | SDG&E_2013_v1c4-Draft.xlsm
675 | SDG:25-SCN-Storage–Conditioned-ExtLight | SDG |  | 25-SCN-Storage–Conditioned-ExtLight | SDG&E_2013_v1c4-Draft.xlsm
676 | SDG:26-SFM-ResidentialSingleFamily-CL_DRY | SDG |  | 26-SFM-ResidentialSingleFamily-CL_DRY | SDG&E_2013_v1c4-Draft.xlsm
677 | SDG:26-SFM-ResidentialSingleFamily-CL_WASH | SDG |  | 26-SFM-ResidentialSingleFamily-CL_WASH | SDG&E_2013_v1c4-Draft.xlsm
678 | SDG:26-SFM-ResidentialSingleFamily-DSH_WASH | SDG |  | 26-SFM-ResidentialSingleFamily-DSH_WASH | SDG&E_2013_v1c4-Draft.xlsm
679 | SDG:26-SFM-ResidentialSingleFamily-FREEZ | SDG |  | 26-SFM-ResidentialSingleFamily-FREEZ | SDG&E_2013_v1c4-Draft.xlsm
680 | SDG:26-SFM-ResidentialSingleFamily-LIGHT | SDG |  | 26-SFM-ResidentialSingleFamily-LIGHT | SDG&E_2013_v1c4-Draft.xlsm
681 | SDG:26-SFM-ResidentialSingleFamily-POOL_PMP | SDG |  | 26-SFM-ResidentialSingleFamily-POOL_PMP | SDG&E_2013_v1c4-Draft.xlsm
682 | SDG:26-SFM-ResidentialSingleFamily-REFG | SDG |  | 26-SFM-ResidentialSingleFamily-REFG | SDG&E_2013_v1c4-Draft.xlsm
683 | SDG:26-SFM-ResidentialSingleFamily-SP_COOL | SDG |  | 26-SFM-ResidentialSingleFamily-SP_COOL | SDG&E_2013_v1c4-Draft.xlsm
684 | SDG:26-SFM-ResidentialSingleFamily-SP_HEAT | SDG |  | 26-SFM-ResidentialSingleFamily-SP_HEAT | SDG&E_2013_v1c4-Draft.xlsm
685 | SDG:26-SFM-ResidentialSingleFamily-WAT_HEAT | SDG |  | 26-SFM-ResidentialSingleFamily-WAT_HEAT | SDG&E_2013_v1c4-Draft.xlsm
686 | SDG:27-SMO-ResidentialMobileHome–SingleWide-CL_DRY | SDG |  | 27-SMO-ResidentialMobileHome–SingleWide-CL_DRY | SDG&E_2013_v1c4-Draft.xlsm
687 | SDG:27-SMO-ResidentialMobileHome–SingleWide-CL_WASH | SDG |  | 27-SMO-ResidentialMobileHome–SingleWide-CL_WASH | SDG&E_2013_v1c4-Draft.xlsm
688 | SDG:27-SMO-ResidentialMobileHome–SingleWide-DSH_WASH | SDG |  | 27-SMO-ResidentialMobileHome–SingleWide-DSH_WASH | SDG&E_2013_v1c4-Draft.xlsm
689 | SDG:27-SMO-ResidentialMobileHome–SingleWide-FREEZ | SDG |  | 27-SMO-ResidentialMobileHome–SingleWide-FREEZ | SDG&E_2013_v1c4-Draft.xlsm
690 | SDG:27-SMO-ResidentialMobileHome–SingleWide-LIGHT | SDG |  | 27-SMO-ResidentialMobileHome–SingleWide-LIGHT | SDG&E_2013_v1c4-Draft.xlsm
691 | SDG:27-SMO-ResidentialMobileHome–SingleWide-POOL_PMP | SDG |  | 27-SMO-ResidentialMobileHome–SingleWide-POOL_PMP | SDG&E_2013_v1c4-Draft.xlsm
692 | SDG:27-SMO-ResidentialMobileHome–SingleWide-REFG | SDG |  | 27-SMO-ResidentialMobileHome–SingleWide-REFG | SDG&E_2013_v1c4-Draft.xlsm
693 | SDG:27-SMO-ResidentialMobileHome–SingleWide-SP_COOL | SDG |  | 27-SMO-ResidentialMobileHome–SingleWide-SP_COOL | SDG&E_2013_v1c4-Draft.xlsm
694 | SDG:27-SMO-ResidentialMobileHome–SingleWide-SP_HEAT | SDG |  | 27-SMO-ResidentialMobileHome–SingleWide-SP_HEAT | SDG&E_2013_v1c4-Draft.xlsm
695 | SDG:27-SMO-ResidentialMobileHome–SingleWide-WAT_HEAT | SDG |  | 27-SMO-ResidentialMobileHome–SingleWide-WAT_HEAT | SDG&E_2013_v1c4-Draft.xlsm
696 | SDG:28-SUN-Storage–Unconditioned-Exit | SDG |  | 28-SUN-Storage–Unconditioned-Exit | SDG&E_2013_v1c4-Draft.xlsm
697 | SDG:28-SUN-Storage–Unconditioned-ExtLight | SDG |  | 28-SUN-Storage–Unconditioned-ExtLight | SDG&E_2013_v1c4-Draft.xlsm
698 | SDG:29-WRF-Storage–Refrigerated-Cooling | SDG |  | 29-WRF-Storage–Refrigerated-Cooling | SDG&E_2013_v1c4-Draft.xlsm
699 | SDG:29-WRF-Storage–Refrigerated-Exit | SDG |  | 29-WRF-Storage–Refrigerated-Exit | SDG&E_2013_v1c4-Draft.xlsm
700 | SDG:29-WRF-Storage–Refrigerated-ExtLight | SDG |  | 29-WRF-Storage–Refrigerated-ExtLight | SDG&E_2013_v1c4-Draft.xlsm
701 | SDG:30-S20-SIC20Food&KindredProducts-AG_PUMP | SDG |  | 30-S20-SIC20Food&KindredProducts-AG_PUMP | SDG&E_2013_v1c4-Draft.xlsm
702 | SDG:30-S20-SIC20Food&KindredProducts-COMP_AIR | SDG |  | 30-S20-SIC20Food&KindredProducts-COMP_AIR | SDG&E_2013_v1c4-Draft.xlsm
703 | SDG:30-S20-SIC20Food&KindredProducts-COOL | SDG |  | 30-S20-SIC20Food&KindredProducts-COOL | SDG&E_2013_v1c4-Draft.xlsm
704 | SDG:30-S20-SIC20Food&KindredProducts-LIGHT | SDG |  | 30-S20-SIC20Food&KindredProducts-LIGHT | SDG&E_2013_v1c4-Draft.xlsm
705 | SDG:30-S20-SIC20Food&KindredProducts-MOTOR | SDG |  | 30-S20-SIC20Food&KindredProducts-MOTOR | SDG&E_2013_v1c4-Draft.xlsm
706 | SDG:30-S20-SIC20Food&KindredProducts-PROC_OTH | SDG |  | 30-S20-SIC20Food&KindredProducts-PROC_OTH | SDG&E_2013_v1c4-Draft.xlsm
707 | SDG:31-S26-SIC26Paper&AlliedProducts-AG_PUMP | SDG |  | 31-S26-SIC26Paper&AlliedProducts-AG_PUMP | SDG&E_2013_v1c4-Draft.xlsm
708 | SDG:31-S26-SIC26Paper&AlliedProducts-COMP_AIR | SDG |  | 31-S26-SIC26Paper&AlliedProducts-COMP_AIR | SDG&E_2013_v1c4-Draft.xlsm
709 | SDG:31-S26-SIC26Paper&AlliedProducts-COOL | SDG |  | 31-S26-SIC26Paper&AlliedProducts-COOL | SDG&E_2013_v1c4-Draft.xlsm
710 | SDG:31-S26-SIC26Paper&AlliedProducts-LIGHT | SDG |  | 31-S26-SIC26Paper&AlliedProducts-LIGHT | SDG&E_2013_v1c4-Draft.xlsm
711 | SDG:31-S26-SIC26Paper&AlliedProducts-MOTOR | SDG |  | 31-S26-SIC26Paper&AlliedProducts-MOTOR | SDG&E_2013_v1c4-Draft.xlsm
712 | SDG:31-S26-SIC26Paper&AlliedProducts-PROC_OTH | SDG |  | 31-S26-SIC26Paper&AlliedProducts-PROC_OTH | SDG&E_2013_v1c4-Draft.xlsm
713 | SDG:32-S28-SIC28Chemicals&AlliedProducts-AG_PUMP | SDG |  | 32-S28-SIC28Chemicals&AlliedProducts-AG_PUMP | SDG&E_2013_v1c4-Draft.xlsm
714 | SDG:32-S28-SIC28Chemicals&AlliedProducts-COMP_AIR | SDG |  | 32-S28-SIC28Chemicals&AlliedProducts-COMP_AIR | SDG&E_2013_v1c4-Draft.xlsm
715 | SDG:32-S28-SIC28Chemicals&AlliedProducts-COOL | SDG |  | 32-S28-SIC28Chemicals&AlliedProducts-COOL | SDG&E_2013_v1c4-Draft.xlsm
716 | SDG:32-S28-SIC28Chemicals&AlliedProducts-LIGHT | SDG |  | 32-S28-SIC28Chemicals&AlliedProducts-LIGHT | SDG&E_2013_v1c4-Draft.xlsm
717 | SDG:32-S28-SIC28Chemicals&AlliedProducts-MOTOR | SDG |  | 32-S28-SIC28Chemicals&AlliedProducts-MOTOR | SDG&E_2013_v1c4-Draft.xlsm
718 | SDG:32-S28-SIC28Chemicals&AlliedProducts-PROC_OTH | SDG |  | 32-S28-SIC28Chemicals&AlliedProducts-PROC_OTH | SDG&E_2013_v1c4-Draft.xlsm
719 | SDG:33-S29-SIC29Petroleum&CoalProducts-AG_PUMP | SDG |  | 33-S29-SIC29Petroleum&CoalProducts-AG_PUMP | SDG&E_2013_v1c4-Draft.xlsm
720 | SDG:33-S29-SIC29Petroleum&CoalProducts-COMP_AIR | SDG |  | 33-S29-SIC29Petroleum&CoalProducts-COMP_AIR | SDG&E_2013_v1c4-Draft.xlsm
721 | SDG:33-S29-SIC29Petroleum&CoalProducts-COOL | SDG |  | 33-S29-SIC29Petroleum&CoalProducts-COOL | SDG&E_2013_v1c4-Draft.xlsm
722 | SDG:33-S29-SIC29Petroleum&CoalProducts-LIGHT | SDG |  | 33-S29-SIC29Petroleum&CoalProducts-LIGHT | SDG&E_2013_v1c4-Draft.xlsm
723 | SDG:33-S29-SIC29Petroleum&CoalProducts-MOTOR | SDG |  | 33-S29-SIC29Petroleum&CoalProducts-MOTOR | SDG&E_2013_v1c4-Draft.xlsm
724 | SDG:33-S29-SIC29Petroleum&CoalProducts-PROC_OTH | SDG |  | 33-S29-SIC29Petroleum&CoalProducts-PROC_OTH | SDG&E_2013_v1c4-Draft.xlsm
725 | SDG:34-S33-SIC33Metals-AG_PUMP | SDG |  | 34-S33-SIC33Metals-AG_PUMP | SDG&E_2013_v1c4-Draft.xlsm
726 | SDG:34-S33-SIC33Metals-COMP_AIR | SDG |  | 34-S33-SIC33Metals-COMP_AIR | SDG&E_2013_v1c4-Draft.xlsm
727 | SDG:34-S33-SIC33Metals-COOL | SDG |  | 34-S33-SIC33Metals-COOL | SDG&E_2013_v1c4-Draft.xlsm
728 | SDG:34-S33-SIC33Metals-LIGHT | SDG |  | 34-S33-SIC33Metals-LIGHT | SDG&E_2013_v1c4-Draft.xlsm
729 | SDG:34-S33-SIC33Metals-MOTOR | SDG |  | 34-S33-SIC33Metals-MOTOR | SDG&E_2013_v1c4-Draft.xlsm
730 | SDG:34-S33-SIC33Metals-PROC_OTH | SDG |  | 34-S33-SIC33Metals-PROC_OTH | SDG&E_2013_v1c4-Draft.xlsm
731 | SDG:35-OTI-OtherIndustrial-AG_PUMP | SDG |  | 35-OTI-OtherIndustrial-AG_PUMP | SDG&E_2013_v1c4-Draft.xlsm
732 | SDG:35-OTI-OtherIndustrial-COMP_AIR | SDG |  | 35-OTI-OtherIndustrial-COMP_AIR | SDG&E_2013_v1c4-Draft.xlsm
733 | SDG:35-OTI-OtherIndustrial-COOL | SDG |  | 35-OTI-OtherIndustrial-COOL | SDG&E_2013_v1c4-Draft.xlsm
734 | SDG:35-OTI-OtherIndustrial-LIGHT | SDG |  | 35-OTI-OtherIndustrial-LIGHT | SDG&E_2013_v1c4-Draft.xlsm
735 | SDG:35-OTI-OtherIndustrial-MOTOR | SDG |  | 35-OTI-OtherIndustrial-MOTOR | SDG&E_2013_v1c4-Draft.xlsm
736 | SDG:35-OTI-OtherIndustrial-PROC_OTH | SDG |  | 35-OTI-OtherIndustrial-PROC_OTH | SDG&E_2013_v1c4-Draft.xlsm
737 | SDG:36-GST-Lodging-GuestRooms-Cooling | SDG |  | 36-GST-Lodging-GuestRooms-Cooling | SDG&E_2013_v1c4-Draft.xlsm
738 | SDG:36-GST-Lodging-GuestRooms-ExtLight | SDG |  | 36-GST-Lodging-GuestRooms-ExtLight | SDG&E_2013_v1c4-Draft.xlsm
739 | SDG:36-GST-Lodging-GuestRooms-IntLight | SDG |  | 36-GST-Lodging-GuestRooms-IntLight | SDG&E_2013_v1c4-Draft.xlsm
740 | SDG:36-GST-Lodging-GuestRooms-OffEquip | SDG |  | 36-GST-Lodging-GuestRooms-OffEquip | SDG&E_2013_v1c4-Draft.xlsm
741 | SDG:36-GST-Lodging-GuestRooms-Refrig | SDG |  | 36-GST-Lodging-GuestRooms-Refrig | SDG&E_2013_v1c4-Draft.xlsm
742 | SDG:36-GST-Lodging-GuestRooms-Vent/Fan | SDG |  | 36-GST-Lodging-GuestRooms-Vent/Fan | SDG&E_2013_v1c4-Draft.xlsm
743 | SDG:NON_res:DEER:HVAC_Chillers | SDG |  | NON_res:DEER:HVAC_Chillers | SDG&E_2013_v1c4-Draft.xlsm
744 | SDG:NON_res:DEER:HVAC_Duct_Sealing | SDG |  | NON_res:DEER:HVAC_Duct_Sealing | SDG&E_2013_v1c4-Draft.xlsm
745 | SDG:NON_res:DEER:HVAC_Refrig_Charge | SDG |  | NON_res:DEER:HVAC_Refrig_Charge | SDG&E_2013_v1c4-Draft.xlsm
746 | SDG:NON_res:DEER:HVAC_Split-Package_AC | SDG |  | NON_res:DEER:HVAC_Split-Package_AC | SDG&E_2013_v1c4-Draft.xlsm
747 | SDG:NON_res:DEER:HVAC_Split-Package_HP | SDG |  | NON_res:DEER:HVAC_Split-Package_HP | SDG&E_2013_v1c4-Draft.xlsm
748 | SDG:NON_res:DEER:Indoor_CFL_Ltg | SDG |  | NON_res:DEER:Indoor_CFL_Ltg | SDG&E_2013_v1c4-Draft.xlsm
749 | SDG:NON_res:DEER:Indoor_Non-CFL_Ltg | SDG |  | NON_res:DEER:Indoor_Non-CFL_Ltg | SDG&E_2013_v1c4-Draft.xlsm
750 | SDG:res:DEER:HVAC_Duct_Sealing | SDG |  | res:DEER:HVAC_Duct_Sealing | SDG&E_2013_v1c4-Draft.xlsm
751 | SDG:res:DEER:HVAC_Eff_AC | SDG |  | res:DEER:HVAC_Eff_AC | SDG&E_2013_v1c4-Draft.xlsm
752 | SDG:res:DEER:HVAC_Eff_HP | SDG |  | res:DEER:HVAC_Eff_HP | SDG&E_2013_v1c4-Draft.xlsm
753 | SDG:res:DEER:HVAC_Refrig_Charge | SDG |  | res:DEER:HVAC_Refrig_Charge | SDG&E_2013_v1c4-Draft.xlsm
754 | SDG:res:DEER:Indoor_CFL_Ltg | SDG |  | res:DEER:Indoor_CFL_Ltg | SDG&E_2013_v1c4-Draft.xlsm
755 | SDG:res:DEER:Refg_Chrg_Duct_Seal | SDG |  | res:DEER:Refg_Chrg_Duct_Seal | SDG&E_2013_v1c4-Draft.xlsm
756 | SDG:res:DEER:RefgFrzr_HighEff | SDG |  | res:DEER:RefgFrzr_HighEff | SDG&E_2013_v1c4-Draft.xlsm
757 | SDG:res:DEER:RefgFrzr_Recyc-Conditioned | SDG |  | res:DEER:RefgFrzr_Recyc-Conditioned | SDG&E_2013_v1c4-Draft.xlsm
758 | SDG:res:DEER:RefgFrzr_Recycling | SDG |  | res:DEER:RefgFrzr_Recycling | SDG&E_2013_v1c4-Draft.xlsm
759 | SDG:res:DEER:RefgFrzr_Recyc-UnConditioned | SDG |  | res:DEER:RefgFrzr_Recyc-UnConditioned | SDG&E_2013_v1c4-Draft.xlsm
760 | SDG:res:DEER:Res_BldgShell_Ins | SDG |  | res:DEER:Res_BldgShell_Ins | SDG&E_2013_v1c4-Draft.xlsm
761 | SDG:res:DEER:Res_ClothesDishWasher | SDG |  | res:DEER:Res_ClothesDishWasher | SDG&E_2013_v1c4-Draft.xlsm
GasLoadshapes
Gas Impact profiles in the current E3 calculators
Index | Code | IOU | Category | Source
1 | SummerOnly | All | All
2 | WinterOnly | All | All
3 | Annual | All | All
| EECycles | inDB
associates an IOU Claims record with an Energy Efficiency Cycle
Index | Code | Description | Comment
1 | 0405 | 2004 - 2005 cycle period | entries to be augmented
2 | 0608 | 2006 - 2008 cycle period | as necessary
3 | 2009 | 2009 bridge period
4 | 1012 | 2010 - 2012 cycle period
5 | 1315 | 2013-2015 cycle period
| ReportPeriod | inDB
used to associate an IOU Claims record (tracking record) with a reporting period.
Index | Code | Year | Quarter
1 | 2012_1Q | 2012 | First Quarter
2 | 2012_2Q | 2012 | Second Quarter
3 | 2012_3Q | 2012 | Third Quarter
4 | 2012_4Q | 2012 | Fourth Quarter
5 | 2012_Yr | 2012 | Full Year
6 | 2013_1Q | 2013 | First Quarter
7 | 2013_2Q | 2013 | Second Quarter
8 | 2013_3Q | 2013 | Third Quarter
9 | 2013_4Q | 2013 | Fourth Quarter
10 | 2013_Yr | 2013 | Full Year
11 | 2014_1Q | 2014 | First Quarter
12 | 2014_2Q | 2014 | Second Quarter
13 | 2014_3Q | 2014 | Third Quarter
14 | 2014_4Q | 2014 | Fourth Quarter
15 | 2014_Yr | 2014 | Full Year
ProjectStatus
used to identify the status of Measures in the IOU Claims records or whole projects in the Projects table
Index | Code | Description | Comment
1 | PreRev | Pre Review | This list provided by Eric Merkt, list is originally from Kema.
2 | PreIns | Pre Review - pre-inspection
3 | Inc | Pre Review - incomplete application
4 | Res | Reserved
5 | FinRev | Final Review
6 | FinPCR | Final Review - Preliminary Client Review Submitted
7 | PenCFA | Pending Client Final Approval
8 | FinApp | Final Approved
9 | Filed | Filed
10 | StfRec | Staff Recommended
11 | Approv | Approved
12 | PayReq | Payment Requested
13 | Paid | Paid
14 | Canc | Cancelled
15 | Hold | Hold
16 | Wait | Waitlisted
ClaimVersionType
identifies the type of claim, or IOU Tracking, record
Index | Code | Description | Comment
1 | InitExAnte | IOU initial submittal of this claim | examples to be replaced and
2 | ExAnteUp | IOU update to ex ante claim | augmented as necessary
3 | ExAnteFix | IOU fix to ex ante claim
4 | EDExAnteUp | ED update to ex ante claim
5 | EDExAnteFix | ED fix to ex ante claim
6 | ExPost
WeightTypes
identifies the type of custom weighting used by a measure definition
Index | Code | Description | Comment
1 | None | no custom weighting | Default
2 | InterMeasure | inter-measure weighting | creates new applicability for a single measure
3 | CrossMeasure | Cross Measure weighting | creates a new measure based on existing measures of the same type
| RecordStatus | inDB
general status of each record in an SPT table
Index | Code | Description | Comment
1 | Standard | record will appear by default and is considered as part of the official contents of the table | can be used in all SPT tables as applicable
2 | Proposed | Proposed new record | can only be used in other "Proposed" records, not valid for use in Claims data
3 | InReview | record is under review and not yet in the official data | can only be used in other "Proposed" records, not valid for use in Claims data
4 | Accepted | Proposed record accepted | can be used in all SPT tables as applicable, status will change to "Standard" at next major version of SPTdb
5 | NotAccepted | Proposed record not accepted | can not be used in SPT tables, record will be dropped at next major version of SPTdb
6 | Exclude | record is excluded from most views and not considered to be part of the official table contents
| Location Cost Adjustment | inDB
Table that specifies the labor and material cost adjustment by Category and Climate Zone
Index | AdjustType | Location | MatlMult | LaborMult | Version | VersionSrc
1 | AP50 | CZ01 | 1 | 1.252 | DEER2008 | D08 v2.05
2 | AP50 | CZ02 | 1 | 1.415 | DEER2008 | D08 v2.05
3 | AP50 | CZ03 | 1 | 1.434 | DEER2008 | D08 v2.05
4 | AP50 | CZ04 | 1 | 1.427 | DEER2008 | D08 v2.05
5 | AP50 | CZ05 | 1 | 1.178 | DEER2008 | D08 v2.05
6 | AP50 | CZ06 | 1 | 1.182 | DEER2008 | D08 v2.05
7 | AP50 | CZ07 | 1 | 1.072 | DEER2008 | D08 v2.05
8 | AP50 | CZ08 | 1 | 1.183 | DEER2008 | D08 v2.05
9 | AP50 | CZ09 | 1 | 1.186 | DEER2008 | D08 v2.05
10 | AP50 | CZ10 | 1 | 1.182 | DEER2008 | D08 v2.05
11 | AP50 | CZ11 | 1 | 1.259 | DEER2008 | D08 v2.05
12 | AP50 | CZ12 | 1 | 1.259 | DEER2008 | D08 v2.05
13 | AP50 | CZ13 | 1 | 1.254 | DEER2008 | D08 v2.05
14 | AP50 | CZ14 | 1 | 1.162 | DEER2008 | D08 v2.05
15 | AP50 | CZ15 | 1 | 1.182 | DEER2008 | D08 v2.05
16 | AP50 | CZ16 | 1 | 1.214 | DEER2008 | D08 v2.05
17 | DH50 | CZ01 | 0.959 | 1.126 | DEER2008 | D08 v2.05
18 | DH50 | CZ02 | 0.959 | 1.465 | DEER2008 | D08 v2.05
19 | DH50 | CZ03 | 1.004 | 1.478 | DEER2008 | D08 v2.05
20 | DH50 | CZ04 | 1.002 | 1.352 | DEER2008 | D08 v2.05
21 | DH50 | CZ05 | 0.96 | 1.067 | DEER2008 | D08 v2.05
22 | DH50 | CZ06 | 1.002 | 1.076 | DEER2008 | D08 v2.05
23 | DH50 | CZ07 | 1.002 | 1.061 | DEER2008 | D08 v2.05
24 | DH50 | CZ08 | 0.959 | 1.067 | DEER2008 | D08 v2.05
25 | DH50 | CZ09 | 1.001 | 1.075 | DEER2008 | D08 v2.05
26 | DH50 | CZ10 | 1.001 | 1.076 | DEER2008 | D08 v2.05
27 | DH50 | CZ11 | 1.002 | 1.083 | DEER2008 | D08 v2.05
28 | DH50 | CZ12 | 1.002 | 1.1 | DEER2008 | D08 v2.05
29 | DH50 | CZ13 | 1.003 | 1.158 | DEER2008 | D08 v2.05
30 | DH50 | CZ14 | 0.96 | 1.04 | DEER2008 | D08 v2.05
31 | DH50 | CZ15 | 0.959 | 1.067 | DEER2008 | D08 v2.05
32 | DH50 | CZ16 | 0.96 | 1.083 | DEER2008 | D08 v2.05
33 | EL50 | CZ01 | 0.989 | 0.962 | DEER2008 | D08 v2.05
34 | EL50 | CZ02 | 0.939 | 1.15 | DEER2008 | D08 v2.05
35 | EL50 | CZ03 | 1.027 | 1.513 | DEER2008 | D08 v2.05
36 | EL50 | CZ04 | 1.024 | 1.378 | DEER2008 | D08 v2.05
37 | EL50 | CZ05 | 0.88 | 0.993 | DEER2008 | D08 v2.05
38 | EL50 | CZ06 | 0.87 | 1.072 | DEER2008 | D08 v2.05
39 | EL50 | CZ07 | 1 | 0.978 | DEER2008 | D08 v2.05
40 | EL50 | CZ08 | 0.936 | 1.05 | DEER2008 | D08 v2.05
41 | EL50 | CZ09 | 0.963 | 1.138 | DEER2008 | D08 v2.05
42 | EL50 | CZ10 | 0.904 | 1.029 | DEER2008 | D08 v2.05
43 | EL50 | CZ11 | 0.984 | 1.048 | DEER2008 | D08 v2.05
44 | EL50 | CZ12 | 0.973 | 1.048 | DEER2008 | D08 v2.05
45 | EL50 | CZ13 | 0.894 | 0.944 | DEER2008 | D08 v2.05
46 | EL50 | CZ14 | 0.879 | 0.979 | DEER2008 | D08 v2.05
47 | EL50 | CZ15 | 0.936 | 1.029 | DEER2008 | D08 v2.05
48 | EL50 | CZ16 | 0.987 | 1.048 | DEER2008 | D08 v2.05
49 | HVAC50 | CZ01 | 0.989 | 0.962 | DEER2008 | D08 v2.05
50 | HVAC50 | CZ02 | 0.939 | 1.15 | DEER2008 | D08 v2.05
51 | HVAC50 | CZ03 | 1.027 | 1.513 | DEER2008 | D08 v2.05
52 | HVAC50 | CZ04 | 1.024 | 1.378 | DEER2008 | D08 v2.05
53 | HVAC50 | CZ05 | 0.88 | 0.993 | DEER2008 | D08 v2.05
54 | HVAC50 | CZ06 | 0.87 | 1.072 | DEER2008 | D08 v2.05
55 | HVAC50 | CZ07 | 1 | 0.978 | DEER2008 | D08 v2.05
56 | HVAC50 | CZ08 | 0.936 | 1.05 | DEER2008 | D08 v2.05
57 | HVAC50 | CZ09 | 0.963 | 1.138 | DEER2008 | D08 v2.05
58 | HVAC50 | CZ10 | 0.904 | 1.029 | DEER2008 | D08 v2.05
59 | HVAC50 | CZ11 | 0.984 | 1.048 | DEER2008 | D08 v2.05
60 | HVAC50 | CZ12 | 0.973 | 1.048 | DEER2008 | D08 v2.05
61 | HVAC50 | CZ13 | 0.894 | 0.944 | DEER2008 | D08 v2.05
62 | HVAC50 | CZ14 | 0.879 | 0.979 | DEER2008 | D08 v2.05
63 | HVAC50 | CZ15 | 0.936 | 1.029 | DEER2008 | D08 v2.05
64 | HVAC50 | CZ16 | 0.987 | 1.048 | DEER2008 | D08 v2.05
65 | HZ50 | CZ01 | 0.999 | 1.144 | DEER2008 | D08 v2.05
66 | HZ50 | CZ02 | 0.999 | 1.412 | DEER2008 | D08 v2.05
67 | HZ50 | CZ03 | 1 | 1.432 | DEER2008 | D08 v2.05
68 | HZ50 | CZ04 | 1 | 1.333 | DEER2008 | D08 v2.05
69 | HZ50 | CZ05 | 0.999 | 1.107 | DEER2008 | D08 v2.05
70 | HZ50 | CZ06 | 1 | 1.114 | DEER2008 | D08 v2.05
71 | HZ50 | CZ07 | 1 | 1.095 | DEER2008 | D08 v2.05
72 | HZ50 | CZ08 | 0.999 | 1.108 | DEER2008 | D08 v2.05
73 | HZ50 | CZ09 | 1 | 1.115 | DEER2008 | D08 v2.05
74 | HZ50 | CZ10 | 1 | 1.115 | DEER2008 | D08 v2.05
75 | HZ50 | CZ11 | 1 | 1.113 | DEER2008 | D08 v2.05
76 | HZ50 | CZ12 | 1 | 1.127 | DEER2008 | D08 v2.05
77 | HZ50 | CZ13 | 1 | 1.17 | DEER2008 | D08 v2.05
78 | HZ50 | CZ14 | 0.999 | 1.086 | DEER2008 | D08 v2.05
79 | HZ50 | CZ15 | 0.999 | 1.108 | DEER2008 | D08 v2.05
80 | HZ50 | CZ16 | 0.999 | 1.113 | DEER2008 | D08 v2.05
81 | M50 | CZ01 | 0.989 | 0.962 | DEER2008 | D08 v2.05
82 | M50 | CZ02 | 0.939 | 1.15 | DEER2008 | D08 v2.05
83 | M50 | CZ03 | 1.027 | 1.513 | DEER2008 | D08 v2.05
84 | M50 | CZ04 | 1.024 | 1.378 | DEER2008 | D08 v2.05
85 | M50 | CZ05 | 0.88 | 0.993 | DEER2008 | D08 v2.05
86 | M50 | CZ06 | 0.87 | 1.072 | DEER2008 | D08 v2.05
87 | M50 | CZ07 | 1 | 0.978 | DEER2008 | D08 v2.05
88 | M50 | CZ08 | 0.936 | 1.05 | DEER2008 | D08 v2.05
89 | M50 | CZ09 | 0.963 | 1.138 | DEER2008 | D08 v2.05
90 | M50 | CZ10 | 0.904 | 1.029 | DEER2008 | D08 v2.05
91 | M50 | CZ11 | 0.984 | 1.048 | DEER2008 | D08 v2.05
92 | M50 | CZ12 | 0.973 | 1.048 | DEER2008 | D08 v2.05
93 | M50 | CZ13 | 0.894 | 0.944 | DEER2008 | D08 v2.05
94 | M50 | CZ14 | 0.879 | 0.979 | DEER2008 | D08 v2.05
95 | M50 | CZ15 | 0.936 | 1.029 | DEER2008 | D08 v2.05
96 | M50 | CZ16 | 0.987 | 1.048 | DEER2008 | D08 v2.05
97 | None | All | 1 | 1 | DEER2008 | D08 v2.05
98 | PL50 | CZ01 | 0.959 | 1.126 | DEER2008 | D08 v2.05
99 | PL50 | CZ02 | 0.959 | 1.465 | DEER2008 | D08 v2.05
100 | PL50 | CZ03 | 1.004 | 1.478 | DEER2008 | D08 v2.05
101 | PL50 | CZ04 | 1.002 | 1.352 | DEER2008 | D08 v2.05
102 | PL50 | CZ05 | 0.96 | 1.067 | DEER2008 | D08 v2.05
103 | PL50 | CZ06 | 1.002 | 1.076 | DEER2008 | D08 v2.05
104 | PL50 | CZ07 | 1.002 | 1.061 | DEER2008 | D08 v2.05
105 | PL50 | CZ08 | 0.959 | 1.067 | DEER2008 | D08 v2.05
106 | PL50 | CZ09 | 1.001 | 1.075 | DEER2008 | D08 v2.05
107 | PL50 | CZ10 | 1.001 | 1.076 | DEER2008 | D08 v2.05
108 | PL50 | CZ11 | 1.002 | 1.083 | DEER2008 | D08 v2.05
109 | PL50 | CZ12 | 1.002 | 1.1 | DEER2008 | D08 v2.05
110 | PL50 | CZ13 | 1.003 | 1.158 | DEER2008 | D08 v2.05
111 | PL50 | CZ14 | 0.96 | 1.04 | DEER2008 | D08 v2.05
112 | PL50 | CZ15 | 0.959 | 1.067 | DEER2008 | D08 v2.05
113 | PL50 | CZ16 | 0.96 | 1.083 | DEER2008 | D08 v2.05
114 | SH50 | CZ01 | 0.999 | 1.144 | DEER2008 | D08 v2.05
115 | SH50 | CZ02 | 0.999 | 1.412 | DEER2008 | D08 v2.05
116 | SH50 | CZ03 | 1 | 1.432 | DEER2008 | D08 v2.05
117 | SH50 | CZ04 | 1 | 1.333 | DEER2008 | D08 v2.05
118 | SH50 | CZ05 | 0.999 | 1.107 | DEER2008 | D08 v2.05
119 | SH50 | CZ06 | 1 | 1.114 | DEER2008 | D08 v2.05
120 | SH50 | CZ07 | 1 | 1.095 | DEER2008 | D08 v2.05
121 | SH50 | CZ08 | 0.999 | 1.108 | DEER2008 | D08 v2.05
122 | SH50 | CZ09 | 1 | 1.115 | DEER2008 | D08 v2.05
123 | SH50 | CZ10 | 1 | 1.115 | DEER2008 | D08 v2.05
124 | SH50 | CZ11 | 1 | 1.113 | DEER2008 | D08 v2.05
125 | SH50 | CZ12 | 1 | 1.127 | DEER2008 | D08 v2.05
126 | SH50 | CZ13 | 1 | 1.17 | DEER2008 | D08 v2.05
127 | SH50 | CZ14 | 0.999 | 1.086 | DEER2008 | D08 v2.05
128 | SH50 | CZ15 | 0.999 | 1.108 | DEER2008 | D08 v2.05
129 | SH50 | CZ16 | 0.999 | 1.113 | DEER2008 | D08 v2.05
130 | SWH50 | CZ01 | 1 | 1.252 | DEER2008 | D08 v2.05
131 | SWH50 | CZ02 | 1 | 1.415 | DEER2008 | D08 v2.05
132 | SWH50 | CZ03 | 1 | 1.434 | DEER2008 | D08 v2.05
133 | SWH50 | CZ04 | 1 | 1.427 | DEER2008 | D08 v2.05
134 | SWH50 | CZ05 | 1 | 1.178 | DEER2008 | D08 v2.05
135 | SWH50 | CZ06 | 1 | 1.182 | DEER2008 | D08 v2.05
136 | SWH50 | CZ07 | 1 | 1.072 | DEER2008 | D08 v2.05
137 | SWH50 | CZ08 | 1 | 1.183 | DEER2008 | D08 v2.05
138 | SWH50 | CZ09 | 1 | 1.186 | DEER2008 | D08 v2.05
139 | SWH50 | CZ10 | 1 | 1.182 | DEER2008 | D08 v2.05
140 | SWH50 | CZ11 | 1 | 1.259 | DEER2008 | D08 v2.05
141 | SWH50 | CZ12 | 1 | 1.259 | DEER2008 | D08 v2.05
142 | SWH50 | CZ13 | 1 | 1.254 | DEER2008 | D08 v2.05
143 | SWH50 | CZ14 | 1 | 1.162 | DEER2008 | D08 v2.05
144 | SWH50 | CZ15 | 1 | 1.182 | DEER2008 | D08 v2.05
145 | SWH50 | CZ16 | 1 | 1.214 | DEER2008 | D08 v2.05
146 | WI50 | CZ01 | 1.031 | 1.11 | DEER2008 | D08 v2.05
147 | WI50 | CZ02 | 1.007 | 1.327 | DEER2008 | D08 v2.05
148 | WI50 | CZ03 | 1.102 | 1.331 | DEER2008 | D08 v2.05
149 | WI50 | CZ04 | 0.939 | 1.329 | DEER2008 | D08 v2.05
150 | WI50 | CZ05 | 0.998 | 1.134 | DEER2008 | D08 v2.05
151 | WI50 | CZ06 | 1.018 | 1.162 | DEER2008 | D08 v2.05
152 | WI50 | CZ07 | 1.033 | 1.087 | DEER2008 | D08 v2.05
153 | WI50 | CZ08 | 0.989 | 1.161 | DEER2008 | D08 v2.05
154 | WI50 | CZ09 | 0.952 | 1.16 | DEER2008 | D08 v2.05
155 | WI50 | CZ10 | 1.028 | 1.161 | DEER2008 | D08 v2.05
156 | WI50 | CZ11 | 1.033 | 1.201 | DEER2008 | D08 v2.05
157 | WI50 | CZ12 | 1.189 | 1.202 | DEER2008 | D08 v2.05
158 | WI50 | CZ13 | 1.036 | 1.181 | DEER2008 | D08 v2.05
159 | WI50 | CZ14 | 0.975 | 1.126 | DEER2008 | D08 v2.05
160 | WI50 | CZ15 | 0.997 | 1.161 | DEER2008 | D08 v2.05
161 | WI50 | CZ16 | 1.032 | 1.174 | DEER2008 | D08 v2.05
D08 v2.05
| LaborRates | inDB
Standard labor rates based on category
Index | Code | BaseLaborRate | Application | Sector | Comment
1 | DHW-Pipe-Tank | 47.15 | Domestic Hot Water - Pipe Wrap | CC | Downstream Prescriptive Rebates/Incentives | Version | VersionSrc
2 | HVAC-Duct | 43.6 | HVAC - Duct Insulation | Res | Downstream Prescriptive Rebates/Incentives | DEER2008 | D08 v2.05
3 | NR-DHW-SWH | 58.8 | Domestic Hot Water - Storage Water Heaters | Com | Downstream Prescriptive Rebates/Incentives | DEER2008 | D08 v2.05
4 | NR-HVAC-AC | 67.88 | HVAC - Package | Com | Downstream Prescriptive Rebates/Incentives | DEER2008 | D08 v2.05
5 | NR-HVAC-B | 67.88 | HVAC - Boiler | Com | Downstream Prescriptive Rebates/Incentives | DEER2008 | D08 v2.05
6 | NR-HVAC-CH | 67.88 | HVAC - Chiller | Com | Downstream Prescriptive Rebates/Incentives | DEER2008 | D08 v2.05
7 | NR-HVAC-PT | 48.35 | HVAC - Programmable Thermostats | Com | Downstream Prescriptive Rebates/Incentives | DEER2008 | D08 v2.05
8 | NR-IL-ALL | 67.8797 | Indoor Lighting - Other Lighting | Com | All Program Delivery Strategies | DEER2008 | D08 v2.05
9 | NR-IL-DI | 67.8797 | Indoor Lighting - Other Lighting | Com | Direct Installation- measures only | DEER2008 | D08 v2.05
10 | NR-IL-DP | 67.8797 | Indoor Lighting - Other Lighting | Com | Downstream Prescriptive Rebates/Incentives | DEER2008 | D08 v2.05
11 | NR-IL-OL | 67.8797 | Indoor Lighting - Other Lighting | Com |  | DEER2008 | D08 v2.05
12 | NR-MISC | 67.88 | Miscellaneous - NA | Com | Downstream Prescriptive Rebates/Incentives | DEER2008 | D08 v2.05
13 | NR-MO | 65 | Motors - NA | Com | Downstream Prescriptive Rebates/Incentives | DEER2008 | D08 v2.05
14 | NR-OCP | 67.88 | Other Central Plant - NA | Com | Downstream Prescriptive Rebates/Incentives | DEER2008 | D08 v2.05
15 | NR-RE-CTL | 67.88 | Refrigeration - Controls | Com | Downstream Prescriptive Rebates/Incentives | DEER2008 | D08 v2.05
16 | NR-Shell-Win | 56 | Buidling Shell - Windows | Com | Downstream Prescriptive Rebates/Incentives | DEER2008 | D08 v2.05
17 | R-App | 48.6 | Appliances - Refrigerators | Res | Downstream Prescriptive Rebates/Incentives | DEER2008 | D08 v2.05
18 | R-DHW-LF | 48.6 | Domestic Hot Water - Water Conservation | Res | Downstream Prescriptive Rebates/Incentives | DEER2008 | D08 v2.05
19 | R-DHW-SWH | 58.8 | Domestic Hot Water - Storage Water Heaters | Res | Downstream Prescriptive Rebates/Incentives | DEER2008 | D08 v2.05
20 | R-HVAC-PA | 67.88 | HVAC - Package | Res | Downstream Prescriptive Rebates/Incentives | DEER2008 | D08 v2.05
21 | R-HVAC-PT | 48.35 | HVAC - Programmable Thermostats | Res | Downstream Prescriptive Rebates/Incentives | DEER2008 | D08 v2.05
22 | R-IL-ALL | 67.8797 | Indoor Lighting - Other Lighting | Res | All Program Delivery Strategies | DEER2008 | D08 v2.05
23 | R-IL-DI | 67.8797 | Indoor Lighting - Other Lighting | Res | Direct Installation- measures only | DEER2008 | D08 v2.05
24 | R-IL-DP | 67.8797 | Indoor Lighting - Other Lighting | Res | Downstream Prescriptive Rebates/Incentives | DEER2008 | D08 v2.05
25 | R-OL-DP | 67.8797 | Outdoor Lighting - Other Lighting | Res | Downstream Prescriptive Rebates/Incentives | DEER2008 | D08 v2.05
26 | R-Shell-Scn | 56 | Building Shell - Window Film and Screens | Res | Downstream Prescriptive Rebates/Incentives | DEER2008 | D08 v2.05
27 | R-Shell-Win | 43.6 | Buidling Shell - Windows | Res | Downstream Prescriptive Rebates/Incentives | DEER2008 | D08 v2.05
28 | Shell-Insulation | 43.6 | Buidling Shell - Ceiling | Res | Downstream Prescriptive Rebates/Incentives | DEER2008 | D08 v2.05
[6 empty] | DEER2008 | D08 v2.05

## NTGR
Net-To-Gross-Ratio Table:
Combination of NTG_ID + VersionID + Applicability is unique;
All values in this table were derived from the DEER documents: "DEER2008_NTG_ValuesAndDocumentation_080530.zip" and "DEER_NTG_Values_and_Literature_Review_2008-10-10.zip" found on the DEEResources.com web site.
When looking up a NTG reference, the version must be specified along with the applicability fields. Currently, all NTG IDs are unique and therefore the applicability fields are not required.
NTGR
|  |  |  | Version Information |  |  | Classification Fields |  |  |  |  | Applicability |  |  | Descriptive Qualifiers |  |  |  | Net to Gross Ratio
| Index | NTG ID | Description | Version | VersionSrc | LastMod | Sector | UseCategory | UseSubCat | TechGroup | TechType | IOU | BldgType | BldgVint | NTGqual | ProgDelivID | IOUProgram | IOUSubProg | kWH | kW | therm | cost | Documentation | Status | Comment
Description | auto-assigned index |  |  | Identifies the major version that applies to this measure definition. | Indicates the source for this version of the record. | Date that this record was last modified or originally added to the database. | Classification Fields identify the general technology and application that is associated with each NTG record. The classification fields can be used to narrow the list of potential NTG records for a particular Implementation (via the corresponding measure classification fields). |  |  |  |  | Applicability fields differentiate NTG records with the same NTGR_ID based on claim-specific information. |  |  | Descriptive fields that help determine the applicability of a NTG record to Implementations |  | If applicable, specified the IOU program and sub-program that this NTG record is to be applied to. |  | The Net to Gross ratio, or 1 minus the fraction of Free Riders; if not provided, the kWh value is the default for therm |  |  |  | reference to a documentation source | Standard status indicator for each record. | optional comment regarding status of each record.
Source Table |  |  |  | MajorVersion | VersionSource |  | Sector | UseCategory | UseSubCat | TechGroup | TechnolgyType | IOU | SubSector | BldgVintage | NTGqual | ProgDeliv | [7 empty] | Status
Field type | int | Varchar(255) | Varchar(255) | Varchar(255) | Varchar(255) | TimeStamp | Varchar(255) | Varchar(255) | Varchar(255) | Varchar(255) | Varchar(255) | Varchar(255) | Varchar(255) | Varchar(255) | Varchar(255) | Varchar(255) | Varchar(255) | Varchar(255) | Float | Float | Float | Float | Varchar(255) | Varchar(255) | Varchar(255)
Required | TRUE | TRUE | FALSE | TRUE | TRUE | TRUE | TRUE | FALSE | FALSE | FALSE | FALSE | TRUE | TRUE | TRUE | FALSE | FALSE | FALSE | FALSE | TRUE | FALSE | FALSE | FALSE | FALSE | FALSE | FALSE
Field name | Index | NTGR_ID | NTG_Measure_Type | Version | VersionSrc | LastMod | Sector | UseCategory | UseSubCat | TechGroup | TechType | IOU | BldgType | BldgVint | NTG_Qualifier | ProgDelivID | IOUProgram | IOUSubProg | NTGR_kWh | NTGR_kW | NTGR_therm | NTGR_cost | Documentation | Status | Comment
| 1 | NonRes-sAll-mCFL-dn | CFLs | DEER2013 | D13 v1.0 | 2013-09-15 | Com | Lighting | InGen |  |  | Any | Any | Any | None | PreRebDown | Any | Any | 0.53 |  |  |  | 2011 DEER Update Report - Section 7, Table 7-3 | Standard
| 2 | NonRes-sAll-mCFL-ci | CFLs | DEER2013 | D13 v1.0 | 2013-09-15 | Com | Lighting | InGen |  |  | Any | Any | Any | None | CustIncentDown | Any | Any | 0.53 |  |  |  | 2011 DEER Update Report - Section 7, Table 7-3 | Standard
| 3 | NonRes-sAll-mCFL-dir | CFLs | DEER2013 | D13 v1.0 | 2013-09-15 | Com | Lighting | InGen |  |  | Any | Any | Any | HTR | DirInstall | Any | Any | 0.8 |  |  |  | 2011 DEER Update Report - Section 7, Table 7-3 | Standard | Hard to Reach applications only
| 4 | NonRes-sAll-mT5T8-dn | T5 and T8 lamps | DEER2013 | D13 v1.0 | 2013-09-15 | Com | Lighting | InGen | Ltg_Fixture | LinFluor_fixt | Any | Any | Any | None | PreRebDown | Any | Any | 0.7 |  |  |  | 2011 DEER Update Report - Section 7, Table 7-3 | Standard
| 5 | NonRes-sAll-mT5T8-ci | T5 and T8 lamps | DEER2013 | D13 v1.0 | 2013-09-15 | Com | Lighting | InGen | Ltg_Fixture | LinFluor_fixt | Any | Any | Any | None | CustIncentDown | Any | Any | 0.7 |  |  |  | 2011 DEER Update Report - Section 7, Table 7-3 | Standard
| 6 | NonRes-sAll-mT8-dir | T8 lamps | DEER2013 | D13 v1.0 | 2013-09-15 | Com | Lighting | InGen | Ltg_Fixture | LinFluor_fixt | Any | Any | Any | HTR | DirInstall | Any | Any | 0.89 |  |  |  | 2011 DEER Update Report - Section 7, Table 7-3 | Standard | Hard to Reach applications only
| 7 | NonRes-sAll-mLtgCtrl | Lighting controls | DEER2013 | D13 v1.0 | 2013-09-15 | Com | Lighting |  | Ltg_Controls |  | Any | Any | Any | None | PreRebDown | Any | Any | 0.6 |  |  |  | 2011 DEER Update Report - Section 7, Table 7-3 | Standard
| 8 | NonRes-sAll-mLtgCtrl-htr | Lighting controls | DEER2013 | D13 v1.0 | 2013-09-15 | Com | Lighting |  | Ltg_Controls |  | Any | Any | Any | HTR | DirInstall | Any | Any | 0.89 |  |  |  | 2011 DEER Update Report - Section 7, Table 7-3 | Standard | Hard to Reach applications only
| 9 | NonRes-sAll-mOccSens | Occupancy Sensors | DEER2013 | D13 v1.0 | 2013-09-15 | Com | Lighting |  | Ltg_Controls | OccSensor | Any | Any | Any | None | PreRebDown | Any | Any | 0.6 |  |  |  | 2011 DEER Update Report - Section 7, Table 7-3 | Standard
| 10 | NonRes-sAll-mCFL | CFL-screw in, All. | DEER2013 | D13 v1.0 | 2013-09-15 | Com | Lighting | InGen | Ltg_Lamp | CFLint_lamp | Any | Any | Any | None | PreRebUp | Any | Any | 0.54 |  |  |  | 2011 DEER Update Report - Section 8, Table 8-1 | Standard
| 11 | Res-sAll-mCFL-up | CFL-screw in, All. | DEER2013 | D13 v1.0 | 2013-09-15 | Res | Lighting | InGen | Ltg_Lamp | CFLint_lamp | Any | Any | Any | None | PreRebUp | Any | Any | 0.54 |  |  |  | 2011 DEER Update Report - Section 8, Table 8-1 | Standard
| 12 | NonRes-sAll-mHVAC-RCA | HVAC Maintenance: Refrigerant Charge Adjustment (RCA) | DEER2013 | D13 v1.0 | 2013-09-15 | Com | Service | Diagnostic | dxAC_equip | SpltSEER | Any | Any | Ex | None | PreReb | Any | Any | 0.73 |  |  |  | 2011 DEER Update Report - Section 10 Table 10-6 | Standard
| 13 | NonRes-sAll-mRCx-dn | Retro-commissioning services, electric & nat. gas measures | DEER2013 | D13 v1.0 | 2013-09-15 | Com | Service | RetroComm |  |  | Any | Any | Ex | None | PreRebDown | Any | Any | 0.8 |  | 0.82 |  | 2011 DEER Update Report - Section 10 Table 10-6 | Standard
| 14 | NonRes-sAll-mRCx-ci | Retro-commissioning services, electric & nat. gas measures | DEER2013 | D13 v1.0 | 2013-09-15 | Com | Service | RetroComm |  |  | Any | Any | Ex | None | CustIncentDown | Any | Any | 0.8 |  | 0.82 |  | 2011 DEER Update Report - Section 10 Table 10-6 | Standard
| 15 | NonRes-sAll-mHVAC-Chiller | All chiller replacements - space cooling | DEER2013 | D13 v1.0 | 2013-09-15 | Com | HVAC | SpaceCool | Chiller |  | Any | Any | Ex | None | CustIncentDown | Any | Any | 0.58 |  |  |  | 2011 DEER Update Report - Section 10 Table 10-6 | Standard
| 16 | NonRes-sAll-mHVAC-DX-up | All package and split system AC & HP replacements | DEER2013 | D13 v1.0 | 2013-09-15 | Com | HVAC | SpaceCool | dxAC_equip |  | Any | Any | Ex | None | PreRebUp | Any | Any | 0.85 |  |  |  | 2011 DEER Update Report - Section 10 Table 10-6 | Standard
| 17 | Res-sAll-mHVAC-RmAC-dn | Energy Star Room AC and HP | DEER2013 | D13 v1.0 | 2013-09-15 | Res | HVAC | SpaceCool |  |  | Any | Any | Ex | None | PreRebDown | Any | Any | 0.36 |  |  |  | 2011 DEER Update Report - Section 12 Table 12-3 | Standard
| 18 | Res-sAll-mDuctSeal | Duct Sealing | DEER2013 | D13 v1.0 | 2013-09-15 | Res | HVAC | VentAirDist | HV_AirDist | DuctInsul | Any | Any | Ex | None | PreReb | Any | Any | 0.78 |  | 0.78 |  | 2011 DEER Update Report - Section 12 Table 12-3 | Standard
| 19 | Res-sAll-mHVAC-RCA | HVAC Maintenance: Refrigerant Charge Adjustment (RCA) | DEER2013 | D13 v1.0 | 2013-09-15 | Res | Service | Diagnostic | dxAC_equip |  | Any | Any | Ex | None | PreReb | Any | Any | 0.78 |  |  |  | 2011 DEER Update Report - Section 12 Table 12-3 | Standard
| 20 | Res-sSF-mShellIns | Wall and Ceiling Insulation | DEER2013 | D13 v1.0 | 2013-09-15 | Res | BldgEnv | Opaque | BldgShell |  | Any | SFm | Ex | None | PreRebDown | Any | Any | 0.28 |  |  |  | 2011 DEER Update Report - Section 12 Table 12-3 | Standard
| 21 | Res-sSF-mACgt14-dn | Central AC>=14 SEER | DEER2013 | D13 v1.0 | 2013-09-15 | Res | HVAC | SpaceCool | dxAC_equip | SpltSEER | Any | SFm | Ex | None | PreRebDown | Any | Any | 0.55 |  |  |  | 2011 DEER Update Report - Section 12 Table 12-3 | Standard
| 22 | Res-sSF-mACgt16-dn | Central AC>=16 SEER, EER>=13 | DEER2013 | D13 v1.0 | 2013-09-15 | Res | HVAC | SpaceCool | dxAC_equip | SpltSEER | Any | SFm | Ex | None | PreRebDown | Any | Any | 0.8 |  |  |  | 2011 DEER Update Report - Section 12.4 | Standard
| 23 | Res-sSF-mHPes | Heat Pump - Energy Star | DEER2013 | D13 v1.0 | 2013-09-15 | Res | HVAC | HeatCool | dxHP_equip | SpltSEER | Any | SFm | Ex | None | PreRebDown | Any | Any | 0.55 |  |  |  | 2011 DEER Update Report - Section 12 Table 12-3 | Standard
| 24 | NonRes-sAll-mPOC | Pump-off controller for existing oil well | DEER2013 | D13 v1.0 | 2013-09-15 | Ind | ProcDist | Pumping | RodPumps | PumpCtrl | Any | Any | Ex | None | CustIncentDown | Any | Any | 0.45 |  |  |  | 2011 DEER Update Report - Section 9 | Standard
| 25 | NonRes-sAll-mPipeIns | Pipe insulation - industrial processes only | DEER2013 | D13 v1.0 | 2013-09-15 | Ind | ProcDist |  |  | PipeIns | Any | Any | Ex | None | CustIncentDown | Any | Any | 0.71 |  | 0.71 |  | 2011 DEER Update Report - Section 9 Table 9-5 | Standard
| 26 | NonRes-sAll-mStmTrp-dn | Steam Traps - small commerical non-HVAC application | DEER2013 | D13 v1.0 | 2013-09-15 | Com | ProcHeat | SteamDist | SteamCirc | SteamTrap | Any | Any | Ex | None | PreRebDown | Any | Any |  |  | 0.68 |  | 2011 DEER Update Report - Section 9 Table 9-1 | Standard
| 27 | NonRes-sAll-mStmTrp-ci | Steam Traps - industrial non-HVAC application, high & low pressure | DEER2013 | D13 v1.0 | 2013-09-15 | Ind | ProcHeat | SteamDist | SteamCirc | SteamTrap | Any | Any | Ex | None | CustIncentDown | Any | Any |  |  | 0.52 |  | 2011 DEER Update Report - Section 9 Table 9-5 | Standard
| 28 | NonRes-sAll-mCust | Custom Mixed Electric and Natural Gas Measures | DEER2013 | D13 v1.0 | 2013-09-15 | NonRes |  |  |  |  | Any | Any | Any | None | CustIncentDown | Any | Any | 0.6 |  | 0.5 |  | 2011 DEER Update Report - Section 9 Table 9-5 | Standard
| 29 | NonRes-sAll-mCustElec-bd | Custom Electric Measures, RFP or Bid | DEER2013 | D13 v1.0 | 2013-09-15 | NonRes |  |  |  |  | Any | Any | Any | None | CustIncent | Any | Any | 0.7 |  | 0.7 |  | 2011 DEER Update Report - Section 9 Table 9-5 | Standard
| 30 | NonRes-sGHS-mHtCrtn-dn | Greenhouse heat curtain | DEER2013 | D13 v1.0 | 2013-09-15 | Ag | BldgEnv |  | BldgShell | ThermCurtain | Any | GHs | Any | None | PreRebDown | Any | Any |  |  | 0.63 |  | 2011 DEER Update Report - Section 9 Table 9-5 | Standard
| 31 | NonRes-sGHS-mHtCrtn-ci | Greenhouse heat curtain | DEER2013 | D13 v1.0 | 2013-09-15 | Ag | BldgEnv |  | BldgShell | ThermCurtain | Any | GHs | Any | None | CustIncentDown | Any | Any |  |  | 0.63 |  | 2011 DEER Update Report - Section 9 Table 9-5 | Standard
| 32 | NonRes-sGHS-mIRF-dn | Greenhouse infrared film | DEER2013 | D13 v1.0 | 2013-09-15 | Ag | BldgEnv |  | BldgShell | IRFilm | Any | GHs | Any | None | PreRebDown | Any | Any |  |  | 0.46 |  | 2011 DEER Update Report - Section 9 Table 9-5 | Standard
| 33 | NonRes-sGHS-mIRF-ci | Greenhouse infrared film | DEER2013 | D13 v1.0 | 2013-09-15 | Ag | BldgEnv |  | BldgShell | IRFilm | Any | GHs | Any | None | CustIncentDown | Any | Any |  |  | 0.46 |  | 2011 DEER Update Report - Section 9 Table 9-5 | Standard
| 34 | NonRes-sAll-mPmpTst | Pump testing services | DEER2013 | D13 v1.0 | 2013-09-15 | Ag | Service | Diagnostic |  |  | Any | Any | Any | None | Any | Any | Any | 0.63 |  |  |  | 2011 DEER Update Report - Section 9 Table 9-5 | Standard
| 35 | NonRes-sAg-mCust-ci | All other custom either electric or natural gas measures | DEER2013 | D13 v1.0 | 2013-09-15 | Ag |  |  |  |  | Any | Any | Any | None | CustIncentDown | Any | Any | 0.7 |  | 0.7 |  | 2011 DEER Update Report - Section 9 Table 9-5 | Standard
| 36 | Res-sAll-mDHWshwr | Low flow showerheads | DEER2013 | D13 v1.0 | 2013-09-15 | Res | SHW | Distribute | WaterFixt | ShowerHd | Any | Any | Ex | None | DirInstall | Any | Any | 0.7 |  | 0.7 |  | 2011 DEER Update Report - Section 13 Table 13-4 | Standard
| 37 | Res-mDHWaerator | Faucet aerators | DEER2013 | D13 v1.0 | 2013-09-15 | Res | SHW | Distribute | WaterFixt | FaucetAer | Any | Any | Ex | None | DirInstall | Any | Any | 0.59 |  | 0.59 |  | 2011 DEER Update Report - Section 13 Table 13-4 | Standard | When two records have the same NTG ID, the applicabily fields (IOU, BldgType, BldgVint) determine which NTG value is used
| 38 | Res-mDHWaerator | Faucet aerators | DEER2013 | D13 v1.0 | 2013-09-15 | Res | SHW | Distribute | WaterFixt | FaucetAer | Any | MFm | Ex | None | DirInstall | Any | Any | 0.65 |  | 0.65 |  | 2011 DEER Update Report - Section 13 Table 13-4 | Standard | When two records have the same NTG ID, the applicabily fields (IOU, BldgType, BldgVint) determine which NTG value is used
| 39 | Res-sAll-mDHWgt62 | Water Heater EF >0.62<0.65, Cap>30 gal. | DEER2013 | D13 v1.0 | 2013-09-15 | Res | SHW | Heating | WaterHtg_eq | Stor_EF | Any | Any | Any | None | PreRebDown | Any | Any |  |  | 0.23 |  | 2011 DEER Update Report - Section 13 Table 13-4 | Standard
| 40 | Res-sAll-mCW | Clothes washer MEF 10% > Energy Star | DEER2013 | D13 v1.0 | 2013-09-15 | Res | AppPlug | Laundry | Clean_equip | ClothesWash | Any | Any | Any | None | PreRebDown | Any | Any | 0.31 |  | 0.31 |  | 2011 DEER Update Report - Section 14 Table 14-3 | Standard
| 41 | Res-sAll-mRefgRec | Refrigerator, Efficiency characteristics of recycled unit | DEER2013 | D13 v1.0 | 2013-09-15 | Res | AppPlug | KitchenApp | Ref_Storage | RefrigFrz | Any | Any | Any | None | PreRebDI | Any | Any | 0.53 |  |  |  | 2011 DEER Update Report - Section 14 Table 14-3
| 42 | Res-sAll-mFrzrRec | Freezer, Efficiency characteristics of recycled unit | DEER2013 | D13 v1.0 | 2013-09-15 | Res | AppPlug | KitchenApp | Ref_Storage | Freezer | Any | Any | Any | None | PreRebDI | Any | Any | 0.7 |  |  |  | 2011 DEER Update Report - Section 14 Table 14-3 | Standard
| 43 | NonRes-sAll-mRfg-DG | Door Gaskets | DEER2013 | D13 v1.0 | 2013-09-15 | Com | ComRefrig | Display | Ref_Storage | Gasket | Any | Any | Any | None | Any | Any | Any | 0.19 |  |  |  | 2011 DEER Update Report - Section 11 Table 11-3 | Standard
| 44 | NonRes-sAll-mRfg-SC | Strip Door Curtains | DEER2013 | D13 v1.0 | 2013-09-15 | Com | ComRefrig | Storage | Ref_Storage | StripCurt | Any | Any | Any | None | PreRebDown | Any | Any | 0.4 |  |  |  | 2011 DEER Update Report - Section 11 Table 11-3 | Standard
| 45 | Res-Default>2 | All other EEM with no evaluated NTGR; existing EEM with same delivery mechanism for more than 2 years | DEER2013 | D13 v1.0 | 2013-09-15 | Res |  |  |  |  | Any | Any | Any | None | Any | Any | Any | 0.55 |  | 0.55 |  | 2011 DEER Update Report - Section 15 Table 15-3 | Standard
| 46 | Res-Default-HTR-di | All other EEM with no evaluated NTGR; direct install hard-to-reach only. | DEER2013 | D13 v1.0 | 2013-09-15 | Res |  |  |  |  | Any | Any | Any | HTR | DirInstall | Any | Any | 0.85 |  | 0.85 |  | 2011 DEER Update Report - Section 15 Table 15-3 | Standard | DEER2011 used "HTG" instead of "HTR" acronym for "Hard to Reach"
| 47 | Com-Default>2yrs | All other EEMs with no evaluated NTGR; existing EEM in programs with same delivery mechanism for more than 2 years | DEER2013 | D13 v1.0 | 2013-09-15 | Com |  |  |  |  | Any | Any | Any | None | Any | Any | Any | 0.6 |  | 0.6 |  | 2011 DEER Update Report - Section 15 Table 15-3 | Standard
| 48 | Ind-Default>2yrs | All other EEMs with no evaluated NTGR; existing EEM in programs with same delivery mechanism for more than 2 years | DEER2013 | D13 v1.0 | 2013-09-15 | Ind |  |  |  |  | Any | Any | Any | None | Any | Any | Any | 0.6 |  | 0.6 |  | 2011 DEER Update Report - Section 15 Table 15-3 | Standard
| 49 | Agric-Default>2yrs | All other EEMs with no evaluated NTGR; existing EEM in programs with same delivery mechanism for more than 2 years | DEER2013 | D13 v1.0 | 2013-09-15 | Ag |  |  |  |  | Any | Any | Any | None | Any | Any | Any | 0.6 |  | 0.6 |  | 2011 DEER Update Report - Section 15 Table 15-3 | Standard
| 50 | Com-Default-HTR-di | All other EEM with no evaluated NTGR; direct install to hard-to-reach only. | DEER2013 | D13 v1.0 | 2013-09-15 | Com |  |  |  |  | Any | Any | Any | HTR | DirInstall | Any | Any | 0.85 |  | 0.85 |  | 2011 DEER Update Report - Section 15 Table 15-3 | Standard | DEER2011 used "HTG" instead of "HTR" acronym for "Hard to Reach"
| 51 | Ind-Default-HTR-di | All other EEM with no evaluated NTGR; direct install to hard-to-reach only. | DEER2013 | D13 v1.0 | 2013-09-15 | Ind |  |  |  |  | Any | Any | Any | HTR | DirInstall | Any | Any | 0.85 |  | 0.85 |  | 2011 DEER Update Report - Section 15 Table 15-3 | Standard | DEER2011 used "HTG" instead of "HTR" acronym for "Hard to Reach"
| 52 | Agricult-Default-HTR-di | All other EEM with no evaluated NTGR; direct install to hard-to-reach only. | DEER2013 | D13 v1.0 | 2013-09-15 | Ag |  |  |  |  | Any | Any | Any | HTR | DirInstall | Any | Any | 0.85 |  | 0.85 |  | 2011 DEER Update Report - Section 15 Table 15-3 | Standard | DEER2011 used "HTG" instead of "HTR" acronym for "Hard to Reach"
| 53 | ET-Default | Emerging Technologies approved by ED through work paper review | DEER2013 | D13 v1.0 | 2013-09-15 | All |  |  |  |  | Any | Any | Any | None | Any | Any | Any | 0.85 |  | 0.85 |  |  | Standard
| 54 | EUC-Default | Energy Upgrade California | DEER2013 | D13 v1.0 | 2013-09-15 | Res |  |  |  |  | Any | Any | Any | None | Any | Any | Any | 0.85 |  | 0.85 |  |  | Standard
| 55 | NonRes-sAll-mCust-Gas | Custom Natural Gas Measures (that may have electric savings due to the natural gas measures) | DEER2013 | D13 v1.0 | 2013-09-15 | NonRes |  |  |  |  | Any | Any | Any | None | CustIncentDown | Any | Any | 0.5 |  | 0.5 |  |  | Standard
| 56 | NonRes-sAll-mCust-Elec | Custom Electric Measures (that may have natural gas impacts due to the electric measures) | DEER2013 | D13 v1.0 | 2013-09-15 | NonRes |  |  |  |  | Any | Any | Any | None | CustIncentDown | Any | Any | 0.6 |  | 0.6 |  |  | Standard
| 57 | All-Default<=2yrs | All other EEM with no evaluated NTGR; new technology in program for 2 or fewer years | DEER2013 | D13 v1.0 | 2013-09-15 | All |  |  |  |  | Any | Any | Any | None | Any | Any | Any | 0.7 |  | 0.7 |  |  | Standard
Hide Table Definition

## EUL
EUL_ID | Description | Version | VersionSource | LastMod | Sector | UseCategory | UseSubCategory | TechGroup | TechType | BldgType | BldgLoc | BasisType | BasisValue | BasisDegFactor | defEFLH | EUL_Max_Yrs | EUL_Yrs | RUL_Yrs | IsProposed
Agr-DripIrr | Sprinkler to Drip/Micro Irrigation | DEER2014 | D08 v2.05 | 2014-01-01 | Ag | Irrigate | FarmIrrig | Irrigation |  | Any | Any | rated years |  |  |  |  | 20 | 6.7
Agr-GHC | Greenhouse Heat Curtain | DEER2014 | D08 v2.05 | 2014-01-01 | Ag | ProcHeat | EvapSepDehyd | SpaceHtg_eq |  | Any | Any | rated years |  |  |  |  | 5 | 1.7
Agr-Irfilm | Infrared Film for Greenhouses | DEER2014 | D08 v2.05 | 2014-01-01 | Ag | BldgEnv | Fenestration | Fenest | WinFilm | Any | Any | rated years |  |  |  |  | 5 | 1.7
Agr-LPSNperm | Low Pressure Sprinkler Nozzles (permanent) | DEER2014 | D08 v2.05 | 2014-01-01 | Ag | Irrigate | FarmIrrig | Irrigation |  | Any | Any | rated years |  |  |  |  | 5 | 1.7
Agr-LPSNport | Low Pressure Sprinkler Nozzles (portable) | DEER2014 | D08 v2.05 | 2014-01-01 | Ag | Irrigate | FarmIrrig | Irrigation |  | Any | Any | rated years |  |  |  |  | 3 | 1
Agr-MilkPreCool | Milk Pre-Cooler | DEER2014 | D08 v2.05 | 2014-01-01 | Ag | ProcRefrig | ProdChill |  |  | Any | Any | rated years |  |  |  |  | 15 | 5
Agr-VSDmilkTrnsfr | Milk Transfer Pump Variable Speed Drive | DEER2014 | D08 v2.05 | 2014-01-01 | Ag | ProcDist | Pumping | Motor_Spd | ASD | Any | Any | rated years |  |  |  |  | 15 | 5
Agr-VSDmilkVcm | Milking Vacuum Pump Variable Speed Drive | DEER2014 | D08 v2.05 | 2014-01-01 | Ag | ProcDist | Pumping | Motor_Spd | ASD | Any | Any | rated years |  |  |  |  | 15 | 5
Agr-VSDWellPmp | Well Pump Variable Speed Drive | DEER2014 | D08 v2.05 | 2014-01-01 | Ag | Irrigate | FarmIrrig | Motor_Spd | ASD | Any | Any | rated years |  |  |  |  | 10 | 3.3
Agr-WineTnkIns | Wine Tank Insulation | DEER2014 | D08 v2.05 | 2014-01-01 | Ag | ProcRefrig | ProdChill | Chiller | TankIns | Any | Any | rated years |  |  |  |  | 15 | 5
Appl-EffCW | High Efficiency Clothes Washer | DEER2014 | D08 v2.05 | 2014-01-01 | Res | AppPlug | Laundry | Clean_equip | ClothesWash | Any | Any | rated years |  |  |  |  | 11 | 3.7
Appl-EffDW | High Efficiency Dishwasher | DEER2014 | D08 v2.05 | 2014-01-01 | Res | AppPlug | KitchenApp | Clean_equip | DishWash | Any | Any | rated years |  |  |  |  | 11 | 3.7
Appl-ESFrzr | High Efficiency Freezer | DEER2014 | D08 v2.05 | 2014-01-01 | Res | AppPlug | KitchenApp | Ref_Storage | Freezer | Any | Any | rated years |  |  |  |  | 11 | 3.7
Appl-ESRefg | High Efficiency Refrigerator | DEER2014 | D08 v2.05 | 2014-01-01 | Res | AppPlug | KitchenApp | Ref_Storage | Refrig | Any | Any | rated years |  |  |  |  | 14 | 4.7
Appl-RecFrzr | Freezer Recycling (RUL) | DEER2014 | D08 v2.05 | 2014-01-01 | Res | AppPlug | KitchenApp | Ref_Storage | Freezer | Any | Any | rated years | [5 empty] | 4
Appl-RecRef | Refrigerator Recycling (RUL) | DEER2014 | D08 v2.05 | 2014-01-01 | Res | AppPlug | KitchenApp | Ref_Storage | Refrig | Any | Any | rated years | [5 empty] | 5
BldgEnv-CoolRoof | Cool Roof - Commercial | DEER2014 | D08 v2.05 | 2014-01-01 | Com | BldgEnv | Opaque | BldgShell | CoolRoof | Any | Any | rated years |  |  |  |  | 15 | 5
BldgEnv-FlrIns | Floor Insulation - Commercial | DEER2014 | D08 v2.05 | 2014-01-01 | Com | BldgEnv | Opaque | BldgShell | FloorIns | Any | Any | rated years |  |  |  |  | 20 | 6.7
BldgEnv-RoofIns | Roof/Ceiling Insulation - Commercial | DEER2014 | D08 v2.05 | 2014-01-01 | Com | BldgEnv | Opaque | BldgShell |  | Any | Any | rated years |  |  |  |  | 20 | 6.7
BlrTuneup | Boiler Tune-up | ExAnte2013 | IOU Workpaper | 2014-01-01 | Com | Service | Maintenance |  |  | Any | Any | rated years |  |  |  |  | 5 | 1.7
BS-BlowInIns | Wall Insulation (blown-in) | DEER2014 | D08 v2.05 | 2014-01-01 | Res | BldgEnv | Opaque | BldgShell | WallBlowIns | Any | Any | rated years |  |  |  |  | 20 | 6.7
BS-CeilIns | Roof/Ceiling Insulation - Residential | DEER2014 | D08 v2.05 | 2014-01-01 | Res | BldgEnv | Opaque | BldgShell |  | Any | Any | rated years |  |  |  |  | 20 | 6.7
BS-CoolAttic | Cool Attic | DEER2014 | D08 v2.05 | 2014-01-01 | Res | BldgEnv | Opaque | BldgShell |  | Any | Any | rated years |  |  |  |  | 20 | 6.7
BS-FlrIns | Floor Insulation - Residential | DEER2014 | D08 v2.05 | 2014-01-01 | Res | BldgEnv | Opaque | BldgShell | FloorIns | Any | Any | rated years |  |  |  |  | 20 | 6.7
BS-LtRoof | Cool Roof - Residential | DEER2014 | D08 v2.05 | 2014-01-01 | Res | BldgEnv | Opaque | BldgShell | CoolRoof | Any | Any | rated years |  |  |  |  | 15 | 5
BS-LtWalls | Light Colored Exterior Walls | DEER2014 | D08 v2.05 | 2014-01-01 | Res | BldgEnv | Opaque | BldgShell |  | Any | Any | rated years |  |  |  |  | 6 | 2
BS-WallIns | Wall Insulation | DEER2014 | D08 v2.05 | 2014-01-01 | Res | BldgEnv | Opaque | BldgShell |  | Any | Any | rated years |  |  |  |  | 20 | 6.7
BS-Win | High Performance Windows | DEER2014 | D08 v2.05 | 2014-01-01 | Res | BldgEnv | Fenestration | Fenest |  | Any | Any | rated years |  |  |  |  | 20 | 6.7
BS-WinFilm | Reflective Window Films & Sunscreens - Residential | DEER2014 | D08 v2.05 | 2014-01-01 | Res | BldgEnv | Fenestration | Fenest | WinFilm | Any | Any | rated years |  |  |  |  | 10 | 3.3
BS-Wthr | Low-Income Weatherization | DEER2014 | D08 v2.05 | 2014-01-01 | Res | Service | Diagnostic |  |  | Any | Any | rated years |  |  |  |  | 11 | 3.7
BS-WthrEvap | Low-Income Weatherization w/Evaporative Cooler | DEER2014 | D08 v2.05 | 2014-01-01 | Res | Service | Diagnostic |  |  | Any | Any | rated years |  |  |  |  | 11 | 3.7
ComLau-EffCW | High Efficiency Clothes Washer (CEE Tiers 1,2,3) | DEER2014 | D08 v2.05 | 2014-01-01 | Com | AppPlug | Laundry | Clean_equip | ClothesWash | Any | Any | rated years |  |  |  |  | 11 | 3.7
Cook-ElecCombOven | Combination Oven - Electric | DEER2014 | D08 v2.05 | 2014-01-01 | Com | FoodServ | Cooking | Cook_Equip | OvenComb | Any | Any | rated years |  |  |  |  | 12 | 4
Cook-ElecConvOven | Convection Oven - Electric | DEER2014 | D08 v2.05 | 2014-01-01 | Com | FoodServ | Cooking | Cook_Equip | OvenConv | Any | Any | rated years |  |  |  |  | 12 | 4
Cook-ElecFryer | Electric Fryer | DEER2014 | D08 v2.05 | 2014-01-01 | Com | FoodServ | Cooking | Cook_Equip | Fryer | Any | Any | rated years |  |  |  |  | 12 | 4
Cook-ElecGriddle | Griddle - Electric | DEER2014 | D08 v2.05 | 2014-01-01 | Com | FoodServ | Cooking | Cook_Equip | Griddle | Any | Any | rated years |  |  |  |  | 12 | 4
Cook-ElecStmCooker | Steam Cooker (electric) | DEER2014 | D08 v2.05 | 2014-01-01 | Com | FoodServ | Cooking | Cook_Equip | Steamer | Any | Any | rated years |  |  |  |  | 12 | 4
Cook-GasCombOVen | Combination Oven - Gas | DEER2014 | D08 v2.05 | 2014-01-01 | Com | FoodServ | Cooking | Cook_Equip | OvenComb | Any | Any | rated years |  |  |  |  | 12 | 4
Cook-GasConvOven | Convection Ovens - Gas | DEER2014 | D08 v2.05 | 2014-01-01 | Com | FoodServ | Cooking | Cook_Equip | OvenConv | Any | Any | rated years |  |  |  |  | 12 | 4
Cook-GasFryer | Gas Fryer | DEER2014 | D08 v2.05 | 2014-01-01 | Com | FoodServ | Cooking | Cook_Equip | Fryer | Any | Any | rated years |  |  |  |  | 12 | 4
Cook-GasGriddle | Griddle - Gas | DEER2014 | D08 v2.05 | 2014-01-01 | Com | FoodServ | Cooking | Cook_Equip | Griddle | Any | Any | rated years |  |  |  |  | 12 | 4
Cook-GasRackOven | Commercial Gas Rack Ovens | DEER2014 | D08 v2.05 | 2014-01-01 | Com | FoodServ | Cooking | Cook_Equip | OvenConv | Any | Any | rated years |  |  |  |  | 12 | 4
Cook-GasStmCooker | Steam Cooker (gas) | DEER2014 | D08 v2.05 | 2014-01-01 | Com | FoodServ | Cooking | Cook_Equip | Steamer | Any | Any | rated years |  |  |  |  | 12 | 4
Cook-GDRef | Commercial Reach-In Refrigerator / Freezer | DEER2014 | D08 v2.05 | 2014-01-01 | Com | ComRefrig | Storage | Ref_Storage | ReachIn | Any | Any | rated years |  |  |  |  | 12 | 4
Cook-HoldCab | Commercial Insulated Holding Cabinet | DEER2014 | D08 v2.05 | 2014-01-01 | Com | FoodServ | Cooking | FoodService | HoldBin | Any | Any | rated years |  |  |  |  | 12 | 4
Cook-IceMach | Ice Machine | DEER2014 | D08 v2.05 | 2014-01-01 | Com | ComRefrig | Equipment | Ref_SelfCon | IceMach | Any | Any | rated years |  |  |  |  | 10 | 3.3
Cook-SDFreez | Commercial Reach-In Refrigerator / Freezer | DEER2014 | D08 v2.05 | 2014-01-01 | Com | ComRefrig | Equipment | Ref_Storage | ReachIn | Any | Any | rated years |  |  |  |  | 12 | 4
Cook-SDRef | Commercial Reach-In Refrigerator / Freezer | DEER2014 | D08 v2.05 | 2014-01-01 | Com | ComRefrig | Equipment | Ref_Storage | ReachIn | Any | Any | rated years |  |  |  |  | 12 | 4
Cook-StockPot | Fin bottomed stock pot | ExAnte2013 | IOU Workpaper | 2014-01-01 | Com | FoodServ | Cooking | Cook_equip |  | Any | Any | rated years |  |  |  |  | 3 | 1
Cook-VatFryer | Vat Fryer | DEER2014 | D08 v2.05 | 2014-01-01 | Com | FoodServ | Cooking | Cook_Equip | Fryer | Any | Any | rated years |  |  |  |  | 12 | 4
EnergyPolicyManual-Min | Energy Policy Manual minimum requirements | ExAnte2013 | IOU Workpaper | 2014-01-01 | CC |  |  |  |  | Any | Any | rated years |  |  |  |  | 3 | 1
GlazDaylt-Dayltg | Daylighting - controls | DEER2014 | D08 v2.05 | 2014-01-01 | Com | Lighting | Controls | Ltg_Controls | LtSensor | Any | Any | rated years |  |  |  |  | 8 | 2.7
GlazDaylt-HPWinDaylt | High Performance Windows for Daylighting | DEER2014 | D08 v2.05 | 2014-01-01 | Com | BldgEnv | Fenestration | Fenest |  | Any | Any | rated years |  |  |  |  | 20 | 6.7
GlazDaylt-LoSHGC | Low Solar Heat Gain Coefficient Windows | DEER2014 | D08 v2.05 | 2014-01-01 | Com | BldgEnv | Fenestration | Fenest |  | Any | Any | rated years |  |  |  |  | 20 | 6.7
GlazDaylt-WinFilm | Reflective Window Films & Sunscreens - Commercial | DEER2014 | D08 v2.05 | 2014-01-01 | Com | BldgEnv | Fenestration | Fenest | WinFilm | Any | Any | rated years |  |  |  |  | 10 | 3.3
GrocDisp-ASH | Anti-Sweat Heat (ASH) Controls | DEER2014 | D08 v2.05 | 2014-01-01 | Com | ComRefrig | Display | Ref_Storage |  | Any | Any | rated years |  |  |  |  | 12 | 4
GrocDisp-DispCvrs | Night Covers for vertical and horizontal refrigerated display cases | DEER2014 | D08 v2.05 | 2014-01-01 | Com | ComRefrig | Display | Ref_Storage |  | Any | Any | rated years |  |  |  |  | 5 | 1.7
GrocDisp-DispLtgCtrl | Display Case Lighting Control | DEER2014 | D08 v2.05 | 2014-01-01 | Com | Lighting | RefDisplay | Ref_Storage | RefrigLtg | Any | Any | rated years |  |  |  |  | 8 | 2.7
GrocDisp-FEvapFanMtr | High Efficiency Evaporator Fan Motors | DEER2014 | D08 v2.05 | 2014-01-01 | Com | ComRefrig | Equipment | Ref_Storage | EvapFan | Any | Any | rated years |  |  |  |  | 15 | 5
GrocDisp-FixtDoors | New case with Doors | DEER2014 | D08 v2.05 | 2014-01-01 | Com | ComRefrig | Display | Ref_Storage |  | Any | Any | rated years |  |  |  |  | 12 | 4
GrocDisp-FixtDrGask | Door Gaskets on Cooler/Freezer Doors | DEER2014 | D08 v2.05 | 2014-01-01 | Com | ComRefrig | Display | Ref_Storage | Gasket | Any | Any | rated years |  |  |  |  | 4 | 1.3
GrocDisp-FixtLtg-LED | Display Case Lighting LED Lighting | DEER2014 | D08 v2.05 | 2014-01-01 | Com | Lighting | RefDisplay | Ref_Storage | RefrigLtg | Any | Any | rated years |  |  |  |  | 16 | 5.3
GrocDisp-ZeroHtDrs | Zero Heat Reach-in Glass Doors | DEER2014 | D08 v2.05 | 2014-01-01 | Com | ComRefrig | Display | Ref_Storage |  | Any | Any | rated years |  |  |  |  | 12 | 4
GrocSys-Cndsr | Refrigeration Upgrades (Condenser) - Grocery | DEER2014 | D08 v2.05 | 2014-01-01 | Com | ComRefrig | Equipment | Ref_Storage | Refrig_sys | Any | Any | rated years |  |  |  |  | 15 | 5
GrocSys-FltHdPres | Refrigeration Upgrades (Head Pressure) - Grocery | DEER2014 | D08 v2.05 | 2014-01-01 | Com | ComRefrig | Equipment | Ref_Storage | Refrig_sys | Any | Any | rated years |  |  |  |  | 15 | 5
GrocSys-FltSucPres | Refrigeration Upgrades (Suction Pressure) - Grocery | DEER2014 | D08 v2.05 | 2014-01-01 | Com | ComRefrig | Equipment | Ref_Storage | Refrig_sys | Any | Any | rated years |  |  |  |  | 15 | 5
GrocSys-HtRecov | Heat Recovery from Central Refrigeration System | DEER2014 | D08 v2.05 | 2014-01-01 | Com | ComRefrig | Equipment | Ref_Storage | Refrig_sys | Any | Any | rated years |  |  |  |  | 10 | 3.3
GrocSys-MechSubcl | Refrigeration Upgrades (Subcooling) - Grocery | DEER2014 | D08 v2.05 | 2014-01-01 | Com | ComRefrig | Equipment | Ref_Storage | Refrig_sys | Any | Any | rated years |  |  |  |  | 15 | 5
GrocSys-Retro | Refrigeration Retrocommissioning - Grocery | DEER2014 | D08 v2.05 | 2014-01-01 | Com | Service | Diagnostic |  |  | Any | Any | rated years |  |  |  |  | 10 | 3.3
GrocWlkIn-DrClsr | Auto-Closer for Walk-In Cooler/Freezer Doors | DEER2014 | D08 v2.05 | 2014-01-01 | Com | ComRefrig | Storage | Ref_Storage |  | Any | Any | rated years |  |  |  |  | 8 | 2.7
GrocWlkIn-StripCrtn | Strip Curtains for Walk-Ins | DEER2014 | D08 v2.05 | 2014-01-01 | Com | ComRefrig | Storage | Ref_Storage | StripCurt | Any | Any | rated years |  |  |  |  | 4 | 1.3
GrocWlkIn-WDrGask | Door Gaskets on Cooler/Freezer Doors | DEER2014 | D08 v2.05 | 2014-01-01 | Com | ComRefrig | Storage | Ref_Storage | Gasket | Any | Any | rated years |  |  |  |  | 4 | 1.3
GrocWlkIn-WEvapFanMtr | High Efficiency Evaporator Fan Motors | DEER2014 | D08 v2.05 | 2014-01-01 | Com | ComRefrig | Storage | Ref_Storage |  | Any | Any | rated years |  |  |  |  | 15 | 5
GrocWlkIn-WEvapFMtrCtrl | Evaporator Fan Controller for Walk-In Coolers | DEER2014 | D08 v2.05 | 2014-01-01 | Com | ComRefrig | Storage | Ref_Storage |  | Any | Any | rated years |  |  |  |  | 16 | 5.3
HVAC-2Spd | Two-Speed Fan | DEER2014 | D08 v2.05 | 2014-01-01 | Com | HVAC | VentAirDist | HV_AirDist |  | Any | Any | rated years |  |  |  |  | 15 | 5
HVAC-addEcono | Add Economizer | DEER2014 | D08 v2.05 | 2014-01-01 | Com | HVAC | SpaceCool | HV_AirDist | AirEcono | Any | Any | rated years |  |  |  |  | 10 | 3.3
HVAC-airAC | Air Conditioners (air-cooled, split and unitary) | DEER2014 | D08 v2.05 | 2014-01-01 | Com | HVAC | SpaceCool | dxAC_equip |  | Any | Any | rated years |  |  |  |  | 15 | 5
HVAC-airHP | Heat Pumps (air-cooled, split and unitary) | DEER2014 | D08 v2.05 | 2014-01-01 | Com | HVAC | HeatCool | dxHP_equip |  | Any | Any | rated years |  |  |  |  | 15 | 5
HVAC-AtoAHtExchng | Air To Air Heat Exchanger | DEER2014 | D08 v2.05 | 2014-01-01 | Com | HVAC | HeatCool | HV_AirDist | HeatRecov | Any | Any | rated years |  |  |  |  | 14 | 4.7
HVAC-Blr | High Efficiency Boiler | DEER2014 | D08 v2.05 | 2014-01-01 | Com | HVAC | SpaceHeat | SpaceHtg_eq |  | Any | Any | rated years |  |  |  |  | 20 | 6.7
HVAC-Blr-Res | High Efficiency Boiler | ExAnte2013 | IOU Workpaper | 2014-01-01 | Res | HVAC | SpaceHeat | WaterHtg_eq |  | Any | Any | rated years |  |  |  |  | 20 | 6.7
HVAC-Chlr | High Efficiency Chillers | DEER2014 | D08 v2.05 | 2014-01-01 | Com | HVAC | SpaceCool | Chiller |  | Any | Any | rated years |  |  |  |  | 20 | 6.7
HVAC-ChlrComp | Compressor Heat Recovery (w/electric water heating) | DEER2014 | D08 v2.05 | 2014-01-01 | Com | SHW |  | WaterHtg_eq |  | Any | Any | rated years |  |  |  |  | 14 | 4.7
HVAC-ChlrComp-Ag | Compressor Heat Recovery (w/electric water heating) | ExAnte2013 | IOU Workpaper | 2014-01-01 | Ag | ProcHeat |  | LiquidCirc |  | Any | Any | rated years |  |  |  |  | 14 | 4.7
HVAC-ClnCondCoils | Clean Condenser Coils - Commercial | DEER2014 | D08 v2.05 | 2014-01-01 | Com | Service | Maintenance | HeatReject |  | Any | Any | rated years |  |  |  |  | 3 | 1
HVAC-ClnEvapCoils | Clean Evaporator Coils | ExAnte2013 | IOU Workpaper | 2014-01-01 | Com | Service | Maintenance |  |  | Any | Any | rated years |  |  |  |  | 3 | 1
HVAC-ClTwrPkgSys | Cooling Tower for Packaged System | DEER2014 | D08 v2.05 | 2014-01-01 | Com | HVAC | HtRej | HeatReject |  | Any | Any | rated years |  |  |  |  | 15 | 5
HVAC-DuctInsul | Duct Insulation Material | DEER2014 | D08 v2.05 | 2014-01-01 | Com | HVAC | VentAirDist | HV_AirDist | DuctInsC | Any | Any | rated years |  |  |  |  | 20 | 6.7
HVAC-DuctSeal | Duct Sealing - Single Zone Package System | DEER2014 | D08 v2.05 | 2014-01-01 | Com | HVAC | VentAirDist | HV_AirDist | DuctSysC | Any | Any | rated years |  |  |  |  | 18 | 6
HVAC-EMS | Energy Management System | DEER2014 | D08 v2.05 | 2014-01-01 | Com | HVAC | EnvCtrl | HV_Tech | EMS | Any | Any | rated years |  |  |  |  | 15 | 5
HVAC-evapAC | Air Conditioners (evaporatively-cooled, split and unitary) | DEER2014 | D08 v2.05 | 2014-01-01 | Com | HVAC | SpaceCool | dxAC_equip |  | Any | Any | rated years |  |  |  |  | 15 | 5
HVAC-EvapCool | Evap Cool Indirect | DEER2014 | D08 v2.05 | 2014-01-01 | Com | HVAC | SpaceCool | EvapCool_eq | ComEvap | Any | Any | rated years |  |  |  |  | 15 | 5
HVAC-FanPwrdMix | Fan Powered Mixing Boxes | DEER2014 | D08 v2.05 | 2014-01-01 | Com | HVAC | VentAirDist | HV_AirDist |  | Any | Any | rated years |  |  |  |  | 10 | 3.3
HVAC-Frnc | High Efficiency Furnace | DEER2014 | D08 v2.05 | 2014-01-01 | Com | HVAC | SpaceHeat | SpaceHtg_eq | GasFurnace | Any | Any | rated years |  |  |  |  | 20 | 6.7
HVAC-HydHPVarFlow | Hydronic Heat Pump Var Flow Valve | DEER2014 | D08 v2.05 | 2014-01-01 | Com | HVAC | SpaceCool | dxHP_equip |  | Any | Any | rated years |  |  |  |  | 10 | 3.3
HVAC-ProgTStats | Setback Programmable Thermostats | DEER2014 | D08 v2.05 | 2014-01-01 | Com | HVAC | EnvCtrl | HV_Tech | Tstat | Any | Any | rated years |  |  |  |  | 11 | 3.7
HVAC-PTAC | Air Conditioners (packaged terminal AC) | DEER2014 | D08 v2.05 | 2014-01-01 | Com | HVAC | SpaceCool | dxAC_equip |  | Any | Any | rated years |  |  |  |  | 15 | 5
HVAC-PTACCtrl | Package Terminal AC - Controller | 2010 Ex-Ante | IOU Workpaper | 2014-01-01 | Com | HVAC | SpaceCool | HV_Tech | TStat | Gst | PGE | rated years |  |  |  |  | 15 | 0
HVAC-PTACCtrl | Package Terminal AC - Controller | 2010 Ex-Ante | IOU Workpaper | 2014-01-01 | Com | HVAC | SpaceCool | HV_Tech | TStat | Htl | PGE | rated years |  |  |  |  | 15 | 0
HVAC-PTACCtrl | Package Terminal AC - Controller | 2010 Ex-Ante | IOU Workpaper | 2014-01-01 | Com | HVAC | SpaceCool | HV_Tech | TStat | Mtl | PGE | rated years |  |  |  |  | 15 | 0
HVAC-PTACCtrl | Package Terminal AC - Controller | ExAnte2010 | IOU Workpaper | 2014-01-01 | Com | HVAC | SpaceCool | HV_Tech | TStat | Gst | Any | rated years |  |  |  |  | 15 | 5
HVAC-PTACCtrl | Package Terminal AC - Controller | ExAnte2010 | IOU Workpaper | 2014-01-01 | Com | HVAC | SpaceCool | HV_Tech | TStat | Htl | Any | rated years |  |  |  |  | 15 | 5
HVAC-PTACCtrl | Package Terminal AC - Controller | ExAnte2010 | IOU Workpaper | 2014-01-01 | Com | HVAC | SpaceCool | HV_Tech | TStat | Mtl | Any | rated years |  |  |  |  | 15 | 5
HVAC-PTHP | Heat Pumps (packaged terminal) | DEER2014 | D08 v2.05 | 2014-01-01 | Com | HVAC | HeatCool | dxHP_equip |  | Any | Any | rated years |  |  |  |  | 15 | 5
HVAC-RedcOverVent | Reducing Overventilation | DEER2014 | D08 v2.05 | 2014-01-01 | Com | HVAC | VentAirDist | HV_AirDist |  | Any | Any | rated years |  |  |  |  | 10 | 3.3
HVAC-RefChg | Refrigerant Charge - Commercial | DEER2014 | D08 v2.05 | 2014-01-01 | Com | HVAC | HeatCool | dxAC_equip | refrig | Any | Any | rated years |  |  |  |  | 10 | 3.3
HVAC-RepEcono | Repair Economizer | DEER2014 | D08 v2.05 | 2014-01-01 | Com | HVAC | SpaceCool | HV_AirDist | AirEcono | Any | Any | rated years |  |  |  |  | 5 | 1.7
HVAC-Reset | Water Loop Reset | DEER2014 | D08 v2.05 | 2014-01-01 | Com | HVAC | EnvCtrl | LiquidCirc | TempReset | Any | Any | rated years |  |  |  |  | 10 | 3.3
HVAC-RotHtRecov | Rotary Heat Recovery | DEER2014 | D08 v2.05 | 2014-01-01 | Com | HVAC | HeatCool | HV_AirDist | HeatRecov | Any | Any | rated years |  |  |  |  | 14 | 4.7
HVAC-StmTrp | Steam Traps - Space Heating | DEER2014 | D08 v2.05 | 2014-01-01 | Com | HVAC | SpaceHeat | SteamCirc | SteamTrap | Any | Any | rated years |  |  |  |  | 6 | 2
HVAC-Timeclocks | Time Clocks (heating/cooling) | DEER2014 | D08 v2.05 | 2014-01-01 | Com | HVAC | EnvCtrl | HV_Tech | Timer | Any | Any | rated years |  |  |  |  | 11 | 3.7
HVAC-VarFlow | Hydronic Heat Pump Var Flow Valve | DEER2014 | D08 v2.05 | 2014-01-01 | Com | HVAC | HeatCool | LiquidCirc | FlowTempCtrl | Any | Any | rated years |  |  |  |  | 10 | 3.3
HVAC-VAVBox | Variable Air Volume Box, VSD Fan | DEER2014 | D08 v2.05 | 2014-01-01 | Com | HVAC | VentAirDist | Motor_Spd | ASD | Any | Any | rated years |  |  |  |  | 15 | 5
HVAC-VSD-DCV | Variable Speed Drive controlled by CO2 sensor | ExAnte2013 | IOU Workpaper | 2014-01-01 | Com | HVAC | HeatCool | HV_Tech | DCV | Any | Any | rated years |  |  |  |  | 15 | 5
HVAC-VSD-fan | Variable Air Volume Box, VSD Fan | DEER2014 | D08 v2.05 | 2014-01-01 | Com | HVAC | VentAirDist | Motor_Spd | ASD | Any | Any | rated years |  |  |  |  | 15 | 5
HVAC-VSD-pump | Variable Flow Water Loop, VSD Pump | DEER2014 | D08 v2.05 | 2014-01-01 | Com | HVAC | HeatCool | Motor_Spd | ASD | Any | Any | rated years |  |  |  |  | 15 | 5
HVAC-VSDSupFan | VSD Supply Fan Motors | DEER2014 | D08 v2.05 | 2014-01-01 | Com | HVAC | VentAirDist | Motor_Spd | ASD | Any | Any | rated years |  |  |  |  | 15 | 5
HVAC-WSHP | High Efficiency Water Source Heat Pump | DEER2014 | D08 v2.05 | 2014-01-01 | Com | HVAC | HeatCool | dxHP_equip |  | Any | Any | rated years |  |  |  |  | 15 | 5
HVAC-wtrAC | Air Conditioners (water-cooled, split and unitary) | DEER2014 | D08 v2.05 | 2014-01-01 | Com | HVAC | SpaceCool | dxAC_equip |  | Any | Any | rated years |  |  |  |  | 15 | 5
HVAC-WtrEcon | Water Side Economizer | DEER2014 | D08 v2.05 | 2014-01-01 | Com | HVAC | SpaceCool | HeatReject | WSEcono | Any | Any | rated years |  |  |  |  | 15 | 5
HV-CoggedBelt | Cogged Fan Belt | ExAnte2013 | IOU Workpaper | 2014-01-01 | Com | HVAC | VentAirDist | HV_AirDist | VentFanMtr | Asm | Any | Occupied Hours | 24000 | 1 | 5110 | 5 | 4.7 | 1.6
HV-CoggedBelt | Cogged Fan Belt | ExAnte2013 | IOU Workpaper | 2014-01-01 | Com | HVAC | VentAirDist | HV_AirDist | VentFanMtr | ECC | Any | Occupied Hours | 24000 | 1 | 3828 | 5 | 5 | 1.7
HV-CoggedBelt | Cogged Fan Belt | ExAnte2013 | IOU Workpaper | 2014-01-01 | Com | HVAC | VentAirDist | HV_AirDist | VentFanMtr | EPr | Any | Occupied Hours | 24000 | 1 | 2616 | 5 | 5 | 1.7
HV-CoggedBelt | Cogged Fan Belt | ExAnte2013 | IOU Workpaper | 2014-01-01 | Com | HVAC | VentAirDist | HV_AirDist | VentFanMtr | ESe | Any | Occupied Hours | 24000 | 1 | 2840 | 5 | 5 | 1.7
HV-CoggedBelt | Cogged Fan Belt | ExAnte2013 | IOU Workpaper | 2014-01-01 | Ind | HVAC | VentAirDist | HV_AirDist | VentFanMtr | MLI | Any | Occupied Hours | 24000 | 1 | 3514 | 5 | 5 | 1.7
HV-CoggedBelt | Cogged Fan Belt | ExAnte2013 | IOU Workpaper | 2014-01-01 | Com | HVAC | VentAirDist | HV_AirDist | VentFanMtr | Nrs | Any | Occupied Hours | 24000 | 1 | 8760 | 5 | 2.7 | 0.9
HV-CoggedBelt | Cogged Fan Belt | ExAnte2013 | IOU Workpaper | 2014-01-01 | Com | HVAC | VentAirDist | HV_AirDist | VentFanMtr | OfL | Any | Occupied Hours | 24000 | 1 | 3974 | 5 | 5 | 1.7
HV-CoggedBelt | Cogged Fan Belt | ExAnte2013 | IOU Workpaper | 2014-01-01 | Com | HVAC | VentAirDist | HV_AirDist | VentFanMtr | OfS | Any | Occupied Hours | 24000 | 1 | 3371 | 5 | 5 | 1.7
HV-CoggedBelt | Cogged Fan Belt | ExAnte2013 | IOU Workpaper | 2014-01-01 | Com | HVAC | VentAirDist | HV_AirDist | VentFanMtr | RFF | Any | Occupied Hours | 24000 | 1 | 6935 | 5 | 3.5 | 1.2
HV-CoggedBelt | Cogged Fan Belt | ExAnte2013 | IOU Workpaper | 2014-01-01 | Com | HVAC | VentAirDist | HV_AirDist | VentFanMtr | RSD | Any | Occupied Hours | 24000 | 1 | 5110 | 5 | 4.7 | 1.6
HV-CoggedBelt | Cogged Fan Belt | ExAnte2013 | IOU Workpaper | 2014-01-01 | Com | HVAC | VentAirDist | HV_AirDist | VentFanMtr | Rt3 | Any | Occupied Hours | 24000 | 1 | 4482 | 5 | 5 | 1.7
HV-CoggedBelt | Cogged Fan Belt | ExAnte2013 | IOU Workpaper | 2014-01-01 | Com | HVAC | VentAirDist | HV_AirDist | VentFanMtr | RtL | Any | Occupied Hours | 24000 | 1 | 5475 | 5 | 4.4 | 1.5
HV-CoggedBelt | Cogged Fan Belt | ExAnte2013 | IOU Workpaper | 2014-01-01 | Com | HVAC | VentAirDist | HV_AirDist | VentFanMtr | RtS | Any | Occupied Hours | 24000 | 1 | 4745 | 5 | 5 | 1.7
HV-DuctSeal | Duct Sealing | DEER2014 | D08 v2.05 | 2014-01-01 | Res | HVAC | VentAirDist | HV_AirDist | DuctInsul | Any | Any | rated years |  |  |  |  | 18 | 6
HV-EffFurn | High Efficiency Furnace | DEER2014 | D08 v2.05 | 2014-01-01 | Res | HVAC | SpaceHeat | SpaceHtg_eq | GasFurnace | Any | Any | rated years |  |  |  |  | 20 | 6.7
HV-Evap | Evaporative Cooler | DEER2014 | D08 v2.05 | 2014-01-01 | Res | HVAC | SpaceCool | EvapCool_eq | ResEvap | Any | Any | rated years |  |  |  |  | 15 | 5
HV-ProgTstat | Programmable Thermostat | DEER2014 | D08 v2.05 | 2014-01-01 | Res | HVAC | EnvCtrl | HV_Tech | Tstat | Any | Any | rated years |  |  |  |  | 11 | 3.7
HV-RAC-ES | Room AC - Energy Star | DEER2014 | D08 v2.05 | 2014-01-01 | Res | HVAC | SpaceCool | dxAC_equip |  | Any | Any | rated years |  |  |  |  | 9 | 3
HV-RAC-RUL | Room AC - Recycling (RUL) | DEER2014 | D08 v2.05 | 2014-01-01 | Res | HVAC | SpaceCool | dxAC_equip |  | Any | Any | rated years | [5 empty] | 3
HV-RefChrg | Refrigerant Charge - Residential | DEER2014 | D08 v2.05 | 2014-01-01 | Res | HVAC | HeatCool | dxAC_equip | refrig | Any | Any | rated years |  |  |  |  | 10 | 3.3
HV-ResAC | High Efficiency Air Conditioner (package and split systems) | DEER2014 | D08 v2.05 | 2014-01-01 | Res | HVAC | SpaceCool | dxAC_equip |  | Any | Any | rated years |  |  |  |  | 15 | 5
HV-ResAC-CleanCoil | Clean Condenser Coils - Residential | DEER2014 | D08 v2.05 | 2014-01-01 | Res | Service | Maintenance | HeatReject |  | Any | Any | rated years |  |  |  |  | 3 | 1
HV-ResEvapAC | High Efficiency Air Conditioner (Evap cooled split systems) | DEER2014 | D08 v2.05 | 2014-01-01 | Res | HVAC | SpaceCool | EvapCool_eq | ResEvap | Any | Any | rated years |  |  |  |  | 15 | 5
HV-ResHP | High Efficiency Heat Pump | DEER2014 | D08 v2.05 | 2014-01-01 | Res | HVAC | HeatCool | dxHP_equip |  | Any | Any | rated years |  |  |  |  | 15 | 5
HV-ResRCx | Residential HVAC assessment report & maintenance contract | ExAnte2013 | IOU Workpaper | 2014-01-01 | Res | Service | Diagnostic |  |  | Any | Any | rated years |  |  |  |  | 5 | 1.7
HV-WHfan | Whole House Fans | DEER2014 | D08 v2.05 | 2014-01-01 | Res | HVAC | VentAirDist | HV_AirDist |  | Any | Any | rated years |  |  |  |  | 20 | 6.7
ILtg-CFL-12000hr-Com | CFL Lamps - Indoor- Commercial - 12,000 Rated Hours | DEER2014 | D08 v2.05 | 2014-01-01 | Com | Lighting | InGen | Ltg_Lamp | CFLint_lamp | Asm | Any | lamp rated hours | 12000 | 1 | 2300 |  | 5.22 | 1.74
ILtg-CFL-12000hr-Com | CFL Lamps - Indoor- Commercial - 12,000 Rated Hours | DEER2014 | D08 v2.05 | 2014-01-01 | Com | Lighting | InGen | Ltg_Lamp | CFLint_lamp | ECC | Any | lamp rated hours | 12000 | 1 | 2420 |  | 4.96 | 1.65
ILtg-CFL-12000hr-Com | CFL Lamps - Indoor- Commercial - 12,000 Rated Hours | DEER2014 | D08 v2.05 | 2014-01-01 | Com | Lighting | InGen | Ltg_Lamp | CFLint_lamp | EPr | Any | lamp rated hours | 12000 | 1 | 2240 |  | 5.36 | 1.79
ILtg-CFL-12000hr-Com | CFL Lamps - Indoor- Commercial - 12,000 Rated Hours | DEER2014 | D08 v2.05 | 2014-01-01 | Com | Lighting | InGen | Ltg_Lamp | CFLint_lamp | ERC | Any | lamp rated hours | 12000 | 1 | 2600 |  | 4.62 | 1.54
ILtg-CFL-12000hr-Com | CFL Lamps - Indoor- Commercial - 12,000 Rated Hours | DEER2014 | D08 v2.05 | 2014-01-01 | Com | Lighting | InGen | Ltg_Lamp | CFLint_lamp | ESe | Any | lamp rated hours | 12000 | 1 | 2330 |  | 5.15 | 1.72
ILtg-CFL-12000hr-Com | CFL Lamps - Indoor- Commercial - 12,000 Rated Hours | DEER2014 | D08 v2.05 | 2014-01-01 | Com | Lighting | InGen | Ltg_Lamp | CFLint_lamp | EUn | Any | lamp rated hours | 12000 | 1 | 2370 |  | 5.06 | 1.69
ILtg-CFL-12000hr-Com | CFL Lamps - Indoor- Commercial - 12,000 Rated Hours | DEER2014 | D08 v2.05 | 2014-01-01 | Com | Lighting | InGen | Ltg_Lamp | CFLint_lamp | Gro | Any | lamp rated hours | 12000 | 1 | 3890 |  | 3.08 | 1.03
ILtg-CFL-12000hr-Com | CFL Lamps - Indoor- Commercial - 12,000 Rated Hours | DEER2014 | D08 v2.05 | 2014-01-01 | Com | Lighting | InGen | Ltg_Lamp | CFLint_lamp | Hsp | Any | lamp rated hours | 12000 | 1 | 4200 |  | 2.86 | 0.95
ILtg-CFL-12000hr-Com | CFL Lamps - Indoor- Commercial - 12,000 Rated Hours | DEER2014 | D08 v2.05 | 2014-01-01 | Com | Lighting | InGen | Ltg_Lamp | CFLint_lamp | Htl | Any | lamp rated hours | 12000 | 1 | 1670 |  | 7.19 | 2.4
ILtg-CFL-12000hr-Com | CFL Lamps - Indoor- Commercial - 12,000 Rated Hours | DEER2014 | D08 v2.05 | 2014-01-01 | Com | Lighting | InGen | Ltg_Lamp | CFLint_lamp | MBT | Any | lamp rated hours | 12000 | 1 | 3090 |  | 3.88 | 1.29
ILtg-CFL-12000hr-Com | CFL Lamps - Indoor- Commercial - 12,000 Rated Hours | DEER2014 | D08 v2.05 | 2014-01-01 | Com | Lighting | InGen | Ltg_Lamp | CFLint_lamp | MLI | Any | lamp rated hours | 12000 | 1 | 2580 |  | 4.65 | 1.55
ILtg-CFL-12000hr-Com | CFL Lamps - Indoor- Commercial - 12,000 Rated Hours | DEER2014 | D08 v2.05 | 2014-01-01 | Com | Lighting | InGen | Ltg_Lamp | CFLint_lamp | Mtl | Any | lamp rated hours | 12000 | 1 | 1370 |  | 8.76 | 2.92
ILtg-CFL-12000hr-Com | CFL Lamps - Indoor- Commercial - 12,000 Rated Hours | DEER2014 | D08 v2.05 | 2014-01-01 | Com | Lighting | InGen | Ltg_Lamp | CFLint_lamp | Nrs | Any | lamp rated hours | 12000 | 1 | 3570 |  | 3.36 | 1.12
ILtg-CFL-12000hr-Com | CFL Lamps - Indoor- Commercial - 12,000 Rated Hours | DEER2014 | D08 v2.05 | 2014-01-01 | Com | Lighting | InGen | Ltg_Lamp | CFLint_lamp | OfL | Any | lamp rated hours | 12000 | 1 | 3000 |  | 4 | 1.33
ILtg-CFL-12000hr-Com | CFL Lamps - Indoor- Commercial - 12,000 Rated Hours | DEER2014 | D08 v2.05 | 2014-01-01 | Com | Lighting | InGen | Ltg_Lamp | CFLint_lamp | OfS | Any | lamp rated hours | 12000 | 1 | 2980 |  | 4.03 | 1.34
ILtg-CFL-12000hr-Com | CFL Lamps - Indoor- Commercial - 12,000 Rated Hours | DEER2014 | D08 v2.05 | 2014-01-01 | Com | Lighting | InGen | Ltg_Lamp | CFLint_lamp | RFF | Any | lamp rated hours | 12000 | 1 | 4810 |  | 2.49 | 0.83
ILtg-CFL-12000hr-Com | CFL Lamps - Indoor- Commercial - 12,000 Rated Hours | DEER2014 | D08 v2.05 | 2014-01-01 | Com | Lighting | InGen | Ltg_Lamp | CFLint_lamp | RSD | Any | lamp rated hours | 12000 | 1 | 4830 |  | 2.48 | 0.83
ILtg-CFL-12000hr-Com | CFL Lamps - Indoor- Commercial - 12,000 Rated Hours | DEER2014 | D08 v2.05 | 2014-01-01 | Com | Lighting | InGen | Ltg_Lamp | CFLint_lamp | Rt3 | Any | lamp rated hours | 12000 | 1 | 3710 |  | 3.23 | 1.08
ILtg-CFL-12000hr-Com | CFL Lamps - Indoor- Commercial - 12,000 Rated Hours | DEER2014 | D08 v2.05 | 2014-01-01 | Com | Lighting | InGen | Ltg_Lamp | CFLint_lamp | RtL | Any | lamp rated hours | 12000 | 1 | 4350 |  | 2.76 | 0.92
ILtg-CFL-12000hr-Com | CFL Lamps - Indoor- Commercial - 12,000 Rated Hours | DEER2014 | D08 v2.05 | 2014-01-01 | Com | Lighting | InGen | Ltg_Lamp | CFLint_lamp | RtS | Any | lamp rated hours | 12000 | 1 | 4010 |  | 2.99 | 1
ILtg-CFL-12000hr-Com | CFL Lamps - Indoor- Commercial - 12,000 Rated Hours | DEER2014 | D08 v2.05 | 2014-01-01 | Com | Lighting | InGen | Ltg_Lamp | CFLint_lamp | SCn | Any | lamp rated hours | 12000 | 1 | 2760 |  | 4.35 | 1.45
ILtg-CFL-12000hr-Com | CFL Lamps - Indoor- Commercial - 12,000 Rated Hours | DEER2014 | D08 v2.05 | 2014-01-01 | Com | Lighting | InGen | Ltg_Lamp | CFLint_lamp | SUn | Any | lamp rated hours | 12000 | 1 | 2760 |  | 4.35 | 1.45
ILtg-CFL-12000hr-Com | CFL Lamps - Indoor- Commercial - 12,000 Rated Hours | DEER2014 | D08 v2.05 | 2014-01-01 | Com | Lighting | InGen | Ltg_Lamp | CFLint_lamp | WRf | Any | lamp rated hours | 12000 | 1 | 4730 |  | 2.54 | 0.85
ILtg-CFL-12000hr-Res | CFL Lamps - Indoor- Residential - 12,000 Rated Hours | DEER2014 | D08 v2.05 | 2014-01-01 | Res | Lighting | InGen | Ltg_Lamp | CFLint_lamp | Any | Any | lamp rated hours | 12000 | 0.523 | 541 |  | 11.6 | 3.87
ILtg-CFL-6000hr-Com | CFL Lamps - Indoor- Commercial - 6,000 Rated Hours | DEER2014 | D08 v2.05 | 2014-01-01 | Com | Lighting | InGen | Ltg_Lamp | CFLint_lamp | Asm | Any | lamp rated hours | 6000 | 1 | 2300 |  | 2.61 | 0.87
ILtg-CFL-6000hr-Com | CFL Lamps - Indoor- Commercial - 6,000 Rated Hours | DEER2014 | D08 v2.05 | 2014-01-01 | Com | Lighting | InGen | Ltg_Lamp | CFLint_lamp | ECC | Any | lamp rated hours | 6000 | 1 | 2420 |  | 2.48 | 0.83
ILtg-CFL-6000hr-Com | CFL Lamps - Indoor- Commercial - 6,000 Rated Hours | DEER2014 | D08 v2.05 | 2014-01-01 | Com | Lighting | InGen | Ltg_Lamp | CFLint_lamp | EPr | Any | lamp rated hours | 6000 | 1 | 2240 |  | 2.68 | 0.89
ILtg-CFL-6000hr-Com | CFL Lamps - Indoor- Commercial - 6,000 Rated Hours | DEER2014 | D08 v2.05 | 2014-01-01 | Com | Lighting | InGen | Ltg_Lamp | CFLint_lamp | ERC | Any | lamp rated hours | 6000 | 1 | 2600 |  | 2.31 | 0.77
ILtg-CFL-6000hr-Com | CFL Lamps - Indoor- Commercial - 6,000 Rated Hours | DEER2014 | D08 v2.05 | 2014-01-01 | Com | Lighting | InGen | Ltg_Lamp | CFLint_lamp | ESe | Any | lamp rated hours | 6000 | 1 | 2330 |  | 2.58 | 0.86
ILtg-CFL-6000hr-Com | CFL Lamps - Indoor- Commercial - 6,000 Rated Hours | DEER2014 | D08 v2.05 | 2014-01-01 | Com | Lighting | InGen | Ltg_Lamp | CFLint_lamp | EUn | Any | lamp rated hours | 6000 | 1 | 2370 |  | 2.53 | 0.84
ILtg-CFL-6000hr-Com | CFL Lamps - Indoor- Commercial - 6,000 Rated Hours | DEER2014 | D08 v2.05 | 2014-01-01 | Com | Lighting | InGen | Ltg_Lamp | CFLint_lamp | Gro | Any | lamp rated hours | 6000 | 1 | 3890 |  | 1.54 | 0.51
ILtg-CFL-6000hr-Com | CFL Lamps - Indoor- Commercial - 6,000 Rated Hours | DEER2014 | D08 v2.05 | 2014-01-01 | Com | Lighting | InGen | Ltg_Lamp | CFLint_lamp | Hsp | Any | lamp rated hours | 6000 | 1 | 4200 |  | 1.43 | 0.48
ILtg-CFL-6000hr-Com | CFL Lamps - Indoor- Commercial - 6,000 Rated Hours | DEER2014 | D08 v2.05 | 2014-01-01 | Com | Lighting | InGen | Ltg_Lamp | CFLint_lamp | Htl | Any | lamp rated hours | 6000 | 1 | 1670 |  | 3.59 | 1.2
ILtg-CFL-6000hr-Com | CFL Lamps - Indoor- Commercial - 6,000 Rated Hours | DEER2014 | D08 v2.05 | 2014-01-01 | Com | Lighting | InGen | Ltg_Lamp | CFLint_lamp | MBT | Any | lamp rated hours | 6000 | 1 | 3090 |  | 1.94 | 0.65
ILtg-CFL-6000hr-Com | CFL Lamps - Indoor- Commercial - 6,000 Rated Hours | DEER2014 | D08 v2.05 | 2014-01-01 | Com | Lighting | InGen | Ltg_Lamp | CFLint_lamp | MLI | Any | lamp rated hours | 6000 | 1 | 2580 |  | 2.33 | 0.78
ILtg-CFL-6000hr-Com | CFL Lamps - Indoor- Commercial - 6,000 Rated Hours | DEER2014 | D08 v2.05 | 2014-01-01 | Com | Lighting | InGen | Ltg_Lamp | CFLint_lamp | Mtl | Any | lamp rated hours | 6000 | 1 | 1370 |  | 4.38 | 1.46
ILtg-CFL-6000hr-Com | CFL Lamps - Indoor- Commercial - 6,000 Rated Hours | DEER2014 | D08 v2.05 | 2014-01-01 | Com | Lighting | InGen | Ltg_Lamp | CFLint_lamp | Nrs | Any | lamp rated hours | 6000 | 1 | 3570 |  | 1.68 | 0.56
ILtg-CFL-6000hr-Com | CFL Lamps - Indoor- Commercial - 6,000 Rated Hours | DEER2014 | D08 v2.05 | 2014-01-01 | Com | Lighting | InGen | Ltg_Lamp | CFLint_lamp | OfL | Any | lamp rated hours | 6000 | 1 | 3000 |  | 2 | 0.67
ILtg-CFL-6000hr-Com | CFL Lamps - Indoor- Commercial - 6,000 Rated Hours | DEER2014 | D08 v2.05 | 2014-01-01 | Com | Lighting | InGen | Ltg_Lamp | CFLint_lamp | OfS | Any | lamp rated hours | 6000 | 1 | 2980 |  | 2.01 | 0.67
ILtg-CFL-6000hr-Com | CFL Lamps - Indoor- Commercial - 6,000 Rated Hours | DEER2014 | D08 v2.05 | 2014-01-01 | Com | Lighting | InGen | Ltg_Lamp | CFLint_lamp | RFF | Any | lamp rated hours | 6000 | 1 | 4810 |  | 1.25 | 0.42
ILtg-CFL-6000hr-Com | CFL Lamps - Indoor- Commercial - 6,000 Rated Hours | DEER2014 | D08 v2.05 | 2014-01-01 | Com | Lighting | InGen | Ltg_Lamp | CFLint_lamp | RSD | Any | lamp rated hours | 6000 | 1 | 4830 |  | 1.24 | 0.41
ILtg-CFL-6000hr-Com | CFL Lamps - Indoor- Commercial - 6,000 Rated Hours | DEER2014 | D08 v2.05 | 2014-01-01 | Com | Lighting | InGen | Ltg_Lamp | CFLint_lamp | Rt3 | Any | lamp rated hours | 6000 | 1 | 3710 |  | 1.62 | 0.54
ILtg-CFL-6000hr-Com | CFL Lamps - Indoor- Commercial - 6,000 Rated Hours | DEER2014 | D08 v2.05 | 2014-01-01 | Com | Lighting | InGen | Ltg_Lamp | CFLint_lamp | RtL | Any | lamp rated hours | 6000 | 1 | 4350 |  | 1.38 | 0.46
ILtg-CFL-6000hr-Com | CFL Lamps - Indoor- Commercial - 6,000 Rated Hours | DEER2014 | D08 v2.05 | 2014-01-01 | Com | Lighting | InGen | Ltg_Lamp | CFLint_lamp | RtS | Any | lamp rated hours | 6000 | 1 | 4010 |  | 1.5 | 0.5
ILtg-CFL-6000hr-Com | CFL Lamps - Indoor- Commercial - 6,000 Rated Hours | DEER2014 | D08 v2.05 | 2014-01-01 | Com | Lighting | InGen | Ltg_Lamp | CFLint_lamp | SCn | Any | lamp rated hours | 6000 | 1 | 2760 |  | 2.17 | 0.72
ILtg-CFL-6000hr-Com | CFL Lamps - Indoor- Commercial - 6,000 Rated Hours | DEER2014 | D08 v2.05 | 2014-01-01 | Com | Lighting | InGen | Ltg_Lamp | CFLint_lamp | SUn | Any | lamp rated hours | 6000 | 1 | 2760 |  | 2.17 | 0.72
ILtg-CFL-6000hr-Com | CFL Lamps - Indoor- Commercial - 6,000 Rated Hours | DEER2014 | D08 v2.05 | 2014-01-01 | Com | Lighting | InGen | Ltg_Lamp | CFLint_lamp | WRf | Any | lamp rated hours | 6000 | 1 | 4730 |  | 1.27 | 0.42
ILtg-CFL-6000hr-Res | CFL Lamps - Indoor- Residential - 6,000 Rated Hours | DEER2014 | D08 v2.05 | 2014-01-01 | Res | Lighting | InGen | Ltg_Lamp | CFLint_lamp | Any | Any | lamp rated hours | 6000 | 0.523 | 541 |  | 5.8 | 1.93
ILtg-CFL-8000hr-Com | CFL Lamps - Indoor- Commercial - 8,000 Rated Hours | DEER2014 | D08 v2.05 | 2014-01-01 | Com | Lighting | InGen | Ltg_Lamp | CFLint_lamp | Asm | Any | lamp rated hours | 8000 | 1 | 2300 | 15 | 3.48 | 1.16
ILtg-CFL-8000hr-Com | CFL Lamps - Indoor- Commercial - 8,000 Rated Hours | DEER2014 | D08 v2.05 | 2014-01-01 | Com | Lighting | InGen | Ltg_Lamp | CFLint_lamp | ECC | Any | lamp rated hours | 8000 | 1 | 2420 | 15 | 3.31 | 1.1
ILtg-CFL-8000hr-Com | CFL Lamps - Indoor- Commercial - 8,000 Rated Hours | DEER2014 | D08 v2.05 | 2014-01-01 | Com | Lighting | InGen | Ltg_Lamp | CFLint_lamp | EPr | Any | lamp rated hours | 8000 | 1 | 2240 | 15 | 3.57 | 1.19
ILtg-CFL-8000hr-Com | CFL Lamps - Indoor- Commercial - 8,000 Rated Hours | DEER2014 | D08 v2.05 | 2014-01-01 | Com | Lighting | InGen | Ltg_Lamp | CFLint_lamp | ERC | Any | lamp rated hours | 8000 | 1 | 2600 | 15 | 3.08 | 1.03
ILtg-CFL-8000hr-Com | CFL Lamps - Indoor- Commercial - 8,000 Rated Hours | DEER2014 | D08 v2.05 | 2014-01-01 | Com | Lighting | InGen | Ltg_Lamp | CFLint_lamp | ESe | Any | lamp rated hours | 8000 | 1 | 2330 | 15 | 3.43 | 1.14
ILtg-CFL-8000hr-Com | CFL Lamps - Indoor- Commercial - 8,000 Rated Hours | DEER2014 | D08 v2.05 | 2014-01-01 | Com | Lighting | InGen | Ltg_Lamp | CFLint_lamp | EUn | Any | lamp rated hours | 8000 | 1 | 2370 | 15 | 3.38 | 1.13
ILtg-CFL-8000hr-Com | CFL Lamps - Indoor- Commercial - 8,000 Rated Hours | DEER2014 | D08 v2.05 | 2014-01-01 | Com | Lighting | InGen | Ltg_Lamp | CFLint_lamp | Gro | Any | lamp rated hours | 8000 | 1 | 3890 | 15 | 2.06 | 0.69
ILtg-CFL-8000hr-Com | CFL Lamps - Indoor- Commercial - 8,000 Rated Hours | DEER2014 | D08 v2.05 | 2014-01-01 | Com | Lighting | InGen | Ltg_Lamp | CFLint_lamp | Hsp | Any | lamp rated hours | 8000 | 1 | 4200 | 15 | 1.9 | 0.63
ILtg-CFL-8000hr-Com | CFL Lamps - Indoor- Commercial - 8,000 Rated Hours | DEER2014 | D08 v2.05 | 2014-01-01 | Com | Lighting | InGen | Ltg_Lamp | CFLint_lamp | Htl | Any | lamp rated hours | 8000 | 1 | 1670 | 15 | 4.79 | 1.6
ILtg-CFL-8000hr-Com | CFL Lamps - Indoor- Commercial - 8,000 Rated Hours | DEER2014 | D08 v2.05 | 2014-01-01 | Com | Lighting | InGen | Ltg_Lamp | CFLint_lamp | MBT | Any | lamp rated hours | 8000 | 1 | 3090 | 15 | 2.59 | 0.86
ILtg-CFL-8000hr-Com | CFL Lamps - Indoor- Commercial - 8,000 Rated Hours | DEER2014 | D08 v2.05 | 2014-01-01 | Com | Lighting | InGen | Ltg_Lamp | CFLint_lamp | MLI | Any | lamp rated hours | 8000 | 1 | 2580 | 15 | 3.1 | 1.03
ILtg-CFL-8000hr-Com | CFL Lamps - Indoor- Commercial - 8,000 Rated Hours | DEER2014 | D08 v2.05 | 2014-01-01 | Com | Lighting | InGen | Ltg_Lamp | CFLint_lamp | Mtl | Any | lamp rated hours | 8000 | 1 | 1370 | 15 | 5.84 | 1.95
ILtg-CFL-8000hr-Com | CFL Lamps - Indoor- Commercial - 8,000 Rated Hours | DEER2014 | D08 v2.05 | 2014-01-01 | Com | Lighting | InGen | Ltg_Lamp | CFLint_lamp | Nrs | Any | lamp rated hours | 8000 | 1 | 3570 | 15 | 2.24 | 0.75
ILtg-CFL-8000hr-Com | CFL Lamps - Indoor- Commercial - 8,000 Rated Hours | DEER2014 | D08 v2.05 | 2014-01-01 | Com | Lighting | InGen | Ltg_Lamp | CFLint_lamp | OfL | Any | lamp rated hours | 8000 | 1 | 3000 | 15 | 2.67 | 0.89
ILtg-CFL-8000hr-Com | CFL Lamps - Indoor- Commercial - 8,000 Rated Hours | DEER2014 | D08 v2.05 | 2014-01-01 | Com | Lighting | InGen | Ltg_Lamp | CFLint_lamp | OfS | Any | lamp rated hours | 8000 | 1 | 2980 | 15 | 2.68 | 0.89
ILtg-CFL-8000hr-Com | CFL Lamps - Indoor- Commercial - 8,000 Rated Hours | DEER2014 | D08 v2.05 | 2014-01-01 | Com | Lighting | InGen | Ltg_Lamp | CFLint_lamp | RFF | Any | lamp rated hours | 8000 | 1 | 4810 | 15 | 1.66 | 0.55
ILtg-CFL-8000hr-Com | CFL Lamps - Indoor- Commercial - 8,000 Rated Hours | DEER2014 | D08 v2.05 | 2014-01-01 | Com | Lighting | InGen | Ltg_Lamp | CFLint_lamp | RSD | Any | lamp rated hours | 8000 | 1 | 4830 | 15 | 1.66 | 0.55
ILtg-CFL-8000hr-Com | CFL Lamps - Indoor- Commercial - 8,000 Rated Hours | DEER2014 | D08 v2.05 | 2014-01-01 | Com | Lighting | InGen | Ltg_Lamp | CFLint_lamp | Rt3 | Any | lamp rated hours | 8000 | 1 | 3710 | 15 | 2.16 | 0.72
ILtg-CFL-8000hr-Com | CFL Lamps - Indoor- Commercial - 8,000 Rated Hours | DEER2014 | D08 v2.05 | 2014-01-01 | Com | Lighting | InGen | Ltg_Lamp | CFLint_lamp | RtL | Any | lamp rated hours | 8000 | 1 | 4350 | 15 | 1.84 | 0.61
ILtg-CFL-8000hr-Com | CFL Lamps - Indoor- Commercial - 8,000 Rated Hours | DEER2014 | D08 v2.05 | 2014-01-01 | Com | Lighting | InGen | Ltg_Lamp | CFLint_lamp | RtS | Any | lamp rated hours | 8000 | 1 | 4010 | 15 | 2 | 0.67
ILtg-CFL-8000hr-Com | CFL Lamps - Indoor- Commercial - 8,000 Rated Hours | DEER2014 | D08 v2.05 | 2014-01-01 | Com | Lighting | InGen | Ltg_Lamp | CFLint_lamp | SCn | Any | lamp rated hours | 8000 | 1 | 2760 | 15 | 2.9 | 0.97
ILtg-CFL-8000hr-Com | CFL Lamps - Indoor- Commercial - 8,000 Rated Hours | DEER2014 | D08 v2.05 | 2014-01-01 | Com | Lighting | InGen | Ltg_Lamp | CFLint_lamp | SUn | Any | lamp rated hours | 8000 | 1 | 2760 | 15 | 2.9 | 0.97
ILtg-CFL-8000hr-Com | CFL Lamps - Indoor- Commercial - 8,000 Rated Hours | DEER2014 | D08 v2.05 | 2014-01-01 | Com | Lighting | InGen | Ltg_Lamp | CFLint_lamp | WRf | Any | lamp rated hours | 8000 | 1 | 4730 | 15 | 1.69 | 0.56
ILtg-CFL-8000hr-Res | CFL Lamps - Indoor- Residential - 8,000 Rated Hours | DEER2014 | D08 v2.05 | 2014-01-01 | Res | Lighting | InGen | Ltg_Lamp | CFLint_lamp | Any | Any | lamp rated hours | 8000 | 0.523 | 541 | 20 | 7.73 | 2.58
ILtg-CFL-Com | CFL Lamps - Indoor- Commercial - 10,000 Rated Hours | DEER2014 | D08 v2.05 | 2014-01-01 | Com | Lighting | InGen | Ltg_Lamp | CFLint_lamp | Asm | Any | lamp rated hours | 10000 | 1 | 2300 | 15 | 4.35 | 1.5
ILtg-CFL-Com | CFL Lamps - Indoor- Commercial - 10,000 Rated Hours | DEER2014 | D08 v2.05 | 2014-01-01 | Com | Lighting | InGen | Ltg_Lamp | CFLint_lamp | ECC | Any | lamp rated hours | 10000 | 1 | 2420 | 15 | 4.13 | 1.4
ILtg-CFL-Com | CFL Lamps - Indoor- Commercial - 10,000 Rated Hours | DEER2014 | D08 v2.05 | 2014-01-01 | Com | Lighting | InGen | Ltg_Lamp | CFLint_lamp | EPr | Any | lamp rated hours | 10000 | 1 | 2240 | 15 | 4.46 | 1.5
ILtg-CFL-Com | CFL Lamps - Indoor- Commercial - 10,000 Rated Hours | DEER2014 | D08 v2.05 | 2014-01-01 | Com | Lighting | InGen | Ltg_Lamp | CFLint_lamp | ERC | Any | lamp rated hours | 10000 | 1 | 2600 | 15 | 3.85 | 1.3
ILtg-CFL-Com | CFL Lamps - Indoor- Commercial - 10,000 Rated Hours | DEER2014 | D08 v2.05 | 2014-01-01 | Com | Lighting | InGen | Ltg_Lamp | CFLint_lamp | ESe | Any | lamp rated hours | 10000 | 1 | 2330 | 15 | 4.29 | 1.4
ILtg-CFL-Com | CFL Lamps - Indoor- Commercial - 10,000 Rated Hours | DEER2014 | D08 v2.05 | 2014-01-01 | Com | Lighting | InGen | Ltg_Lamp | CFLint_lamp | EUn | Any | lamp rated hours | 10000 | 1 | 2370 | 15 | 4.22 | 1.4
ILtg-CFL-Com | CFL Lamps - Indoor- Commercial - 10,000 Rated Hours | DEER2014 | D08 v2.05 | 2014-01-01 | Com | Lighting | InGen | Ltg_Lamp | CFLint_lamp | Gro | Any | lamp rated hours | 10000 | 1 | 3890 | 15 | 2.57 | 0.9
ILtg-CFL-Com | CFL Lamps - Indoor- Commercial - 10,000 Rated Hours | DEER2014 | D08 v2.05 | 2014-01-01 | Com | Lighting | InGen | Ltg_Lamp | CFLint_lamp | Hsp | Any | lamp rated hours | 10000 | 1 | 4200 | 15 | 2.38 | 0.8
ILtg-CFL-Com | CFL Lamps - Indoor- Commercial - 10,000 Rated Hours | DEER2014 | D08 v2.05 | 2014-01-01 | Com | Lighting | InGen | Ltg_Lamp | CFLint_lamp | Htl | Any | lamp rated hours | 10000 | 1 | 1670 | 15 | 5.99 | 2
ILtg-CFL-Com | CFL Lamps - Indoor- Commercial - 10,000 Rated Hours | DEER2014 | D08 v2.05 | 2014-01-01 | Com | Lighting | InGen | Ltg_Lamp | CFLint_lamp | MBT | Any | lamp rated hours | 10000 | 1 | 3090 | 15 | 3.24 | 1.1
ILtg-CFL-Com | CFL Lamps - Indoor- Commercial - 10,000 Rated Hours | DEER2014 | D08 v2.05 | 2014-01-01 | Com | Lighting | InGen | Ltg_Lamp | CFLint_lamp | MLI | Any | lamp rated hours | 10000 | 1 | 2580 | 15 | 3.88 | 1.3
ILtg-CFL-Com | CFL Lamps - Indoor- Commercial - 10,000 Rated Hours | DEER2014 | D08 v2.05 | 2014-01-01 | Com | Lighting | InGen | Ltg_Lamp | CFLint_lamp | Mtl | Any | lamp rated hours | 10000 | 1 | 1370 | 15 | 7.3 | 2.4
ILtg-CFL-Com | CFL Lamps - Indoor- Commercial - 10,000 Rated Hours | DEER2014 | D08 v2.05 | 2014-01-01 | Com | Lighting | InGen | Ltg_Lamp | CFLint_lamp | Nrs | Any | lamp rated hours | 10000 | 1 | 3570 | 15 | 2.8 | 0.9
ILtg-CFL-Com | CFL Lamps - Indoor- Commercial - 10,000 Rated Hours | DEER2014 | D08 v2.05 | 2014-01-01 | Com | Lighting | InGen | Ltg_Lamp | CFLint_lamp | OfL | Any | lamp rated hours | 10000 | 1 | 3000 | 15 | 3.33 | 1.1
ILtg-CFL-Com | CFL Lamps - Indoor- Commercial - 10,000 Rated Hours | DEER2014 | D08 v2.05 | 2014-01-01 | Com | Lighting | InGen | Ltg_Lamp | CFLint_lamp | OfS | Any | lamp rated hours | 10000 | 1 | 2980 | 15 | 3.36 | 1.1
ILtg-CFL-Com | CFL Lamps - Indoor- Commercial - 10,000 Rated Hours | DEER2014 | D08 v2.05 | 2014-01-01 | Com | Lighting | InGen | Ltg_Lamp | CFLint_lamp | RFF | Any | lamp rated hours | 10000 | 1 | 4810 | 15 | 2.08 | 0.7
ILtg-CFL-Com | CFL Lamps - Indoor- Commercial - 10,000 Rated Hours | DEER2014 | D08 v2.05 | 2014-01-01 | Com | Lighting | InGen | Ltg_Lamp | CFLint_lamp | RSD | Any | lamp rated hours | 10000 | 1 | 4830 | 15 | 2.07 | 0.7
ILtg-CFL-Com | CFL Lamps - Indoor- Commercial - 10,000 Rated Hours | DEER2014 | D08 v2.05 | 2014-01-01 | Com | Lighting | InGen | Ltg_Lamp | CFLint_lamp | Rt3 | Any | lamp rated hours | 10000 | 1 | 3710 | 15 | 2.7 | 0.9
ILtg-CFL-Com | CFL Lamps - Indoor- Commercial - 10,000 Rated Hours | DEER2014 | D08 v2.05 | 2014-01-01 | Com | Lighting | InGen | Ltg_Lamp | CFLint_lamp | RtL | Any | lamp rated hours | 10000 | 1 | 4350 | 15 | 2.3 | 0.8
ILtg-CFL-Com | CFL Lamps - Indoor- Commercial - 10,000 Rated Hours | DEER2014 | D08 v2.05 | 2014-01-01 | Com | Lighting | InGen | Ltg_Lamp | CFLint_lamp | RtS | Any | lamp rated hours | 10000 | 1 | 4010 | 15 | 2.49 | 0.8
ILtg-CFL-Com | CFL Lamps - Indoor- Commercial - 10,000 Rated Hours | DEER2014 | D08 v2.05 | 2014-01-01 | Com | Lighting | InGen | Ltg_Lamp | CFLint_lamp | SCn | Any | lamp rated hours | 10000 | 1 | 2760 | 15 | 3.62 | 1.2
ILtg-CFL-Com | CFL Lamps - Indoor- Commercial - 10,000 Rated Hours | DEER2014 | D08 v2.05 | 2014-01-01 | Com | Lighting | InGen | Ltg_Lamp | CFLint_lamp | SUn | Any | lamp rated hours | 10000 | 1 | 2760 | 15 | 3.62 | 1.2
ILtg-CFL-Com | CFL Lamps - Indoor- Commercial - 10,000 Rated Hours | DEER2014 | D08 v2.05 | 2014-01-01 | Com | Lighting | InGen | Ltg_Lamp | CFLint_lamp | WRf | Any | lamp rated hours | 10000 | 1 | 4730 | 15 | 2.11 | 0.7
ILtg-CFLfix-Com | CFL Fixtures - Indoor- Commercial | DEER2014 | D08 v2.05 | 2014-01-01 | Com | Lighting | InGen | Ltg_Wired | CFL_fixt | Any | Any | rated years |  |  |  |  | 12 | 4
ILtg-CFLfix-Res | CFL Fixtures - Indoor - Residential | DEER2014 | D08 v2.05 | 2014-01-01 | Res | Lighting | InGen | Ltg_Wired | CFL_fixt | Any | Any | rated years |  |  |  |  | 16 | 5.33
ILtg-CFL-Res | CFL Lamps - Indoor- Residential - 10,000 Rated Hours | DEER2014 | D08 v2.05 | 2014-01-01 | Res | Lighting | InGen | Ltg_Lamp | CFLint_lamp | Any | Any | lamp rated hours | 10000 | 0.523 | 541 | 20 | 9.67 | 3.22
ILtg-Com-LED-15000hr | LED Lamp - Indoor- Commercial - Small wattage Globe, Any Candle shape | DEER2014 | Lighting Disposition | 2014-03-20 16:24 | Com | Lighting | InGen | Ltg_Lamp | LED_lamp | Asm | Any | lamp rated hours | 15000 | 1 | 2300 | 12 | 6.52 | 2.17
ILtg-Com-LED-15000hr | LED Lamp - Indoor- Commercial - Small wattage Globe, Any Candle shape | DEER2014 | Lighting Disposition | 2014-03-20 16:24 | Com | Lighting | InGen | Ltg_Lamp | LED_lamp | ECC | Any | lamp rated hours | 15000 | 1 | 2420 | 12 | 6.2 | 2.07
ILtg-Com-LED-15000hr | LED Lamp - Indoor- Commercial - Small wattage Globe, Any Candle shape | DEER2014 | Lighting Disposition | 2014-03-20 16:24 | Com | Lighting | InGen | Ltg_Lamp | LED_lamp | EPr | Any | lamp rated hours | 15000 | 1 | 2240 | 12 | 6.7 | 2.23
ILtg-Com-LED-15000hr | LED Lamp - Indoor- Commercial - Small wattage Globe, Any Candle shape | DEER2014 | Lighting Disposition | 2014-03-20 16:24 | Com | Lighting | InGen | Ltg_Lamp | LED_lamp | ERC | Any | lamp rated hours | 15000 | 1 | 2600 | 12 | 5.77 | 1.92
ILtg-Com-LED-15000hr | LED Lamp - Indoor- Commercial - Small wattage Globe, Any Candle shape | DEER2014 | Lighting Disposition | 2014-03-20 16:24 | Com | Lighting | InGen | Ltg_Lamp | LED_lamp | ESe | Any | lamp rated hours | 15000 | 1 | 2330 | 12 | 6.44 | 2.15
ILtg-Com-LED-15000hr | LED Lamp - Indoor- Commercial - Small wattage Globe, Any Candle shape | DEER2014 | Lighting Disposition | 2014-03-20 16:24 | Com | Lighting | InGen | Ltg_Lamp | LED_lamp | EUn | Any | lamp rated hours | 15000 | 1 | 2370 | 12 | 6.33 | 2.11
ILtg-Com-LED-15000hr | LED Lamp - Indoor- Commercial - Small wattage Globe, Any Candle shape | DEER2014 | Lighting Disposition | 2014-03-20 16:24 | Com | Lighting | InGen | Ltg_Lamp | LED_lamp | Gro | Any | lamp rated hours | 15000 | 1 | 3890 | 12 | 3.86 | 1.29
ILtg-Com-LED-15000hr | LED Lamp - Indoor- Commercial - Small wattage Globe, Any Candle shape | DEER2014 | Lighting Disposition | 2014-03-20 16:24 | Com | Lighting | InGen | Ltg_Lamp | LED_lamp | Hsp | Any | lamp rated hours | 15000 | 1 | 4200 | 12 | 3.57 | 1.19
ILtg-Com-LED-15000hr | LED Lamp - Indoor- Commercial - Small wattage Globe, Any Candle shape | DEER2014 | Lighting Disposition | 2014-03-20 16:24 | Com | Lighting | InGen | Ltg_Lamp | LED_lamp | Htl | Any | lamp rated hours | 15000 | 1 | 1670 | 12 | 8.98 | 2.99
ILtg-Com-LED-15000hr | LED Lamp - Indoor- Commercial - Small wattage Globe, Any Candle shape | DEER2014 | Lighting Disposition | 2014-03-20 16:24 | Com | Lighting | InGen | Ltg_Lamp | LED_lamp | MBT | Any | lamp rated hours | 15000 | 1 | 3090 | 12 | 4.85 | 1.62
ILtg-Com-LED-15000hr | LED Lamp - Indoor- Commercial - Small wattage Globe, Any Candle shape | DEER2014 | Lighting Disposition | 2014-03-20 16:24 | Com | Lighting | InGen | Ltg_Lamp | LED_lamp | MLI | Any | lamp rated hours | 15000 | 1 | 2580 | 12 | 5.81 | 1.94
ILtg-Com-LED-15000hr | LED Lamp - Indoor- Commercial - Small wattage Globe, Any Candle shape | DEER2014 | Lighting Disposition | 2014-03-20 16:24 | Com | Lighting | InGen | Ltg_Lamp | LED_lamp | Mtl | Any | lamp rated hours | 15000 | 1 | 1370 | 12 | 10.95 | 3.65
ILtg-Com-LED-15000hr | LED Lamp - Indoor- Commercial - Small wattage Globe, Any Candle shape | DEER2014 | Lighting Disposition | 2014-03-20 16:24 | Com | Lighting | InGen | Ltg_Lamp | LED_lamp | Nrs | Any | lamp rated hours | 15000 | 1 | 3570 | 12 | 4.2 | 1.4
ILtg-Com-LED-15000hr | LED Lamp - Indoor- Commercial - Small wattage Globe, Any Candle shape | DEER2014 | Lighting Disposition | 2014-03-20 16:24 | Com | Lighting | InGen | Ltg_Lamp | LED_lamp | OfL | Any | lamp rated hours | 15000 | 1 | 3000 | 12 | 5 | 1.67
ILtg-Com-LED-15000hr | LED Lamp - Indoor- Commercial - Small wattage Globe, Any Candle shape | DEER2014 | Lighting Disposition | 2014-03-20 16:24 | Com | Lighting | InGen | Ltg_Lamp | LED_lamp | OfS | Any | lamp rated hours | 15000 | 1 | 2980 | 12 | 5.03 | 1.68
ILtg-Com-LED-15000hr | LED Lamp - Indoor- Commercial - Small wattage Globe, Any Candle shape | DEER2014 | Lighting Disposition | 2014-03-20 16:24 | Com | Lighting | InGen | Ltg_Lamp | LED_lamp | RFF | Any | lamp rated hours | 15000 | 1 | 4810 | 12 | 3.12 | 1.04
ILtg-Com-LED-15000hr | LED Lamp - Indoor- Commercial - Small wattage Globe, Any Candle shape | DEER2014 | Lighting Disposition | 2014-03-20 16:24 | Com | Lighting | InGen | Ltg_Lamp | LED_lamp | RSD | Any | lamp rated hours | 15000 | 1 | 4830 | 12 | 3.11 | 1.04
ILtg-Com-LED-15000hr | LED Lamp - Indoor- Commercial - Small wattage Globe, Any Candle shape | DEER2014 | Lighting Disposition | 2014-03-20 16:24 | Com | Lighting | InGen | Ltg_Lamp | LED_lamp | Rt3 | Any | lamp rated hours | 15000 | 1 | 3710 | 12 | 4.04 | 1.35
ILtg-Com-LED-15000hr | LED Lamp - Indoor- Commercial - Small wattage Globe, Any Candle shape | DEER2014 | Lighting Disposition | 2014-03-20 16:24 | Com | Lighting | InGen | Ltg_Lamp | LED_lamp | RtL | Any | lamp rated hours | 15000 | 1 | 4350 | 12 | 3.45 | 1.15
ILtg-Com-LED-15000hr | LED Lamp - Indoor- Commercial - Small wattage Globe, Any Candle shape | DEER2014 | Lighting Disposition | 2014-03-20 16:24 | Com | Lighting | InGen | Ltg_Lamp | LED_lamp | RtS | Any | lamp rated hours | 15000 | 1 | 4010 | 12 | 3.74 | 1.25
ILtg-Com-LED-15000hr | LED Lamp - Indoor- Commercial - Small wattage Globe, Any Candle shape | DEER2014 | Lighting Disposition | 2014-03-20 16:24 | Com | Lighting | InGen | Ltg_Lamp | LED_lamp | SCn | Any | lamp rated hours | 15000 | 1 | 2760 | 12 | 5.43 | 1.81
ILtg-Com-LED-15000hr | LED Lamp - Indoor- Commercial - Small wattage Globe, Any Candle shape | DEER2014 | Lighting Disposition | 2014-03-20 16:24 | Com | Lighting | InGen | Ltg_Lamp | LED_lamp | SUn | Any | lamp rated hours | 15000 | 1 | 2760 | 12 | 5.43 | 1.81
ILtg-Com-LED-15000hr | LED Lamp - Indoor- Commercial - Small wattage Globe, Any Candle shape | DEER2014 | Lighting Disposition | 2014-03-20 16:24 | Com | Lighting | InGen | Ltg_Lamp | LED_lamp | WRf | Any | lamp rated hours | 15000 | 1 | 4730 | 12 | 3.17 | 1.06
ILtg-Com-LED-20000hr | LED Lamp - Indoor- Commercial | DEER2014 | Lighting Disposition | 2014-03-20 16:24 | Com | Lighting | InGen | Ltg_Lamp | LED_lamp | Asm | Any | lamp rated hours | 20000 | 1 | 2300 | 12 | 8.7 | 2.9
ILtg-Com-LED-20000hr | LED Lamp - Indoor- Commercial | DEER2014 | Lighting Disposition | 2014-03-20 16:24 | Com | Lighting | InGen | Ltg_Lamp | LED_lamp | ECC | Any | lamp rated hours | 20000 | 1 | 2420 | 12 | 8.26 | 2.75
ILtg-Com-LED-20000hr | LED Lamp - Indoor- Commercial | DEER2014 | Lighting Disposition | 2014-03-20 16:24 | Com | Lighting | InGen | Ltg_Lamp | LED_lamp | EPr | Any | lamp rated hours | 20000 | 1 | 2240 | 12 | 8.93 | 2.98
ILtg-Com-LED-20000hr | LED Lamp - Indoor- Commercial | DEER2014 | Lighting Disposition | 2014-03-20 16:24 | Com | Lighting | InGen | Ltg_Lamp | LED_lamp | ERC | Any | lamp rated hours | 20000 | 1 | 2600 | 12 | 7.69 | 2.56
ILtg-Com-LED-20000hr | LED Lamp - Indoor- Commercial | DEER2014 | Lighting Disposition | 2014-03-20 16:24 | Com | Lighting | InGen | Ltg_Lamp | LED_lamp | ESe | Any | lamp rated hours | 20000 | 1 | 2330 | 12 | 8.58 | 2.86
ILtg-Com-LED-20000hr | LED Lamp - Indoor- Commercial | DEER2014 | Lighting Disposition | 2014-03-20 16:24 | Com | Lighting | InGen | Ltg_Lamp | LED_lamp | EUn | Any | lamp rated hours | 20000 | 1 | 2370 | 12 | 8.44 | 2.81
ILtg-Com-LED-20000hr | LED Lamp - Indoor- Commercial | DEER2014 | Lighting Disposition | 2014-03-20 16:24 | Com | Lighting | InGen | Ltg_Lamp | LED_lamp | Gro | Any | lamp rated hours | 20000 | 1 | 3890 | 12 | 5.14 | 1.71
ILtg-Com-LED-20000hr | LED Lamp - Indoor- Commercial | DEER2014 | Lighting Disposition | 2014-03-20 16:24 | Com | Lighting | InGen | Ltg_Lamp | LED_lamp | Hsp | Any | lamp rated hours | 20000 | 1 | 4200 | 12 | 4.76 | 1.59
ILtg-Com-LED-20000hr | LED Lamp - Indoor- Commercial | DEER2014 | Lighting Disposition | 2014-03-20 16:24 | Com | Lighting | InGen | Ltg_Lamp | LED_lamp | Htl | Any | lamp rated hours | 20000 | 1 | 1670 | 12 | 11.98 | 3.99
ILtg-Com-LED-20000hr | LED Lamp - Indoor- Commercial | DEER2014 | Lighting Disposition | 2014-03-20 16:24 | Com | Lighting | InGen | Ltg_Lamp | LED_lamp | MBT | Any | lamp rated hours | 20000 | 1 | 3090 | 12 | 6.47 | 2.16
ILtg-Com-LED-20000hr | LED Lamp - Indoor- Commercial | DEER2014 | Lighting Disposition | 2014-03-20 16:24 | Com | Lighting | InGen | Ltg_Lamp | LED_lamp | MLI | Any | lamp rated hours | 20000 | 1 | 2580 | 12 | 7.75 | 2.58
ILtg-Com-LED-20000hr | LED Lamp - Indoor- Commercial | DEER2014 | Lighting Disposition | 2014-03-20 16:24 | Com | Lighting | InGen | Ltg_Lamp | LED_lamp | Mtl | Any | lamp rated hours | 20000 | 1 | 1370 | 12 | 12 | 4
ILtg-Com-LED-20000hr | LED Lamp - Indoor- Commercial | DEER2014 | Lighting Disposition | 2014-03-20 16:24 | Com | Lighting | InGen | Ltg_Lamp | LED_lamp | Nrs | Any | lamp rated hours | 20000 | 1 | 3570 | 12 | 5.6 | 1.87
ILtg-Com-LED-20000hr | LED Lamp - Indoor- Commercial | DEER2014 | Lighting Disposition | 2014-03-20 16:24 | Com | Lighting | InGen | Ltg_Lamp | LED_lamp | OfL | Any | lamp rated hours | 20000 | 1 | 3000 | 12 | 6.67 | 2.22
ILtg-Com-LED-20000hr | LED Lamp - Indoor- Commercial | DEER2014 | Lighting Disposition | 2014-03-20 16:24 | Com | Lighting | InGen | Ltg_Lamp | LED_lamp | OfS | Any | lamp rated hours | 20000 | 1 | 2980 | 12 | 6.71 | 2.24
ILtg-Com-LED-20000hr | LED Lamp - Indoor- Commercial | DEER2014 | Lighting Disposition | 2014-03-20 16:24 | Com | Lighting | InGen | Ltg_Lamp | LED_lamp | RFF | Any | lamp rated hours | 20000 | 1 | 4810 | 12 | 4.16 | 1.39
ILtg-Com-LED-20000hr | LED Lamp - Indoor- Commercial | DEER2014 | Lighting Disposition | 2014-03-20 16:24 | Com | Lighting | InGen | Ltg_Lamp | LED_lamp | RSD | Any | lamp rated hours | 20000 | 1 | 4830 | 12 | 4.14 | 1.38
ILtg-Com-LED-20000hr | LED Lamp - Indoor- Commercial | DEER2014 | Lighting Disposition | 2014-03-20 16:24 | Com | Lighting | InGen | Ltg_Lamp | LED_lamp | Rt3 | Any | lamp rated hours | 20000 | 1 | 3710 | 12 | 5.39 | 1.8
ILtg-Com-LED-20000hr | LED Lamp - Indoor- Commercial | DEER2014 | Lighting Disposition | 2014-03-20 16:24 | Com | Lighting | InGen | Ltg_Lamp | LED_lamp | RtL | Any | lamp rated hours | 20000 | 1 | 4350 | 12 | 4.6 | 1.53
ILtg-Com-LED-20000hr | LED Lamp - Indoor- Commercial | DEER2014 | Lighting Disposition | 2014-03-20 16:24 | Com | Lighting | InGen | Ltg_Lamp | LED_lamp | RtS | Any | lamp rated hours | 20000 | 1 | 4010 | 12 | 4.99 | 1.66
ILtg-Com-LED-20000hr | LED Lamp - Indoor- Commercial | DEER2014 | Lighting Disposition | 2014-03-20 16:24 | Com | Lighting | InGen | Ltg_Lamp | LED_lamp | SCn | Any | lamp rated hours | 20000 | 1 | 2760 | 12 | 7.25 | 2.42
ILtg-Com-LED-20000hr | LED Lamp - Indoor- Commercial | DEER2014 | Lighting Disposition | 2014-03-20 16:24 | Com | Lighting | InGen | Ltg_Lamp | LED_lamp | SUn | Any | lamp rated hours | 20000 | 1 | 2760 | 12 | 7.25 | 2.42
ILtg-Com-LED-20000hr | LED Lamp - Indoor- Commercial | DEER2014 | Lighting Disposition | 2014-03-20 16:24 | Com | Lighting | InGen | Ltg_Lamp | LED_lamp | WRf | Any | lamp rated hours | 20000 | 1 | 4730 | 12 | 4.23 | 1.41
ILtg-Com-LED-50000hr | LED Fixture - Indoor- Commercial | DEER2014 | Lighting Disposition | 2014-03-20 16:24 | Com | Lighting | InGen | Ltg_Lamp | LED_lamp | Asm | Any | LED fixture rated hours | 50000 | 1 | 2300 | 12 | 12 | 4
ILtg-Com-LED-50000hr | LED Fixture - Indoor- Commercial | DEER2014 | Lighting Disposition | 2014-03-20 16:24 | Com | Lighting | InGen | Ltg_Lamp | LED_lamp | ECC | Any | LED fixture rated hours | 50000 | 1 | 2420 | 12 | 12 | 4
ILtg-Com-LED-50000hr | LED Fixture - Indoor- Commercial | DEER2014 | Lighting Disposition | 2014-03-20 16:24 | Com | Lighting | InGen | Ltg_Lamp | LED_lamp | EPr | Any | LED fixture rated hours | 50000 | 1 | 2240 | 12 | 12 | 4
ILtg-Com-LED-50000hr | LED Fixture - Indoor- Commercial | DEER2014 | Lighting Disposition | 2014-03-20 16:24 | Com | Lighting | InGen | Ltg_Lamp | LED_lamp | ERC | Any | LED fixture rated hours | 50000 | 1 | 2600 | 12 | 12 | 4
ILtg-Com-LED-50000hr | LED Fixture - Indoor- Commercial | DEER2014 | Lighting Disposition | 2014-03-20 16:24 | Com | Lighting | InGen | Ltg_Lamp | LED_lamp | ESe | Any | LED fixture rated hours | 50000 | 1 | 2330 | 12 | 12 | 4
ILtg-Com-LED-50000hr | LED Fixture - Indoor- Commercial | DEER2014 | Lighting Disposition | 2014-03-20 16:24 | Com | Lighting | InGen | Ltg_Lamp | LED_lamp | EUn | Any | LED fixture rated hours | 50000 | 1 | 2370 | 12 | 12 | 4
ILtg-Com-LED-50000hr | LED Fixture - Indoor- Commercial | DEER2014 | Lighting Disposition | 2014-03-20 16:24 | Com | Lighting | InGen | Ltg_Lamp | LED_lamp | Gro | Any | LED fixture rated hours | 50000 | 1 | 3890 | 12 | 12 | 4
ILtg-Com-LED-50000hr | LED Fixture - Indoor- Commercial | DEER2014 | Lighting Disposition | 2014-03-20 16:24 | Com | Lighting | InGen | Ltg_Lamp | LED_lamp | Hsp | Any | LED fixture rated hours | 50000 | 1 | 4200 | 12 | 11.9 | 3.97
ILtg-Com-LED-50000hr | LED Fixture - Indoor- Commercial | DEER2014 | Lighting Disposition | 2014-03-20 16:24 | Com | Lighting | InGen | Ltg_Lamp | LED_lamp | Htl | Any | LED fixture rated hours | 50000 | 1 | 1670 | 12 | 12 | 4
ILtg-Com-LED-50000hr | LED Fixture - Indoor- Commercial | DEER2014 | Lighting Disposition | 2014-03-20 16:24 | Com | Lighting | InGen | Ltg_Lamp | LED_lamp | MBT | Any | LED fixture rated hours | 50000 | 1 | 3090 | 12 | 12 | 4
ILtg-Com-LED-50000hr | LED Fixture - Indoor- Commercial | DEER2014 | Lighting Disposition | 2014-03-20 16:24 | Com | Lighting | InGen | Ltg_Lamp | LED_lamp | MLI | Any | LED fixture rated hours | 50000 | 1 | 2580 | 12 | 12 | 4
ILtg-Com-LED-50000hr | LED Fixture - Indoor- Commercial | DEER2014 | Lighting Disposition | 2014-03-20 16:24 | Com | Lighting | InGen | Ltg_Lamp | LED_lamp | Mtl | Any | LED fixture rated hours | 50000 | 1 | 1370 | 12 | 12 | 4
ILtg-Com-LED-50000hr | LED Fixture - Indoor- Commercial | DEER2014 | Lighting Disposition | 2014-03-20 16:24 | Com | Lighting | InGen | Ltg_Lamp | LED_lamp | Nrs | Any | LED fixture rated hours | 50000 | 1 | 3570 | 12 | 12 | 4
ILtg-Com-LED-50000hr | LED Fixture - Indoor- Commercial | DEER2014 | Lighting Disposition | 2014-03-20 16:24 | Com | Lighting | InGen | Ltg_Lamp | LED_lamp | OfL | Any | LED fixture rated hours | 50000 | 1 | 3000 | 12 | 12 | 4
ILtg-Com-LED-50000hr | LED Fixture - Indoor- Commercial | DEER2014 | Lighting Disposition | 2014-03-20 16:24 | Com | Lighting | InGen | Ltg_Lamp | LED_lamp | OfS | Any | LED fixture rated hours | 50000 | 1 | 2980 | 12 | 12 | 4
ILtg-Com-LED-50000hr | LED Fixture - Indoor- Commercial | DEER2014 | Lighting Disposition | 2014-03-20 16:24 | Com | Lighting | InGen | Ltg_Lamp | LED_lamp | RFF | Any | LED fixture rated hours | 50000 | 1 | 4810 | 12 | 10.4 | 3.47
ILtg-Com-LED-50000hr | LED Fixture - Indoor- Commercial | DEER2014 | Lighting Disposition | 2014-03-20 16:24 | Com | Lighting | InGen | Ltg_Lamp | LED_lamp | RSD | Any | LED fixture rated hours | 50000 | 1 | 4830 | 12 | 10.35 | 3.45
ILtg-Com-LED-50000hr | LED Fixture - Indoor- Commercial | DEER2014 | Lighting Disposition | 2014-03-20 16:24 | Com | Lighting | InGen | Ltg_Lamp | LED_lamp | Rt3 | Any | LED fixture rated hours | 50000 | 1 | 3710 | 12 | 12 | 4
ILtg-Com-LED-50000hr | LED Fixture - Indoor- Commercial | DEER2014 | Lighting Disposition | 2014-03-20 16:24 | Com | Lighting | InGen | Ltg_Lamp | LED_lamp | RtL | Any | LED fixture rated hours | 50000 | 1 | 4350 | 12 | 11.49 | 3.83
ILtg-Com-LED-50000hr | LED Fixture - Indoor- Commercial | DEER2014 | Lighting Disposition | 2014-03-20 16:24 | Com | Lighting | InGen | Ltg_Lamp | LED_lamp | RtS | Any | LED fixture rated hours | 50000 | 1 | 4010 | 12 | 12 | 4
ILtg-Com-LED-50000hr | LED Fixture - Indoor- Commercial | DEER2014 | Lighting Disposition | 2014-03-20 16:24 | Com | Lighting | InGen | Ltg_Lamp | LED_lamp | SCn | Any | LED fixture rated hours | 50000 | 1 | 2760 | 12 | 12 | 4
ILtg-Com-LED-50000hr | LED Fixture - Indoor- Commercial | DEER2014 | Lighting Disposition | 2014-03-20 16:24 | Com | Lighting | InGen | Ltg_Lamp | LED_lamp | SUn | Any | LED fixture rated hours | 50000 | 1 | 2760 | 12 | 12 | 4
ILtg-Com-LED-50000hr | LED Fixture - Indoor- Commercial | DEER2014 | Lighting Disposition | 2014-03-20 16:24 | Com | Lighting | InGen | Ltg_Lamp | LED_lamp | WRf | Any | LED fixture rated hours | 50000 | 1 | 4730 | 12 | 10.57 | 3.52
ILtg-Exit | Exit Lighting | DEER2014 | D08 v2.05 | 2014-01-01 | Com | Lighting | InExit | Ltg_Fixture | Exit_fixt | Any | Any | rated years |  |  |  |  | 16 | 5.3
ILtg-HPS | HID Lighting - High Pressure Sodium | DEER2014 | D08 v2.05 | 2014-01-01 | Com | Lighting | InGen | Ltg_Fixture | HID_fixt | Asm | Any | electronic ballast rated hours | 70000 | 1 | 2610 | 15 | 15 | 5
ILtg-HPS | HID Lighting - High Pressure Sodium | DEER2014 | D08 v2.05 | 2014-01-01 | Com | Lighting | InGen | Ltg_Fixture | HID_fixt | ECC | Any | electronic ballast rated hours | 70000 | 1 | 2420 | 15 | 15 | 5
ILtg-HPS | HID Lighting - High Pressure Sodium | DEER2014 | D08 v2.05 | 2014-01-01 | Com | Lighting | InGen | Ltg_Fixture | HID_fixt | EPr | Any | electronic ballast rated hours | 70000 | 1 | 2140 | 15 | 15 | 5
ILtg-HPS | HID Lighting - High Pressure Sodium | DEER2014 | D08 v2.05 | 2014-01-01 | Com | Lighting | InGen | Ltg_Fixture | HID_fixt | ERC | Any | electronic ballast rated hours | 70000 | 1 | 2480 | 15 | 15 | 5
ILtg-HPS | HID Lighting - High Pressure Sodium | DEER2014 | D08 v2.05 | 2014-01-01 | Com | Lighting | InGen | Ltg_Fixture | HID_fixt | ESe | Any | electronic ballast rated hours | 70000 | 1 | 2280 | 15 | 15 | 5
ILtg-HPS | HID Lighting - High Pressure Sodium | DEER2014 | D08 v2.05 | 2014-01-01 | Com | Lighting | InGen | Ltg_Fixture | HID_fixt | EUn | Any | electronic ballast rated hours | 70000 | 1 | 2350 | 15 | 15 | 5
ILtg-HPS | HID Lighting - High Pressure Sodium | DEER2014 | D08 v2.05 | 2014-01-01 | Com | Lighting | InGen | Ltg_Fixture | HID_fixt | Gro | Any | electronic ballast rated hours | 70000 | 1 | 4910 | 15 | 14.26 | 4.8
ILtg-HPS | HID Lighting - High Pressure Sodium | DEER2014 | D08 v2.05 | 2014-01-01 | Com | Lighting | InGen | Ltg_Fixture | HID_fixt | Hsp | Any | electronic ballast rated hours | 70000 | 1 | 5260 | 15 | 13.31 | 4.4
ILtg-HPS | HID Lighting - High Pressure Sodium | DEER2014 | D08 v2.05 | 2014-01-01 | Com | Lighting | InGen | Ltg_Fixture | HID_fixt | Htl | Any | electronic ballast rated hours | 70000 | 1 | 1950 | 15 | 15 | 5
ILtg-HPS | HID Lighting - High Pressure Sodium | DEER2014 | D08 v2.05 | 2014-01-01 | Com | Lighting | InGen | Ltg_Fixture | HID_fixt | MBT | Any | electronic ballast rated hours | 70000 | 1 | 3530 | 15 | 15 | 5
ILtg-HPS | HID Lighting - High Pressure Sodium | DEER2014 | D08 v2.05 | 2014-01-01 | Com | Lighting | InGen | Ltg_Fixture | HID_fixt | MLI | Any | electronic ballast rated hours | 70000 | 1 | 3220 | 15 | 15 | 5
ILtg-HPS | HID Lighting - High Pressure Sodium | DEER2014 | D08 v2.05 | 2014-01-01 | Com | Lighting | InGen | Ltg_Fixture | HID_fixt | Mtl | Any | electronic ballast rated hours | 70000 | 1 | 1550 | 15 | 15 | 5
ILtg-HPS | HID Lighting - High Pressure Sodium | DEER2014 | D08 v2.05 | 2014-01-01 | Com | Lighting | InGen | Ltg_Fixture | HID_fixt | Nrs | Any | electronic ballast rated hours | 70000 | 1 | 4160 | 15 | 15 | 5
ILtg-HPS | HID Lighting - High Pressure Sodium | DEER2014 | D08 v2.05 | 2014-01-01 | Com | Lighting | InGen | Ltg_Fixture | HID_fixt | OfL | Any | electronic ballast rated hours | 70000 | 1 | 2640 | 15 | 15 | 5
ILtg-HPS | HID Lighting - High Pressure Sodium | DEER2014 | D08 v2.05 | 2014-01-01 | Com | Lighting | InGen | Ltg_Fixture | HID_fixt | OfS | Any | electronic ballast rated hours | 70000 | 1 | 2590 | 15 | 15 | 5
ILtg-HPS | HID Lighting - High Pressure Sodium | DEER2014 | D08 v2.05 | 2014-01-01 | Com | Lighting | InGen | Ltg_Fixture | HID_fixt | RFF | Any | electronic ballast rated hours | 70000 | 1 | 4840 | 15 | 14.46 | 4.8
ILtg-HPS | HID Lighting - High Pressure Sodium | DEER2014 | D08 v2.05 | 2014-01-01 | Com | Lighting | InGen | Ltg_Fixture | HID_fixt | RSD | Any | electronic ballast rated hours | 70000 | 1 | 4830 | 15 | 14.49 | 4.8
ILtg-HPS | HID Lighting - High Pressure Sodium | DEER2014 | D08 v2.05 | 2014-01-01 | Com | Lighting | InGen | Ltg_Fixture | HID_fixt | Rt3 | Any | electronic ballast rated hours | 70000 | 1 | 3380 | 15 | 15 | 5
ILtg-HPS | HID Lighting - High Pressure Sodium | DEER2014 | D08 v2.05 | 2014-01-01 | Com | Lighting | InGen | Ltg_Fixture | HID_fixt | RtL | Any | electronic ballast rated hours | 70000 | 1 | 4270 | 15 | 15 | 5
ILtg-HPS | HID Lighting - High Pressure Sodium | DEER2014 | D08 v2.05 | 2014-01-01 | Com | Lighting | InGen | Ltg_Fixture | HID_fixt | RtS | Any | electronic ballast rated hours | 70000 | 1 | 3380 | 15 | 15 | 5
ILtg-HPS | HID Lighting - High Pressure Sodium | DEER2014 | D08 v2.05 | 2014-01-01 | Com | Lighting | InGen | Ltg_Fixture | HID_fixt | SCn | Any | electronic ballast rated hours | 70000 | 1 | 3420 | 15 | 15 | 5
ILtg-HPS | HID Lighting - High Pressure Sodium | DEER2014 | D08 v2.05 | 2014-01-01 | Com | Lighting | InGen | Ltg_Fixture | HID_fixt | SUn | Any | electronic ballast rated hours | 70000 | 1 | 3420 | 15 | 15 | 5
ILtg-HPS | HID Lighting - High Pressure Sodium | DEER2014 | D08 v2.05 | 2014-01-01 | Com | Lighting | InGen | Ltg_Fixture | HID_fixt | WRf | Any | electronic ballast rated hours | 70000 | 1 | 4770 | 15 | 14.68 | 4.9
ILtg-Incand-Com | CFL Lamps - Indoor- Commercial - 10,000 Rated Hours | DEER2014 | D14 v1.0.0 | 2014-01-01 | Com | Lighting | InGen | Ltg_Lamp | Incan_lamp | Asm | Any | lamp rated hours | 10000 | 1 | 2610 | 15 | 3.83 | 1.28
ILtg-Incand-Com | CFL Lamps - Indoor- Commercial - 10,000 Rated Hours | DEER2014 | D14 v1.0.0 | 2014-01-01 | Com | Lighting | InGen | Ltg_Lamp | Incan_lamp | ECC | Any | lamp rated hours | 10000 | 1 | 2420 | 15 | 4.13 | 1.38
ILtg-Incand-Com | CFL Lamps - Indoor- Commercial - 10,000 Rated Hours | DEER2014 | D14 v1.0.0 | 2014-01-01 | Com | Lighting | InGen | Ltg_Lamp | Incan_lamp | EPr | Any | lamp rated hours | 10000 | 1 | 2140 | 15 | 4.67 | 1.56
ILtg-Incand-Com | CFL Lamps - Indoor- Commercial - 10,000 Rated Hours | DEER2014 | D14 v1.0.0 | 2014-01-01 | Com | Lighting | InGen | Ltg_Lamp | Incan_lamp | ERC | Any | lamp rated hours | 10000 | 1 | 2480 | 15 | 4.03 | 1.34
ILtg-Incand-Com | CFL Lamps - Indoor- Commercial - 10,000 Rated Hours | DEER2014 | D14 v1.0.0 | 2014-01-01 | Com | Lighting | InGen | Ltg_Lamp | Incan_lamp | ESe | Any | lamp rated hours | 10000 | 1 | 2280 | 15 | 4.39 | 1.46
ILtg-Incand-Com | CFL Lamps - Indoor- Commercial - 10,000 Rated Hours | DEER2014 | D14 v1.0.0 | 2014-01-01 | Com | Lighting | InGen | Ltg_Lamp | Incan_lamp | EUn | Any | lamp rated hours | 10000 | 1 | 2350 | 15 | 4.26 | 1.42
ILtg-Incand-Com | CFL Lamps - Indoor- Commercial - 10,000 Rated Hours | DEER2014 | D14 v1.0.0 | 2014-01-01 | Com | Lighting | InGen | Ltg_Lamp | Incan_lamp | Gro | Any | lamp rated hours | 10000 | 1 | 4910 | 15 | 2.04 | 0.68
ILtg-Incand-Com | CFL Lamps - Indoor- Commercial - 10,000 Rated Hours | DEER2014 | D14 v1.0.0 | 2014-01-01 | Com | Lighting | InGen | Ltg_Lamp | Incan_lamp | Hsp | Any | lamp rated hours | 10000 | 1 | 5260 | 15 | 1.9 | 0.63
ILtg-Incand-Com | CFL Lamps - Indoor- Commercial - 10,000 Rated Hours | DEER2014 | D14 v1.0.0 | 2014-01-01 | Com | Lighting | InGen | Ltg_Lamp | Incan_lamp | Htl | Any | lamp rated hours | 10000 | 1 | 1950 | 15 | 5.13 | 1.71
ILtg-Incand-Com | CFL Lamps - Indoor- Commercial - 10,000 Rated Hours | DEER2014 | D14 v1.0.0 | 2014-01-01 | Com | Lighting | InGen | Ltg_Lamp | Incan_lamp | MBT | Any | lamp rated hours | 10000 | 1 | 3530 | 15 | 2.83 | 0.94
ILtg-Incand-Com | CFL Lamps - Indoor- Commercial - 10,000 Rated Hours | DEER2014 | D14 v1.0.0 | 2014-01-01 | Com | Lighting | InGen | Ltg_Lamp | Incan_lamp | MLI | Any | lamp rated hours | 10000 | 1 | 3220 | 15 | 3.11 | 1.04
ILtg-Incand-Com | CFL Lamps - Indoor- Commercial - 10,000 Rated Hours | DEER2014 | D14 v1.0.0 | 2014-01-01 | Com | Lighting | InGen | Ltg_Lamp | Incan_lamp | Mtl | Any | lamp rated hours | 10000 | 1 | 1550 | 15 | 6.45 | 2.15
ILtg-Incand-Com | CFL Lamps - Indoor- Commercial - 10,000 Rated Hours | DEER2014 | D14 v1.0.0 | 2014-01-01 | Com | Lighting | InGen | Ltg_Lamp | Incan_lamp | Nrs | Any | lamp rated hours | 10000 | 1 | 4160 | 15 | 2.4 | 0.8
ILtg-Incand-Com | CFL Lamps - Indoor- Commercial - 10,000 Rated Hours | DEER2014 | D14 v1.0.0 | 2014-01-01 | Com | Lighting | InGen | Ltg_Lamp | Incan_lamp | OfL | Any | lamp rated hours | 10000 | 1 | 2640 | 15 | 3.79 | 1.26
ILtg-Incand-Com | CFL Lamps - Indoor- Commercial - 10,000 Rated Hours | DEER2014 | D14 v1.0.0 | 2014-01-01 | Com | Lighting | InGen | Ltg_Lamp | Incan_lamp | OfS | Any | lamp rated hours | 10000 | 1 | 2590 | 15 | 3.86 | 1.29
ILtg-Incand-Com | CFL Lamps - Indoor- Commercial - 10,000 Rated Hours | DEER2014 | D14 v1.0.0 | 2014-01-01 | Com | Lighting | InGen | Ltg_Lamp | Incan_lamp | RFF | Any | lamp rated hours | 10000 | 1 | 4840 | 15 | 2.07 | 0.69
ILtg-Incand-Com | CFL Lamps - Indoor- Commercial - 10,000 Rated Hours | DEER2014 | D14 v1.0.0 | 2014-01-01 | Com | Lighting | InGen | Ltg_Lamp | Incan_lamp | RSD | Any | lamp rated hours | 10000 | 1 | 4830 | 15 | 2.07 | 0.69
ILtg-Incand-Com | CFL Lamps - Indoor- Commercial - 10,000 Rated Hours | DEER2014 | D14 v1.0.0 | 2014-01-01 | Com | Lighting | InGen | Ltg_Lamp | Incan_lamp | Rt3 | Any | lamp rated hours | 10000 | 1 | 3380 | 15 | 2.96 | 0.99
ILtg-Incand-Com | CFL Lamps - Indoor- Commercial - 10,000 Rated Hours | DEER2014 | D14 v1.0.0 | 2014-01-01 | Com | Lighting | InGen | Ltg_Lamp | Incan_lamp | RtL | Any | lamp rated hours | 10000 | 1 | 4270 | 15 | 2.34 | 0.78
ILtg-Incand-Com | CFL Lamps - Indoor- Commercial - 10,000 Rated Hours | DEER2014 | D14 v1.0.0 | 2014-01-01 | Com | Lighting | InGen | Ltg_Lamp | Incan_lamp | RtS | Any | lamp rated hours | 10000 | 1 | 3380 | 15 | 2.96 | 0.99
ILtg-Incand-Com | CFL Lamps - Indoor- Commercial - 10,000 Rated Hours | DEER2014 | D14 v1.0.0 | 2014-01-01 | Com | Lighting | InGen | Ltg_Lamp | Incan_lamp | SCn | Any | lamp rated hours | 10000 | 1 | 3420 | 15 | 2.92 | 0.97
ILtg-Incand-Com | CFL Lamps - Indoor- Commercial - 10,000 Rated Hours | DEER2014 | D14 v1.0.0 | 2014-01-01 | Com | Lighting | InGen | Ltg_Lamp | Incan_lamp | SUn | Any | lamp rated hours | 10000 | 1 | 3420 | 15 | 2.92 | 0.97
ILtg-Incand-Com | CFL Lamps - Indoor- Commercial - 10,000 Rated Hours | DEER2014 | D14 v1.0.0 | 2014-01-01 | Com | Lighting | InGen | Ltg_Lamp | Incan_lamp | WRf | Any | lamp rated hours | 10000 | 1 | 4770 | 15 | 2.1 | 0.7
ILtg-Incand-Res | Incandescent Lamps - 2,000 Hour | DEER2014 | D14 v1.0.0 | 2014-01-01 | Res | Lighting | InGen | Ltg_Lamp | Incan_lamp | Any | Any | lamp rated hours | 2000 | 1 | 541 | 15 | 3.7 | 1.23
ILtg-LED | 0.3 W LED Night Light | DEER2014 | D08 v2.05 | 2014-01-01 | Res | Lighting | InTask | Ltg_Plugin | PlugIn_fixt | Any | Any | rated years |  |  |  |  | 16 | 5.3
ILtg-LED-seas | LED Seasonal Light | DEER2014 | D08 v2.05 | 2014-01-01 | Res | Lighting | Seasonal | Ltg_Plugin | LtString | Any | Any | rated years |  |  |  |  | 16 | 5.3
ILtg-Lfluor-CommArea | Linear Fluorescents - DMo Common Area | DEER2014 | Lighting Disposition | 2014-03-20 16:34 | Res | Lighting | InGen | Ltg_Fixture | LinFluor_fixt | Cmn-DMo | Any | electronic ballast rated hours | 70000 | 1 | 4340 | 16 | 16 | 5.33
ILtg-Lfluor-CommArea | Linear Fluorescents - MF Common Area | DEER2014 | Lighting Disposition | 2014-03-20 16:34 | Res | Lighting | InGen | Ltg_Fixture | LinFluor_fixt | Cmn-MFm | Any | electronic ballast rated hours | 70000 | 1 | 4340 | 16 | 16 | 5.33
ILtg-Lfluor-Elec | Linear Fluorescent with Electronic Ballast | DEER2014 | D08 v2.05 | 2014-01-01 | Res | Lighting | InGen | Ltg_Fixture | LinFluor_fixt | Any | Any | electronic ballast rated hours | 70000 | 1 | 541 | 15 | 15 | 5
ILtg-Lfluor-Elec | Linear Fluorescent with Electronic Ballast | DEER2014 | D08 v2.05 | 2014-01-01 | Com | Lighting | InGen | Ltg_Fixture | LinFluor_fixt | Asm | Any | electronic ballast rated hours | 70000 | 1 | 2610 | 15 | 15 | 5
ILtg-Lfluor-Elec | Linear Fluorescent with Electronic Ballast | DEER2014 | D08 v2.05 | 2014-01-01 | Com | Lighting | InGen | Ltg_Fixture | LinFluor_fixt | ECC | Any | electronic ballast rated hours | 70000 | 1 | 2420 | 15 | 15 | 5
ILtg-Lfluor-Elec | Linear Fluorescent with Electronic Ballast | DEER2014 | D08 v2.05 | 2014-01-01 | Com | Lighting | InGen | Ltg_Fixture | LinFluor_fixt | EPr | Any | electronic ballast rated hours | 70000 | 1 | 2140 | 15 | 15 | 5
ILtg-Lfluor-Elec | Linear Fluorescent with Electronic Ballast | DEER2014 | D08 v2.05 | 2014-01-01 | Com | Lighting | InGen | Ltg_Fixture | LinFluor_fixt | ERC | Any | electronic ballast rated hours | 70000 | 1 | 2480 | 15 | 15 | 5
ILtg-Lfluor-Elec | Linear Fluorescent with Electronic Ballast | DEER2014 | D08 v2.05 | 2014-01-01 | Com | Lighting | InGen | Ltg_Fixture | LinFluor_fixt | ESe | Any | electronic ballast rated hours | 70000 | 1 | 2280 | 15 | 15 | 5
ILtg-Lfluor-Elec | Linear Fluorescent with Electronic Ballast | DEER2014 | D08 v2.05 | 2014-01-01 | Com | Lighting | InGen | Ltg_Fixture | LinFluor_fixt | EUn | Any | electronic ballast rated hours | 70000 | 1 | 2350 | 15 | 15 | 5
ILtg-Lfluor-Elec | Linear Fluorescent with Electronic Ballast | DEER2014 | D08 v2.05 | 2014-01-01 | Com | Lighting | InGen | Ltg_Fixture | LinFluor_fixt | Gro | Any | electronic ballast rated hours | 70000 | 1 | 4910 | 15 | 14.26 | 4.8
ILtg-Lfluor-Elec | Linear Fluorescent with Electronic Ballast | DEER2014 | D08 v2.05 | 2014-01-01 | Com | Lighting | InGen | Ltg_Fixture | LinFluor_fixt | Hsp | Any | electronic ballast rated hours | 70000 | 1 | 5260 | 15 | 13.31 | 4.4
ILtg-Lfluor-Elec | Linear Fluorescent with Electronic Ballast | DEER2014 | D08 v2.05 | 2014-01-01 | Com | Lighting | InGen | Ltg_Fixture | LinFluor_fixt | Htl | Any | electronic ballast rated hours | 70000 | 1 | 1950 | 15 | 15 | 5
ILtg-Lfluor-Elec | Linear Fluorescent with Electronic Ballast | DEER2014 | D08 v2.05 | 2014-01-01 | Com | Lighting | InGen | Ltg_Fixture | LinFluor_fixt | MBT | Any | electronic ballast rated hours | 70000 | 1 | 3530 | 15 | 15 | 5
ILtg-Lfluor-Elec | Linear Fluorescent with Electronic Ballast | DEER2014 | D08 v2.05 | 2014-01-01 | Com | Lighting | InGen | Ltg_Fixture | LinFluor_fixt | MLI | Any | electronic ballast rated hours | 70000 | 1 | 3220 | 15 | 15 | 5
ILtg-Lfluor-Elec | Linear Fluorescent with Electronic Ballast | DEER2014 | D08 v2.05 | 2014-01-01 | Com | Lighting | InGen | Ltg_Fixture | LinFluor_fixt | Mtl | Any | electronic ballast rated hours | 70000 | 1 | 1550 | 15 | 15 | 5
ILtg-Lfluor-Elec | Linear Fluorescent with Electronic Ballast | DEER2014 | D08 v2.05 | 2014-01-01 | Com | Lighting | InGen | Ltg_Fixture | LinFluor_fixt | Nrs | Any | electronic ballast rated hours | 70000 | 1 | 4160 | 15 | 15 | 5
ILtg-Lfluor-Elec | Linear Fluorescent with Electronic Ballast | DEER2014 | D08 v2.05 | 2014-01-01 | Com | Lighting | InGen | Ltg_Fixture | LinFluor_fixt | OfL | Any | electronic ballast rated hours | 70000 | 1 | 2640 | 15 | 15 | 5
ILtg-Lfluor-Elec | Linear Fluorescent with Electronic Ballast | DEER2014 | D08 v2.05 | 2014-01-01 | Com | Lighting | InGen | Ltg_Fixture | LinFluor_fixt | OfS | Any | electronic ballast rated hours | 70000 | 1 | 2590 | 15 | 15 | 5
ILtg-Lfluor-Elec | Linear Fluorescent with Electronic Ballast | DEER2014 | D08 v2.05 | 2014-01-01 | Com | Lighting | InGen | Ltg_Fixture | LinFluor_fixt | RFF | Any | electronic ballast rated hours | 70000 | 1 | 4840 | 15 | 14.46 | 4.8
ILtg-Lfluor-Elec | Linear Fluorescent with Electronic Ballast | DEER2014 | D08 v2.05 | 2014-01-01 | Com | Lighting | InGen | Ltg_Fixture | LinFluor_fixt | RSD | Any | electronic ballast rated hours | 70000 | 1 | 4830 | 15 | 14.49 | 4.8
ILtg-Lfluor-Elec | Linear Fluorescent with Electronic Ballast | DEER2014 | D08 v2.05 | 2014-01-01 | Com | Lighting | InGen | Ltg_Fixture | LinFluor_fixt | Rt3 | Any | electronic ballast rated hours | 70000 | 1 | 3380 | 15 | 15 | 5
ILtg-Lfluor-Elec | Linear Fluorescent with Electronic Ballast | DEER2014 | D08 v2.05 | 2014-01-01 | Com | Lighting | InGen | Ltg_Fixture | LinFluor_fixt | RtL | Any | electronic ballast rated hours | 70000 | 1 | 4270 | 15 | 15 | 5
ILtg-Lfluor-Elec | Linear Fluorescent with Electronic Ballast | DEER2014 | D08 v2.05 | 2014-01-01 | Com | Lighting | InGen | Ltg_Fixture | LinFluor_fixt | RtS | Any | electronic ballast rated hours | 70000 | 1 | 3380 | 15 | 15 | 5
ILtg-Lfluor-Elec | Linear Fluorescent with Electronic Ballast | DEER2014 | D08 v2.05 | 2014-01-01 | Com | Lighting | InGen | Ltg_Fixture | LinFluor_fixt | SCn | Any | electronic ballast rated hours | 70000 | 1 | 3420 | 15 | 15 | 5
ILtg-Lfluor-Elec | Linear Fluorescent with Electronic Ballast | DEER2014 | D08 v2.05 | 2014-01-01 | Com | Lighting | InGen | Ltg_Fixture | LinFluor_fixt | SUn | Any | electronic ballast rated hours | 70000 | 1 | 3420 | 15 | 15 | 5
ILtg-Lfluor-Elec | Linear Fluorescent with Electronic Ballast | DEER2014 | D08 v2.05 | 2014-01-01 | Com | Lighting | InGen | Ltg_Fixture | LinFluor_fixt | WRf | Any | electronic ballast rated hours | 70000 | 1 | 4770 | 15 | 14.68 | 4.9
ILtg-Lfluor-fix | Linear Fluorescent - Fixtures | DEER2014 | D08 v2.05 | 2014-01-01 | Com | Lighting | InGen | Ltg_Fixture | LinFluor_fixt | Any | Any | rated years |  |  |  |  | 16 | 5.3
ILtg-Lfluor-Mag | Linear Fluorescent with Magnetic Ballast | DEER2014 | D08 v2.05 | 2014-01-01 | Res | Lighting | InGen | Ltg_Fixture | LinFluor_fixt | Any | Any | magnetic ballast rated hours | 45000 | 1 | 541 | 15 | 15 | 5
ILtg-Lfluor-Mag | Linear Fluorescent with Magnetic Ballast | DEER2014 | D08 v2.05 | 2014-01-01 | Com | Lighting | InGen | Ltg_Fixture | LinFluor_fixt | Asm | Any | magnetic ballast rated hours | 45000 | 1 | 2610 | 15 | 15 | 5
ILtg-Lfluor-Mag | Linear Fluorescent with Magnetic Ballast | DEER2014 | D08 v2.05 | 2014-01-01 | Com | Lighting | InGen | Ltg_Fixture | LinFluor_fixt | ECC | Any | magnetic ballast rated hours | 45000 | 1 | 2420 | 15 | 15 | 5
ILtg-Lfluor-Mag | Linear Fluorescent with Magnetic Ballast | DEER2014 | D08 v2.05 | 2014-01-01 | Com | Lighting | InGen | Ltg_Fixture | LinFluor_fixt | EPr | Any | magnetic ballast rated hours | 45000 | 1 | 2140 | 15 | 15 | 5
ILtg-Lfluor-Mag | Linear Fluorescent with Magnetic Ballast | DEER2014 | D08 v2.05 | 2014-01-01 | Com | Lighting | InGen | Ltg_Fixture | LinFluor_fixt | ERC | Any | magnetic ballast rated hours | 45000 | 1 | 2480 | 15 | 15 | 5
ILtg-Lfluor-Mag | Linear Fluorescent with Magnetic Ballast | DEER2014 | D08 v2.05 | 2014-01-01 | Com | Lighting | InGen | Ltg_Fixture | LinFluor_fixt | ESe | Any | magnetic ballast rated hours | 45000 | 1 | 2280 | 15 | 15 | 5
ILtg-Lfluor-Mag | Linear Fluorescent with Magnetic Ballast | DEER2014 | D08 v2.05 | 2014-01-01 | Com | Lighting | InGen | Ltg_Fixture | LinFluor_fixt | EUn | Any | magnetic ballast rated hours | 45000 | 1 | 2350 | 15 | 15 | 5
ILtg-Lfluor-Mag | Linear Fluorescent with Magnetic Ballast | DEER2014 | D08 v2.05 | 2014-01-01 | Com | Lighting | InGen | Ltg_Fixture | LinFluor_fixt | Gro | Any | magnetic ballast rated hours | 45000 | 1 | 4910 | 15 | 9.17 | 3.1
ILtg-Lfluor-Mag | Linear Fluorescent with Magnetic Ballast | DEER2014 | D08 v2.05 | 2014-01-01 | Com | Lighting | InGen | Ltg_Fixture | LinFluor_fixt | Hsp | Any | magnetic ballast rated hours | 45000 | 1 | 5260 | 15 | 8.56 | 2.9
ILtg-Lfluor-Mag | Linear Fluorescent with Magnetic Ballast | DEER2014 | D08 v2.05 | 2014-01-01 | Com | Lighting | InGen | Ltg_Fixture | LinFluor_fixt | Htl | Any | magnetic ballast rated hours | 45000 | 1 | 1950 | 15 | 15 | 5
ILtg-Lfluor-Mag | Linear Fluorescent with Magnetic Ballast | DEER2014 | D08 v2.05 | 2014-01-01 | Com | Lighting | InGen | Ltg_Fixture | LinFluor_fixt | MBT | Any | magnetic ballast rated hours | 45000 | 1 | 3530 | 15 | 12.75 | 4.3
ILtg-Lfluor-Mag | Linear Fluorescent with Magnetic Ballast | DEER2014 | D08 v2.05 | 2014-01-01 | Com | Lighting | InGen | Ltg_Fixture | LinFluor_fixt | MLI | Any | magnetic ballast rated hours | 45000 | 1 | 3220 | 15 | 13.98 | 4.7
ILtg-Lfluor-Mag | Linear Fluorescent with Magnetic Ballast | DEER2014 | D08 v2.05 | 2014-01-01 | Com | Lighting | InGen | Ltg_Fixture | LinFluor_fixt | Mtl | Any | magnetic ballast rated hours | 45000 | 1 | 1550 | 15 | 15 | 5
ILtg-Lfluor-Mag | Linear Fluorescent with Magnetic Ballast | DEER2014 | D08 v2.05 | 2014-01-01 | Com | Lighting | InGen | Ltg_Fixture | LinFluor_fixt | Nrs | Any | magnetic ballast rated hours | 45000 | 1 | 4160 | 15 | 10.82 | 3.6
ILtg-Lfluor-Mag | Linear Fluorescent with Magnetic Ballast | DEER2014 | D08 v2.05 | 2014-01-01 | Com | Lighting | InGen | Ltg_Fixture | LinFluor_fixt | OfL | Any | magnetic ballast rated hours | 45000 | 1 | 2640 | 15 | 15 | 5
ILtg-Lfluor-Mag | Linear Fluorescent with Magnetic Ballast | DEER2014 | D08 v2.05 | 2014-01-01 | Com | Lighting | InGen | Ltg_Fixture | LinFluor_fixt | OfS | Any | magnetic ballast rated hours | 45000 | 1 | 2590 | 15 | 15 | 5
ILtg-Lfluor-Mag | Linear Fluorescent with Magnetic Ballast | DEER2014 | D08 v2.05 | 2014-01-01 | Com | Lighting | InGen | Ltg_Fixture | LinFluor_fixt | RFF | Any | magnetic ballast rated hours | 45000 | 1 | 4840 | 15 | 9.3 | 3.1
ILtg-Lfluor-Mag | Linear Fluorescent with Magnetic Ballast | DEER2014 | D08 v2.05 | 2014-01-01 | Com | Lighting | InGen | Ltg_Fixture | LinFluor_fixt | RSD | Any | magnetic ballast rated hours | 45000 | 1 | 4830 | 15 | 9.32 | 3.1
ILtg-Lfluor-Mag | Linear Fluorescent with Magnetic Ballast | DEER2014 | D08 v2.05 | 2014-01-01 | Com | Lighting | InGen | Ltg_Fixture | LinFluor_fixt | Rt3 | Any | magnetic ballast rated hours | 45000 | 1 | 3380 | 15 | 13.31 | 4.4
ILtg-Lfluor-Mag | Linear Fluorescent with Magnetic Ballast | DEER2014 | D08 v2.05 | 2014-01-01 | Com | Lighting | InGen | Ltg_Fixture | LinFluor_fixt | RtL | Any | magnetic ballast rated hours | 45000 | 1 | 4270 | 15 | 10.54 | 3.5
ILtg-Lfluor-Mag | Linear Fluorescent with Magnetic Ballast | DEER2014 | D08 v2.05 | 2014-01-01 | Com | Lighting | InGen | Ltg_Fixture | LinFluor_fixt | RtS | Any | magnetic ballast rated hours | 45000 | 1 | 3380 | 15 | 13.31 | 4.4
ILtg-Lfluor-Mag | Linear Fluorescent with Magnetic Ballast | DEER2014 | D08 v2.05 | 2014-01-01 | Com | Lighting | InGen | Ltg_Fixture | LinFluor_fixt | SCn | Any | magnetic ballast rated hours | 45000 | 1 | 3420 | 15 | 13.16 | 4.4
ILtg-Lfluor-Mag | Linear Fluorescent with Magnetic Ballast | DEER2014 | D08 v2.05 | 2014-01-01 | Com | Lighting | InGen | Ltg_Fixture | LinFluor_fixt | SUn | Any | magnetic ballast rated hours | 45000 | 1 | 3420 | 15 | 13.16 | 4.4
ILtg-Lfluor-Mag | Linear Fluorescent with Magnetic Ballast | DEER2014 | D08 v2.05 | 2014-01-01 | Com | Lighting | InGen | Ltg_Fixture | LinFluor_fixt | WRf | Any | magnetic ballast rated hours | 45000 | 1 | 4770 | 15 | 9.43 | 3.1
ILtg-Lfluor-T12Mag | Linear Fluorescent with T12 Lamp + Magnetic Ballast | DEER2014 | D11 v4.00 | 2014-01-01 | Res | Lighting | InGen | Ltg_Fixture | LinFluor_fixt | Any | Any | T12 lamp rated hours | 20000 | 1 | 541 | 11 | 11 | 3.7
ILtg-Lfluor-T12Mag | Linear Fluorescent with T12 Lamp + Magnetic Ballast | DEER2014 | D11 v4.00 | 2014-01-01 | Com | Lighting | InGen | Ltg_Fixture | LinFluor_fixt | Asm | Any | T12 lamp rated hours | 20000 | 1 | 2610 | 15 | 7.66 | 2.6
ILtg-Lfluor-T12Mag | Linear Fluorescent with T12 Lamp + Magnetic Ballast | DEER2014 | D11 v4.00 | 2014-01-01 | Com | Lighting | InGen | Ltg_Fixture | LinFluor_fixt | ECC | Any | T12 lamp rated hours | 20000 | 1 | 2420 | 15 | 8.26 | 2.8
ILtg-Lfluor-T12Mag | Linear Fluorescent with T12 Lamp + Magnetic Ballast | DEER2014 | D11 v4.00 | 2014-01-01 | Com | Lighting | InGen | Ltg_Fixture | LinFluor_fixt | EPr | Any | T12 lamp rated hours | 20000 | 1 | 2140 | 15 | 9.35 | 3.1
ILtg-Lfluor-T12Mag | Linear Fluorescent with T12 Lamp + Magnetic Ballast | DEER2014 | D11 v4.00 | 2014-01-01 | Com | Lighting | InGen | Ltg_Fixture | LinFluor_fixt | ERC | Any | T12 lamp rated hours | 20000 | 1 | 2480 | 15 | 8.07 | 2.7
ILtg-Lfluor-T12Mag | Linear Fluorescent with T12 Lamp + Magnetic Ballast | DEER2014 | D11 v4.00 | 2014-01-01 | Com | Lighting | InGen | Ltg_Fixture | LinFluor_fixt | ESe | Any | T12 lamp rated hours | 20000 | 1 | 2280 | 15 | 8.77 | 2.9
ILtg-Lfluor-T12Mag | Linear Fluorescent with T12 Lamp + Magnetic Ballast | DEER2014 | D11 v4.00 | 2014-01-01 | Com | Lighting | InGen | Ltg_Fixture | LinFluor_fixt | EUn | Any | T12 lamp rated hours | 20000 | 1 | 2350 | 15 | 8.51 | 2.8
ILtg-Lfluor-T12Mag | Linear Fluorescent with T12 Lamp + Magnetic Ballast | DEER2014 | D11 v4.00 | 2014-01-01 | Com | Lighting | InGen | Ltg_Fixture | LinFluor_fixt | Gro | Any | T12 lamp rated hours | 20000 | 1 | 4910 | 15 | 4.07 | 1.4
ILtg-Lfluor-T12Mag | Linear Fluorescent with T12 Lamp + Magnetic Ballast | DEER2014 | D11 v4.00 | 2014-01-01 | Com | Lighting | InGen | Ltg_Fixture | LinFluor_fixt | Hsp | Any | T12 lamp rated hours | 20000 | 1 | 5260 | 15 | 3.8 | 1.3
ILtg-Lfluor-T12Mag | Linear Fluorescent with T12 Lamp + Magnetic Ballast | DEER2014 | D11 v4.00 | 2014-01-01 | Com | Lighting | InGen | Ltg_Fixture | LinFluor_fixt | Htl | Any | T12 lamp rated hours | 20000 | 1 | 1950 | 15 | 10.26 | 3.4
ILtg-Lfluor-T12Mag | Linear Fluorescent with T12 Lamp + Magnetic Ballast | DEER2014 | D11 v4.00 | 2014-01-01 | Com | Lighting | InGen | Ltg_Fixture | LinFluor_fixt | MBT | Any | T12 lamp rated hours | 20000 | 1 | 3530 | 15 | 5.67 | 1.9
ILtg-Lfluor-T12Mag | Linear Fluorescent with T12 Lamp + Magnetic Ballast | DEER2014 | D11 v4.00 | 2014-01-01 | Com | Lighting | InGen | Ltg_Fixture | LinFluor_fixt | MLI | Any | T12 lamp rated hours | 20000 | 1 | 3220 | 15 | 6.21 | 2.1
ILtg-Lfluor-T12Mag | Linear Fluorescent with T12 Lamp + Magnetic Ballast | DEER2014 | D11 v4.00 | 2014-01-01 | Com | Lighting | InGen | Ltg_Fixture | LinFluor_fixt | Mtl | Any | T12 lamp rated hours | 20000 | 1 | 1550 | 15 | 12.9 | 4.3
ILtg-Lfluor-T12Mag | Linear Fluorescent with T12 Lamp + Magnetic Ballast | DEER2014 | D11 v4.00 | 2014-01-01 | Com | Lighting | InGen | Ltg_Fixture | LinFluor_fixt | Nrs | Any | T12 lamp rated hours | 20000 | 1 | 4160 | 15 | 4.81 | 1.6
ILtg-Lfluor-T12Mag | Linear Fluorescent with T12 Lamp + Magnetic Ballast | DEER2014 | D11 v4.00 | 2014-01-01 | Com | Lighting | InGen | Ltg_Fixture | LinFluor_fixt | OfL | Any | T12 lamp rated hours | 20000 | 1 | 2640 | 15 | 7.58 | 2.5
ILtg-Lfluor-T12Mag | Linear Fluorescent with T12 Lamp + Magnetic Ballast | DEER2014 | D11 v4.00 | 2014-01-01 | Com | Lighting | InGen | Ltg_Fixture | LinFluor_fixt | OfS | Any | T12 lamp rated hours | 20000 | 1 | 2590 | 15 | 7.72 | 2.6
ILtg-Lfluor-T12Mag | Linear Fluorescent with T12 Lamp + Magnetic Ballast | DEER2014 | D11 v4.00 | 2014-01-01 | Com | Lighting | InGen | Ltg_Fixture | LinFluor_fixt | RFF | Any | T12 lamp rated hours | 20000 | 1 | 4840 | 15 | 4.13 | 1.4
ILtg-Lfluor-T12Mag | Linear Fluorescent with T12 Lamp + Magnetic Ballast | DEER2014 | D11 v4.00 | 2014-01-01 | Com | Lighting | InGen | Ltg_Fixture | LinFluor_fixt | RSD | Any | T12 lamp rated hours | 20000 | 1 | 4830 | 15 | 4.14 | 1.4
ILtg-Lfluor-T12Mag | Linear Fluorescent with T12 Lamp + Magnetic Ballast | DEER2014 | D11 v4.00 | 2014-01-01 | Com | Lighting | InGen | Ltg_Fixture | LinFluor_fixt | Rt3 | Any | T12 lamp rated hours | 20000 | 1 | 3380 | 15 | 5.92 | 2
ILtg-Lfluor-T12Mag | Linear Fluorescent with T12 Lamp + Magnetic Ballast | DEER2014 | D11 v4.00 | 2014-01-01 | Com | Lighting | InGen | Ltg_Fixture | LinFluor_fixt | RtL | Any | T12 lamp rated hours | 20000 | 1 | 4270 | 15 | 4.68 | 1.6
ILtg-Lfluor-T12Mag | Linear Fluorescent with T12 Lamp + Magnetic Ballast | DEER2014 | D11 v4.00 | 2014-01-01 | Com | Lighting | InGen | Ltg_Fixture | LinFluor_fixt | RtS | Any | T12 lamp rated hours | 20000 | 1 | 3380 | 15 | 5.92 | 2
ILtg-Lfluor-T12Mag | Linear Fluorescent with T12 Lamp + Magnetic Ballast | DEER2014 | D11 v4.00 | 2014-01-01 | Com | Lighting | InGen | Ltg_Fixture | LinFluor_fixt | SCn | Any | T12 lamp rated hours | 20000 | 1 | 3420 | 15 | 5.85 | 2
ILtg-Lfluor-T12Mag | Linear Fluorescent with T12 Lamp + Magnetic Ballast | DEER2014 | D11 v4.00 | 2014-01-01 | Com | Lighting | InGen | Ltg_Fixture | LinFluor_fixt | SUn | Any | T12 lamp rated hours | 20000 | 1 | 3420 | 15 | 5.85 | 2
ILtg-Lfluor-T12Mag | Linear Fluorescent with T12 Lamp + Magnetic Ballast | DEER2014 | D11 v4.00 | 2014-01-01 | Com | Lighting | InGen | Ltg_Fixture | LinFluor_fixt | WRf | Any | T12 lamp rated hours | 20000 | 1 | 4770 | 15 | 4.19 | 1.4
ILtg-MH | HID Lighting - Metal Halide | DEER2014 | D08 v2.05 | 2014-01-01 | Com | Lighting | InGen | Ltg_Fixture | HID_fixt | Asm | Any | electronic ballast rated hours | 70000 | 1 | 2610 | 15 | 15 | 5
ILtg-MH | HID Lighting - Metal Halide | DEER2014 | D08 v2.05 | 2014-01-01 | Com | Lighting | InGen | Ltg_Fixture | HID_fixt | ECC | Any | electronic ballast rated hours | 70000 | 1 | 2420 | 15 | 15 | 5
ILtg-MH | HID Lighting - Metal Halide | DEER2014 | D08 v2.05 | 2014-01-01 | Com | Lighting | InGen | Ltg_Fixture | HID_fixt | EPr | Any | electronic ballast rated hours | 70000 | 1 | 2140 | 15 | 15 | 5
ILtg-MH | HID Lighting - Metal Halide | DEER2014 | D08 v2.05 | 2014-01-01 | Com | Lighting | InGen | Ltg_Fixture | HID_fixt | ERC | Any | electronic ballast rated hours | 70000 | 1 | 2480 | 15 | 15 | 5
ILtg-MH | HID Lighting - Metal Halide | DEER2014 | D08 v2.05 | 2014-01-01 | Com | Lighting | InGen | Ltg_Fixture | HID_fixt | ESe | Any | electronic ballast rated hours | 70000 | 1 | 2280 | 15 | 15 | 5
ILtg-MH | HID Lighting - Metal Halide | DEER2014 | D08 v2.05 | 2014-01-01 | Com | Lighting | InGen | Ltg_Fixture | HID_fixt | EUn | Any | electronic ballast rated hours | 70000 | 1 | 2350 | 15 | 15 | 5
ILtg-MH | HID Lighting - Metal Halide | DEER2014 | D08 v2.05 | 2014-01-01 | Com | Lighting | InGen | Ltg_Fixture | HID_fixt | Gro | Any | electronic ballast rated hours | 70000 | 1 | 4910 | 15 | 14.26 | 4.8
ILtg-MH | HID Lighting - Metal Halide | DEER2014 | D08 v2.05 | 2014-01-01 | Com | Lighting | InGen | Ltg_Fixture | HID_fixt | Hsp | Any | electronic ballast rated hours | 70000 | 1 | 5260 | 15 | 13.31 | 4.4
ILtg-MH | HID Lighting - Metal Halide | DEER2014 | D08 v2.05 | 2014-01-01 | Com | Lighting | InGen | Ltg_Fixture | HID_fixt | Htl | Any | electronic ballast rated hours | 70000 | 1 | 1950 | 15 | 15 | 5
ILtg-MH | HID Lighting - Metal Halide | DEER2014 | D08 v2.05 | 2014-01-01 | Com | Lighting | InGen | Ltg_Fixture | HID_fixt | MBT | Any | electronic ballast rated hours | 70000 | 1 | 3530 | 15 | 15 | 5
ILtg-MH | HID Lighting - Metal Halide | DEER2014 | D08 v2.05 | 2014-01-01 | Com | Lighting | InGen | Ltg_Fixture | HID_fixt | MLI | Any | electronic ballast rated hours | 70000 | 1 | 3220 | 15 | 15 | 5
ILtg-MH | HID Lighting - Metal Halide | DEER2014 | D08 v2.05 | 2014-01-01 | Com | Lighting | InGen | Ltg_Fixture | HID_fixt | Mtl | Any | electronic ballast rated hours | 70000 | 1 | 1550 | 15 | 15 | 5
ILtg-MH | HID Lighting - Metal Halide | DEER2014 | D08 v2.05 | 2014-01-01 | Com | Lighting | InGen | Ltg_Fixture | HID_fixt | Nrs | Any | electronic ballast rated hours | 70000 | 1 | 4160 | 15 | 15 | 5
ILtg-MH | HID Lighting - Metal Halide | DEER2014 | D08 v2.05 | 2014-01-01 | Com | Lighting | InGen | Ltg_Fixture | HID_fixt | OfL | Any | electronic ballast rated hours | 70000 | 1 | 2640 | 15 | 15 | 5
ILtg-MH | HID Lighting - Metal Halide | DEER2014 | D08 v2.05 | 2014-01-01 | Com | Lighting | InGen | Ltg_Fixture | HID_fixt | OfS | Any | electronic ballast rated hours | 70000 | 1 | 2590 | 15 | 15 | 5
ILtg-MH | HID Lighting - Metal Halide | DEER2014 | D08 v2.05 | 2014-01-01 | Com | Lighting | InGen | Ltg_Fixture | HID_fixt | RFF | Any | electronic ballast rated hours | 70000 | 1 | 4840 | 15 | 14.46 | 4.8
ILtg-MH | HID Lighting - Metal Halide | DEER2014 | D08 v2.05 | 2014-01-01 | Com | Lighting | InGen | Ltg_Fixture | HID_fixt | RSD | Any | electronic ballast rated hours | 70000 | 1 | 4830 | 15 | 14.49 | 4.8
ILtg-MH | HID Lighting - Metal Halide | DEER2014 | D08 v2.05 | 2014-01-01 | Com | Lighting | InGen | Ltg_Fixture | HID_fixt | Rt3 | Any | electronic ballast rated hours | 70000 | 1 | 3380 | 15 | 15 | 5
ILtg-MH | HID Lighting - Metal Halide | DEER2014 | D08 v2.05 | 2014-01-01 | Com | Lighting | InGen | Ltg_Fixture | HID_fixt | RtL | Any | electronic ballast rated hours | 70000 | 1 | 4270 | 15 | 15 | 5
ILtg-MH | HID Lighting - Metal Halide | DEER2014 | D08 v2.05 | 2014-01-01 | Com | Lighting | InGen | Ltg_Fixture | HID_fixt | RtS | Any | electronic ballast rated hours | 70000 | 1 | 3380 | 15 | 15 | 5
ILtg-MH | HID Lighting - Metal Halide | DEER2014 | D08 v2.05 | 2014-01-01 | Com | Lighting | InGen | Ltg_Fixture | HID_fixt | SCn | Any | electronic ballast rated hours | 70000 | 1 | 3420 | 15 | 15 | 5
ILtg-MH | HID Lighting - Metal Halide | DEER2014 | D08 v2.05 | 2014-01-01 | Com | Lighting | InGen | Ltg_Fixture | HID_fixt | SUn | Any | electronic ballast rated hours | 70000 | 1 | 3420 | 15 | 15 | 5
ILtg-MH | HID Lighting - Metal Halide | DEER2014 | D08 v2.05 | 2014-01-01 | Com | Lighting | InGen | Ltg_Fixture | HID_fixt | WRf | Any | electronic ballast rated hours | 70000 | 1 | 4770 | 15 | 14.68 | 4.9
ILtg-OccSens | Occupancy Sensors | DEER2014 | D08 v2.05 | 2014-01-01 | Com | Lighting | Controls | Ltg_Fixture | OccSensor | Any | Any | rated years |  |  |  |  | 8 | 2.7
ILtg-Res-LED-15000hr | LED lamp - Indoor - Residential - small wattage Globe, Any Candle shape | DEER2014 | Lighting Disposition | 2014-03-20 16:24 | Res | Lighting | InGen | Ltg_Lamp | LED_lamp | Cmn-Dmo | Any | LED lamp rated hours | 15000 |  | 6142 | 16 | 2 | 0.81
ILtg-Res-LED-15000hr | LED lamp - Indoor - Residential - small wattage Globe, Any Candle shape | DEER2014 | Lighting Disposition | 2014-03-20 16:24 | Res | Lighting | InGen | Ltg_Lamp | LED_lamp | Cmn-MFm | Any | LED lamp rated hours | 15000 |  | 6142 | 16 | 2 | 0.81
ILtg-Res-LED-15000hr | LED lamp - Indoor - Residential - small wattage Globe, Any Candle shape | DEER2014 | Lighting Disposition | 2014-03-20 16:24 | Res | Lighting | InGen | Ltg_Lamp | LED_lamp | Dmo | Any | LED lamp rated hours | 15000 |  | 541 | 16 | 16 | 5.33
ILtg-Res-LED-15000hr | LED lamp - Indoor - Residential - small wattage Globe, Any Candle shape | DEER2014 | Lighting Disposition | 2014-03-20 16:24 | Res | Lighting | InGen | Ltg_Lamp | LED_lamp | MFm | Any | LED lamp rated hours | 15000 |  | 541 | 16 | 16 | 5.33
ILtg-Res-LED-15000hr | LED lamp - Indoor - Residential - small wattage Globe, Any Candle shape | DEER2014 | Lighting Disposition | 2014-03-20 16:24 | Res | Lighting | InGen | Ltg_Lamp | LED_lamp | SFm | Any | LED lamp rated hours | 15000 |  | 541 | 16 | 16 | 5.33
ILtg-Res-LED-20000hr | LED lamp - Indoor - Residential | DEER2014 | Lighting Disposition | 2014-03-20 16:24 | Res | Lighting | InGen | Ltg_Lamp | LED_lamp | Cmn-Dmo | Any | LED lamp rated hours | 20000 |  | 6142 | 16 | 3 | 1.09
ILtg-Res-LED-20000hr | LED lamp - Indoor - Residential | DEER2014 | Lighting Disposition | 2014-03-20 16:24 | Res | Lighting | InGen | Ltg_Lamp | LED_lamp | Cmn-MFm | Any | LED lamp rated hours | 20000 |  | 6142 | 16 | 3 | 1.09
ILtg-Res-LED-20000hr | LED lamp - Indoor - Residential | DEER2014 | Lighting Disposition | 2014-03-20 16:24 | Res | Lighting | InGen | Ltg_Lamp | LED_lamp | Dmo | Any | LED lamp rated hours | 20000 |  | 541 | 16 | 16 | 5.33
ILtg-Res-LED-20000hr | LED lamp - Indoor - Residential | DEER2014 | Lighting Disposition | 2014-03-20 16:24 | Res | Lighting | InGen | Ltg_Lamp | LED_lamp | MFm | Any | LED lamp rated hours | 20000 |  | 541 | 16 | 16 | 5.33
ILtg-Res-LED-20000hr | LED lamp - Indoor - Residential | DEER2014 | Lighting Disposition | 2014-03-20 16:24 | Res | Lighting | InGen | Ltg_Lamp | LED_lamp | SFm | Any | LED lamp rated hours | 20000 |  | 541 | 16 | 16 | 5.33
ILtg-Res-LED-50000hr | LED Fixture - Indoor - Residential | DEER2014 | Lighting Disposition | 2014-03-20 16:24 | Res | Lighting | InGen | Ltg_Fixture | LED_fixt | Cmn-Dmo | Any | LED fixture rated hours | 50000 |  | 6142 | 16 | 8 | 2.71
ILtg-Res-LED-50000hr | LED Fixture - Indoor - Residential | DEER2014 | Lighting Disposition | 2014-03-20 16:24 | Res | Lighting | InGen | Ltg_Fixture | LED_fixt | Cmn-MFm | Any | LED fixture rated hours | 50000 |  | 6142 | 16 | 8 | 2.71
ILtg-Res-LED-50000hr | LED Fixture - Indoor - Residential | DEER2014 | Lighting Disposition | 2014-03-20 16:24 | Res | Lighting | InGen | Ltg_Fixture | LED_fixt | Dmo | Any | LED fixture rated hours | 50000 |  | 541 | 16 | 16 | 5.33
ILtg-Res-LED-50000hr | LED Fixture - Indoor - Residential | DEER2014 | Lighting Disposition | 2014-03-20 16:24 | Res | Lighting | InGen | Ltg_Fixture | LED_fixt | MFm | Any | LED fixture rated hours | 50000 |  | 541 | 16 | 16 | 5.33
ILtg-Res-LED-50000hr | LED Fixture - Indoor - Residential | DEER2014 | Lighting Disposition | 2014-03-20 16:24 | Res | Lighting | InGen | Ltg_Fixture | LED_fixt | SFm | Any | LED fixture rated hours | 50000 |  | 541 | 16 | 16 | 5.33
ILtg-T5 | HID Lighting (T-5) | DEER2014 | D08 v2.05 | 2014-01-01 | Com | Lighting | InGen | Ltg_Fixture | LinFluor_fixt | Asm | Any | electronic ballast rated hours | 70000 | 1 | 2610 | 15 | 15 | 5
ILtg-T5 | HID Lighting (T-5) | DEER2014 | D08 v2.05 | 2014-01-01 | Com | Lighting | InGen | Ltg_Fixture | LinFluor_fixt | ECC | Any | electronic ballast rated hours | 70000 | 1 | 2420 | 15 | 15 | 5
ILtg-T5 | HID Lighting (T-5) | DEER2014 | D08 v2.05 | 2014-01-01 | Com | Lighting | InGen | Ltg_Fixture | LinFluor_fixt | EPr | Any | electronic ballast rated hours | 70000 | 1 | 2140 | 15 | 15 | 5
ILtg-T5 | HID Lighting (T-5) | DEER2014 | D08 v2.05 | 2014-01-01 | Com | Lighting | InGen | Ltg_Fixture | LinFluor_fixt | ERC | Any | electronic ballast rated hours | 70000 | 1 | 2480 | 15 | 15 | 5
ILtg-T5 | HID Lighting (T-5) | DEER2014 | D08 v2.05 | 2014-01-01 | Com | Lighting | InGen | Ltg_Fixture | LinFluor_fixt | ESe | Any | electronic ballast rated hours | 70000 | 1 | 2280 | 15 | 15 | 5
ILtg-T5 | HID Lighting (T-5) | DEER2014 | D08 v2.05 | 2014-01-01 | Com | Lighting | InGen | Ltg_Fixture | LinFluor_fixt | EUn | Any | electronic ballast rated hours | 70000 | 1 | 2350 | 15 | 15 | 5
ILtg-T5 | HID Lighting (T-5) | DEER2014 | D08 v2.05 | 2014-01-01 | Com | Lighting | InGen | Ltg_Fixture | LinFluor_fixt | Gro | Any | electronic ballast rated hours | 70000 | 1 | 4910 | 15 | 14.26 | 4.8
ILtg-T5 | HID Lighting (T-5) | DEER2014 | D08 v2.05 | 2014-01-01 | Com | Lighting | InGen | Ltg_Fixture | LinFluor_fixt | Hsp | Any | electronic ballast rated hours | 70000 | 1 | 5260 | 15 | 13.31 | 4.4
ILtg-T5 | HID Lighting (T-5) | DEER2014 | D08 v2.05 | 2014-01-01 | Com | Lighting | InGen | Ltg_Fixture | LinFluor_fixt | Htl | Any | electronic ballast rated hours | 70000 | 1 | 1950 | 15 | 15 | 5
ILtg-T5 | HID Lighting (T-5) | DEER2014 | D08 v2.05 | 2014-01-01 | Com | Lighting | InGen | Ltg_Fixture | LinFluor_fixt | MBT | Any | electronic ballast rated hours | 70000 | 1 | 3530 | 15 | 15 | 5
ILtg-T5 | HID Lighting (T-5) | DEER2014 | D08 v2.05 | 2014-01-01 | Com | Lighting | InGen | Ltg_Fixture | LinFluor_fixt | MLI | Any | electronic ballast rated hours | 70000 | 1 | 3220 | 15 | 15 | 5
ILtg-T5 | HID Lighting (T-5) | DEER2014 | D08 v2.05 | 2014-01-01 | Com | Lighting | InGen | Ltg_Fixture | LinFluor_fixt | Mtl | Any | electronic ballast rated hours | 70000 | 1 | 1550 | 15 | 15 | 5
ILtg-T5 | HID Lighting (T-5) | DEER2014 | D08 v2.05 | 2014-01-01 | Com | Lighting | InGen | Ltg_Fixture | LinFluor_fixt | Nrs | Any | electronic ballast rated hours | 70000 | 1 | 4160 | 15 | 15 | 5
ILtg-T5 | HID Lighting (T-5) | DEER2014 | D08 v2.05 | 2014-01-01 | Com | Lighting | InGen | Ltg_Fixture | LinFluor_fixt | OfL | Any | electronic ballast rated hours | 70000 | 1 | 2640 | 15 | 15 | 5
ILtg-T5 | HID Lighting (T-5) | DEER2014 | D08 v2.05 | 2014-01-01 | Com | Lighting | InGen | Ltg_Fixture | LinFluor_fixt | OfS | Any | electronic ballast rated hours | 70000 | 1 | 2590 | 15 | 15 | 5
ILtg-T5 | HID Lighting (T-5) | DEER2014 | D08 v2.05 | 2014-01-01 | Com | Lighting | InGen | Ltg_Fixture | LinFluor_fixt | RFF | Any | electronic ballast rated hours | 70000 | 1 | 4840 | 15 | 14.46 | 4.8
ILtg-T5 | HID Lighting (T-5) | DEER2014 | D08 v2.05 | 2014-01-01 | Com | Lighting | InGen | Ltg_Fixture | LinFluor_fixt | RSD | Any | electronic ballast rated hours | 70000 | 1 | 4830 | 15 | 14.49 | 4.8
ILtg-T5 | HID Lighting (T-5) | DEER2014 | D08 v2.05 | 2014-01-01 | Com | Lighting | InGen | Ltg_Fixture | LinFluor_fixt | Rt3 | Any | electronic ballast rated hours | 70000 | 1 | 3380 | 15 | 15 | 5
ILtg-T5 | HID Lighting (T-5) | DEER2014 | D08 v2.05 | 2014-01-01 | Com | Lighting | InGen | Ltg_Fixture | LinFluor_fixt | RtL | Any | electronic ballast rated hours | 70000 | 1 | 4270 | 15 | 15 | 5
ILtg-T5 | HID Lighting (T-5) | DEER2014 | D08 v2.05 | 2014-01-01 | Com | Lighting | InGen | Ltg_Fixture | LinFluor_fixt | RtS | Any | electronic ballast rated hours | 70000 | 1 | 3380 | 15 | 15 | 5
ILtg-T5 | HID Lighting (T-5) | DEER2014 | D08 v2.05 | 2014-01-01 | Com | Lighting | InGen | Ltg_Fixture | LinFluor_fixt | SCn | Any | electronic ballast rated hours | 70000 | 1 | 3420 | 15 | 15 | 5
ILtg-T5 | HID Lighting (T-5) | DEER2014 | D08 v2.05 | 2014-01-01 | Com | Lighting | InGen | Ltg_Fixture | LinFluor_fixt | SUn | Any | electronic ballast rated hours | 70000 | 1 | 3420 | 15 | 15 | 5
ILtg-T5 | HID Lighting (T-5) | DEER2014 | D08 v2.05 | 2014-01-01 | Com | Lighting | InGen | Ltg_Fixture | LinFluor_fixt | WRf | Any | electronic ballast rated hours | 70000 | 1 | 4770 | 15 | 14.68 | 4.9
ILtg-TmClck | Timeclocks | DEER2014 | D08 v2.05 | 2014-01-01 | Com | Lighting | Controls | Ltg_Fixture | Timer | Any | Any | rated years |  |  |  |  | 8 | 2.7
LED-Cooler | LED Lighting in Walk-in Coolers and Freezers | ExAnte2013 | IOU Workpaper | 2014-01-01 | Com | Lighting | Refrig | Ltg_Fixture | LED_fixt | Gro | Any | Lamp rated hours | 50000 | 1 | 4380 |  | 11 | 3.7
LED-sign | LED Open Signs | ExAnte2013 | IOU Workpaper | 2014-01-01 | Com | Lighting | OutSign | Ltg_Fixture | LED_fixt | Any | Any | rated years |  |  |  |  | 16 | 5.3
Motors-fan | HVAC Fan Motors | DEER2014 | D08 v2.05 | 2014-01-01 | Com | HVAC | VentAirDist | HV_AirDist |  | Any | Any | rated years |  |  |  |  | 15 | 5
Motors-HiEff | Premium-Efficiency Motors | DEER2014 | D08 v2.05 | 2014-01-01 | Com |  |  | Motor |  | Any | Any | rated years |  |  |  |  | 15 | 5
Motors-pump | Water Loop Pumps | DEER2014 | D08 v2.05 | 2014-01-01 | Com |  |  | LiquidCirc | PumpMtr | Any | Any | rated years |  |  |  |  | 15 | 5
OLtg-All-TmClk | Timeclock with or without photocell | DEER2014 | D08 v2.05 | 2014-01-01 | Com | Lighting | Controls | Ltg_Controls | Timer | Any | Any | rated years |  |  |  |  | 8 | 2.7
OLtg-All-TmClkPhoto | Timeclock with or without photocell | DEER2014 | D08 v2.05 | 2014-01-01 | Com | Lighting | Controls | Ltg_Controls |  | Any | Any | rated years |  |  |  |  | 8 | 2.7
OLtg-CFL | Outdoor CFL Lamps - 10,000 Hour | DEER2014 | D08 v2.05 | 2014-01-01 | Com | Lighting | OutGen | Ltg_Lamp | CFLint_lamp | Asm | Any | lamp rated hours | 10000 | 1 | 4100 | 15 | 2.44 | 0.8
OLtg-CFL | CFL Lamps - Outdoor- Residential - 10,000 Rated Hours | DEER2014 | D08 v2.05 | 2014-01-01 | Res | Lighting | OutGen | Ltg_ScrewIn | CFL_lamp | DMo | Any | lamp rated hours | 10000 | 1 | 1249 | 16 | 8.84 | 2.95
OLtg-CFL | Outdoor CFL Lamps - 10,000 Hour | DEER2014 | D08 v2.05 | 2014-01-01 | Com | Lighting | OutGen | Ltg_Lamp | CFLint_lamp | ECC | Any | lamp rated hours | 10000 | 1 | 4100 | 15 | 2.44 | 0.8
OLtg-CFL | Outdoor CFL Lamps - 10,000 Hour | DEER2014 | D08 v2.05 | 2014-01-01 | Com | Lighting | OutGen | Ltg_Lamp | CFLint_lamp | EPr | Any | lamp rated hours | 10000 | 1 | 4100 | 15 | 2.44 | 0.8
OLtg-CFL | Outdoor CFL Lamps - 10,000 Hour | DEER2014 | D08 v2.05 | 2014-01-01 | Com | Lighting | OutGen | Ltg_Lamp | CFLint_lamp | ERC | Any | lamp rated hours | 10000 | 1 | 4100 | 15 | 2.44 | 0.8
OLtg-CFL | Outdoor CFL Lamps - 10,000 Hour | DEER2014 | D08 v2.05 | 2014-01-01 | Com | Lighting | OutGen | Ltg_Lamp | CFLint_lamp | ESe | Any | lamp rated hours | 10000 | 1 | 4100 | 15 | 2.44 | 0.8
OLtg-CFL | Outdoor CFL Lamps - 10,000 Hour | DEER2014 | D08 v2.05 | 2014-01-01 | Com | Lighting | OutGen | Ltg_Lamp | CFLint_lamp | EUn | Any | lamp rated hours | 10000 | 1 | 4100 | 15 | 2.44 | 0.8
OLtg-CFL | Outdoor CFL Lamps - 10,000 Hour | DEER2014 | D08 v2.05 | 2014-01-01 | Com | Lighting | OutGen | Ltg_Lamp | CFLint_lamp | Gro | Any | lamp rated hours | 10000 | 1 | 4100 | 15 | 2.44 | 0.8
OLtg-CFL | Outdoor CFL Lamps - 10,000 Hour | DEER2014 | D08 v2.05 | 2014-01-01 | Com | Lighting | OutGen | Ltg_Lamp | CFLint_lamp | Hsp | Any | lamp rated hours | 10000 | 1 | 4100 | 15 | 2.44 | 0.8
OLtg-CFL | Outdoor CFL Lamps - 10,000 Hour | DEER2014 | D08 v2.05 | 2014-01-01 | Com | Lighting | OutGen | Ltg_Lamp | CFLint_lamp | Htl | Any | lamp rated hours | 10000 | 1 | 4100 | 15 | 2.44 | 0.8
OLtg-CFL | Outdoor CFL Lamps - 10,000 Hour | DEER2014 | D08 v2.05 | 2014-01-01 | Com | Lighting | OutGen | Ltg_Lamp | CFLint_lamp | MBT | Any | lamp rated hours | 10000 | 1 | 4100 | 15 | 2.44 | 0.8
OLtg-CFL | CFL Lamps - Outdoor- Residential - 10,000 Rated Hours | DEER2014 | D08 v2.05 | 2014-01-01 | Res | Lighting | OutGen | Ltg_ScrewIn | CFL_lamp | MFm | Any | lamp rated hours | 10000 | 1 | 1249 | 20 | 2.44 | 0.81
OLtg-CFL | Outdoor CFL Lamps - 10,000 Hour | DEER2014 | D08 v2.05 | 2014-01-01 | Com | Lighting | OutGen | Ltg_Lamp | CFLint_lamp | MLI | Any | lamp rated hours | 10000 | 1 | 4100 | 15 | 2.44 | 0.8
OLtg-CFL | Outdoor CFL Lamps - 10,000 Hour | DEER2014 | D08 v2.05 | 2014-01-01 | Com | Lighting | OutGen | Ltg_Lamp | CFLint_lamp | Mtl | Any | lamp rated hours | 10000 | 1 | 4100 | 15 | 2.44 | 0.8
OLtg-CFL | Outdoor CFL Lamps - 10,000 Hour | DEER2014 | D08 v2.05 | 2014-01-01 | Com | Lighting | OutGen | Ltg_Lamp | CFLint_lamp | Nrs | Any | lamp rated hours | 10000 | 1 | 4100 | 15 | 2.44 | 0.8
OLtg-CFL | Outdoor CFL Lamps - 10,000 Hour | DEER2014 | D08 v2.05 | 2014-01-01 | Com | Lighting | OutGen | Ltg_Lamp | CFLint_lamp | OfL | Any | lamp rated hours | 10000 | 1 | 4100 | 15 | 2.44 | 0.8
OLtg-CFL | Outdoor CFL Lamps - 10,000 Hour | DEER2014 | D08 v2.05 | 2014-01-01 | Com | Lighting | OutGen | Ltg_Lamp | CFLint_lamp | OfS | Any | lamp rated hours | 10000 | 1 | 4100 | 15 | 2.44 | 0.8
OLtg-CFL | Outdoor CFL Lamps - 10,000 Hour | DEER2014 | D08 v2.05 | 2014-01-01 | Com | Lighting | OutGen | Ltg_Lamp | CFLint_lamp | RFF | Any | lamp rated hours | 10000 | 1 | 4100 | 15 | 2.44 | 0.8
OLtg-CFL | Outdoor CFL Lamps - 10,000 Hour | DEER2014 | D08 v2.05 | 2014-01-01 | Com | Lighting | OutGen | Ltg_Lamp | CFLint_lamp | RSD | Any | lamp rated hours | 10000 | 1 | 4100 | 15 | 2.44 | 0.8
OLtg-CFL | Outdoor CFL Lamps - 10,000 Hour | DEER2014 | D08 v2.05 | 2014-01-01 | Com | Lighting | OutGen | Ltg_Lamp | CFLint_lamp | Rt3 | Any | lamp rated hours | 10000 | 1 | 4100 | 15 | 2.44 | 0.8
OLtg-CFL | Outdoor CFL Lamps - 10,000 Hour | DEER2014 | D08 v2.05 | 2014-01-01 | Com | Lighting | OutGen | Ltg_Lamp | CFLint_lamp | RtL | Any | lamp rated hours | 10000 | 1 | 4100 | 15 | 2.44 | 0.8
OLtg-CFL | Outdoor CFL Lamps - 10,000 Hour | DEER2014 | D08 v2.05 | 2014-01-01 | Com | Lighting | OutGen | Ltg_Lamp | CFLint_lamp | RtS | Any | lamp rated hours | 10000 | 1 | 4100 | 15 | 2.44 | 0.8
OLtg-CFL | Outdoor CFL Lamps - 10,000 Hour | DEER2014 | D08 v2.05 | 2014-01-01 | Com | Lighting | OutGen | Ltg_Lamp | CFLint_lamp | SCn | Any | lamp rated hours | 10000 | 1 | 4100 | 15 | 2.44 | 0.8
OLtg-CFL | CFL Lamps - Outdoor- Residential - 10,000 Rated Hours | DEER2014 | D08 v2.05 | 2014-01-01 | Res | Lighting | OutGen | Ltg_ScrewIn | CFL_lamp | SFm | Any | lamp rated hours | 10000 | 1 | 1249 | 16 | 8.84 | 2.95
OLtg-CFL | Outdoor CFL Lamps - 10,000 Hour | DEER2014 | D08 v2.05 | 2014-01-01 | Com | Lighting | OutGen | Ltg_Lamp | CFLint_lamp | SUn | Any | lamp rated hours | 10000 | 1 | 4100 | 15 | 2.44 | 0.8
OLtg-CFL | Outdoor CFL Lamps - 10,000 Hour | DEER2014 | D08 v2.05 | 2014-01-01 | Com | Lighting | OutGen | Ltg_Lamp | CFLint_lamp | WRf | Any | lamp rated hours | 10000 | 1 | 4100 | 15 | 2.44 | 0.8
OLtg-CFL-12000hr-Res | CFL Lamps - Outdoor- Residential - 12,000 Rated Hours | DEER2011 | D08 v2.05 | 2014-01-01 | Res | Lighting | OutGen | Ltg_ScrewIn | CFL_lamp | DMo | Any | lamp rated hours | 12000 | 1 | 1131 | 20 | 10.6 | 3.53
OLtg-CFL-12000hr-Res | CFL Lamps - Outdoor- Residential - 12,000 Rated Hours | DEER2011 | D08 v2.05 | 2014-01-01 | Res | Lighting | OutGen | Ltg_ScrewIn | CFL_lamp | MFm | Any | lamp rated hours | 12000 | 1 | 4100 | 20 | 2.93 | 0.98
OLtg-CFL-12000hr-Res | CFL Lamps - Outdoor- Residential - 12,000 Rated Hours | DEER2011 | D08 v2.05 | 2014-01-01 | Res | Lighting | OutGen | Ltg_ScrewIn | CFL_lamp | SFm | Any | lamp rated hours | 12000 | 1 | 1131 | 20 | 10.6 | 3.53
OLtg-CFL-6000hr-Res | CFL Lamps - Outdoor- Residential - 6,000 Rated Hours | DEER2011 | D08 v2.05 | 2014-01-01 | Res | Lighting | OutGen | Ltg_ScrewIn | CFL_lamp | DMo | Any | lamp rated hours | 6000 | 1 | 1131 | 20 | 5.31 | 1.77
OLtg-CFL-6000hr-Res | CFL Lamps - Outdoor- Residential - 6,000 Rated Hours | DEER2011 | D08 v2.05 | 2014-01-01 | Res | Lighting | OutGen | Ltg_ScrewIn | CFL_lamp | MFm | Any | lamp rated hours | 6000 | 1 | 4100 | 20 | 1.46 | 0.49
OLtg-CFL-6000hr-Res | CFL Lamps - Outdoor- Residential - 6,000 Rated Hours | DEER2011 | D08 v2.05 | 2014-01-01 | Res | Lighting | OutGen | Ltg_ScrewIn | CFL_lamp | SFm | Any | lamp rated hours | 6000 | 1 | 1131 | 20 | 5.31 | 1.77
OLtg-CFL-8000hr-Res | CFL Lamps - Outdoor- Residential - 8,000 Rated Hours | DEER2011 | D08 v2.05 | 2014-01-01 | Res | Lighting | OutGen | Ltg_ScrewIn | CFL_lamp | DMo | Any | lamp rated hours | 8000 | 1 | 1131 | 20 | 7.07 | 2.36
OLtg-CFL-8000hr-Res | CFL Lamps - Outdoor- Residential - 8,000 Rated Hours | DEER2011 | D08 v2.05 | 2014-01-01 | Res | Lighting | OutGen | Ltg_ScrewIn | CFL_lamp | MFm | Any | lamp rated hours | 8000 | 1 | 4100 | 20 | 1.95 | 0.65
OLtg-CFL-8000hr-Res | CFL Lamps - Outdoor- Residential - 8,000 Rated Hours | DEER2011 | D08 v2.05 | 2014-01-01 | Res | Lighting | OutGen | Ltg_ScrewIn | CFL_lamp | SFm | Any | lamp rated hours | 8000 | 1 | 1131 | 20 | 7.07 | 2.36
OLtg-CFLfix | CFL Fixtures - Outdoor - Residential | DEER2014 | D08 v2.05 | 2014-01-01 | Res | Lighting | OutGen | Ltg_Fixture | CFL_fixt | Any | Any | rated years |  |  |  | 16 | 16 | 5.3
OLtg-Com-LED-15000hr | LED lamp - Outdoor- Commercial - Small wattage Globe, Any Candle shape | DEER2014 | Lighting Disposition | 2014-03-20 16:24 | Com | Lighting | OutGen | Ltg_Lamp | LED_lamp | Any | Any | LED lamp rated hours | 15000 |  | 4100 | 12 | 3.66 | 1.22
OLtg-Com-LED-20000hr | LED lamp - Outdoor- Commercial | DEER2014 | Lighting Disposition | 2014-03-20 16:24 | Com | Lighting | OutGen | Ltg_Lamp | LED_lamp | Any | Any | LED lamp rated hours | 20000 |  | 4100 | 12 | 4.88 | 1.63
OLtg-Com-LED-50000hr | LED Fixture - Outdoor- Commercial | DEER2014 | Lighting Disposition | 2014-03-20 16:24 | Com | Lighting | OutGen | Ltg_Fixture | LED_fixt | Any | Any | LED fixture rated hours | 50000 |  | 4100 | 12 | 12 | 4
OLtg-HID | Outdoor HID Lighting | DEER2014 | D08 v2.05 | 2014-01-01 | Res | Lighting | OutGen | Ltg_Wired | HID_fixt | DMo | Any | electronic ballast rated hours | 70000 | 1 | 1249 | 15 | 15 | 5
OLtg-HID | Outdoor HID Lighting | DEER2014 | D08 v2.05 | 2014-01-01 | Res | Lighting | OutGen | Ltg_Wired | HID_fixt | MFm | Any | electronic ballast rated hours | 70000 | 1 | 1249 | 15 | 15 | 5
OLtg-HID | Outdoor HID Lighting | DEER2014 | D08 v2.05 | 2014-01-01 | Res | Lighting | OutGen | Ltg_Wired | HID_fixt | SFm | Any | electronic ballast rated hours | 70000 | 1 | 1249 | 15 | 15 | 5
OLtg-HPS | HID Lighting - High Pressure Sodium | DEER2014 | D08 v2.05 | 2014-01-01 | Com | Lighting | OutGen | Ltg_Fixture | HID_fixt | Asm | Any | electronic ballast rated hours | 70000 | 1 | 4100 | 15 | 15 | 5
OLtg-HPS | HID Lighting - High Pressure Sodium | DEER2014 | D08 v2.05 | 2014-01-01 | Com | Lighting | OutGen | Ltg_Fixture | HID_fixt | ECC | Any | electronic ballast rated hours | 70000 | 1 | 4100 | 15 | 15 | 5
OLtg-HPS | HID Lighting - High Pressure Sodium | DEER2014 | D08 v2.05 | 2014-01-01 | Com | Lighting | OutGen | Ltg_Fixture | HID_fixt | EPr | Any | electronic ballast rated hours | 70000 | 1 | 4100 | 15 | 15 | 5
OLtg-HPS | HID Lighting - High Pressure Sodium | DEER2014 | D08 v2.05 | 2014-01-01 | Com | Lighting | OutGen | Ltg_Fixture | HID_fixt | ERC | Any | electronic ballast rated hours | 70000 | 1 | 4100 | 15 | 15 | 5
OLtg-HPS | HID Lighting - High Pressure Sodium | DEER2014 | D08 v2.05 | 2014-01-01 | Com | Lighting | OutGen | Ltg_Fixture | HID_fixt | ESe | Any | electronic ballast rated hours | 70000 | 1 | 4100 | 15 | 15 | 5
OLtg-HPS | HID Lighting - High Pressure Sodium | DEER2014 | D08 v2.05 | 2014-01-01 | Com | Lighting | OutGen | Ltg_Fixture | HID_fixt | EUn | Any | electronic ballast rated hours | 70000 | 1 | 4100 | 15 | 15 | 5
OLtg-HPS | HID Lighting - High Pressure Sodium | DEER2014 | D08 v2.05 | 2014-01-01 | Com | Lighting | OutGen | Ltg_Fixture | HID_fixt | Gro | Any | electronic ballast rated hours | 70000 | 1 | 4100 | 15 | 15 | 5
OLtg-HPS | HID Lighting - High Pressure Sodium | DEER2014 | D08 v2.05 | 2014-01-01 | Com | Lighting | OutGen | Ltg_Fixture | HID_fixt | Hsp | Any | electronic ballast rated hours | 70000 | 1 | 4100 | 15 | 15 | 5
OLtg-HPS | HID Lighting - High Pressure Sodium | DEER2014 | D08 v2.05 | 2014-01-01 | Com | Lighting | OutGen | Ltg_Fixture | HID_fixt | Htl | Any | electronic ballast rated hours | 70000 | 1 | 4100 | 15 | 15 | 5
OLtg-HPS | HID Lighting - High Pressure Sodium | DEER2014 | D08 v2.05 | 2014-01-01 | Com | Lighting | OutGen | Ltg_Fixture | HID_fixt | MBT | Any | electronic ballast rated hours | 70000 | 1 | 4100 | 15 | 15 | 5
OLtg-HPS | HID Lighting - High Pressure Sodium | DEER2014 | D08 v2.05 | 2014-01-01 | Com | Lighting | OutGen | Ltg_Fixture | HID_fixt | MLI | Any | electronic ballast rated hours | 70000 | 1 | 4100 | 15 | 15 | 5
OLtg-HPS | HID Lighting - High Pressure Sodium | DEER2014 | D08 v2.05 | 2014-01-01 | Com | Lighting | OutGen | Ltg_Fixture | HID_fixt | Mtl | Any | electronic ballast rated hours | 70000 | 1 | 4100 | 15 | 15 | 5
OLtg-HPS | HID Lighting - High Pressure Sodium | DEER2014 | D08 v2.05 | 2014-01-01 | Com | Lighting | OutGen | Ltg_Fixture | HID_fixt | Nrs | Any | electronic ballast rated hours | 70000 | 1 | 4100 | 15 | 15 | 5
OLtg-HPS | HID Lighting - High Pressure Sodium | DEER2014 | D08 v2.05 | 2014-01-01 | Com | Lighting | OutGen | Ltg_Fixture | HID_fixt | OfL | Any | electronic ballast rated hours | 70000 | 1 | 4100 | 15 | 15 | 5
OLtg-HPS | HID Lighting - High Pressure Sodium | DEER2014 | D08 v2.05 | 2014-01-01 | Com | Lighting | OutGen | Ltg_Fixture | HID_fixt | OfS | Any | electronic ballast rated hours | 70000 | 1 | 4100 | 15 | 15 | 5
OLtg-HPS | HID Lighting - High Pressure Sodium | DEER2014 | D08 v2.05 | 2014-01-01 | Com | Lighting | OutGen | Ltg_Fixture | HID_fixt | RFF | Any | electronic ballast rated hours | 70000 | 1 | 4100 | 15 | 15 | 5
OLtg-HPS | HID Lighting - High Pressure Sodium | DEER2014 | D08 v2.05 | 2014-01-01 | Com | Lighting | OutGen | Ltg_Fixture | HID_fixt | RSD | Any | electronic ballast rated hours | 70000 | 1 | 4100 | 15 | 15 | 5
OLtg-HPS | HID Lighting - High Pressure Sodium | DEER2014 | D08 v2.05 | 2014-01-01 | Com | Lighting | OutGen | Ltg_Fixture | HID_fixt | Rt3 | Any | electronic ballast rated hours | 70000 | 1 | 4100 | 15 | 15 | 5
OLtg-HPS | HID Lighting - High Pressure Sodium | DEER2014 | D08 v2.05 | 2014-01-01 | Com | Lighting | OutGen | Ltg_Fixture | HID_fixt | RtL | Any | electronic ballast rated hours | 70000 | 1 | 4100 | 15 | 15 | 5
OLtg-HPS | HID Lighting - High Pressure Sodium | DEER2014 | D08 v2.05 | 2014-01-01 | Com | Lighting | OutGen | Ltg_Fixture | HID_fixt | RtS | Any | electronic ballast rated hours | 70000 | 1 | 4100 | 15 | 15 | 5
OLtg-HPS | HID Lighting - High Pressure Sodium | DEER2014 | D08 v2.05 | 2014-01-01 | Com | Lighting | OutGen | Ltg_Fixture | HID_fixt | SCn | Any | electronic ballast rated hours | 70000 | 1 | 4100 | 15 | 15 | 5
OLtg-HPS | HID Lighting - High Pressure Sodium | DEER2014 | D08 v2.05 | 2014-01-01 | Com | Lighting | OutGen | Ltg_Fixture | HID_fixt | SUn | Any | electronic ballast rated hours | 70000 | 1 | 4100 | 15 | 15 | 5
OLtg-HPS | HID Lighting - High Pressure Sodium | DEER2014 | D08 v2.05 | 2014-01-01 | Com | Lighting | OutGen | Ltg_Fixture | HID_fixt | WRf | Any | electronic ballast rated hours | 70000 | 1 | 4100 | 15 | 15 | 5
Oltg-LED | LED Lighting | ExAnte2010 | IOU Workpaper | 2014-01-01 | CC | Lighting | OutGen | Ltg_Fixture | LED_fixt | Any | Any | lamp rated hours | 50000 | 1 | 4100 | 12 | 12 | 4
OLtg-LFluor | Outdoor Linear Fluorescent with Electronic Ballast | DEER2014 | D08 v2.05 | 2014-01-01 | Com | Lighting | OutGen | Ltg_Fixture | LinFluor_fixt | Asm | Any | electronic ballast rated hours | 70000 | 1 | 4100 | 15 | 15 | 5
OLtg-LFluor | Linear Fluorescents - Home | DEER2014 | D08 v2.05 | 2014-01-01 | Res | Lighting | OutGen | Ltg_Fixture | LinFluor_fixt | DMo | Any | electronic ballast rated hours | 70000 | 1 | 1249 | 15 | 15 | 5
OLtg-LFluor | Outdoor Linear Fluorescent with Electronic Ballast | DEER2014 | D08 v2.05 | 2014-01-01 | Com | Lighting | OutGen | Ltg_Fixture | LinFluor_fixt | ECC | Any | electronic ballast rated hours | 70000 | 1 | 4100 | 15 | 15 | 5
OLtg-LFluor | Outdoor Linear Fluorescent with Electronic Ballast | DEER2014 | D08 v2.05 | 2014-01-01 | Com | Lighting | OutGen | Ltg_Fixture | LinFluor_fixt | EPr | Any | electronic ballast rated hours | 70000 | 1 | 4100 | 15 | 15 | 5
OLtg-LFluor | Outdoor Linear Fluorescent with Electronic Ballast | DEER2014 | D08 v2.05 | 2014-01-01 | Com | Lighting | OutGen | Ltg_Fixture | LinFluor_fixt | ERC | Any | electronic ballast rated hours | 70000 | 1 | 4100 | 15 | 15 | 5
OLtg-LFluor | Outdoor Linear Fluorescent with Electronic Ballast | DEER2014 | D08 v2.05 | 2014-01-01 | Com | Lighting | OutGen | Ltg_Fixture | LinFluor_fixt | ESe | Any | electronic ballast rated hours | 70000 | 1 | 4100 | 15 | 15 | 5
OLtg-LFluor | Outdoor Linear Fluorescent with Electronic Ballast | DEER2014 | D08 v2.05 | 2014-01-01 | Com | Lighting | OutGen | Ltg_Fixture | LinFluor_fixt | EUn | Any | electronic ballast rated hours | 70000 | 1 | 4100 | 15 | 15 | 5
OLtg-LFluor | Outdoor Linear Fluorescent with Electronic Ballast | DEER2014 | D08 v2.05 | 2014-01-01 | Com | Lighting | OutGen | Ltg_Fixture | LinFluor_fixt | Gro | Any | electronic ballast rated hours | 70000 | 1 | 4100 | 15 | 15 | 5
OLtg-LFluor | Outdoor Linear Fluorescent with Electronic Ballast | DEER2014 | D08 v2.05 | 2014-01-01 | Com | Lighting | OutGen | Ltg_Fixture | LinFluor_fixt | Hsp | Any | electronic ballast rated hours | 70000 | 1 | 4100 | 15 | 15 | 5
OLtg-LFluor | Outdoor Linear Fluorescent with Electronic Ballast | DEER2014 | D08 v2.05 | 2014-01-01 | Com | Lighting | OutGen | Ltg_Fixture | LinFluor_fixt | Htl | Any | electronic ballast rated hours | 70000 | 1 | 4100 | 15 | 15 | 5
OLtg-LFluor | Outdoor Linear Fluorescent with Electronic Ballast | DEER2014 | D08 v2.05 | 2014-01-01 | Com | Lighting | OutGen | Ltg_Fixture | LinFluor_fixt | MBT | Any | electronic ballast rated hours | 70000 | 1 | 4100 | 15 | 15 | 5
OLtg-LFluor | Outdoor Linear Fluorescent with Electronic Ballast | DEER2014 | D08 v2.05 | 2014-01-01 | Com | Lighting | OutGen | Ltg_Fixture | LinFluor_fixt | MLI | Any | electronic ballast rated hours | 70000 | 1 | 4100 | 15 | 15 | 5
OLtg-LFluor | Outdoor Linear Fluorescent with Electronic Ballast | DEER2014 | D08 v2.05 | 2014-01-01 | Com | Lighting | OutGen | Ltg_Fixture | LinFluor_fixt | Mtl | Any | electronic ballast rated hours | 70000 | 1 | 4100 | 15 | 15 | 5
OLtg-LFluor | Outdoor Linear Fluorescent with Electronic Ballast | DEER2014 | D08 v2.05 | 2014-01-01 | Com | Lighting | OutGen | Ltg_Fixture | LinFluor_fixt | Nrs | Any | electronic ballast rated hours | 70000 | 1 | 4100 | 15 | 15 | 5
OLtg-LFluor | Outdoor Linear Fluorescent with Electronic Ballast | DEER2014 | D08 v2.05 | 2014-01-01 | Com | Lighting | OutGen | Ltg_Fixture | LinFluor_fixt | OfL | Any | electronic ballast rated hours | 70000 | 1 | 4100 | 15 | 15 | 5
OLtg-LFluor | Outdoor Linear Fluorescent with Electronic Ballast | DEER2014 | D08 v2.05 | 2014-01-01 | Com | Lighting | OutGen | Ltg_Fixture | LinFluor_fixt | OfS | Any | electronic ballast rated hours | 70000 | 1 | 4100 | 15 | 15 | 5
OLtg-LFluor | Outdoor Linear Fluorescent with Electronic Ballast | DEER2014 | D08 v2.05 | 2014-01-01 | Com | Lighting | OutGen | Ltg_Fixture | LinFluor_fixt | RFF | Any | electronic ballast rated hours | 70000 | 1 | 4100 | 15 | 15 | 5
OLtg-LFluor | Outdoor Linear Fluorescent with Electronic Ballast | DEER2014 | D08 v2.05 | 2014-01-01 | Com | Lighting | OutGen | Ltg_Fixture | LinFluor_fixt | RSD | Any | electronic ballast rated hours | 70000 | 1 | 4100 | 15 | 15 | 5
OLtg-LFluor | Outdoor Linear Fluorescent with Electronic Ballast | DEER2014 | D08 v2.05 | 2014-01-01 | Com | Lighting | OutGen | Ltg_Fixture | LinFluor_fixt | Rt3 | Any | electronic ballast rated hours | 70000 | 1 | 4100 | 15 | 15 | 5
OLtg-LFluor | Outdoor Linear Fluorescent with Electronic Ballast | DEER2014 | D08 v2.05 | 2014-01-01 | Com | Lighting | OutGen | Ltg_Fixture | LinFluor_fixt | RtL | Any | electronic ballast rated hours | 70000 | 1 | 4100 | 15 | 15 | 5
OLtg-LFluor | Outdoor Linear Fluorescent with Electronic Ballast | DEER2014 | D08 v2.05 | 2014-01-01 | Com | Lighting | OutGen | Ltg_Fixture | LinFluor_fixt | RtS | Any | electronic ballast rated hours | 70000 | 1 | 4100 | 15 | 15 | 5
OLtg-LFluor | Outdoor Linear Fluorescent with Electronic Ballast | DEER2014 | D08 v2.05 | 2014-01-01 | Com | Lighting | OutGen | Ltg_Fixture | LinFluor_fixt | SCn | Any | electronic ballast rated hours | 70000 | 1 | 4100 | 15 | 15 | 5
OLtg-LFluor | Linear Fluorescents - Home | DEER2014 | D08 v2.05 | 2014-01-01 | Res | Lighting | OutGen | Ltg_Fixture | LinFluor_fixt | SFm | Any | electronic ballast rated hours | 70000 | 1 | 1249 | 15 | 15 | 5
OLtg-LFluor | Outdoor Linear Fluorescent with Electronic Ballast | DEER2014 | D08 v2.05 | 2014-01-01 | Com | Lighting | OutGen | Ltg_Fixture | LinFluor_fixt | SUn | Any | electronic ballast rated hours | 70000 | 1 | 4100 | 15 | 15 | 5
OLtg-LFluor | Outdoor Linear Fluorescent with Electronic Ballast | DEER2014 | D08 v2.05 | 2014-01-01 | Com | Lighting | OutGen | Ltg_Fixture | LinFluor_fixt | WRf | Any | electronic ballast rated hours | 70000 | 1 | 4100 | 15 | 15 | 5
OLtg-LFluor-CommArea | Linear Fluorescents - DMo Common Area | DEER2014 | Lighting Disposition | 2014-03-20 16:36 | Res | Lighting | OutGen | Ltg_Fixture | LinFluor_fixt | Cmn-DMo | Any | electronic ballast rated hours | 70000 | 1 | 3390 | 16 | 16 | 5.33
OLtg-LFluor-CommArea | Linear Fluorescents - MF Common Area | DEER2014 | Lighting Disposition | 2014-03-21 12:34 | Res | Lighting | OutGen | Ltg_Fixture | LinFluor_fixt | Cmn-MFm | Any | electronic ballast rated hours | 70000 | 1 | 3390 | 16 | 16 | 5.33
OLtg-Lfluor-Mag | Outdoor Linear Fluorescent with Magnetic Ballast | DEER2014 | D08 v2.05 | 2014-01-01 | Com | Lighting | OutGen | Ltg_Fixture | LinFluor_fixt | Asm | Any | magnetic ballast rated hours | 45000 | 1 | 4100 | 15 | 10.98 | 3.7
OLtg-Lfluor-Mag | Outdoor Linear Fluorescent with Magnetic Ballast | DEER2014 | D08 v2.05 | 2014-01-01 | Com | Lighting | OutGen | Ltg_Fixture | LinFluor_fixt | ECC | Any | magnetic ballast rated hours | 45000 | 1 | 4100 | 15 | 10.98 | 3.7
OLtg-Lfluor-Mag | Outdoor Linear Fluorescent with Magnetic Ballast | DEER2014 | D08 v2.05 | 2014-01-01 | Com | Lighting | OutGen | Ltg_Fixture | LinFluor_fixt | EPr | Any | magnetic ballast rated hours | 45000 | 1 | 4100 | 15 | 10.98 | 3.7
OLtg-Lfluor-Mag | Outdoor Linear Fluorescent with Magnetic Ballast | DEER2014 | D08 v2.05 | 2014-01-01 | Com | Lighting | OutGen | Ltg_Fixture | LinFluor_fixt | ERC | Any | magnetic ballast rated hours | 45000 | 1 | 4100 | 15 | 10.98 | 3.7
OLtg-Lfluor-Mag | Outdoor Linear Fluorescent with Magnetic Ballast | DEER2014 | D08 v2.05 | 2014-01-01 | Com | Lighting | OutGen | Ltg_Fixture | LinFluor_fixt | ESe | Any | magnetic ballast rated hours | 45000 | 1 | 4100 | 15 | 10.98 | 3.7
OLtg-Lfluor-Mag | Outdoor Linear Fluorescent with Magnetic Ballast | DEER2014 | D08 v2.05 | 2014-01-01 | Com | Lighting | OutGen | Ltg_Fixture | LinFluor_fixt | EUn | Any | magnetic ballast rated hours | 45000 | 1 | 4100 | 15 | 10.98 | 3.7
OLtg-Lfluor-Mag | Outdoor Linear Fluorescent with Magnetic Ballast | DEER2014 | D08 v2.05 | 2014-01-01 | Com | Lighting | OutGen | Ltg_Fixture | LinFluor_fixt | Gro | Any | magnetic ballast rated hours | 45000 | 1 | 4100 | 15 | 10.98 | 3.7
OLtg-Lfluor-Mag | Outdoor Linear Fluorescent with Magnetic Ballast | DEER2014 | D08 v2.05 | 2014-01-01 | Com | Lighting | OutGen | Ltg_Fixture | LinFluor_fixt | Hsp | Any | magnetic ballast rated hours | 45000 | 1 | 4100 | 15 | 10.98 | 3.7
OLtg-Lfluor-Mag | Outdoor Linear Fluorescent with Magnetic Ballast | DEER2014 | D08 v2.05 | 2014-01-01 | Com | Lighting | OutGen | Ltg_Fixture | LinFluor_fixt | Htl | Any | magnetic ballast rated hours | 45000 | 1 | 4100 | 15 | 10.98 | 3.7
OLtg-Lfluor-Mag | Outdoor Linear Fluorescent with Magnetic Ballast | DEER2014 | D08 v2.05 | 2014-01-01 | Com | Lighting | OutGen | Ltg_Fixture | LinFluor_fixt | MBT | Any | magnetic ballast rated hours | 45000 | 1 | 4100 | 15 | 10.98 | 3.7
OLtg-Lfluor-Mag | Outdoor Linear Fluorescent with Magnetic Ballast | DEER2014 | D08 v2.05 | 2014-01-01 | Com | Lighting | OutGen | Ltg_Fixture | LinFluor_fixt | MLI | Any | magnetic ballast rated hours | 45000 | 1 | 4100 | 15 | 10.98 | 3.7
OLtg-Lfluor-Mag | Outdoor Linear Fluorescent with Magnetic Ballast | DEER2014 | D08 v2.05 | 2014-01-01 | Com | Lighting | OutGen | Ltg_Fixture | LinFluor_fixt | Mtl | Any | magnetic ballast rated hours | 45000 | 1 | 4100 | 15 | 10.98 | 3.7
OLtg-Lfluor-Mag | Outdoor Linear Fluorescent with Magnetic Ballast | DEER2014 | D08 v2.05 | 2014-01-01 | Com | Lighting | OutGen | Ltg_Fixture | LinFluor_fixt | Nrs | Any | magnetic ballast rated hours | 45000 | 1 | 4100 | 15 | 10.98 | 3.7
OLtg-Lfluor-Mag | Outdoor Linear Fluorescent with Magnetic Ballast | DEER2014 | D08 v2.05 | 2014-01-01 | Com | Lighting | OutGen | Ltg_Fixture | LinFluor_fixt | OfL | Any | magnetic ballast rated hours | 45000 | 1 | 4100 | 15 | 10.98 | 3.7
OLtg-Lfluor-Mag | Outdoor Linear Fluorescent with Magnetic Ballast | DEER2014 | D08 v2.05 | 2014-01-01 | Com | Lighting | OutGen | Ltg_Fixture | LinFluor_fixt | OfS | Any | magnetic ballast rated hours | 45000 | 1 | 4100 | 15 | 10.98 | 3.7
OLtg-Lfluor-Mag | Outdoor Linear Fluorescent with Magnetic Ballast | DEER2014 | D08 v2.05 | 2014-01-01 | Com | Lighting | OutGen | Ltg_Fixture | LinFluor_fixt | RFF | Any | magnetic ballast rated hours | 45000 | 1 | 4100 | 15 | 10.98 | 3.7
OLtg-Lfluor-Mag | Outdoor Linear Fluorescent with Magnetic Ballast | DEER2014 | D08 v2.05 | 2014-01-01 | Com | Lighting | OutGen | Ltg_Fixture | LinFluor_fixt | RSD | Any | magnetic ballast rated hours | 45000 | 1 | 4100 | 15 | 10.98 | 3.7
OLtg-Lfluor-Mag | Outdoor Linear Fluorescent with Magnetic Ballast | DEER2014 | D08 v2.05 | 2014-01-01 | Com | Lighting | OutGen | Ltg_Fixture | LinFluor_fixt | Rt3 | Any | magnetic ballast rated hours | 45000 | 1 | 4100 | 15 | 10.98 | 3.7
OLtg-Lfluor-Mag | Outdoor Linear Fluorescent with Magnetic Ballast | DEER2014 | D08 v2.05 | 2014-01-01 | Com | Lighting | OutGen | Ltg_Fixture | LinFluor_fixt | RtL | Any | magnetic ballast rated hours | 45000 | 1 | 4100 | 15 | 10.98 | 3.7
OLtg-Lfluor-Mag | Outdoor Linear Fluorescent with Magnetic Ballast | DEER2014 | D08 v2.05 | 2014-01-01 | Com | Lighting | OutGen | Ltg_Fixture | LinFluor_fixt | RtS | Any | magnetic ballast rated hours | 45000 | 1 | 4100 | 15 | 10.98 | 3.7
OLtg-Lfluor-Mag | Outdoor Linear Fluorescent with Magnetic Ballast | DEER2014 | D08 v2.05 | 2014-01-01 | Com | Lighting | OutGen | Ltg_Fixture | LinFluor_fixt | SCn | Any | magnetic ballast rated hours | 45000 | 1 | 4100 | 15 | 10.98 | 3.7
OLtg-Lfluor-Mag | Outdoor Linear Fluorescent with Magnetic Ballast | DEER2014 | D08 v2.05 | 2014-01-01 | Com | Lighting | OutGen | Ltg_Fixture | LinFluor_fixt | SUn | Any | magnetic ballast rated hours | 45000 | 1 | 4100 | 15 | 10.98 | 3.7
OLtg-Lfluor-Mag | Outdoor Linear Fluorescent with Magnetic Ballast | DEER2014 | D08 v2.05 | 2014-01-01 | Com | Lighting | OutGen | Ltg_Fixture | LinFluor_fixt | WRf | Any | magnetic ballast rated hours | 45000 | 1 | 4100 | 15 | 10.98 | 3.7
OLtg-MH | HID Lighting - Metal Halide | DEER2014 | D08 v2.05 | 2014-01-01 | Com | Lighting | OutGen | Ltg_Fixture | HID_fixt | Asm | Any | electronic ballast rated hours | 70000 | 1 | 4100 | 15 | 15 | 5
OLtg-MH | HID Lighting - Metal Halide | DEER2014 | D08 v2.05 | 2014-01-01 | Com | Lighting | OutGen | Ltg_Fixture | HID_fixt | ECC | Any | electronic ballast rated hours | 70000 | 1 | 4100 | 15 | 15 | 5
OLtg-MH | HID Lighting - Metal Halide | DEER2014 | D08 v2.05 | 2014-01-01 | Com | Lighting | OutGen | Ltg_Fixture | HID_fixt | EPr | Any | electronic ballast rated hours | 70000 | 1 | 4100 | 15 | 15 | 5
OLtg-MH | HID Lighting - Metal Halide | DEER2014 | D08 v2.05 | 2014-01-01 | Com | Lighting | OutGen | Ltg_Fixture | HID_fixt | ERC | Any | electronic ballast rated hours | 70000 | 1 | 4100 | 15 | 15 | 5
OLtg-MH | HID Lighting - Metal Halide | DEER2014 | D08 v2.05 | 2014-01-01 | Com | Lighting | OutGen | Ltg_Fixture | HID_fixt | ESe | Any | electronic ballast rated hours | 70000 | 1 | 4100 | 15 | 15 | 5
OLtg-MH | HID Lighting - Metal Halide | DEER2014 | D08 v2.05 | 2014-01-01 | Com | Lighting | OutGen | Ltg_Fixture | HID_fixt | EUn | Any | electronic ballast rated hours | 70000 | 1 | 4100 | 15 | 15 | 5
OLtg-MH | HID Lighting - Metal Halide | DEER2014 | D08 v2.05 | 2014-01-01 | Com | Lighting | OutGen | Ltg_Fixture | HID_fixt | Gro | Any | electronic ballast rated hours | 70000 | 1 | 4100 | 15 | 15 | 5
OLtg-MH | HID Lighting - Metal Halide | DEER2014 | D08 v2.05 | 2014-01-01 | Com | Lighting | OutGen | Ltg_Fixture | HID_fixt | Hsp | Any | electronic ballast rated hours | 70000 | 1 | 4100 | 15 | 15 | 5
OLtg-MH | HID Lighting - Metal Halide | DEER2014 | D08 v2.05 | 2014-01-01 | Com | Lighting | OutGen | Ltg_Fixture | HID_fixt | Htl | Any | electronic ballast rated hours | 70000 | 1 | 4100 | 15 | 15 | 5
OLtg-MH | HID Lighting - Metal Halide | DEER2014 | D08 v2.05 | 2014-01-01 | Com | Lighting | OutGen | Ltg_Fixture | HID_fixt | MBT | Any | electronic ballast rated hours | 70000 | 1 | 4100 | 15 | 15 | 5
OLtg-MH | HID Lighting - Metal Halide | DEER2014 | D08 v2.05 | 2014-01-01 | Com | Lighting | OutGen | Ltg_Fixture | HID_fixt | MLI | Any | electronic ballast rated hours | 70000 | 1 | 4100 | 15 | 15 | 5
OLtg-MH | HID Lighting - Metal Halide | DEER2014 | D08 v2.05 | 2014-01-01 | Com | Lighting | OutGen | Ltg_Fixture | HID_fixt | Mtl | Any | electronic ballast rated hours | 70000 | 1 | 4100 | 15 | 15 | 5
OLtg-MH | HID Lighting - Metal Halide | DEER2014 | D08 v2.05 | 2014-01-01 | Com | Lighting | OutGen | Ltg_Fixture | HID_fixt | Nrs | Any | electronic ballast rated hours | 70000 | 1 | 4100 | 15 | 15 | 5
OLtg-MH | HID Lighting - Metal Halide | DEER2014 | D08 v2.05 | 2014-01-01 | Com | Lighting | OutGen | Ltg_Fixture | HID_fixt | OfL | Any | electronic ballast rated hours | 70000 | 1 | 4100 | 15 | 15 | 5
OLtg-MH | HID Lighting - Metal Halide | DEER2014 | D08 v2.05 | 2014-01-01 | Com | Lighting | OutGen | Ltg_Fixture | HID_fixt | OfS | Any | electronic ballast rated hours | 70000 | 1 | 4100 | 15 | 15 | 5
OLtg-MH | HID Lighting - Metal Halide | DEER2014 | D08 v2.05 | 2014-01-01 | Com | Lighting | OutGen | Ltg_Fixture | HID_fixt | RFF | Any | electronic ballast rated hours | 70000 | 1 | 4100 | 15 | 15 | 5
OLtg-MH | HID Lighting - Metal Halide | DEER2014 | D08 v2.05 | 2014-01-01 | Com | Lighting | OutGen | Ltg_Fixture | HID_fixt | RSD | Any | electronic ballast rated hours | 70000 | 1 | 4100 | 15 | 15 | 5
OLtg-MH | HID Lighting - Metal Halide | DEER2014 | D08 v2.05 | 2014-01-01 | Com | Lighting | OutGen | Ltg_Fixture | HID_fixt | Rt3 | Any | electronic ballast rated hours | 70000 | 1 | 4100 | 15 | 15 | 5
OLtg-MH | HID Lighting - Metal Halide | DEER2014 | D08 v2.05 | 2014-01-01 | Com | Lighting | OutGen | Ltg_Fixture | HID_fixt | RtL | Any | electronic ballast rated hours | 70000 | 1 | 4100 | 15 | 15 | 5
OLtg-MH | HID Lighting - Metal Halide | DEER2014 | D08 v2.05 | 2014-01-01 | Com | Lighting | OutGen | Ltg_Fixture | HID_fixt | RtS | Any | electronic ballast rated hours | 70000 | 1 | 4100 | 15 | 15 | 5
OLtg-MH | HID Lighting - Metal Halide | DEER2014 | D08 v2.05 | 2014-01-01 | Com | Lighting | OutGen | Ltg_Fixture | HID_fixt | SCn | Any | electronic ballast rated hours | 70000 | 1 | 4100 | 15 | 15 | 5
OLtg-MH | HID Lighting - Metal Halide | DEER2014 | D08 v2.05 | 2014-01-01 | Com | Lighting | OutGen | Ltg_Fixture | HID_fixt | SUn | Any | electronic ballast rated hours | 70000 | 1 | 4100 | 15 | 15 | 5
OLtg-MH | HID Lighting - Metal Halide | DEER2014 | D08 v2.05 | 2014-01-01 | Com | Lighting | OutGen | Ltg_Fixture | HID_fixt | WRf | Any | electronic ballast rated hours | 70000 | 1 | 4100 | 15 | 15 | 5
OLtg-Res-LED-15000hr | LED lamp - Outdoor- Residential - Small wattage Globe, Any Candle shape | DEER2014 | Lighting Disposition | 2014-03-20 16:24 | Res | Lighting | OutGen | Ltg_Lamp | LED_lamp | Cmn-Dmo | Any | LED lamp rated hours | 15000 |  | 3390 | 16 | 4.42 | 1.47
OLtg-Res-LED-15000hr | LED lamp - Outdoor- Residential - Small wattage Globe, Any Candle shape | DEER2014 | Lighting Disposition | 2014-03-20 16:24 | Res | Lighting | OutGen | Ltg_Lamp | LED_lamp | Cmn-MFm | Any | LED lamp rated hours | 15000 |  | 3390 | 16 | 4.42 | 1.47
OLtg-Res-LED-15000hr | LED lamp - Outdoor- Residential - Small wattage Globe, Any Candle shape | DEER2014 | Lighting Disposition | 2014-03-20 16:24 | Res | Lighting | OutGen | Ltg_Lamp | LED_lamp | Dmo | Any | LED lamp rated hours | 15000 |  | 1249 | 16 | 13.26 | 4.42
OLtg-Res-LED-15000hr | LED lamp - Outdoor- Residential - Small wattage Globe, Any Candle shape | DEER2014 | Lighting Disposition | 2014-03-20 16:24 | Res | Lighting | OutGen | Ltg_Lamp | LED_lamp | MFm | Any | LED lamp rated hours | 15000 |  | 1249 | 16 | 13.26 | 4.42
OLtg-Res-LED-15000hr | LED lamp - Outdoor- Residential - Small wattage Globe, Any Candle shape | DEER2014 | Lighting Disposition | 2014-03-20 16:24 | Res | Lighting | OutGen | Ltg_Lamp | LED_lamp | SFm | Any | LED lamp rated hours | 15000 |  | 1249 | 16 | 13.26 | 4.42
OLtg-Res-LED-20000hr | LED lamp - Outdoor- Residential | DEER2014 | Lighting Disposition | 2014-03-20 16:24 | Res | Lighting | OutGen | Ltg_Lamp | LED_lamp | Cmn-Dmo | Any | LED lamp rated hours | 20000 |  | 3390 | 16 | 5.9 | 1.97
OLtg-Res-LED-20000hr | LED lamp - Outdoor- Residential | DEER2014 | Lighting Disposition | 2014-03-20 16:24 | Res | Lighting | OutGen | Ltg_Lamp | LED_lamp | Cmn-MFm | Any | LED lamp rated hours | 20000 |  | 3390 | 16 | 5.9 | 1.97
OLtg-Res-LED-20000hr | LED lamp - Outdoor- Residential | DEER2014 | Lighting Disposition | 2014-03-20 16:24 | Res | Lighting | OutGen | Ltg_Lamp | LED_lamp | Dmo | Any | LED lamp rated hours | 20000 |  | 1249 | 16 | 16 | 5.33
OLtg-Res-LED-20000hr | LED lamp - Outdoor- Residential | DEER2014 | Lighting Disposition | 2014-03-20 16:24 | Res | Lighting | OutGen | Ltg_Lamp | LED_lamp | MFm | Any | LED lamp rated hours | 20000 |  | 1249 | 16 | 16 | 5.33
OLtg-Res-LED-20000hr | LED lamp - Outdoor- Residential | DEER2014 | Lighting Disposition | 2014-03-20 16:24 | Res | Lighting | OutGen | Ltg_Lamp | LED_lamp | SFm | Any | LED lamp rated hours | 20000 |  | 1249 | 16 | 16 | 5.33
OLtg-Res-LED-50000hr | LED Fixture - Outdoor- Residential | DEER2014 | Lighting Disposition | 2014-03-20 16:24 | Res | Lighting | OutGen | Ltg_Fixture | LED_fixt | Cmn-Dmo | Any | LED fixture rated hours | 50000 |  | 3390 | 16 | 14.75 | 4.92
OLtg-Res-LED-50000hr | LED Fixture - Outdoor- Residential | DEER2014 | Lighting Disposition | 2014-03-20 16:24 | Res | Lighting | OutGen | Ltg_Fixture | LED_fixt | Cmn-MFm | Any | LED fixture rated hours | 50000 |  | 3390 | 16 | 14.75 | 4.92
OLtg-Res-LED-50000hr | LED Fixture - Outdoor- Residential | DEER2014 | Lighting Disposition | 2014-03-20 16:24 | Res | Lighting | OutGen | Ltg_Fixture | LED_fixt | Dmo | Any | LED fixture rated hours | 50000 |  | 1249 | 16 | 16 | 5.33
OLtg-Res-LED-50000hr | LED Fixture - Outdoor- Residential | DEER2014 | Lighting Disposition | 2014-03-20 16:24 | Res | Lighting | OutGen | Ltg_Fixture | LED_fixt | MFm | Any | LED fixture rated hours | 50000 |  | 1249 | 16 | 16 | 5.33
OLtg-Res-LED-50000hr | LED Fixture - Outdoor- Residential | DEER2014 | Lighting Disposition | 2014-03-20 16:24 | Res | Lighting | OutGen | Ltg_Fixture | LED_fixt | SFm | Any | LED fixture rated hours | 50000 |  | 1249 | 16 | 16 | 5.33
OLtg-T5 | Outdoor HID Lighting (T-5) | DEER2014 | D08 v2.05 | 2014-01-01 | Com | Lighting | OutGen | Ltg_Fixture | LinFluor_fixt | Asm | Any | electronic ballast rated hours | 70000 | 1 | 4100 | 15 | 15 | 5
OLtg-T5 | Outdoor HID Lighting (T-5) | DEER2014 | D08 v2.05 | 2014-01-01 | Com | Lighting | OutGen | Ltg_Fixture | LinFluor_fixt | ECC | Any | electronic ballast rated hours | 70000 | 1 | 4100 | 15 | 15 | 5
OLtg-T5 | Outdoor HID Lighting (T-5) | DEER2014 | D08 v2.05 | 2014-01-01 | Com | Lighting | OutGen | Ltg_Fixture | LinFluor_fixt | EPr | Any | electronic ballast rated hours | 70000 | 1 | 4100 | 15 | 15 | 5
OLtg-T5 | Outdoor HID Lighting (T-5) | DEER2014 | D08 v2.05 | 2014-01-01 | Com | Lighting | OutGen | Ltg_Fixture | LinFluor_fixt | ERC | Any | electronic ballast rated hours | 70000 | 1 | 4100 | 15 | 15 | 5
OLtg-T5 | Outdoor HID Lighting (T-5) | DEER2014 | D08 v2.05 | 2014-01-01 | Com | Lighting | OutGen | Ltg_Fixture | LinFluor_fixt | ESe | Any | electronic ballast rated hours | 70000 | 1 | 4100 | 15 | 15 | 5
OLtg-T5 | Outdoor HID Lighting (T-5) | DEER2014 | D08 v2.05 | 2014-01-01 | Com | Lighting | OutGen | Ltg_Fixture | LinFluor_fixt | EUn | Any | electronic ballast rated hours | 70000 | 1 | 4100 | 15 | 15 | 5
OLtg-T5 | Outdoor HID Lighting (T-5) | DEER2014 | D08 v2.05 | 2014-01-01 | Com | Lighting | OutGen | Ltg_Fixture | LinFluor_fixt | Gro | Any | electronic ballast rated hours | 70000 | 1 | 4100 | 15 | 15 | 5
OLtg-T5 | Outdoor HID Lighting (T-5) | DEER2014 | D08 v2.05 | 2014-01-01 | Com | Lighting | OutGen | Ltg_Fixture | LinFluor_fixt | Hsp | Any | electronic ballast rated hours | 70000 | 1 | 4100 | 15 | 15 | 5
OLtg-T5 | Outdoor HID Lighting (T-5) | DEER2014 | D08 v2.05 | 2014-01-01 | Com | Lighting | OutGen | Ltg_Fixture | LinFluor_fixt | Htl | Any | electronic ballast rated hours | 70000 | 1 | 4100 | 15 | 15 | 5
OLtg-T5 | Outdoor HID Lighting (T-5) | DEER2014 | D08 v2.05 | 2014-01-01 | Com | Lighting | OutGen | Ltg_Fixture | LinFluor_fixt | MBT | Any | electronic ballast rated hours | 70000 | 1 | 4100 | 15 | 15 | 5
OLtg-T5 | Outdoor HID Lighting (T-5) | DEER2014 | D08 v2.05 | 2014-01-01 | Com | Lighting | OutGen | Ltg_Fixture | LinFluor_fixt | MLI | Any | electronic ballast rated hours | 70000 | 1 | 4100 | 15 | 15 | 5
OLtg-T5 | Outdoor HID Lighting (T-5) | DEER2014 | D08 v2.05 | 2014-01-01 | Com | Lighting | OutGen | Ltg_Fixture | LinFluor_fixt | Mtl | Any | electronic ballast rated hours | 70000 | 1 | 4100 | 15 | 15 | 5
OLtg-T5 | Outdoor HID Lighting (T-5) | DEER2014 | D08 v2.05 | 2014-01-01 | Com | Lighting | OutGen | Ltg_Fixture | LinFluor_fixt | Nrs | Any | electronic ballast rated hours | 70000 | 1 | 4100 | 15 | 15 | 5
OLtg-T5 | Outdoor HID Lighting (T-5) | DEER2014 | D08 v2.05 | 2014-01-01 | Com | Lighting | OutGen | Ltg_Fixture | LinFluor_fixt | OfL | Any | electronic ballast rated hours | 70000 | 1 | 4100 | 15 | 15 | 5
OLtg-T5 | Outdoor HID Lighting (T-5) | DEER2014 | D08 v2.05 | 2014-01-01 | Com | Lighting | OutGen | Ltg_Fixture | LinFluor_fixt | OfS | Any | electronic ballast rated hours | 70000 | 1 | 4100 | 15 | 15 | 5
OLtg-T5 | Outdoor HID Lighting (T-5) | DEER2014 | D08 v2.05 | 2014-01-01 | Com | Lighting | OutGen | Ltg_Fixture | LinFluor_fixt | RFF | Any | electronic ballast rated hours | 70000 | 1 | 4100 | 15 | 15 | 5
OLtg-T5 | Outdoor HID Lighting (T-5) | DEER2014 | D08 v2.05 | 2014-01-01 | Com | Lighting | OutGen | Ltg_Fixture | LinFluor_fixt | RSD | Any | electronic ballast rated hours | 70000 | 1 | 4100 | 15 | 15 | 5
OLtg-T5 | Outdoor HID Lighting (T-5) | DEER2014 | D08 v2.05 | 2014-01-01 | Com | Lighting | OutGen | Ltg_Fixture | LinFluor_fixt | Rt3 | Any | electronic ballast rated hours | 70000 | 1 | 4100 | 15 | 15 | 5
OLtg-T5 | Outdoor HID Lighting (T-5) | DEER2014 | D08 v2.05 | 2014-01-01 | Com | Lighting | OutGen | Ltg_Fixture | LinFluor_fixt | RtL | Any | electronic ballast rated hours | 70000 | 1 | 4100 | 15 | 15 | 5
OLtg-T5 | Outdoor HID Lighting (T-5) | DEER2014 | D08 v2.05 | 2014-01-01 | Com | Lighting | OutGen | Ltg_Fixture | LinFluor_fixt | RtS | Any | electronic ballast rated hours | 70000 | 1 | 4100 | 15 | 15 | 5
OLtg-T5 | Outdoor HID Lighting (T-5) | DEER2014 | D08 v2.05 | 2014-01-01 | Com | Lighting | OutGen | Ltg_Fixture | LinFluor_fixt | SCn | Any | electronic ballast rated hours | 70000 | 1 | 4100 | 15 | 15 | 5
OLtg-T5 | Outdoor HID Lighting (T-5) | DEER2014 | D08 v2.05 | 2014-01-01 | Com | Lighting | OutGen | Ltg_Fixture | LinFluor_fixt | SUn | Any | electronic ballast rated hours | 70000 | 1 | 4100 | 15 | 15 | 5
OLtg-T5 | Outdoor HID Lighting (T-5) | DEER2014 | D08 v2.05 | 2014-01-01 | Com | Lighting | OutGen | Ltg_Fixture | LinFluor_fixt | WRf | Any | electronic ballast rated hours | 70000 | 1 | 4100 | 15 | 15 | 5
OLtg-TmClck | Timeclock with or without photocell | DEER2014 | D08 v2.05 | 2014-01-01 | Com | Lighting | Controls | Ltg_Fixture |  | Any | Any | rated years |  |  |  |  | 8 | 2.7
OutD-PoolCover | Outdoor pool cover | ExAnte2013 | IOU Workpaper | 2014-01-01 | Com | Recreate | Pool | PoolSpa_eq | PoolCover | Any | Any | rated years |  |  |  |  | 5 | 1.7
OutD-PoolPump | High Efficiency Pool Pump | DEER2014 | D08 v2.05 | 2014-01-01 | Res | Recreate | Pool | LiquidCirc |  | Any | Any | rated years |  |  |  |  | 10 | 3.3
Plug-80plus | 80 PLUS Power Supply | DEER2014 | D08 v2.05 | 2014-01-01 | Com | AppPlug | Office_eq | Electronics |  | Any | Any | rated years |  |  |  |  | 4 | 1.3
Plug-HiEffCopier | High Efficiency Copiers | DEER2014 | D08 v2.05 | 2014-01-01 | Com | AppPlug | Office_eq | Electronics | AllEquip | Any | Any | rated years |  |  |  |  | 6 | 2
Plug-OccSens | Occupancy sensors | DEER2014 | D08 v2.05 | 2014-01-01 | Com | AppPlug | Office_eq | Electronics | MoveSensor | Any | Any | rated years |  |  |  |  | 8 | 2.7
Plug-Software | Power Management Software | ExAnte2013 | IOU Workpaper | 2014-01-01 | Com |  |  | Electronics |  | Any | Any | rated years |  |  |  |  | 5 | 1.7
Plug-VendCtrler | Vending Machine Controller | DEER2014 | D08 v2.05 | 2014-01-01 | Com | AppPlug | Vending | Electronics | MoveSensor | Any | Any | rated years |  |  |  |  | 5 | 1.7
PrcHt-Blr | High Efficiency Boiler | DEER2014 | D08 v2.05 | 2014-01-01 | Com | ProcHeat |  | WaterHtg_eq | Boiler_Et | Any | Any | rated years |  |  |  |  | 20 | 6.7
PrcHt-StmBlr | High Efficiency Boiler | ExAnte2013 | IOU Workpaper | 2014-01-01 | Com | ProcHeat |  | SteamHtg_eq | Boiler_Et | Any | Any | rated years |  |  |  |  | 20 | 6.7
PrcHt-StmTrp | Steam Traps - Process Heat | DEER2014 | D08 v2.05 | 2014-01-01 | Com | ProcHeat | SteamDist | SteamCirc | SteamTrap | Any | Any | rated years |  |  |  |  | 6 | 2
PrcHt-TankIns-Gas | Water Heater Tank Wrap | ExAnte2013 | IOU Workpaper | 2014-01-01 | CC | ProcHeat | Storage |  | TankIns | Any | Any | rated years |  |  |  |  | 7 | 2.3
RefgWrhs-Comp | Refrigeration Upgrades (Variable Speed Compressors) | DEER2014 | D08 v2.05 | 2014-01-01 | Com | ProcRefrig | ProdStore | Chiller | RefWareCool | Any | Any | rated years |  |  |  |  | 15 | 5
RefgWrhs-Cond | Refrigeration Upgrades (Condenser) - Refg Warehouse | DEER2014 | D08 v2.05 | 2014-01-01 | Com | ProcRefrig | ProdStore | Chiller | RefWareCool | Any | Any | rated years |  |  |  |  | 15 | 5
RefgWrhs-FltHdPres | Refrigeration Upgrades (Suction Pressure) - Refg Warehouse | DEER2014 | D08 v2.05 | 2014-01-01 | Com | ProcRefrig | ProdStore | Chiller | RefWareCool | Any | Any | rated years |  |  |  |  | 15 | 5
RefgWrhs-FltSucPres | Refrigeration Upgrades (Head Pressure) - Refg Warehouse | DEER2014 | D08 v2.05 | 2014-01-01 | Com | ProcRefrig | ProdStore | Chiller | RefWareCool | Any | Any | rated years |  |  |  |  | 15 | 5
RefgWrhs-Retro | Refrigeration Retrocommissioning - Refg Warehouse | DEER2014 | D08 v2.05 | 2014-01-01 | Com | Service | RetroComm |  |  | Any | Any | rated years |  |  |  |  | 10 | 3.3
RefgWrhs-ScrollComp | Refrigeration Scroll Compressors for Bulk Tanks | DEER2014 | D08 v2.05 | 2014-01-01 | Com | ProcRefrig | ProdStore | Chiller | RefWareCool | Any | Any | rated years |  |  |  |  | 12 | 4
RefgWrhs-SLIns | Refrigeration Insulation for Bare Suction Lines | DEER2014 | D08 v2.05 | 2014-01-01 | Com | ProcRefrig | ProdStore | Chiller | RefWareCool | Any | Any | rated years |  |  |  |  | 11 | 3.7
RefgWrhs-SubClr | Refrigeration Upgrades (Subcooling) - Refg Warehouse | DEER2014 | D08 v2.05 | 2014-01-01 | Com | ProcRefrig | ProdStore | Chiller | RefWareCool | Any | Any | rated years |  |  |  |  | 15 | 5
Reprog-Tstat | Reprogram thermostat | ExAnte2013 | IOU Workpaper | 2014-01-01 | CC | Service | RetroComm | HV_Tech | TStat | Any | Any | rated years |  |  |  |  | 11 | 3.7
RTU-Retro | Rooftop Unit retrocommissioning | ExAnte2013 | IOU Workpaper | 2014-01-01 | Com | Service | RetroComm |  |  | Any | Any | rated years |  |  |  |  | 5 | 1.7
SHW-EMS | Boiler controls for hot water | ExAnte2013 | IOU Workpaper | 2014-01-01 | Res | SHW | Heating | SHW_Tech | EMS | Any | Any | rated years |  |  |  |  | 15 | 5
WlHs-Upgrade | Whole House Upgrade | ExAnte2013 | IOU Workpaper | 2014-01-01 | Res | Service | RetroComm | WhlBldg | multiTech | SFm | Any | rated years |  |  |  |  | 2 | 0.7
WtrHt-Com | Commercial water heater | DEER2014 | D14 v1.0.0 | 2014-01-01 | Com | SHW | Heating | WaterHtg_eq |  | Any | Any | rated years |  |  |  |  | 15 | 5
WtrHt-GPoolHtr | Commercial Pool Heater | DEER2014 | D08 v2.05 | 2014-01-01 | Com | Recreate | Pool | WaterHtg_eq |  | Any | Any | rated years |  |  |  |  | 5 | 1.7
WtrHt-HtPmp | Heat Pump Water Heater | DEER2014 | D08 v2.05 | 2014-01-01 | Res | SHW | Heating | WaterHtg_eq | HP_EF | Any | Any | rated years |  |  |  |  | 10 | 3.3
WtrHt-Instant-Com | Commercial Instantaneous Water Heater | DEER2014 | D14 v1.0.0 | 2014-01-01 | Com | SHW | Heating | WaterHtg_eq |  | Any | Any | rated years |  |  |  |  | 20 | 6.67
WtrHt-Instant-Res | Residential Instantaneous Water Heater | DEER2014 | D14 v1.0.0 | 2014-01-01 | Res | SHW | Heating | WaterHtg_eq |  | Any | Any | rated years |  |  |  |  | 20 | 6.67
WtrHt-PipeIns-Elec | Pipe Insulation - Electric Water Heater | DEER2014 | D08 v2.05 | 2014-01-01 | Com | SHW | Distribute | LiquidCirc | PipeIns | Any | Any | rated years |  |  |  |  | 13 | 4.3
WtrHt-PipeIns-Gas | Pipe Insulation - Gas Water Heater - Commercial | DEER2014 | D08 v2.05 | 2014-01-01 | Com | SHW | Distribute | LiquidCirc | PipeIns | Any | Any | rated years |  |  |  |  | 11 | 3.7
WtrHt-Res-Elec | Residential Electric Water Heater | DEER2014 | D14 v1.0.0 | 2014-01-01 | Res | SHW | Heating | WaterHtg_eq |  | Any | Any | rated years |  |  |  |  | 13 | 4.33
WtrHt-Res-Gas | Residential Gas Water Heater | DEER2014 | D14 v1.0.0 | 2014-01-01 | Res | SHW | Heating | WaterHtg_eq |  | Any | Any | rated years |  |  |  |  | 11 | 3.67
WtrHt-SWH | Solar Water Heating | DEER2014 | D08 v2.05 | 2014-01-01 | Res | SHW | Heating | WaterHtg_eq |  | Any | Any | rated years |  |  |  |  | 15 | 5
WtrHt-TankIns-Elec | Water Heater Tank Wrap - Electric | DEER2014 | D08 v2.05 | 2014-01-01 | Com | SHW | Heating | WaterHtg_eq | TankIns | Any | Any | rated years |  |  |  |  | 7 | 2.3
WtrHt-TankIns-Gas | Water Heater Tank Wrap - Gas | DEER2014 | D08 v2.05 | 2014-01-01 | Com | SHW | Heating | WaterHtg_eq | TankIns | Any | Any | rated years |  |  |  |  | 7 | 2.3
WtrHt-Timeclock | Circulation Pump Timeclock Retrofit | DEER2014 | D08 v2.05 | 2014-01-01 | Com | SHW | Distribute | LiquidCirc | Timer | Any | Any | rated years |  |  |  |  | 15 | 5
WtrHt-WH-Aertr | Faucet Aerators | DEER2014 | D08 v2.05 | 2014-01-01 | Any | SHW | Distribute | WaterFixt | FaucetAer | Any | Any | rated years |  |  |  |  | 10 | 3.3
WtrHt-WH-R4PipeIns-Elec | Pipe Insulation - Electric Water Heater | DEER2014 | D08 v2.05 | 2014-01-01 | Res | SHW | Distribute | LiquidCirc | PipeIns | Any | Any | rated years |  |  |  |  | 13 | 4.3
WtrHt-WH-R4PipeIns-Gas | Pipe Insulation - Gas Water Heater - Residential | DEER2014 | D08 v2.05 | 2014-01-01 | Res | SHW | Distribute | LiquidCirc | PipeIns | Any | Any | rated years |  |  |  |  | 11 | 3.7
WtrHt-WH-Shrhd | Low-Flow Showerhead | DEER2014 | D08 v2.05 | 2014-01-01 | Res | SHW | Distribute | WaterFixt | ShowerHd | Any | Any | rated years |  |  |  |  | 10 | 3.3

## GSIA
GSIA_ID | Description | Version | VersionSource | LastMod | PA | BldgType | BldgVint | SubPrg | ImplementerID | Sector | UseCategory | UseSubCat | TechGroup | TechType | TechID | PrgDelivID | GSIAType | GSIAValue | DelInstSchID | Comment | IsProposed
Com-AC-PGE | Non-Res AC Replacement; Annual Installation Rate | DEER2011 | MV0608 | 2014-01-01 | PGE | Any | Any | Any | Any | Com | HVAC | SpaceCool | dxAC_equip |  | Any | NonUpStrm | AnnInstRate | 1 |  | EM&V Report: Specialized Commercial; PGE program #2080
Com-AC-SCE | Non-Res AC Replacement; Annual Installation Rate | DEER2011 | MV0608 | 2014-01-01 | SCE | Any | Any | Any | Any | Com | HVAC | SpaceCool | dxAC_equip |  | Any | NonUpStrm | AnnInstRate | 1 |  | EM&V Report: Specialized Commercial; SCE program #2507
Com-AC-SDG | Non-Res AC Replacement; Annual Installation Rate | DEER2011 | MV0608 | 2014-01-01 | SDG | Any | Any | Any | Any | Com | HVAC | SpaceCool | dxAC_equip |  | Any | NonUpStrm | AnnInstRate | 1 |  | EM&V Report: Specialized Commercial; SDGE program #3029
Com-CFL-All | Non-Res CFL; Non-Upstream Program; Annual Installation Rate | DEER2011 | MV0608 | 2014-01-01 | Any | Any | Any | Any | Any | Com | Lighting | Any | Ltg_ScrewIn | CFL_lamp | Any | NonUpStrm | AnnInstRate | 0.691 |  | EM&V Report: SmallCom; Statewide gross-savings weighted value
Com-CFL-All | Non-Res CFL; Non-Upstream Program; Delayed Installation Rate | DEER2011 | MV0608 | 2014-01-01 | Any | Any | Any | Any | Any | Com | Lighting | Any | Ltg_ScrewIn | CFL_lamp | Any | NonUpStrm | DelInstRate | 0.101 | DownStrm-CFL-1yr | EM&V Report: SmallCom; Statewide gross-savings weighted value
Com-CFL-PGE | Non-Res CFL; Non-Upstream Program; Annual Installation Rate | DEER2011 | MV0608 | 2014-01-01 | PGE | Any | Any | Any | Any | Com | Lighting | Any | Ltg_ScrewIn | CFL_lamp | Any | NonUpStrm | AnnInstRate | 0.77 |  | EM&V Report: SmallCom; PGE gross-savings weighted value
Com-CFL-PGE | Non-Res CFL; Non-Upstream Program; Delayed Installation Rate | DEER2011 | MV0608 | 2014-01-01 | PGE | Any | Any | Any | Any | Com | Lighting | Any | Ltg_ScrewIn | CFL_lamp | Any | NonUpStrm | DelInstRate | 0.12 | DownStrm-CFL-1yr | EM&V Report: SmallCom; PGE gross-savings weighted value
Com-CFL-PGE-2016 | Non-Res CFL; Non-Upstream Program; Annual Installation Rate | DEER2011 | MV0608 | 2014-01-01 | PGE | Any | Any | Any | Any | Com | Lighting | Any | Ltg_ScrewIn | CFL_lamp | Any | NonUpStrm | AnnInstRate | 0.91 |  | EM&V Report: SmallCom; PGE program #2016
Com-CFL-PGE-2016 | Non-Res CFL; Non-Upstream Program; Delayed Installation Rate | DEER2011 | MV0608 | 2014-01-01 | PGE | Any | Any | Any | Any | Com | Lighting | Any | Ltg_ScrewIn | CFL_lamp | Any | NonUpStrm | DelInstRate | 0.05 | DownStrm-CFL-1yr | EM&V Report: SmallCom; PGE program #2016
Com-CFL-PGE-2017 | Non-Res CFL; Non-Upstream Program; Annual Installation Rate | DEER2011 | MV0608 | 2014-01-01 | PGE | Any | Any | Any | Any | Com | Lighting | Any | Ltg_ScrewIn | CFL_lamp | Any | NonUpStrm | AnnInstRate | 0.85 |  | EM&V Report: SmallCom; PGE program #2017
Com-CFL-PGE-2017 | Non-Res CFL; Non-Upstream Program; Delayed Installation Rate | DEER2011 | MV0608 | 2014-01-01 | PGE | Any | Any | Any | Any | Com | Lighting | Any | Ltg_ScrewIn | CFL_lamp | Any | NonUpStrm | DelInstRate | 0.02 | DownStrm-CFL-1yr | EM&V Report: SmallCom; PGE program #2017
Com-CFL-PGE-2021 | Non-Res CFL; Non-Upstream Program; Annual Installation Rate | DEER2011 | MV0608 | 2014-01-01 | PGE | Any | Any | Any | Any | Com | Lighting | Any | Ltg_ScrewIn | CFL_lamp | Any | NonUpStrm | AnnInstRate | 0.98 |  | EM&V Report: SmallCom; PGE program #2021
Com-CFL-PGE-2021 | Non-Res CFL; Non-Upstream Program; Delayed Installation Rate | DEER2011 | MV0608 | 2014-01-01 | PGE | Any | Any | Any | Any | Com | Lighting | Any | Ltg_ScrewIn | CFL_lamp | Any | NonUpStrm | DelInstRate | 0.02 | DownStrm-CFL-1yr | EM&V Report: SmallCom; PGE program #2021
Com-CFL-PGE-2054 | Non-Res CFL; Non-Upstream Program; Annual Installation Rate | DEER2011 | MV0608 | 2014-01-01 | PGE | Any | Any | Any | Any | Com | Lighting | Any | Ltg_ScrewIn | CFL_lamp | Any | NonUpStrm | AnnInstRate | 0.83 |  | EM&V Report: SmallCom; PGE program #2054
Com-CFL-PGE-2054 | Non-Res CFL; Non-Upstream Program; Delayed Installation Rate | DEER2011 | MV0608 | 2014-01-01 | PGE | Any | Any | Any | Any | Com | Lighting | Any | Ltg_ScrewIn | CFL_lamp | Any | NonUpStrm | DelInstRate | 0.02 | DownStrm-CFL-1yr | EM&V Report: SmallCom; PGE program #2054
Com-CFL-PGE-2060 | Non-Res CFL; Non-Upstream Program; Annual Installation Rate | DEER2011 | MV0608 | 2014-01-01 | PGE | Any | Any | Any | Any | Com | Lighting | Any | Ltg_ScrewIn | CFL_lamp | Any | NonUpStrm | AnnInstRate | 0.93 |  | EM&V Report: SmallCom; PGE program #2060
Com-CFL-PGE-2060 | Non-Res CFL; Non-Upstream Program; Delayed Installation Rate | DEER2011 | MV0608 | 2014-01-01 | PGE | Any | Any | Any | Any | Com | Lighting | Any | Ltg_ScrewIn | CFL_lamp | Any | NonUpStrm | DelInstRate | 0.07 | DownStrm-CFL-1yr | EM&V Report: SmallCom; PGE program #2060
Com-CFL-PGE-2080 | Non-Res CFL; Non-Upstream Program; Annual Installation Rate | DEER2011 | MV0608 | 2014-01-01 | PGE | Any | Any | Any | Any | Com | Lighting | Any | Ltg_ScrewIn | CFL_lamp | Any | NonUpStrm | AnnInstRate | 0.74 |  | EM&V Report: SmallCom; PGE program #2080
Com-CFL-PGE-2080 | Non-Res CFL; Non-Upstream Program; Delayed Installation Rate | DEER2011 | MV0608 | 2014-01-01 | PGE | Any | Any | Any | Any | Com | Lighting | Any | Ltg_ScrewIn | CFL_lamp | Any | NonUpStrm | DelInstRate | 0.11 | DownStrm-CFL-1yr | EM&V Report: SmallCom; PGE program #2080
Com-CFL-SCE | Non-Res CFL; Non-Upstream Program; Annual Installation Rate | DEER2011 | MV0608 | 2014-01-01 | SCE | Any | Any | Any | Any | Com | Lighting | Any | Ltg_ScrewIn | CFL_lamp | Any | NonUpStrm | AnnInstRate | 0.61 |  | EM&V Report: SmallCom; SCE gross-savings weighted value
Com-CFL-SCE | Non-Res CFL; Non-Upstream Program; Delayed Installation Rate | DEER2011 | MV0608 | 2014-01-01 | SCE | Any | Any | Any | Any | Com | Lighting | Any | Ltg_ScrewIn | CFL_lamp | Any | NonUpStrm | DelInstRate | 0.08 | DownStrm-CFL-1yr | EM&V Report: SmallCom; SCE gross-savings weighted value
Com-CFL-SCE-2511 | Non-Res CFL; Non-Upstream Program; Annual Installation Rate | DEER2011 | MV0608 | 2014-01-01 | SCE | Any | Any | Any | Any | Com | Lighting | Any | Ltg_ScrewIn | CFL_lamp | Any | NonUpStrm | AnnInstRate | 0.67 |  | EM&V Report: SmallCom; SCE program #2511
Com-CFL-SCE-2511 | Non-Res CFL; Non-Upstream Program; Delayed Installation Rate | DEER2011 | MV0608 | 2014-01-01 | SCE | Any | Any | Any | Any | Com | Lighting | Any | Ltg_ScrewIn | CFL_lamp | Any | NonUpStrm | DelInstRate | 0.03 | DownStrm-CFL-1yr | EM&V Report: SmallCom; SCE program #2511
Com-CFL-SCE-2517 | Non-Res CFL; Non-Upstream Program; Annual Installation Rate | DEER2011 | MV0608 | 2014-01-01 | SCE | Any | Any | Any | Any | Com | Lighting | Any | Ltg_ScrewIn | CFL_lamp | Any | NonUpStrm | AnnInstRate | 0.6 |  | EM&V Report: SmallCom; SCE program #2517
Com-CFL-SCE-2517 | Non-Res CFL; Non-Upstream Program; Delayed Installation Rate | DEER2011 | MV0608 | 2014-01-01 | SCE | Any | Any | Any | Any | Com | Lighting | Any | Ltg_ScrewIn | CFL_lamp | Any | NonUpStrm | DelInstRate | 0.06 | DownStrm-CFL-1yr | EM&V Report: SmallCom; SCE program #2517
Com-CFL-SDG | Non-Res CFL; Non-Upstream Program; Annual Installation Rate | DEER2011 | MV0608 | 2014-01-01 | SDG | Any | Any | Any | Any | Com | Lighting | Any | Ltg_ScrewIn | CFL_lamp | Any | NonUpStrm | AnnInstRate | 0.83 |  | EM&V Report: SmallCom; SDGE gross-savings weighted value
Com-CFL-SDG | Non-Res CFL; Non-Upstream Program; Delayed Installation Rate | DEER2011 | MV0608 | 2014-01-01 | SDG | Any | Any | Any | Any | Com | Lighting | Any | Ltg_ScrewIn | CFL_lamp | Any | NonUpStrm | DelInstRate | 0.15 | DownStrm-CFL-1yr | EM&V Report: SmallCom; SDGE gross-savings weighted value
Com-CFL-SDG-3012 | Non-Res CFL; Non-Upstream Program; Annual Installation Rate | DEER2011 | MV0608 | 2014-01-01 | SDG | Any | Any | Any | Any | Com | Lighting | Any | Ltg_ScrewIn | CFL_lamp | Any | NonUpStrm | AnnInstRate | 0.99 |  | EM&V Report: SmallCom; SDGE program #3012
Com-CFL-SDG-3012 | Non-Res CFL; Non-Upstream Program; Delayed Installation Rate | DEER2011 | MV0608 | 2014-01-01 | SDG | Any | Any | Any | Any | Com | Lighting | Any | Ltg_ScrewIn | CFL_lamp | Any | NonUpStrm | DelInstRate | 0 | DownStrm-CFL-1yr | EM&V Report: SmallCom; SDGE program #3012
Com-CFL-SDG-3020 | Non-Res CFL; Non-Upstream Program; Annual Installation Rate | DEER2011 | MV0608 | 2014-01-01 | SDG | Any | Any | Any | Any | Com | Lighting | Any | Ltg_ScrewIn | CFL_lamp | Any | NonUpStrm | AnnInstRate | 0.67 |  | EM&V Report: SmallCom; SDGE program #3020
Com-CFL-SDG-3020 | Non-Res CFL; Non-Upstream Program; Delayed Installation Rate | DEER2011 | MV0608 | 2014-01-01 | SDG | Any | Any | Any | Any | Com | Lighting | Any | Ltg_ScrewIn | CFL_lamp | Any | NonUpStrm | DelInstRate | 0.35 | DownStrm-CFL-1yr | EM&V Report: SmallCom; SDGE program #3020
Com-HiBay-All | Non-Res High-Bay; Annual Installation Rate | DEER2011 | MV0608 | 2014-01-01 | Any | Any | Any | Any | Any | Com | Lighting | Any | Ltg_Wired | HID_fixt | Any | NonUpStrm | AnnInstRate | 0.937 |  | EM&V Report: SmallCom; Statewide gross-savings weighted value
Com-HiBay-PGE | Non-Res High-Bay; Annual Installation Rate | DEER2011 | MV0608 | 2014-01-01 | PGE | Any | Any | Any | Any | Com | Lighting | Any | Ltg_Wired | HID_fixt | Any | NonUpStrm | AnnInstRate | 0.92 |  | EM&V Report: SmallCom; PGE program #2080
Com-HiBay-SCE | Non-Res High-Bay; Annual Installation Rate | DEER2011 | MV0608 | 2014-01-01 | SCE | Any | Any | Any | Any | Com | Lighting | Any | Ltg_Wired | HID_fixt | Any | NonUpStrm | AnnInstRate | 0.93 |  | EM&V Report: SmallCom; SCE program #2517
Com-HiBay-SDG | Non-Res High-Bay; Annual Installation Rate | DEER2011 | MV0608 | 2014-01-01 | SDG | Any | Any | Any | Any | Com | Lighting | Any | Ltg_Wired | HID_fixt | Any | NonUpStrm | AnnInstRate | 1 |  | EM&V Report: SmallCom; SDGE gross-savings weighted value
Com-Hibay-SDG-3012 | Non-Res High-Bay; Annual Installation Rate | DEER2011 | MV0608 | 2014-01-01 | SDG | Any | Any | Any | Any | Com | Lighting | Any | Ltg_Wired | HID_fixt | Any | NonUpStrm | AnnInstRate | 1.04 |  | EM&V Report: SmallCom; SDGE program #3012
Com-Hibay-SDG-3020 | Non-Res High-Bay; Annual Installation Rate | DEER2011 | MV0608 | 2014-01-01 | SDG | Any | Any | Any | Any | Com | Lighting | Any | Ltg_Wired | HID_fixt | Any | NonUpStrm | AnnInstRate | 0.97 |  | EM&V Report: SmallCom; SDGE program #3020
Com-LF-All | Non-Res Linear Fluorescent fixture; Annual Installation Rate | DEER2011 | MV0608 | 2014-01-01 | Any | Any | Any | Any | Any | Com | Lighting | Any | Ltg_Wired | LinFluor_fixt | Any | NonUpStrm | AnnInstRate | 0.934 |  | EM&V Report: SmallCom; Statewide gross-savings weighted value
Com-LF-PGE | Non-Res Linear Fluorescent fixture; Annual Installation Rate | DEER2011 | MV0608 | 2014-01-01 | PGE | Any | Any | Any | Any | Com | Lighting | Any | Ltg_Wired | LinFluor_fixt | Any | NonUpStrm | AnnInstRate | 0.92 |  | EM&V Report: SmallCom; PGE gross-savings weighted value
Com-LF-PGE-2016 | Non-Res Linear Fluorescent fixture; Annual Installation Rate | DEER2011 | MV0608 | 2014-01-01 | PGE | Any | Any | Any | Any | Com | Lighting | Any | Ltg_Wired | LinFluor_fixt | Any | NonUpStrm | AnnInstRate | 0.92 |  | EM&V Report: SmallCom; PGE program #2016
Com-LF-PGE-2017 | Non-Res Linear Fluorescent fixture; Annual Installation Rate | DEER2011 | MV0608 | 2014-01-01 | PGE | Any | Any | Any | Any | Com | Lighting | Any | Ltg_Wired | LinFluor_fixt | Any | NonUpStrm | AnnInstRate | 0.97 |  | EM&V Report: SmallCom; PGE program #2017
Com-LF-PGE-2021 | Non-Res Linear Fluorescent fixture; Annual Installation Rate | DEER2011 | MV0608 | 2014-01-01 | PGE | Any | Any | Any | Any | Com | Lighting | Any | Ltg_Wired | LinFluor_fixt | Any | NonUpStrm | AnnInstRate | 0.95 |  | EM&V Report: SmallCom; PGE program #2021
Com-LF-PGE-2054 | Non-Res Linear Fluorescent fixture; Annual Installation Rate | DEER2011 | MV0608 | 2014-01-01 | PGE | Any | Any | Any | Any | Com | Lighting | Any | Ltg_Wired | LinFluor_fixt | Any | NonUpStrm | AnnInstRate | 0.98 |  | EM&V Report: SmallCom; PGE program #2054
Com-LF-PGE-2080 | Non-Res Linear Fluorescent fixture; Annual Installation Rate | DEER2011 | MV0608 | 2014-01-01 | PGE | Any | Any | Any | Any | Com | Lighting | Any | Ltg_Wired | LinFluor_fixt | Any | NonUpStrm | AnnInstRate | 0.88 |  | EM&V Report: SmallCom; PGE program #2080
Com-LF-SCE | Non-Res Linear Fluorescent fixture; Annual Installation Rate | DEER2011 | MV0608 | 2014-01-01 | SCE | Any | Any | Any | Any | Com | Lighting | Any | Ltg_Wired | LinFluor_fixt | Any | NonUpStrm | AnnInstRate | 0.95 |  | EM&V Report: SmallCom; SCE gross-savings weighted value
Com-LF-SCE-2511 | Non-Res Linear Fluorescent fixture; Annual Installation Rate | DEER2011 | MV0608 | 2014-01-01 | SCE | Any | Any | Any | Any | Com | Lighting | Any | Ltg_Wired | LinFluor_fixt | Any | NonUpStrm | AnnInstRate | 0.93 |  | EM&V Report: SmallCom; SCE program #2511
Com-LF-SCE-2517 | Non-Res Linear Fluorescent fixture; Annual Installation Rate | DEER2011 | MV0608 | 2014-01-01 | SCE | Any | Any | Any | Any | Com | Lighting | Any | Ltg_Wired | LinFluor_fixt | Any | NonUpStrm | AnnInstRate | 0.97 |  | EM&V Report: SmallCom; SCE program #2517
Com-LF-SDG | Non-Res Linear Fluorescent fixture; Annual Installation Rate | DEER2011 | MV0608 | 2014-01-01 | SDG | Any | Any | Any | Any | Com | Lighting | Any | Ltg_Wired | LinFluor_fixt | Any | NonUpStrm | AnnInstRate | 0.9 |  | EM&V Report: SmallCom; SDGE gross-savings weighted value
Com-LF-SDG-3012 | Non-Res Linear Fluorescent fixture; Annual Installation Rate | DEER2011 | MV0608 | 2014-01-01 | SDG | Any | Any | Any | Any | Com | Lighting | Any | Ltg_Wired | LinFluor_fixt | Any | NonUpStrm | AnnInstRate | 0.78 |  | EM&V Report: SmallCom; SDGE program #3012
Com-LF-SDG-3020 | Non-Res Linear Fluorescent fixture; Annual Installation Rate | DEER2011 | MV0608 | 2014-01-01 | SDG | Any | Any | Any | Any | Com | Lighting | Any | Ltg_Wired | LinFluor_fixt | Any | NonUpStrm | AnnInstRate | 0.91 |  | EM&V Report: SmallCom; SDGE program #3020
Com-PoolCover-PGE | Commerical Pool Cover - PGE | DEER2013 | ED | 2013-12-03 | Any | Any | Any | Any | Any | Com | Recreate | Pool | WaterHtg_eq | PoolCover | Any | Any | AnnInstRate | 0.28 |  | To calculate an installation rate, ED staff divided weighted savings for all pool installations where no previous cover could be identified by the total area weighted savings of all claims
Com-PoolCover-SDGorSCG | Commerical Pool Cover - SDG or SCG | DEER2013 | ED | 2013-12-03 | Any | Any | Any | Any | Any | Com | Recreate | Pool | WaterHtg_eq | PoolCover | Any | Any | AnnInstRate | 0.38 |  | To calculate an installation rate, ED staff divided weighted savings for all pool installations where no previous cover could be identified by the total area weighted savings of all claims
Com-RCA-All | Commercial Refrigerant Charge & Airflow Adjustment; Annual Installation Rate | DEER2011 | MV0608 | 2014-01-01 | Any | Any | Any | Any | Any | Res | Service | Diagnostic | dxAC_equip | spltSEER | Any | NonUpStrm | AnnInstRate | 0.638 |  | EM&V Report: Specialized Commercial; Statewide gross-savings weighted value
Com-RCA-PGE | Commercial Refrigerant Charge & Airflow Adjustment; Annual Installation Rate | DEER2011 | MV0608 | 2014-01-01 | PGE | Any | Any | Any | Any | Res | Service | Diagnostic | dxAC_equip | spltSEER | Any | NonUpStrm | AnnInstRate | 0.575 |  | EM&V Report: Specialized Commercial; PGE gross-savings weighted value
Com-RCA-PGE-2068 | Commercial Refrigerant Charge & Airflow Adjustment; Annual Installation Rate | DEER2011 | MV0608 | 2014-01-01 | PGE | Any | Any | Any | Any | Res | Service | Diagnostic | dxAC_equip | spltSEER | Any | NonUpStrm | AnnInstRate | 0.68 |  | EM&V Report: Specialized Commercial; PGE program #2068
Com-RCA-PGE-2080 | Commercial Refrigerant Charge & Airflow Adjustment; Annual Installation Rate | DEER2011 | MV0608 | 2014-01-01 | PGE | Any | Any | Any | Any | Res | Service | Diagnostic | dxAC_equip | spltSEER | Any | NonUpStrm | AnnInstRate | 0.45 |  | EM&V Report: Specialized Commercial; PGE program #2080
Com-RCA-SCE | Commercial Refrigerant Charge & Airflow Adjustment; Annual Installation Rate | DEER2011 | MV0608 | 2014-01-01 | SCE | Any | Any | Any | Any | Res | Service | Diagnostic | dxAC_equip | spltSEER | Any | NonUpStrm | AnnInstRate | 0.67 |  | EM&V Report: Specialized Commercial; SCE program #2507
Com-RCA-SDG | Commercial Refrigerant Charge & Airflow Adjustment; Annual Installation Rate | DEER2011 | MV0608 | 2014-01-01 | SDG | Any | Any | Any | Any | Res | Service | Diagnostic | dxAC_equip | spltSEER | Any | NonUpStrm | AnnInstRate | 0.67 |  | EM&V Report: Specialized Commercial; SDGE program #3043
Def-GSIA | Default GSIA values | DEER2011 | ED | 2013-09-01 | Any | Any | Any | Any | Any | Any | Any | Any | Any | Any | Any | Any | AnnInstRate | 1 |  | No GSIA adjustment
MFm-ExtCF-All | Exterior Compact Fluorescent fixture; Annual Installation Rate; Multi-family | DEER2011 | MV0608 | 2014-01-01 | Any | MFm | Any | Any | Any | Res | Lighting | OutGen | Ltg_Wired | CFL_fixt | Any | NonUpStrm | AnnInstRate | 0.881 |  | EM&V Report: Residential Retrofit; Statewide gross-savings weighted value
MFm-ExtCF-PGE | Exterior Compact Fluorescent fixture; Annual Installation Rate; Multi-family | DEER2011 | MV0608 | 2014-01-01 | PGE | MFm | Any | Any | Any | Res | Lighting | OutGen | Ltg_Wired | CFL_fixt | Any | NonUpStrm | AnnInstRate | 0.89 |  | EM&V Report: Residential Retrofit; PG&E program #2000
MFm-ExtCF-SCE | Exterior Compact Fluorescent fixture; Annual Installation Rate; Multi-family | DEER2011 | MV0608 | 2014-01-01 | SCE | MFm | Any | Any | Any | Res | Lighting | OutGen | Ltg_Wired | CFL_fixt | Any | NonUpStrm | AnnInstRate | 0.87 |  | EM&V Report: Residential Retrofit; SCE program #2502
MFm-IntCF-All | Interior CFL; Annual Installation Rate; Multi-family | DEER2011 | MV0608 | 2014-01-01 | Any | MFm | Any | Any | Any | Res | Lighting | InGen | Ltg_ScrewIn | CFL_lamp | Any | NonUpStrm | AnnInstRate | 0.798 |  | EM&V Report: Residential Retrofit; Statewide gross-savings weighted value
MFm-IntCFLfix-All | Exterior Compact Fluorescent fixture; Annual Installation Rate; Multi-family | DEER2011 | MV0608 | 2014-01-01 | Any | MFm | Any | Any | Any | Res | Lighting | InGen | Ltg_Wired | CFL_fixt | Any | NonUpStrm | AnnInstRate | 0.799 |  | EM&V Report: Residential Retrofit; Statewide gross-savings weighted value
MFm-IntCFLfix-PGE | Exterior Compact Fluorescent fixture; Annual Installation Rate; Multi-family | DEER2011 | MV0608 | 2014-01-01 | PGE | MFm | Any | Any | Any | Res | Lighting | InGen | Ltg_Wired | CFL_fixt | Any | NonUpStrm | AnnInstRate | 0.87 |  | EM&V Report: Residential Retrofit; PG&E program #2000
MFm-IntCFLfix-SDG | Exterior Compact Fluorescent fixture; Annual Installation Rate; Multi-family | DEER2011 | MV0608 | 2014-01-01 | SCE | MFm | Any | Any | Any | Res | Lighting | InGen | Ltg_Wired | CFL_fixt | Any | NonUpStrm | AnnInstRate | 0.71 |  | EM&V Report: Residential Retrofit; SCE program #2502
MFm-IntCF-PGE | Interior CFL; Annual Installation Rate; Multi-family | DEER2011 | MV0608 | 2014-01-01 | PGE | MFm | Any | Any | Any | Res | Lighting | InGen | Ltg_ScrewIn | CFL_lamp | Any | NonUpStrm | AnnInstRate | 0.89 |  | EM&V Report: Residential Retrofit; PG&E program #2000
MFm-IntCF-SCE | Interior CFL; Annual Installation Rate; Multi-family | DEER2011 | MV0608 | 2014-01-01 | SCE | MFm | Any | Any | Any | Res | Lighting | InGen | Ltg_ScrewIn | CFL_lamp | Any | NonUpStrm | AnnInstRate | 0.72 |  | EM&V Report: Residential Retrofit; SCE program #2502
MFm-IntCF-SDG | Interior CFL; Annual Installation Rate; Multi-family | DEER2011 | MV0608 | 2014-01-01 | SDG | MFm | Any | Any | Any | Res | Lighting | InGen | Ltg_ScrewIn | CFL_lamp | Any | NonUpStrm | AnnInstRate | 0.71 |  | EM&V Report: Residential Retrofit; SDG&E program #3017
MFm-LF-All | Linear Fluorescent fixture; Annual Installation Rate; Multi-family | DEER2011 | MV0608 | 2014-01-01 | Any | MFm | Any | Any | Any | Res | Lighting | Any | Ltg_Wired | LinFluor_fixt | Any | NonUpStrm | AnnInstRate | 0.81 |  | EM&V Report: Residential Retrofit; Statewide gross-savings weighted value
MFm-LF-PGE | Linear Fluorescent fixture; Annual Installation Rate; Multi-family | DEER2011 | MV0608 | 2014-01-01 | PGE | MFm | Any | Any | Any | Res | Lighting | Any | Ltg_Wired | LinFluor_fixt | Any | NonUpStrm | AnnInstRate | 0.77 |  | EM&V Report: Residential Retrofit; PG&E program #2000
MFm-LF-SCE | Linear Fluorescent fixture; Annual Installation Rate; Multi-family | DEER2011 | MV0608 | 2014-01-01 | SCE | MFm | Any | Any | Any | Res | Lighting | Any | Ltg_Wired | LinFluor_fixt | Any | NonUpStrm | AnnInstRate | 0.77 |  | EM&V Report: Residential Retrofit; SCE program #2502
MFm-LF-SDG | Linear Fluorescent fixture; Annual Installation Rate; Multi-family | DEER2011 | MV0608 | 2014-01-01 | SDG | MFm | Any | Any | Any | Res | Lighting | Any | Ltg_Wired | LinFluor_fixt | Any | NonUpStrm | AnnInstRate | 0.92 |  | EM&V Report: Residential Retrofit; SDG&E program #3017
Res-AC-SCE | Res AC Replacement; Annual Installation Rate | DEER2011 | MV0608 | 2014-01-01 | SCE | Any | Any | Any | Any | Res | HVAC | SpaceCool | dxAC_equip |  | Any | NonUpStrm | AnnInstRate | 1 |  | EM&V Report: Specialized Commercial; SCE program #2507
Res-AC-SDG | Res AC Replacement; Annual Installation Rate | DEER2011 | MV0608 | 2014-01-01 | SDG | Any | Any | Any | Any | Res | HVAC | SpaceCool | dxAC_equip |  | Any | NonUpStrm | AnnInstRate | 1 |  | EM&V Report: Specialized Commercial; SDGE program #3029
Res-AtticIns-All | Residential Attic Insulation; Annual Installation Rate | DEER2011 | MV0608 | 2014-01-01 | Any | SFm | Any | Any | Any | Res | BldgEnv | Opaque | BldgShell | AtticInsul | Any | NonUpStrm | AnnInstRate | 0.782 |  | EM&V Report: Residential Retrofit; Statewide gross-savings weighted value
Res-AtticIns-PGE | Residential Attic Insulation; Annual Installation Rate | DEER2011 | MV0608 | 2014-01-01 | PGE | SFm | Any | Any | Any | Res | BldgEnv | Opaque | BldgShell | AtticInsul | Any | NonUpStrm | AnnInstRate | 0.652 |  | EM&V Report: Residential Retrofit; PG&E program #2000
Res-AtticIns-SCG | Residential Attic Insulation; Annual Installation Rate | DEER2011 | MV0608 | 2014-01-01 | SCG | SFm | Any | Any | Any | Res | BldgEnv | Opaque | BldgShell | AtticInsul | Any | NonUpStrm | AnnInstRate | 0.832 |  | EM&V Report: Residential Retrofit; SCG program #3517
Res-AtticIns-SDG | Residential Attic Insulation; Annual Installation Rate | DEER2011 | MV0608 | 2014-01-01 | SDG | SFm | Any | Any | Any | Res | BldgEnv | Opaque | BldgShell | AtticInsul | Any | NonUpStrm | AnnInstRate | 0.782 |  | EM&V Report: Residential Retrofit; SDG&E program #3024
Res-CW-PGE | Residential Clothes washer; Annual Installation Rate | DEER2011 | MV0608 | 2014-01-01 | PGE | Any | Any | Any | Any | Res | AppPlug | Laundry | Clean_equip | ClothesWash | Any | NonUpStrm | AnnInstRate | 1 |  | EM&V Report: Residential Retrofit; PG&E program #2000
Res-CW-SCG | Residential Clothes washer; Annual Installation Rate | DEER2011 | MV0608 | 2014-01-01 | SCG | Any | Any | Any | Any | Res | AppPlug | Laundry | Clean_equip | ClothesWash | Any | NonUpStrm | AnnInstRate | 1 |  | EM&V Report: Residential Retrofit; SCG program #3517
Res-CW-SDG | Residential Clothes washer; Annual Installation Rate | DEER2011 | MV0608 | 2014-01-01 | SDG | Any | Any | Any | Any | Res | AppPlug | Laundry | Clean_equip | ClothesWash | Any | NonUpStrm | AnnInstRate | 1 |  | EM&V Report: Residential Retrofit; SDG&E program #3023
Res-DuctSeal-PGE | Residential Duct Sealing; Annual Installation Rate | DEER2011 | MV0608 | 2014-01-01 | PGE | Any | Any | Any | Any | Res | Service | Diagnostic | HV_AirDist | DuctSeal | Any | NonUpStrm | AnnInstRate | 0.584 |  | EM&V Report: Specialized Commercial; PGE gross-savings weighted value
Res-DuctSeal-PGE-2000 | Residential Duct Sealing; Annual Installation Rate | DEER2011 | MV0608 | 2014-01-01 | PGE | Any | Any | Any | Any | Res | Service | Diagnostic | HV_AirDist | DuctSeal | Any | NonUpStrm | AnnInstRate | 0.49 |  | EM&V Report: Specialized Commercial; PGE program #2000
Res-DuctSeal-PGE-2078 | Residential Duct Sealing; Annual Installation Rate | DEER2011 | MV0608 | 2014-01-01 | PGE | Any | Any | Any | Any | Res | Service | Diagnostic | HV_AirDist | DuctSeal | Any | NonUpStrm | AnnInstRate | 0.41 |  | EM&V Report: Specialized Commercial; PGE program #2078
Res-DuctSeal-SCE | Residential Duct Sealing; Annual Installation Rate | DEER2011 | MV0608 | 2014-01-01 | SCE | Any | Any | Any | Any | Res | Service | Diagnostic | HV_AirDist | DuctSeal | Any | NonUpStrm | AnnInstRate | 0.468 |  | EM&V Report: Specialized Commercial; SCE gross-savings weighted value
Res-DuctSeal-SCE-2502 | Residential Duct Sealing; Annual Installation Rate | DEER2011 | MV0608 | 2014-01-01 | SCE | Any | Any | Any | Any | Res | Service | Diagnostic | HV_AirDist | DuctSeal | Any | NonUpStrm | AnnInstRate | 0.41 |  | EM&V Report: Specialized Commercial; SCE program #2502
Res-DuctSeal-SCE-2507 | Residential Duct Sealing; Annual Installation Rate | DEER2011 | MV0608 | 2014-01-01 | SCE | Any | Any | Any | Any | Res | Service | Diagnostic | HV_AirDist | DuctSeal | Any | NonUpStrm | AnnInstRate | 0.51 |  | EM&V Report: Specialized Commercial; SCE program #2507
Res-DW-PGE | Residential Dishwasher; Annual Installation Rate | DEER2011 | MV0608 | 2014-01-01 | PGE | Any | Any | Any | Any | Res | AppPlug | KitchenApp | Clean_equip | DishWash | Any | NonUpStrm | AnnInstRate | 1 |  | EM&V Report: Residential Retrofit; PG&E program #2000
Res-DW-SCG | Residential Dishwasher; Annual Installation Rate | DEER2011 | MV0608 | 2014-01-01 | SCG | Any | Any | Any | Any | Res | AppPlug | KitchenApp | Clean_equip | DishWash | Any | NonUpStrm | AnnInstRate | 1 |  | EM&V Report: Residential Retrofit; SCG program #3517
Res-DW-SDG | Residential Dishwasher; Annual Installation Rate | DEER2011 | MV0608 | 2014-01-01 | SDG | Any | Any | Any | Any | Res | AppPlug | KitchenApp | Clean_equip | DishWash | Any | NonUpStrm | AnnInstRate | 1 |  | EM&V Report: Residential Retrofit; SDG&E program #3024
Res-Ins-All | Residential Insulation; Annual Installation Rate | DEER2011 | MV0608 | 2014-01-01 | Any | SFm | Any | Any | Any | Res | BldgEnv | Opaque | BldgShell |  | Any | NonUpStrm | AnnInstRate | 0.865 |  | EM&V Report: Residential Retrofit; Statewide gross-savings weighted value
Res-Ins-PGE | Residential Insulation; Annual Installation Rate | DEER2011 | MV0608 | 2014-01-01 | PGE | SFm | Any | Any | Any | Res | BldgEnv | Opaque | BldgShell |  | Any | NonUpStrm | AnnInstRate | 0.792 |  | EM&V Report: Residential Retrofit; PG&E program #2000
Res-Ins-SCG | Residential Insulation; Annual Installation Rate | DEER2011 | MV0608 | 2014-01-01 | SCG | SFm | Any | Any | Any | Res | BldgEnv | Opaque | BldgShell |  | Any | NonUpStrm | AnnInstRate | 0.902 |  | EM&V Report: Residential Retrofit; SCG program #3517
Res-Ins-SDG | Residential Insulation; Annual Installation Rate | DEER2011 | MV0608 | 2014-01-01 | SDG | SFm | Any | Any | Any | Res | BldgEnv | Opaque | BldgShell |  | Any | NonUpStrm | AnnInstRate | 0.8 |  | EM&V Report: Residential Retrofit; SDG&E program #3024
Res-LowF-FA-All | Residential low-flow Faucet Aerator; Annual Installation Rate | DEER2011 | MV0608 | 2014-01-01 | Any | Any | Any | Any | Any | Res | SHW | PointOfUse | WaterFixt | FaucetAer | Any | NonUpStrm | AnnInstRate | 0.665 |  | EM&V Report: Residential Retrofit; Statewide gross-savings weighted value
Res-LowF-FA-SDG | Residential low-flow Faucet Aerator; Annual Installation Rate | DEER2011 | MV0608 | 2014-01-01 | SDG | DMo | Any | Any | Any | Res | SHW | PointOfUse | WaterFixt | FaucetAer | Any | NonUpStrm | AnnInstRate | 0.77 |  | EM&V Report: Residential Retrofit; SDG&E program #3035
Res-LowF-FA-SDG | Residential low-flow Faucet Aerator; Annual Installation Rate | DEER2011 | MV0608 | 2014-01-01 | SDG | MFm | Any | Any | Any | Res | SHW | PointOfUse | WaterFixt | FaucetAer | Any | NonUpStrm | AnnInstRate | 0.59 |  | EM&V Report: Residential Retrofit; SDG&E program #3017
Res-LowF-SH-All | Residential low-flow Showerhead; Annual Installation Rate | DEER2011 | MV0608 | 2014-01-01 | Any | Any | Any | Any | Any | Res | SHW | PointOfUse | WaterFixt | Showerhead | Any | NonUpStrm | AnnInstRate | 0.737 |  | EM&V Report: Residential Retrofit; Statewide gross-savings weighted value
Res-LowF-SH-PGE | Residential low-flow Showerhead; Annual Installation Rate | DEER2011 | MV0608 | 2014-01-01 | PGE | DMo | Any | Any | Any | Res | SHW | PointOfUse | WaterFixt | Showerhead | Any | NonUpStrm | AnnInstRate | 0.8 |  | EM&V Report: Residential Retrofit; SDG&E program #3035
Res-LowF-SH-SCE | Residential low-flow Showerhead; Annual Installation Rate | DEER2011 | MV0608 | 2014-01-01 | SCE | MFm | Any | Any | Any | Res | SHW | PointOfUse | WaterFixt | Showerhead | Any | NonUpStrm | AnnInstRate | 0.59 |  | EM&V Report: Residential Retrofit; SDG&E program #3017
Res-LowF-SH-SDG | Residential low-flow Showerhead; Annual Installation Rate | DEER2011 | MV0608 | 2014-01-01 | SDG | SFm | Any | Any | Any | Res | SHW | PointOfUse | WaterFixt | Showerhead | Any | NonUpStrm | AnnInstRate | 0.76 |  | EM&V Report: Residential Retrofit; SCG program #3517
Res-LowF-wRest-SH-All | Residential low-flow Showerhead with flow restictor valve | DEER2013 | ED | 2013-08-11 | Any | Any | Any | Any | Any | Res | Any | Any | Any | Any | Any | Any | AnnInstRate | 0.59 |  | Rate = GSIA for "Res-LowF-SH-All" (0.737) * 0.8 to account for installations in non-showers
Res-PoolPump-SDG | Residential Pool Pump; Annual Installation Rate | DEER2011 | MV0608 | 2014-01-01 | SDG | Any | Any | Any | Any | Res | Recreate | Pool | PoolSpa_eq | PoolPump | Any | NonUpStrm | AnnInstRate | 1 |  | EM&V Report: Residential Retrofit; SDGE program #3024
Res-RAC-All | Residential Room AC; Annual Installation Rate | DEER2011 | MV0608 | 2014-01-01 | Any | Any | Any | Any | Any | Res | HVAC | SpaceCool | dxAC_equip | RoomAC | Any | NonUpStrm | AnnInstRate | 0.959 |  | EM&V Report: Residential Retrofit; Statewide gross-savings weighted value
Res-RAC-PGE | Residential Room AC; Annual Installation Rate | DEER2011 | MV0608 | 2014-01-01 | PGE | Any | Any | Any | Any | Res | HVAC | SpaceCool | dxAC_equip | RoomAC | Any | NonUpStrm | AnnInstRate | 0.93 |  | EM&V Report: Residential Retrofit; PGE program #2000
Res-RAC-SCE | Residential Room AC; Annual Installation Rate | DEER2011 | MV0608 | 2014-01-01 | SCE | Any | Any | Any | Any | Res | HVAC | SpaceCool | dxAC_equip | RoomAC | Any | NonUpStrm | AnnInstRate | 0.96 |  | EM&V Report: Residential Retrofit; SCE program #2501
Res-RAC-SDG | Residential Room AC; Annual Installation Rate | DEER2011 | MV0608 | 2014-01-01 | SDG | Any | Any | Any | Any | Res | HVAC | SpaceCool | dxAC_equip | RoomAC | Any | NonUpStrm | AnnInstRate | 0.93 |  | EM&V Report: Residential Retrofit; SDGE program #3024
Res-RCA-All | Residential Refrigerant Charge & Airflow Adjustment; Annual Installation Rate | DEER2011 | MV0608 | 2014-01-01 | Any | Any | Any | Any | Any | Res | Service | Diagnostic | dxAC_equip | spltSEER | Any | NonUpStrm | AnnInstRate | 0.568 |  | EM&V Report: Specialized Commercial; Statewide gross-savings weighted value
Res-RCA-PGE | Residential Refrigerant Charge & Airflow Adjustment; Annual Installation Rate | DEER2011 | MV0608 | 2014-01-01 | PGE | Any | Any | Any | Any | Res | Service | Diagnostic | dxAC_equip | spltSEER | Any | NonUpStrm | AnnInstRate | 0.54 |  | EM&V Report: Specialized Commercial; PGE gross-savings weighted value
Res-RCA-PGE-2000 | Residential Refrigerant Charge & Airflow Adjustment; Annual Installation Rate | DEER2011 | MV0608 | 2014-01-01 | PGE | Any | Any | Any | Any | Res | Service | Diagnostic | dxAC_equip | spltSEER | Any | NonUpStrm | AnnInstRate | 0.52 |  | EM&V Report: Specialized Commercial; PGE program #2000
Res-RCA-PGE-2078 | Residential Refrigerant Charge & Airflow Adjustment; Annual Installation Rate | DEER2011 | MV0608 | 2014-01-01 | PGE | Any | Any | Any | Any | Res | Service | Diagnostic | dxAC_equip | spltSEER | Any | NonUpStrm | AnnInstRate | 0.89 |  | EM&V Report: Specialized Commercial; PGE program #2078
Res-RCA-SCE | Residential Refrigerant Charge & Airflow Adjustment; Annual Installation Rate | DEER2011 | MV0608 | 2014-01-01 | SCE | Any | Any | Any | Any | Res | Service | Diagnostic | dxAC_equip | spltSEER | Any | NonUpStrm | AnnInstRate | 0.571 |  | EM&V Report: Specialized Commercial; SCE gross-savings weighted value
Res-RCA-SCE-2502 | Residential Refrigerant Charge & Airflow Adjustment; Annual Installation Rate | DEER2011 | MV0608 | 2014-01-01 | SCE | Any | Any | Any | Any | Res | Service | Diagnostic | dxAC_equip | spltSEER | Any | NonUpStrm | AnnInstRate | 0.89 |  | EM&V Report: Specialized Commercial; SCE program #2502
Res-RCA-SCE-2507 | Residential Refrigerant Charge & Airflow Adjustment; Annual Installation Rate | DEER2011 | MV0608 | 2014-01-01 | SCE | Any | Any | Any | Any | Res | Service | Diagnostic | dxAC_equip | spltSEER | Any | NonUpStrm | AnnInstRate | 0.55 |  | EM&V Report: Specialized Commercial; SCE program #2507
Res-RCA-SDG | Residential Refrigerant Charge & Airflow Adjustment; Annual Installation Rate | DEER2011 | MV0608 | 2014-01-01 | SDG | Any | Any | Any | Any | Res | Service | Diagnostic | dxAC_equip | spltSEER | Any | NonUpStrm | AnnInstRate | 0.89 |  | EM&V Report: Specialized Commercial; SDGE program #3035
Res-Seal-All | Residential Duct Sealing; Annual Installation Rate | DEER2011 | MV0608 | 2014-01-01 | Any | Any | Any | Any | Any | Res | Service | Diagnostic | HV_AirDist | DuctSeal | Any | NonUpStrm | AnnInstRate | 0.463 |  | EM&V Report: Specialized Commercial; Statewide gross-savings weighted value
Res-Seal-SDG | Residential Duct Sealing; Annual Installation Rate | DEER2011 | MV0608 | 2014-01-01 | SDG | Any | Any | Any | Any | Res | Service | Diagnostic | HV_AirDist | DuctSeal | Any | NonUpStrm | AnnInstRate | 0.41 |  | EM&V Report: Specialized Commercial; SDGE program #3035
Res-WallIns-All | Residential Wall Insulation; Annual Installation Rate | DEER2011 | MV0608 | 2014-01-01 | Any | SFm | Any | Any | Any | Res | BldgEnv | Opaque | BldgShell | WallInsul | Any | NonUpStrm | AnnInstRate | 0.946 |  | EM&V Report: Residential Retrofit; Statewide gross-savings weighted value
Res-WallIns-PGE | Residential Wall Insulation; Annual Installation Rate | DEER2011 | MV0608 | 2014-01-01 | PGE | SFm | Any | Any | Any | Res | BldgEnv | Opaque | BldgShell | WallInsul | Any | NonUpStrm | AnnInstRate | 0.917 |  | EM&V Report: Residential Retrofit; PG&E program #2000
Res-WallIns-SCG | Residential Wall Insulation; Annual Installation Rate | DEER2011 | MV0608 | 2014-01-01 | SCG | SFm | Any | Any | Any | Res | BldgEnv | Opaque | BldgShell | WallInsul | Any | NonUpStrm | AnnInstRate | 0.97 |  | EM&V Report: Residential Retrofit; SCG program #3517
Res-WallIns-SDG | Residential Wall Insulation; Annual Installation Rate | DEER2011 | MV0608 | 2014-01-01 | SDG | SFm | Any | Any | Any | Res | BldgEnv | Opaque | BldgShell | WallInsul | Any | NonUpStrm | AnnInstRate | 0.822 |  | EM&V Report: Residential Retrofit; SDG&EE program #3024

## Drop Downs (hidden)
Delivery Restriction?
None
Core Only
3P/GP Only
Specific Progam Only
New Measures?
Yes
No
Author Type
PG&E
Contractor
Implementer
SCE