## Fluorescent_Baseline
Doors with LED |  |  | Base Case (whole building) Standard / Code Baseline |  |  | Measure Case (whole building) |  |  | 1st Baseline Savings (whole building) |  |  | 1st Baseline Savings (norm unit)
|  |  | Electric Usage | Electric Demand | Gas Usage | Electric Usage | Electric Demand | Gas Usage | Electric Savings | Demand Reduction | Gas Savings | Electric Savings | Demand Reduction | Gas Savings
Description | BldgLoc | BldgVint | kWh | kW | therms | kWh | kW | therms | kWh | kW | therms | kWh | kW | therms
Add Doors To MT Open Cases | CZ01 | Old | 1729088.0826 | 231.1434 | 43309.6345 | 1567906.7939 | 209.4975 | 32090.0058 | 161181.2887 | 21.6459 | 11219.6288 | 826.5707 | 0.111 | 57.5366
Add Doors To MT Open Cases | CZ01 | Ex | 1505400.3824 | 203.9516 | 37904.603 | 1371672.9341 | 186.2364 | 26671.7562 | 133727.4483 | 17.7153 | 11232.8468 | 685.7818 | 0.090847 | 57.6043
Add Doors To MT Open Cases | CZ01 | Rec | 1240532.6317 | 161.049 | 41274.2886 | 1165139.0613 | 151.7742 | 29877.5297 | 75393.5704 | 9.2748 | 11396.759 | 386.6337 | 0.047563 | 58.4449
Add Doors To MT Open Cases | CZ02 | Old | 1869059.4506 | 322.5959 | 30850.6744 | 1711783.0878 | 300.8095 | 21807.2258 | 157276.3628 | 21.7864 | 9043.4486 | 806.5455 | 0.11173 | 46.3767
Add Doors To MT Open Cases | CZ02 | Ex | 1593546.7564 | 270.8484 | 30558.7587 | 1461252.3696 | 253.0343 | 20919.9806 | 132294.3868 | 17.8141 | 9638.7781 | 678.4328 | 0.091354 | 49.4296
Add Doors To MT Open Cases | CZ02 | Rec | 1282621.2815 | 186.9609 | 33466.9874 | 1199915.0628 | 191.5308 | 22770.6436 | 82706.2187 | -4.5698 | 10696.3437 | 424.1345 | -0.023435 | 54.853
Add Doors To MT Open Cases | CZ03 | Old | 1806721.4237 | 257.7126 | 31786.6056 | 1646066.0527 | 239.8267 | 21306.1898 | 160655.371 | 17.8859 | 10480.4158 | 823.8737 | 0.091723 | 53.7457
Add Doors To MT Open Cases | CZ03 | Ex | 1534495.2957 | 222.3564 | 32013.2902 | 1401584.3543 | 206.2526 | 21083.0322 | 132910.9414 | 16.1038 | 10930.258 | 681.5946 | 0.082584 | 56.0526
Add Doors To MT Open Cases | CZ03 | Rec | 1259007.1515 | 176.7426 | 33602.051 | 1187667.5867 | 164.3163 | 23088.0111 | 71339.5648 | 12.4264 | 10514.0399 | 365.8439 | 0.063725 | 53.9182
Add Doors To MT Open Cases | CZ04 | Old | 1862672.1539 | 304.7178 | 26740.6597 | 1708851.1854 | 284.0574 | 17968.6263 | 153820.9685 | 20.6604 | 8772.0334 | 788.8255 | 0.10595 | 44.9848
Add Doors To MT Open Cases | CZ04 | Ex | 1592448.3963 | 259.1743 | 27058.4894 | 1461879.0857 | 242.1798 | 17668.6681 | 130569.3106 | 16.9944 | 9389.8213 | 669.5862 | 0.087151 | 48.1529
Add Doors To MT Open Cases | CZ04 | Rec | 1288477.2816 | 196.5723 | 30878.7322 | 1206706.166 | 182.2693 | 20200.3686 | 81771.1156 | 14.3031 | 10678.3636 | 419.3391 | 0.073349 | 54.7608
Add Doors To MT Open Cases | CZ05 | Old | 1781049.0406 | 230.3771 | 32285.8125 | 1621544.6521 | 211.7605 | 21874.3503 | 159504.3885 | 18.6166 | 10411.4622 | 817.9712 | 0.09547 | 53.3921
Add Doors To MT Open Cases | CZ05 | Ex | 1519904.8444 | 198.0994 | 32912.2111 | 1385374.5612 | 182.0056 | 21922.6658 | 134530.2832 | 16.0938 | 10989.5453 | 689.8989 | 0.082532 | 56.3566
Add Doors To MT Open Cases | CZ05 | Rec | 1261006.1228 | 157.0066 | 35075.295 | 1181752.761 | 148.2837 | 23667.4372 | 79253.3617 | 8.7229 | 11407.8578 | 406.4275 | 0.044733 | 58.5018
Add Doors To MT Open Cases | CZ06 | Old | 1893116.9023 | 288.5024 | 21518.4112 | 1738812.1648 | 270.2508 | 12861.3687 | 154304.7375 | 18.2516 | 8657.0425 | 791.3063 | 0.093598 | 44.3951
Add Doors To MT Open Cases | CZ06 | Ex | 1625146.8396 | 249.6846 | 22849.0442 | 1495722.3752 | 234.6115 | 13334.4664 | 129424.4643 | 15.0731 | 9514.5778 | 663.7152 | 0.077298 | 48.7927
Add Doors To MT Open Cases | CZ06 | Rec | 1326330.2189 | 194.9519 | 27227.5746 | 1250393.8632 | 183.3122 | 16583.6099 | 75936.3558 | 11.6397 | 10643.9646 | 389.4172 | 0.059691 | 54.5844
Add Doors To MT Open Cases | CZ07 | Old | 1857548.354 | 265.9488 | 20776.1411 | 1699787.9631 | 247.7218 | 11422.655 | 157760.3909 | 18.227 | 9353.4862 | 809.0276 | 0.093472 | 47.9666
Add Doors To MT Open Cases | CZ07 | Ex | 1606363.2387 | 233.8835 | 22141.6147 | 1474707.5353 | 217.8216 | 12163.3747 | 131655.7034 | 16.0619 | 9978.24 | 675.1575 | 0.082369 | 51.1705
Add Doors To MT Open Cases | CZ07 | Rec | 1312013.2644 | 178.5376 | 24997.8631 | 1244711.4057 | 175.9804 | 15056.9483 | 67301.8587 | 2.5573 | 9940.9148 | 345.1377 | 0.013114 | 50.9791
Add Doors To MT Open Cases | CZ08 | Old | 1927396.4345 | 292.2812 | 19418.9064 | 1775329.4897 | 273.1535 | 11710.7874 | 152066.9448 | 19.1277 | 7708.119 | 779.8305 | 0.098091 | 39.5288
Add Doors To MT Open Cases | CZ08 | Ex | 1639863.0736 | 249.3276 | 20710.2708 | 1511543.6184 | 232.998 | 12148.6657 | 128319.4552 | 16.3295 | 8561.6051 | 658.0485 | 0.083741 | 43.9057
Add Doors To MT Open Cases | CZ08 | Rec | 1328967.0629 | 192.9031 | 24780.0866 | 1250572.8084 | 181.4347 | 14962.8595 | 78394.2544 | 11.4684 | 9817.2272 | 402.0218 | 0.058812 | 50.3448
Add Doors To MT Open Cases | CZ09 | Old | 1970942.0751 | 354.9607 | 20132.6346 | 1819911.3934 | 329.344 | 12668.0564 | 151030.6817 | 25.6168 | 7464.5782 | 774.5163 | 0.13137 | 38.2799
Add Doors To MT Open Cases | CZ09 | Ex | 1688817.3459 | 300.8105 | 20890.1354 | 1561041.7815 | 280.2246 | 12673.9841 | 127775.5644 | 20.5859 | 8216.1512 | 655.2593 | 0.10557 | 42.1341
Add Doors To MT Open Cases | CZ09 | Rec | 1347581.3677 | 224.5238 | 25200.788 | 1266519.9335 | 213.4398 | 15489.4083 | 81061.4342 | 11.084 | 9711.3797 | 415.6997 | 0.056841 | 49.8019
Add Doors To MT Open Cases | CZ10 | Old | 1948483.0176 | 342.9537 | 20554.3682 | 1813804.2481 | 321.3888 | 13165.5458 | 134678.7695 | 21.5648 | 7388.8224 | 690.6604 | 0.11059 | 37.8914
Add Doors To MT Open Cases | CZ10 | Ex | 1689149.2025 | 292.8343 | 21040.3339 | 1561344.01 | 273.8242 | 13128.666 | 127805.1925 | 19.0101 | 7911.6679 | 655.4112 | 0.097488 | 40.5727
Add Doors To MT Open Cases | CZ10 | Rec | 1340767.2983 | 217.9156 | 25077.5607 | 1260579.5369 | 208.2056 | 15706.336 | 80187.7613 | 9.71 | 9371.2247 | 411.2193 | 0.049795 | 48.0576
Add Doors To MT Open Cases | CZ11 | Old | 1974299.4703 | 372.4401 | 26426.1906 | 1819728.9012 | 349.3632 | 19077.9011 | 154570.5691 | 23.0769 | 7348.2894 | 792.6696 | 0.11834 | 37.6835
Add Doors To MT Open Cases | CZ11 | Ex | 1684337.8073 | 306.4761 | 25767.8016 | 1552725.2161 | 287.7441 | 17888.2264 | 131612.5913 | 18.732 | 7879.5752 | 674.9364 | 0.096061 | 40.4081
Add Doors To MT Open Cases | CZ11 | Rec | 1328741.6395 | 214.8778 | 27697.5587 | 1242360.2539 | 209.4077 | 18360.5583 | 86381.3857 | 5.4701 | 9337.0004 | 442.9815 | 0.028052 | 47.8821
Add Doors To MT Open Cases | CZ12 | Old | 1930276.5678 | 367.6699 | 27268.9211 | 1790823.3737 | 343.8458 | 19065.1586 | 139453.1941 | 23.824 | 8203.7626 | 715.1446 | 0.12217 | 42.0706
Add Doors To MT Open Cases | CZ12 | Ex | 1667572.898 | 305.2607 | 26653.9038 | 1537171.1746 | 288.0695 | 18144.9033 | 130401.7234 | 17.1913 | 8509.0005 | 668.7268 | 0.088161 | 43.6359
Add Doors To MT Open Cases | CZ12 | Rec | 1313271.296 | 222.9622 | 29089.9535 | 1237226.6247 | 214.2598 | 19912.4069 | 76044.6713 | 8.7024 | 9177.5466 | 389.9727 | 0.044628 | 47.0643
Add Doors To MT Open Cases | CZ13 | Old | 2007948.0246 | 376.8498 | 24490.3399 | 1851212.5666 | 350.4008 | 17544.5884 | 156735.458 | 26.449 | 6945.7515 | 803.7716 | 0.13564 | 35.6192
Add Doors To MT Open Cases | CZ13 | Ex | 1709535.5739 | 313.1455 | 24206.7694 | 1577566.841 | 291.6512 | 16673.4254 | 131968.733 | 21.4943 | 7533.344 | 676.7627 | 0.11023 | 38.6325
Add Doors To MT Open Cases | CZ13 | Rec | 1347255.2732 | 226.5794 | 26609.0758 | 1264925.4864 | 217.3922 | 17532.9719 | 82329.7868 | 9.1872 | 9076.1039 | 422.204 | 0.047114 | 46.5441
Add Doors To MT Open Cases | CZ14 | Old | 1951172.3572 | 334.8348 | 25507.9826 | 1805020.0583 | 313.1079 | 18555.0867 | 146152.2989 | 21.7269 | 6952.8959 | 749.499 | 0.11142 | 35.6559
Add Doors To MT Open Cases | CZ14 | Ex | 1676345.0285 | 283.4475 | 25181.8826 | 1550904.1092 | 257.5204 | 17724.0575 | 125440.9194 | 25.9271 | 7457.8252 | 643.2868 | 0.13296 | 38.2453
Add Doors To MT Open Cases | CZ14 | Rec | 1319804.3173 | 203.9781 | 27544.8098 | 1233155.6542 | 197.0193 | 18556.0367 | 86648.6631 | 6.9589 | 8988.7731 | 444.3521 | 0.035687 | 46.0963
Add Doors To MT Open Cases | CZ15 | Old | 2109344.8295 | 336.3859 | 11614.9143 | 1995547.3348 | 330.0697 | 7348.0021 | 113797.4947 | 6.3162 | 4266.9121 | 583.5769 | 0.032391 | 21.8816
Add Doors To MT Open Cases | CZ15 | Ex | 1781931.3559 | 286.6504 | 12257.3037 | 1688126.2532 | 280.6404 | 7398.679 | 93805.1028 | 6.01 | 4858.6248 | 481.0518 | 0.030821 | 24.916
Add Doors To MT Open Cases | CZ15 | Rec | 1434136.2814 | 214.628 | 16088.4369 | 1373560.4411 | 215.5884 | 9276.5446 | 60575.8403 | -0.96034 | 6811.8923 | 310.6453 | -0.0049248 | 34.9328
Add Doors To MT Open Cases | CZ16 | Old | 1701969.9101 | 265.6873 | 41023.5508 | 1560796.0199 | 249.8331 | 32314.1536 | 141173.8902 | 15.8542 | 8709.3972 | 723.9687 | 0.081303 | 44.6636
Add Doors To MT Open Cases | CZ16 | Ex | 1473740.7747 | 229.6673 | 39181.5728 | 1353255.5405 | 216.6097 | 29978.0371 | 120485.2342 | 13.0576 | 9203.5357 | 617.873 | 0.066962 | 47.1976
Add Doors To MT Open Cases | CZ16 | Rec | 1224501.9645 | 175.8926 | 38573.2791 | 1138981.5058 | 167.8415 | 28405.0717 | 85520.4587 | 8.0511 | 10168.2074 | 438.5665 | 0.041288 | 52.1447
Input Cell | Direct input to the equation
Calculated Cell | Calculated value based upon inputs
Pasted Value Cell | Value pasted from other source (ie, eQUEST output, Excel calc, AirMaster output, etc)
Note on A3: CalTF-1: could include: Low Temp / Medium Temp Cooler / Freezer Air-cooled / Evap-cooled etc (to desribe the measure cases)

## LED_Baseline
Doors Only |  |  | Base Case (whole building) Standard / Code Baseline |  |  | Measure Case (whole building) |  |  | 1st Baseline Savings (whole building) |  |  | 1st Baseline Savings (norm unit)
|  |  | Electric Usage | Electric Demand | Gas Usage | Electric Usage | Electric Demand | Gas Usage | Electric Savings | Demand Reduction | Gas Savings | Electric Savings | Demand Reduction | Gas Savings
Description | BldgLoc | BldgVint | kWh | kW | therms | kWh | kW | therms | kWh | kW | therms | kWh | kW | therms
Add Doors To MT Open Cases | CZ01 | Old | 1698527.4986 | 227.7253 | 43666.7052 | 1567906.7939 | 209.4975 | 32090.0058 | 130620.7047 | 18.2278 | 11576.6994 | 669.8498 | 0.093476 | 59.3677
Add Doors To MT Open Cases | CZ01 | Ex | 1476384.3261 | 201.4263 | 38256.9904 | 1371672.9341 | 186.2364 | 26671.7562 | 104711.392 | 15.19 | 11585.2342 | 536.9815 | 0.077897 | 59.4115
Add Doors To MT Open Cases | CZ01 | Rec | 1224751.4506 | 159.8591 | 41311.4971 | 1165139.0613 | 151.7742 | 29877.5297 | 59612.3893 | 8.085 | 11433.9675 | 305.7046 | 0.041461 | 58.6357
Add Doors To MT Open Cases | CZ02 | Old | 1837765.2366 | 318.5202 | 31156.5566 | 1711783.0878 | 300.8095 | 21807.2258 | 125982.1488 | 17.7106 | 9349.3308 | 646.0623 | 0.090824 | 47.9453
Add Doors To MT Open Cases | CZ02 | Ex | 1563877.9755 | 267.1668 | 30877.39 | 1461252.3696 | 253.0343 | 20919.9806 | 102625.6058 | 14.1325 | 9957.4094 | 526.2852 | 0.072474 | 51.0636
Add Doors To MT Open Cases | CZ02 | Rec | 1257426.5631 | 198.0645 | 33754.101 | 1199915.0628 | 191.5308 | 22770.6436 | 57511.5003 | 6.5338 | 10983.4573 | 294.9308 | 0.033507 | 56.3254
Add Doors To MT Open Cases | CZ03 | Old | 1775927.3356 | 254.1169 | 32139.1574 | 1646066.0527 | 239.8267 | 21306.1898 | 129861.2829 | 14.2902 | 10832.9676 | 665.9553 | 0.073283 | 55.5537
Add Doors To MT Open Cases | CZ03 | Ex | 1506790.4837 | 218.8316 | 32523.9986 | 1401584.3543 | 206.2526 | 21083.0322 | 105206.1295 | 12.579 | 11440.9664 | 539.5186 | 0.064508 | 58.6716
Add Doors To MT Open Cases | CZ03 | Rec | 1240679.5466 | 174.3898 | 34783.3299 | 1187667.5867 | 164.3163 | 23088.0111 | 53011.9599 | 10.0735 | 11695.3187 | 271.8562 | 0.051659 | 59.976
Add Doors To MT Open Cases | CZ04 | Old | 1831434.2813 | 300.6399 | 27044.3632 | 1708851.1854 | 284.0574 | 17968.6263 | 122583.0959 | 16.5825 | 9075.7369 | 628.6313 | 0.085039 | 46.5422
Add Doors To MT Open Cases | CZ04 | Ex | 1562737.2103 | 255.1036 | 27369.0651 | 1461879.0857 | 242.1798 | 17668.6681 | 100858.1246 | 12.9237 | 9700.397 | 517.2212 | 0.066276 | 49.7456
Add Doors To MT Open Cases | CZ04 | Rec | 1263252.4231 | 193.3346 | 31170.7179 | 1206706.166 | 182.2693 | 20200.3686 | 56546.257 | 11.0653 | 10970.3493 | 289.9808 | 0.056745 | 56.2582
Add Doors To MT Open Cases | CZ05 | Old | 1750344.5858 | 226.9857 | 32638.1322 | 1621544.6521 | 211.7605 | 21874.3503 | 128799.9337 | 15.2252 | 10763.7819 | 660.5125 | 0.078078 | 55.1989
Add Doors To MT Open Cases | CZ05 | Ex | 1490671.3599 | 194.8303 | 33264.2775 | 1385374.5612 | 182.0056 | 21922.6658 | 105296.7987 | 12.8247 | 11341.6117 | 539.9836 | 0.065768 | 58.1621
Add Doors To MT Open Cases | CZ05 | Rec | 1236135.1449 | 155.7543 | 35371.2842 | 1181752.761 | 148.2837 | 23667.4372 | 54382.3839 | 7.4706 | 11703.847 | 278.884 | 0.038311 | 60.0197
Add Doors To MT Open Cases | CZ06 | Old | 1861925.6554 | 284.2339 | 21823.0228 | 1738812.1648 | 270.2508 | 12861.3687 | 123113.4906 | 13.9831 | 8961.6541 | 631.3512 | 0.071708 | 45.9572
Add Doors To MT Open Cases | CZ06 | Ex | 1595565.8819 | 245.6776 | 23179.0783 | 1495722.3752 | 234.6115 | 13334.4664 | 99843.5067 | 11.0661 | 9844.6119 | 512.018 | 0.056749 | 50.4852
Add Doors To MT Open Cases | CZ06 | Rec | 1301415.7212 | 191.8083 | 27528.434 | 1250393.8632 | 183.3122 | 16583.6099 | 51021.858 | 8.4962 | 10944.8241 | 261.6506 | 0.04357 | 56.1273
Add Doors To MT Open Cases | CZ07 | Old | 1826451.496 | 262.2162 | 21111.7061 | 1699787.9631 | 247.7218 | 11422.655 | 126663.5329 | 14.4944 | 9689.0511 | 649.5566 | 0.07433 | 49.6874
Add Doors To MT Open Cases | CZ07 | Ex | 1578264.8868 | 230.0987 | 22635.9053 | 1474707.5353 | 217.8216 | 12163.3747 | 103557.3515 | 12.2771 | 10472.5306 | 531.0633 | 0.06296 | 53.7053
Add Doors To MT Open Cases | CZ07 | Rec | 1275902.2591 | 181.5834 | 26610.7575 | 1244711.4057 | 175.9804 | 15056.9483 | 31190.8534 | 5.6031 | 11553.8092 | 159.9531 | 0.028734 | 59.2503
Add Doors To MT Open Cases | CZ08 | Old | 1895902.9569 | 288.3962 | 19703.7071 | 1775329.4897 | 273.1535 | 11710.7874 | 120573.4672 | 15.2427 | 7992.9197 | 618.3255 | 0.078168 | 40.9893
Add Doors To MT Open Cases | CZ08 | Ex | 1609991.2311 | 245.1017 | 21006.1923 | 1511543.6184 | 232.998 | 12148.6657 | 98447.6127 | 12.1037 | 8857.5266 | 504.8596 | 0.06207 | 45.4232
Add Doors To MT Open Cases | CZ08 | Rec | 1303729.8553 | 189.5528 | 25061.2109 | 1250572.8084 | 181.4347 | 14962.8595 | 53157.0469 | 8.1181 | 10098.3514 | 272.6002 | 0.041631 | 51.7864
Add Doors To MT Open Cases | CZ09 | Old | 1939148.4925 | 350.8303 | 20402.9107 | 1819911.3934 | 329.344 | 12668.0564 | 119237.099 | 21.4864 | 7734.8543 | 611.4723 | 0.11019 | 39.6659
Add Doors To MT Open Cases | CZ09 | Ex | 1658744.5839 | 296.4215 | 21175.6953 | 1561041.7815 | 280.2246 | 12673.9841 | 97702.8025 | 16.1969 | 8501.7112 | 501.04 | 0.083061 | 43.5985
Add Doors To MT Open Cases | CZ09 | Rec | 1322216.0255 | 220.3926 | 25479.9539 | 1266519.9335 | 213.4398 | 15489.4083 | 55696.0919 | 6.9528 | 9990.5456 | 285.621 | 0.035655 | 51.2336
Add Doors To MT Open Cases | CZ10 | Old | 1947165.8985 | 342.7875 | 20564.8615 | 1813804.2481 | 321.3888 | 13165.5458 | 133361.6504 | 21.3987 | 7399.3157 | 683.9059 | 0.10974 | 37.9452
Add Doors To MT Open Cases | CZ10 | Ex | 1658870.7806 | 288.9541 | 21313.6679 | 1561344.01 | 273.8242 | 13128.666 | 97526.7706 | 15.1298 | 8185.0019 | 500.1373 | 0.077589 | 41.9744
Add Doors To MT Open Cases | CZ10 | Rec | 1315286.2055 | 214.3539 | 25358.1383 | 1260579.5369 | 208.2056 | 15706.336 | 54706.6685 | 6.1483 | 9651.8023 | 280.547 | 0.03153 | 49.4964
Add Doors To MT Open Cases | CZ11 | Old | 1942157.706 | 367.8136 | 26678.2864 | 1819728.9012 | 349.3632 | 19077.9011 | 122428.8048 | 18.4505 | 7600.3853 | 627.84 | 0.094618 | 38.9763
Add Doors To MT Open Cases | CZ11 | Ex | 1653881.0194 | 301.7695 | 26029.0116 | 1552725.2161 | 287.7441 | 17888.2264 | 101155.8034 | 14.0254 | 8140.7851 | 518.7477 | 0.071925 | 41.7476
Add Doors To MT Open Cases | CZ11 | Rec | 1302582.4279 | 211.4696 | 27959.5955 | 1242360.2539 | 209.4077 | 18360.5583 | 60222.1741 | 2.0619 | 9599.0372 | 308.8317 | 0.010574 | 49.2258
Add Doors To MT Open Cases | CZ12 | Old | 1928833.4453 | 367.6962 | 27287.8856 | 1790823.3737 | 343.8458 | 19065.1586 | 138010.0716 | 23.8504 | 8222.727 | 707.744 | 0.12231 | 42.1678
Add Doors To MT Open Cases | CZ12 | Ex | 1638683.8484 | 304.9971 | 27060.8106 | 1537171.1746 | 288.0695 | 18144.9033 | 101512.6738 | 16.9276 | 8915.9073 | 520.5778 | 0.086808 | 45.7226
Add Doors To MT Open Cases | CZ12 | Rec | 1294328.5172 | 219.833 | 30164.59 | 1237226.6247 | 214.2598 | 19912.4069 | 57101.8925 | 5.5733 | 10252.1831 | 292.8302 | 0.028581 | 52.5753
Add Doors To MT Open Cases | CZ13 | Old | 1975613.2722 | 372.3539 | 24736.0163 | 1851212.5666 | 350.4008 | 17544.5884 | 124400.7056 | 21.9531 | 7191.4279 | 637.9523 | 0.11258 | 36.8791
Add Doors To MT Open Cases | CZ13 | Ex | 1679020.5616 | 308.8758 | 24465.5165 | 1577566.841 | 291.6512 | 16673.4254 | 101453.7206 | 17.2246 | 7792.0911 | 520.2755 | 0.088331 | 39.9594
Add Doors To MT Open Cases | CZ13 | Rec | 1321037.8324 | 223.0257 | 26856.8675 | 1264925.4864 | 217.3922 | 17532.9719 | 56112.346 | 5.6335 | 9323.8957 | 287.7556 | 0.02889 | 47.8148
Add Doors To MT Open Cases | CZ14 | Old | 1919120.6074 | 330.2213 | 25755.4418 | 1805020.0583 | 313.1079 | 18555.0867 | 114100.5491 | 17.1133 | 7200.3551 | 585.131 | 0.087761 | 36.9249
Add Doors To MT Open Cases | CZ14 | Ex | 1645915.5013 | 279.2863 | 25437.3202 | 1550904.1092 | 257.5204 | 17724.0575 | 95011.3921 | 21.7659 | 7713.2627 | 487.2379 | 0.11162 | 39.5552
Add Doors To MT Open Cases | CZ14 | Rec | 1293472.97 | 200.7407 | 27813.9279 | 1233155.6542 | 197.0193 | 18556.0367 | 60317.3158 | 3.7215 | 9257.8912 | 309.3196 | 0.019085 | 47.4764
Add Doors To MT Open Cases | CZ15 | Old | 2077301.2345 | 332.3765 | 11774.6875 | 1995547.3348 | 330.0697 | 7348.0021 | 81753.8996 | 2.3068 | 4426.6853 | 419.2508 | 0.01183 | 22.701
Add Doors To MT Open Cases | CZ15 | Ex | 1751405.5557 | 283.0787 | 12433.9142 | 1688126.2532 | 280.6404 | 7398.679 | 63279.3026 | 2.4384 | 5035.2352 | 324.5092 | 0.012505 | 25.8217
Add Doors To MT Open Cases | CZ15 | Rec | 1408192.2534 | 211.2775 | 16298.9686 | 1373560.4411 | 215.5884 | 9276.5446 | 34631.8123 | -4.3109 | 7022.424 | 177.599 | -0.022107 | 36.0124
Add Doors To MT Open Cases | CZ16 | Old | 1671321.1771 | 261.7136 | 41335.0785 | 1560796.0199 | 249.8331 | 32314.1536 | 110525.1572 | 11.8805 | 9020.9249 | 566.7957 | 0.060926 | 46.2612
Add Doors To MT Open Cases | CZ16 | Ex | 1444364.6707 | 225.6969 | 39504.2185 | 1353255.5405 | 216.6097 | 29978.0371 | 91109.1302 | 9.0872 | 9526.1814 | 467.2263 | 0.046601 | 48.8522
Add Doors To MT Open Cases | CZ16 | Rec | 1198901.6577 | 171.2524 | 38874.687 | 1138981.5058 | 167.8415 | 28405.0717 | 59920.1519 | 3.411 | 10469.6153 | 307.2828 | 0.017492 | 53.6903
Input Cell
Calculated Cell
Pasted Value Cell
Input Cell | Direct input to the equation
Calculated Cell | Calculated value based upon inputs
Pasted Value Cell | Value pasted from other source (ie, eQUEST output, Excel calc, AirMaster output, etc)
Note on A3: CalTF-1: could include: Low Temp / Medium Temp Cooler / Freezer Air-cooled / Evap-cooled etc (to desribe the measure cases)

## Sheet1
| Savings Summary |  |  | Base Case (whole building) |  |  | Measure Case (whole building) |  |  | Measure Savings |  |  | Savings Normalize/ft |  |  |  | Length of Case
| Flourescent Baseline |  | Vintage | kW | kWh | Therms | kW | kWh | Therms | kW | kWh | Therms | kW/ft | kWh/ft | Therms/ft | Weighting Factor | 195 | ft
1 | BASE | CZ01 | v75 | 234.2551 | 1750893.543 | 44272.7238 | 212.3876 | 1588628.902 | 33077.3051 | 21.8675 | 162264.641 | 11195.4187 | 0.11214 | 832.1264 | 57.4124 | 0.52008
| BASE | CZ01 | v85 | 231.4521 | 1731135.959 | 42575.0107 | 209.6927 | 1568986.885 | 31386.8445 | 21.7593 | 162149.074 | 11188.1663 | 0.11159 | 831.5337 | 57.3752 | 0.3494
| BASE | CZ01 | v96 | 217.9181 | 1636719.702 | 41438.6255 | 197.4589 | 1482445.842 | 30038.3064 | 20.4593 | 154273.86 | 11400.3191 | 0.10492 | 791.148 | 58.4632 | 0.13052
| BASE | CZ01 | v03 | 218.5265 | 1595781.96 | 31521.4588 | 199.8151 | 1451170.003 | 20508.4505 | 18.7113 | 144611.957 | 11013.0083 | 0.095956 | 741.5998 | 56.477 | 0.37662
| BASE | CZ01 | v07 | 202.2729 | 1490293.467 | 41476.4565 | 183.8357 | 1351971.564 | 30128.3906 | 18.4372 | 138321.903 | 11348.0659 | 0.09455 | 709.3431 | 58.1952 | 0.22727
| BASE | CZ01 | v11 | 200.8567 | 1481831.075 | 41768.1214 | 182.2621 | 1343489.732 | 30422.8277 | 18.5947 | 138341.343 | 11345.2937 | 0.095357 | 709.4428 | 58.181 | 0.22727
| BASE | CZ01 | v15 | 177.8645 | 1355844.086 | 42134.7701 | 164.527 | 1258793.32 | 30717.9879 | 13.3375 | 97050.766 | 11416.7822 | 0.068398 | 497.6962 | 58.5476 | 0.16883
| BASE | CZ01 | v17 | 162.1693 | 1249480.318 | 41023.2384 | 153.0724 | 1174042.9611 | 29607.6644 | 9.0969 | 75437.3569 | 11415.574 | 0.046651 | 386.8582 | 58.5414 | 0.74286
| BASE | CZ01 | v20 | 157.8124 | 1214683.76 | 41999.5449 | 148.0237 | 1139416.6841 | 30657.1404 | 9.7887 | 75267.0759 | 11342.4045 | 0.050199 | 385.985 | 58.1662 | 0.25714
| BASE | CZ01 | Old | 231.1434 | 1729088.0826 | 43309.6345 | 209.4975 | 1567906.7939 | 32090.0058 | 21.6459 | 161181.2887 | 11219.6288 | 0.111 | 826.5707 | 57.5366
| BASE | CZ01 | Ex | 203.9516 | 1505400.3824 | 37904.603 | 186.2364 | 1371672.9341 | 26671.7562 | 17.7153 | 133727.4483 | 11232.8468 | 0.090847 | 685.7818 | 57.6043
| BASE | CZ01 | Rec | 161.049 | 1240532.6317 | 41274.2886 | 151.7742 | 1165139.0613 | 29877.5297 | 9.2748 | 75393.5704 | 11396.759 | 0.047563 | 386.6337 | 58.4449
| Savings Summary |  |  | Base Case (whole building) |  |  | Measure Case (whole building) |  |  | Measure Savings |  |  | Savings Normalize/ft
| Flourescent Baseline |  | Vintage | kW | kWh | Therms | kW | kWh | Therms | kW | kWh | Therms | kW/ft | kWh/ft | Therms/ft | Weighting Factor
2 | BASE | CZ02 | v75 | 330.9181 | 1901416.343 | 31286.0098 | 308.1133 | 1741962.795 | 22373.2398 | 22.8048 | 159453.548 | 8912.77 | 0.11695 | 817.7105 | 45.7065 | 0.5525
| BASE | CZ02 | v85 | 323.7021 | 1874121.123 | 30555.8165 | 301.1817 | 1715056.302 | 21425.0406 | 22.5205 | 159064.821 | 9130.7759 | 0.11549 | 815.717 | 46.8245 | 0.28422
| BASE | CZ02 | v96 | 292.5121 | 1750767.654 | 29890.9148 | 275.4493 | 1603970.89 | 20557.3072 | 17.0628 | 146796.764 | 9333.6077 | 0.087502 | 752.8039 | 47.8647 | 0.16329
| BASE | CZ02 | v03 | 282.3115 | 1656714.461 | 29816.5533 | 263.9728 | 1516446.191 | 20384.2709 | 18.3387 | 140268.27 | 9432.2824 | 0.094044 | 719.3245 | 48.3707 | 0.39088
| BASE | CZ02 | v07 | 279.5612 | 1614954.169 | 29883.6444 | 261.6873 | 1480819.481 | 20452.2918 | 17.8739 | 134134.688 | 9431.3526 | 0.091661 | 687.8702 | 48.3659 | 0.2215
| BASE | CZ02 | v11 | 274.4482 | 1600036.845 | 30253.1125 | 255.2981 | 1464516.563 | 20783.2149 | 19.1501 | 135520.282 | 9469.8975 | 0.098205 | 694.9758 | 48.5636 | 0.2215
| BASE | CZ02 | v15 | 227.4597 | 1407720.195 | 33612.805 | 212.7409 | 1300942.815 | 22986.4132 | 14.7187 | 106777.38 | 10626.3918 | 0.075481 | 547.5763 | 54.4943 | 0.16612
| BASE | CZ02 | v17 | 183.8413 | 1291404.769 | 33244.119 | 193.0386 | 1208833.1765 | 22567.3508 | -9.1973 | 82571.5925 | 10676.7683 | -0.047166 | 423.4441 | 54.7527 | 0.75
| BASE | CZ02 | v20 | 196.3199 | 1256270.819 | 34135.5924 | 187.0072 | 1173160.7216 | 23380.5222 | 9.3127 | 83110.0974 | 10755.0702 | 0.047757 | 426.2056 | 55.1542 | 0.25
| BASE | CZ02 | Old | 322.5959 | 1869059.4506 | 30850.6744 | 300.8095 | 1711783.0878 | 21807.2258 | 21.7864 | 157276.3628 | 9043.4486 | 0.11173 | 806.5455 | 46.3767
| BASE | CZ02 | Ex | 270.8484 | 1593546.7564 | 30558.7587 | 253.0343 | 1461252.3696 | 20919.9806 | 17.8141 | 132294.3868 | 9638.7781 | 0.091354 | 678.4328 | 49.4296
| BASE | CZ02 | Rec | 186.9609 | 1282621.2815 | 33466.9874 | 191.5308 | 1199915.0628 | 22770.6436 | -4.5698 | 82706.2187 | 10696.3437 | -0.023435 | 424.1345 | 54.853
| Savings Summary |  |  | Base Case (whole building) |  |  | Measure Case (whole building) |  |  | Measure Savings |  |  | Savings Normalize/ft
| Flourescent Baseline |  | Vintage | kW | kWh | Therms | kW | kWh | Therms | kW | kWh | Therms | kW/ft | kWh/ft | Therms/ft | Weighting Factor
3 | BASE | CZ03 | v75 | 261.9872 | 1830457.895 | 32025.812 | 243.8152 | 1668671.62 | 21697.4593 | 18.172 | 161786.275 | 10328.3527 | 0.09319 | 829.6732 | 52.9659 | 0.63173
| BASE | CZ03 | v85 | 257.4948 | 1808095.13 | 31529.1975 | 239.3774 | 1645966.569 | 20881.0251 | 18.1174 | 162128.561 | 10648.1724 | 0.09291 | 831.4285 | 54.606 | 0.23387
| BASE | CZ03 | v96 | 237.9994 | 1692760.555 | 31110.169 | 221.8609 | 1539984.411 | 20206.9184 | 16.1385 | 152776.144 | 10903.2506 | 0.082762 | 783.4674 | 55.9141 | 0.1344
| BASE | CZ03 | v03 | 229.7173 | 1595781.96 | 31521.4588 | 213.2666 | 1451170.003 | 20508.4505 | 16.4507 | 144611.957 | 11013.0083 | 0.084362 | 741.5998 | 56.477 | 0.36311
| BASE | CZ03 | v07 | 227.6178 | 1551204.016 | 31595.5163 | 212.1632 | 1412375.252 | 20584.4897 | 15.4546 | 138828.764 | 11011.0266 | 0.079254 | 711.9424 | 56.4668 | 0.23165
| BASE | CZ03 | v11 | 225.2705 | 1540642.672 | 31907.8634 | 208.9752 | 1401340.026 | 20867.0073 | 16.2953 | 139302.646 | 11040.856 | 0.083565 | 714.3725 | 56.6198 | 0.23165
| BASE | CZ03 | v15 | 196.0514 | 1375809.863 | 33740.1398 | 180.0623 | 1283798.033 | 23238.3127 | 15.9891 | 92011.83 | 10501.8271 | 0.081996 | 471.8555 | 53.8555 | 0.1736
| BASE | CZ03 | v17 | 178.0561 | 1267738.467 | 33365.3652 | 165.693 | 1196421.2951 | 22855.9103 | 12.3631 | 71317.1719 | 10509.4549 | 0.063401 | 365.7291 | 53.8946 | 0.75029
| BASE | CZ03 | v20 | 172.7961 | 1232773.153 | 34313.1942 | 160.1797 | 1161366.3067 | 23785.3783 | 12.6164 | 71406.8463 | 10527.816 | 0.064699 | 366.189 | 53.9888 | 0.24971
| BASE | CZ03 | Old | 257.7126 | 1806721.4237 | 31786.6056 | 239.8267 | 1646066.0527 | 21306.1898 | 17.8859 | 160655.371 | 10480.4158 | 0.091723 | 823.8737 | 53.7457
| BASE | CZ03 | Ex | 222.3564 | 1534495.2957 | 32013.2902 | 206.2526 | 1401584.3543 | 21083.0322 | 16.1038 | 132910.9414 | 10930.258 | 0.082584 | 681.5946 | 56.0526
| BASE | CZ03 | Rec | 176.7426 | 1259007.1515 | 33602.051 | 164.3163 | 1187667.5867 | 23088.0111 | 12.4264 | 71339.5648 | 10514.0399 | 0.063725 | 365.8439 | 53.9182
| Savings Summary |  |  | Base Case (whole building) |  |  | Measure Case (whole building) |  |  | Measure Savings |  |  | Savings Normalize/ft
| Flourescent Baseline |  | Vintage | kW | kWh | Therms | kW | kWh | Therms | kW | kWh | Therms | kW/ft | kWh/ft | Therms/ft | Weighting Factor
4 | BASE | CZ04 | v75 | 312.0924 | 1895844.783 | 27117.4015 | 290.2736 | 1739924.763 | 18490.7691 | 21.8188 | 155920.02 | 8626.6324 | 0.11189 | 799.5898 | 44.2391 | 0.53571
| BASE | CZ04 | v85 | 307.0944 | 1873692.783 | 26446.8494 | 286.0187 | 1717847.293 | 17595.1498 | 21.0757 | 155845.49 | 8851.6997 | 0.10808 | 799.2076 | 45.3933 | 0.28734
| BASE | CZ04 | v96 | 278.5309 | 1744342.37 | 26077.1613 | 262.0521 | 1600164.125 | 16994.2841 | 16.4788 | 144178.245 | 9082.8772 | 0.084507 | 739.3756 | 46.5789 | 0.17694
| BASE | CZ04 | v03 | 268.8731 | 1651747.287 | 26175.8005 | 251.9853 | 1513790.476 | 17037.0391 | 16.8878 | 137956.811 | 9138.7615 | 0.086604 | 707.4708 | 46.8654 | 0.399
| BASE | CZ04 | v07 | 266.5019 | 1612016.711 | 26240.5696 | 249.6117 | 1479723.29 | 17100.0144 | 16.8903 | 132293.421 | 9140.5551 | 0.086617 | 678.4278 | 46.8746 | 0.21845
| BASE | CZ04 | v11 | 262.2921 | 1598508.109 | 26548.7519 | 244.1667 | 1464573.26 | 17366.2228 | 18.1254 | 133934.849 | 9182.5291 | 0.092951 | 686.8454 | 47.0899 | 0.21845
| BASE | CZ04 | v15 | 221.6841 | 1414137.793 | 30972.365 | 205.7974 | 1308307.894 | 20364.2443 | 15.8867 | 105829.899 | 10608.1208 | 0.08147 | 542.7174 | 54.4006 | 0.16409
| BASE | CZ04 | v17 | 197.9945 | 1297306.823 | 30659.2726 | 187.3711 | 1215681.478 | 20002.369 | 10.6233 | 81625.345 | 10656.9036 | 0.054479 | 418.5915 | 54.6508 | 0.74943
| BASE | CZ04 | v20 | 192.3188 | 1262068.926 | 31535.116 | 167.01 | 1179861.8239 | 20792.5676 | 25.3088 | 82207.1021 | 10742.5484 | 0.12979 | 421.5749 | 55.09 | 0.25057
| BASE | CZ04 | Old | 304.7178 | 1862672.1539 | 26740.6597 | 284.0574 | 1708851.1854 | 17968.6263 | 20.6604 | 153820.9685 | 8772.0334 | 0.10595 | 788.8255 | 44.9848
| BASE | CZ04 | Ex | 259.1743 | 1592448.3963 | 27058.4894 | 242.1798 | 1461879.0857 | 17668.6681 | 16.9944 | 130569.3106 | 9389.8213 | 0.087151 | 669.5862 | 48.1529
| BASE | CZ04 | Rec | 196.5723 | 1288477.2816 | 30878.7322 | 182.2693 | 1206706.166 | 20200.3686 | 14.3031 | 81771.1156 | 10678.3636 | 0.073349 | 419.3391 | 54.7608
| Savings Summary |  |  | Base Case (whole building) |  |  | Measure Case (whole building) |  |  | Measure Savings |  |  | Savings Normalize/ft
| Flourescent Baseline |  | Vintage | kW | kWh | Therms | kW | kWh | Therms | kW | kWh | Therms | kW/ft | kWh/ft | Therms/ft | Weighting Factor
5 | BASE | CZ05 | v75 | 234.8951 | 1813547.915 | 32528.275 | 216.0545 | 1652588.495 | 22327.8202 | 18.8406 | 160959.42 | 10200.4548 | 0.096618 | 825.4329 | 52.31 | 0.52851
| BASE | CZ05 | v85 | 231.4877 | 1789256.97 | 32108.3982 | 212.6291 | 1628069.356 | 21563.6105 | 18.8587 | 161187.614 | 10544.7877 | 0.096711 | 826.6031 | 54.0758 | 0.29412
| BASE | CZ05 | v96 | 215.0737 | 1670605.573 | 31857.5552 | 197.5258 | 1518227.647 | 21038.4523 | 17.5479 | 152377.926 | 10819.103 | 0.089989 | 781.4253 | 55.4826 | 0.17738
| BASE | CZ05 | v03 | 204.6956 | 1574391.14 | 32251.1047 | 188.2147 | 1430175.807 | 21348.4742 | 16.4809 | 144215.333 | 10902.6305 | 0.084517 | 739.5658 | 55.9109 | 0.38915
| BASE | CZ05 | v07 | 202.7086 | 1529681.625 | 32322.8676 | 185.5669 | 1391401.551 | 21424.4994 | 17.1417 | 138280.074 | 10898.3682 | 0.087906 | 709.1286 | 55.8891 | 0.22169
| BASE | CZ05 | v11 | 201.0023 | 1520231.391 | 32648.4372 | 183.5132 | 1381589.052 | 21703.9299 | 17.4891 | 138642.339 | 10944.5073 | 0.089688 | 710.9864 | 56.1257 | 0.22169
| BASE | CZ05 | v15 | 172.8267 | 1379914.191 | 35577.8616 | 160.8667 | 1278297.706 | 24206.0199 | 11.96 | 101616.485 | 11371.8417 | 0.061333 | 521.1102 | 58.3171 | 0.16746
| BASE | CZ05 | v17 | 158.2843 | 1269733.068 | 34837.1469 | 149.6067 | 1190487.6407 | 23431.9351 | 8.6776 | 79245.4273 | 11405.2118 | 0.044501 | 406.3868 | 58.4883 | 0.75
| BASE | CZ05 | v20 | 153.1735 | 1234825.287 | 35789.7393 | 144.3147 | 1155548.1221 | 24373.9436 | 8.8588 | 79277.1649 | 11415.7957 | 0.04543 | 406.5496 | 58.5425 | 0.25
| BASE | CZ05 | Old | 230.3771 | 1781049.0406 | 32285.8125 | 211.7605 | 1621544.6521 | 21874.3503 | 18.6166 | 159504.3885 | 10411.4622 | 0.09547 | 817.9712 | 53.3921
| BASE | CZ05 | Ex | 198.0994 | 1519904.8444 | 32912.2111 | 182.0056 | 1385374.5612 | 21922.6658 | 16.0938 | 134530.2832 | 10989.5453 | 0.082532 | 689.8989 | 56.3566
| BASE | CZ05 | Rec | 157.0066 | 1261006.1228 | 35075.295 | 148.2837 | 1181752.761 | 23667.4372 | 8.7229 | 79253.3617 | 11407.8578 | 0.044733 | 406.4275 | 58.5018
| Savings Summary |  |  | Base Case (whole building) |  |  | Measure Case (whole building) |  |  | Measure Savings |  |  | Savings Normalize/ft
| Flourescent Baseline |  | Vintage | kW | kWh | Therms | kW | kWh | Therms | kW | kWh | Therms | kW/ft | kWh/ft | Therms/ft | Weighting Factor
6 | BASE | CZ06 | v75 | 294.5734 | 1924756.092 | 21691.6411 | 275.5172 | 1768402.655 | 13247.2249 | 19.0562 | 156353.437 | 8444.4163 | 0.097724 | 801.8125 | 43.3047 | 0.49929
| BASE | CZ06 | v85 | 291.1589 | 1907014.72 | 21389.4375 | 272.4254 | 1750677.391 | 12627.8246 | 18.7335 | 156337.329 | 8761.6129 | 0.096069 | 801.7299 | 44.9313 | 0.32098
| BASE | CZ06 | v96 | 266.8936 | 1780406.167 | 21267.5225 | 251.7375 | 1635422.488 | 12206.5709 | 15.1561 | 144983.679 | 9060.9516 | 0.077723 | 743.506 | 46.4664 | 0.17973
| BASE | CZ06 | v03 | 258.5139 | 1685770.839 | 21753.0073 | 244.0114 | 1547974.155 | 12459.3639 | 14.5025 | 137796.684 | 9293.6433 | 0.074372 | 706.6497 | 47.6597 | 0.3624
| BASE | CZ06 | v07 | 256.0983 | 1647586.669 | 21820.0849 | 241.9842 | 1514600.211 | 12517.8761 | 14.1141 | 132986.458 | 9302.2087 | 0.07238 | 681.9818 | 47.7036 | 0.23186
| BASE | CZ06 | v11 | 252.4301 | 1634556.559 | 22114.2311 | 237.0032 | 1499700.019 | 12732.9319 | 15.4269 | 134856.54 | 9381.2992 | 0.079112 | 691.572 | 48.1092 | 0.23186
| BASE | CZ06 | v15 | 219.0677 | 1456317.055 | 27485.5396 | 201.9985 | 1356336.523 | 17049.5403 | 17.0692 | 99980.532 | 10435.9993 | 0.087534 | 512.7207 | 53.5179 | 0.17387
| BASE | CZ06 | v17 | 196.3194 | 1335212.599 | 27011.6224 | 184.7282 | 1259357.4433 | 16400.6532 | 11.5912 | 75855.1557 | 10610.9692 | 0.059442 | 389.0008 | 54.4152 | 0.74989
| BASE | CZ06 | v20 | 190.8518 | 1299698.997 | 27875.044 | 179.0666 | 1223519.1865 | 17132.1523 | 11.7852 | 76179.8105 | 10742.8917 | 0.060437 | 390.6657 | 55.0918 | 0.25011
| BASE | CZ06 | Old | 288.5024 | 1893116.9023 | 21518.4112 | 270.2508 | 1738812.1648 | 12861.3687 | 18.2516 | 154304.7375 | 8657.0425 | 0.093598 | 791.3063 | 44.3951
| BASE | CZ06 | Ex | 249.6846 | 1625146.8396 | 22849.0442 | 234.6115 | 1495722.3752 | 13334.4664 | 15.0731 | 129424.4643 | 9514.5778 | 0.077298 | 663.7152 | 48.7927
| BASE | CZ06 | Rec | 194.9519 | 1326330.2189 | 27227.5746 | 183.3122 | 1250393.8632 | 16583.6099 | 11.6397 | 75936.3558 | 10643.9646 | 0.059691 | 389.4172 | 54.5844
| Savings Summary |  |  | Base Case (whole building) |  |  | Measure Case (whole building) |  |  | Measure Savings |  |  | Savings Normalize/ft
| Flourescent Baseline |  | Vintage | kW | kWh | Therms | kW | kWh | Therms | kW | kWh | Therms | kW/ft | kWh/ft | Therms/ft | Weighting Factor
7 | BASE | CZ07 | v75 | 273.9828 | 1906663.687 | 20653.2765 | 254.7336 | 1746359.035 | 11730.4546 | 19.2492 | 160304.652 | 8922.8219 | 0.098714 | 822.0751 | 45.7581 | 0.21499
| BASE | CZ07 | v85 | 270.3683 | 1883842.898 | 20785.2558 | 251.1251 | 1723326.541 | 11436.8371 | 19.2432 | 160516.357 | 9348.4187 | 0.098683 | 823.1608 | 47.9406 | 0.53084
| BASE | CZ07 | v96 | 249.9232 | 1761087.086 | 20861.0317 | 234.6831 | 1611234.653 | 11132.6789 | 15.2401 | 149852.433 | 9728.3528 | 0.078155 | 768.474 | 49.889 | 0.25417
| BASE | CZ07 | v03 | 240.9319 | 1664506.252 | 21451.1003 | 224.7199 | 1522260.884 | 11462.8054 | 16.2119 | 142245.368 | 9988.2948 | 0.083138 | 729.4634 | 51.222 | 0.38618
| BASE | CZ07 | v07 | 239.0441 | 1625140.605 | 21518.4582 | 223.2773 | 1487570.981 | 11521.3591 | 15.7669 | 137569.624 | 9997.0991 | 0.080856 | 705.4853 | 51.2672 | 0.22319
| BASE | CZ07 | v11 | 236.395 | 1613795.409 | 21770.8949 | 219.5517 | 1474975.254 | 11715.5649 | 16.8433 | 138820.155 | 10055.3299 | 0.086376 | 711.8982 | 51.5658 | 0.22319
| BASE | CZ07 | v15 | 207.401 | 1437328.664 | 25058.9741 | 192.3333 | 1347529.312 | 15231.8192 | 15.0677 | 89799.352 | 9827.1549 | 0.07727 | 460.5095 | 50.3957 | 0.16744
| BASE | CZ07 | v17 | 176.912 | 1320848.167 | 24786.5501 | 177.2888 | 1253596.3215 | 14871.8524 | -0.3768 | 67251.8455 | 9914.6976 | -0.0019323 | 344.8813 | 50.8446 | 0.75022
| BASE | CZ07 | v20 | 183.4202 | 1285477.88 | 25632.5358 | 172.0506 | 1218025.8079 | 15612.8784 | 11.3696 | 67452.0721 | 10019.6574 | 0.058306 | 345.9081 | 51.3829 | 0.24978
| BASE | CZ07 | Old | 265.9488 | 1857548.354 | 20776.1411 | 247.7218 | 1699787.9631 | 11422.655 | 18.227 | 157760.3909 | 9353.4862 | 0.093472 | 809.0276 | 47.9666
| BASE | CZ07 | Ex | 233.8835 | 1606363.2387 | 22141.6147 | 217.8216 | 1474707.5353 | 12163.3747 | 16.0619 | 131655.7034 | 9978.24 | 0.082369 | 675.1575 | 51.1705
| BASE | CZ07 | Rec | 178.5376 | 1312013.2644 | 24997.8631 | 175.9804 | 1244711.4057 | 15056.9483 | 2.5573 | 67301.8587 | 9940.9148 | 0.013114 | 345.1377 | 50.9791
| Savings Summary |  |  | Base Case (whole building) |  |  | Measure Case (whole building) |  |  | Measure Savings |  |  | Savings Normalize/ft
| Flourescent Baseline |  | Vintage | kW | kWh | Therms | kW | kWh | Therms | kW | kWh | Therms | kW/ft | kWh/ft | Therms/ft | Weighting Factor
8 | BASE | CZ08 | v75 | 300.1491 | 1971192.718 | 19462.0875 | 280.3408 | 1816824.273 | 11961.4657 | 19.8083 | 154368.445 | 7500.6218 | 0.10158 | 791.6331 | 38.4647 | 0.50533
| BASE | CZ08 | v85 | 293.5717 | 1932331.021 | 19419.9966 | 273.5327 | 1778070.869 | 11598.3852 | 20.039 | 154260.152 | 7821.6113 | 0.10276 | 791.0777 | 40.1108 | 0.31708
| BASE | CZ08 | v96 | 267.5883 | 1793960.717 | 19294.0851 | 252.0243 | 1652358.807 | 11198.161 | 15.5639 | 141601.91 | 8095.9241 | 0.079815 | 726.1636 | 41.5176 | 0.17759
| BASE | CZ08 | v03 | 258.2914 | 1701594.331 | 19717.9749 | 242.3666 | 1566068.566 | 11407.436 | 15.9248 | 135525.765 | 8310.5389 | 0.081666 | 695.0039 | 42.6181 | 0.36228
| BASE | CZ08 | v07 | 256.3013 | 1665664.272 | 19776.9883 | 240.4647 | 1534860.094 | 11456.8996 | 15.8366 | 130804.178 | 8320.0887 | 0.081213 | 670.7907 | 42.6671 | 0.2319
| BASE | CZ08 | v11 | 252.5202 | 1651396.429 | 20038.5027 | 235.4837 | 1518308.696 | 11649.6015 | 17.0365 | 133087.733 | 8388.9011 | 0.087366 | 682.5012 | 43.02 | 0.2319
| BASE | CZ08 | v15 | 217.0978 | 1461482.348 | 24917.6714 | 200.2105 | 1357846.465 | 15280.7041 | 16.8873 | 103635.883 | 9636.9674 | 0.086601 | 531.4661 | 49.4203 | 0.17391
| BASE | CZ08 | v17 | 194.2908 | 1337877.182 | 24583.2772 | 182.8686 | 1259581.1518 | 14802.961 | 11.4222 | 78296.0302 | 9780.3162 | 0.058575 | 401.5181 | 50.1555 | 0.75015
| BASE | CZ08 | v20 | 188.7367 | 1302214.678 | 25371.0015 | 177.1295 | 1223525.508 | 15442.9501 | 11.6072 | 78689.17 | 9928.0514 | 0.059524 | 403.5342 | 50.9131 | 0.24985
| BASE | CZ08 | Old | 292.2812 | 1927396.4345 | 19418.9064 | 273.1535 | 1775329.4897 | 11710.7874 | 19.1277 | 152066.9448 | 7708.119 | 0.098091 | 779.8305 | 39.5288
| BASE | CZ08 | Ex | 249.3276 | 1639863.0736 | 20710.2708 | 232.998 | 1511543.6184 | 12148.6657 | 16.3295 | 128319.4552 | 8561.6051 | 0.083741 | 658.0485 | 43.9057
| BASE | CZ08 | Rec | 192.9031 | 1328967.0629 | 24780.0866 | 181.4347 | 1250572.8084 | 14962.8595 | 11.4684 | 78394.2544 | 9817.2272 | 0.058812 | 402.0218 | 50.3448
| Savings Summary |  |  | Base Case (whole building) |  |  | Measure Case (whole building) |  |  | Measure Savings |  |  | Savings Normalize/ft
| Flourescent Baseline |  | Vintage | kW | kWh | Therms | kW | kWh | Therms | kW | kWh | Therms | kW/ft | kWh/ft | Therms/ft | Weighting Factor
9 | BASE | CZ09 | v75 | 363.592 | 2006671.345 | 20498.4949 | 336.6333 | 1852852.87 | 13159.4025 | 26.9587 | 153818.475 | 7339.0924 | 0.13825 | 788.8127 | 37.6364 | 0.49885
| BASE | CZ09 | v85 | 358.6341 | 1983934.136 | 19933.6328 | 331.8479 | 1830566.73 | 12403.4792 | 26.7863 | 153367.406 | 7530.1535 | 0.13737 | 786.4995 | 38.6162 | 0.32224
| BASE | CZ09 | v96 | 324.2783 | 1847919.615 | 19470.9423 | 304.5096 | 1708870.693 | 11774.5848 | 19.7687 | 139048.922 | 7696.3575 | 0.10138 | 713.0714 | 39.4685 | 0.17891
| BASE | CZ09 | v03 | 313.5334 | 1756696.261 | 19857.6429 | 293.253 | 1622873.588 | 11961.8953 | 20.2804 | 133822.673 | 7895.7476 | 0.104 | 686.2701 | 40.491 | 0.37129
| BASE | CZ09 | v07 | 310.9403 | 1720916.347 | 19918.4518 | 290.6349 | 1591956.009 | 12009.7753 | 20.3054 | 128960.338 | 7908.6764 | 0.10413 | 661.3351 | 40.5573 | 0.22863
| BASE | CZ09 | v11 | 304.3023 | 1702024.574 | 20266.7593 | 282.7701 | 1570319.632 | 12278.5992 | 21.5321 | 131704.942 | 7988.1601 | 0.11042 | 675.41 | 40.9649 | 0.22863
| BASE | CZ09 | v15 | 255.0928 | 1481399.868 | 25253.1791 | 234.7329 | 1373539.937 | 15629.0966 | 20.3599 | 107859.931 | 9624.0825 | 0.10441 | 553.1279 | 49.3543 | 0.17145
| BASE | CZ09 | v17 | 225.9751 | 1356510.433 | 25002.6192 | 214.9198 | 1275593.8713 | 15325.0201 | 11.0553 | 80916.5617 | 9677.5991 | 0.056694 | 414.9567 | 49.6287 | 0.74989
| BASE | CZ09 | v20 | 220.1721 | 1320809.306 | 25794.9584 | 209.0023 | 1239313.4998 | 15982.2942 | 11.1698 | 81495.8062 | 9812.6641 | 0.057281 | 417.9272 | 50.3214 | 0.25011
| BASE | CZ09 | Old | 354.9607 | 1970942.0751 | 20132.6346 | 329.344 | 1819911.3934 | 12668.0564 | 25.6168 | 151030.6817 | 7464.5782 | 0.13137 | 774.5163 | 38.2799
| BASE | CZ09 | Ex | 300.8105 | 1688817.3459 | 20890.1354 | 280.2246 | 1561041.7815 | 12673.9841 | 20.5859 | 127775.5644 | 8216.1512 | 0.10557 | 655.2593 | 42.1341
| BASE | CZ09 | Rec | 224.5238 | 1347581.3677 | 25200.788 | 213.4398 | 1266519.9335 | 15489.4083 | 11.084 | 81061.4342 | 9711.3797 | 0.056841 | 415.6997 | 49.8019
| Savings Summary |  |  | Base Case (whole building) |  |  | Measure Case (whole building) |  |  | Measure Savings |  |  | Savings Normalize/ft
| Flourescent Baseline |  | Vintage | kW | kWh | Therms | kW | kWh | Therms | kW | kWh | Therms | kW/ft | kWh/ft | Therms/ft | Weighting Factor
10 | BASE | CZ10 | v75 | 358.1889 | 2020897.63 | 20855.9046 | 333.1243 | 1866981.782 | 13778.6407 | 25.0646 | 153915.848 | 7077.264 | 0.12854 | 789.312 | 36.2937 | 0.27678
| BASE | CZ10 | v85 | 347.3327 | 1957267.246 | 20677.5241 | 326.6623 | 1835833.739 | 13137.8526 | 20.6704 | 121433.507 | 7539.6715 | 0.106 | 622.7359 | 38.665 | 0.47724
| BASE | CZ10 | v96 | 317.3139 | 1849954.828 | 19976.1146 | 297.9518 | 1711224.123 | 12529.388 | 19.3621 | 138730.705 | 7446.7266 | 0.099293 | 711.4395 | 38.1883 | 0.24597
| BASE | CZ10 | v03 | 305.6525 | 1757864.147 | 20073.9637 | 286.4425 | 1623851.762 | 12470.3131 | 19.21 | 134012.385 | 7603.6507 | 0.098513 | 687.243 | 38.9931 | 0.37141
| BASE | CZ10 | v07 | 302.9235 | 1722213.046 | 20131.1085 | 283.663 | 1593115.855 | 12519.6985 | 19.2605 | 129097.191 | 7611.41 | 0.098772 | 662.0369 | 39.0329 | 0.22857
| BASE | CZ10 | v11 | 296.8079 | 1703097.718 | 20449.7236 | 276.1211 | 1571232.152 | 12772.1227 | 20.6869 | 131865.566 | 7677.6009 | 0.10609 | 676.2337 | 39.3723 | 0.22857
| BASE | CZ10 | v15 | 246.3192 | 1477620.186 | 25133.2373 | 230.3112 | 1370396.89 | 15841.9935 | 16.008 | 107223.296 | 9291.2438 | 0.082092 | 549.8631 | 47.6474 | 0.17145
| BASE | CZ10 | v17 | 219.4159 | 1349779.776 | 24884.2899 | 209.706 | 1269731.8175 | 15545.9669 | 9.7099 | 80047.9585 | 9338.323 | 0.049795 | 410.5024 | 47.8888 | 0.75011
| BASE | CZ10 | v20 | 213.4118 | 1313713.8 | 25657.7177 | 203.7017 | 1233106.381 | 16187.7291 | 9.7101 | 80607.419 | 9469.9886 | 0.049795 | 413.3714 | 48.564 | 0.24989
| BASE | CZ10 | Old | 342.9537 | 1948483.0176 | 20554.3682 | 321.3888 | 1813804.2481 | 13165.5458 | 21.5648 | 134678.7695 | 7388.8224 | 0.11059 | 690.6604 | 37.8914
| BASE | CZ10 | Ex | 292.8343 | 1689149.2025 | 21040.3339 | 273.8242 | 1561344.01 | 13128.666 | 19.0101 | 127805.1925 | 7911.6679 | 0.097488 | 655.4112 | 40.5727
| BASE | CZ10 | Rec | 217.9156 | 1340767.2983 | 25077.5607 | 208.2056 | 1260579.5369 | 15706.336 | 9.71 | 80187.7613 | 9371.2247 | 0.049795 | 411.2193 | 48.0576
| Savings Summary |  |  | Base Case (whole building) |  |  | Measure Case (whole building) |  |  | Measure Savings |  |  | Savings Normalize/ft
| Flourescent Baseline |  | Vintage | kW | kWh | Therms | kW | kWh | Therms | kW | kWh | Therms | kW/ft | kWh/ft | Therms/ft | Weighting Factor
11 | BASE | CZ11 | v75 | 387.1963 | 2024071.219 | 27057.4617 | 362.548 | 1866016.339 | 19798.0721 | 24.6483 | 158054.88 | 7259.3896 | 0.1264 | 810.5378 | 37.2276 | 0.44205
| BASE | CZ11 | v85 | 375.9405 | 1987294.473 | 26177.2714 | 352.3179 | 1829820.913 | 18801.4213 | 23.6226 | 157473.56 | 7375.8501 | 0.12114 | 807.5567 | 37.8249 | 0.35769
| BASE | CZ11 | v96 | 333.6157 | 1841225.287 | 25477.3562 | 314.9821 | 1699530.898 | 17982.0607 | 18.6335 | 141694.389 | 7495.2956 | 0.095557 | 726.6379 | 38.4374 | 0.20026
| BASE | CZ11 | v03 | 322.0471 | 1752333.911 | 25222.5731 | 302.4282 | 1614937.383 | 17630.1418 | 19.6189 | 137396.528 | 7592.4313 | 0.10061 | 704.5976 | 38.9355 | 0.39034
| BASE | CZ11 | v07 | 319.1595 | 1715437.993 | 25277.7901 | 299.8834 | 1583866.302 | 17685.3613 | 19.2761 | 131571.691 | 7592.4288 | 0.098852 | 674.7266 | 38.9355 | 0.22164
| BASE | CZ11 | v11 | 310.8871 | 1695501.726 | 25616.4344 | 290.6229 | 1561396.798 | 17981.0131 | 20.2641 | 134104.928 | 7635.4213 | 0.10392 | 687.7176 | 39.156 | 0.22164
| BASE | CZ11 | v15 | 247.1716 | 1468505.607 | 27901.4156 | 233.2864 | 1353728.746 | 18640.3757 | 13.8852 | 114776.861 | 9261.04 | 0.071206 | 588.5993 | 47.4925 | 0.16638
| BASE | CZ11 | v17 | 216.4679 | 1337799.04 | 27495.8776 | 210.9879 | 1251578.8002 | 18195.2109 | 5.48 | 86220.2398 | 9300.6666 | 0.028103 | 442.1551 | 47.6957 | 0.75066
| BASE | CZ11 | v20 | 210.0905 | 1301474.097 | 28304.7252 | 204.6503 | 1214607.5775 | 18858.3409 | 5.4402 | 86866.5195 | 9446.3843 | 0.027898 | 445.4693 | 48.443 | 0.24934
| BASE | CZ11 | Old | 372.4401 | 1974299.4703 | 26426.1906 | 349.3632 | 1819728.9012 | 19077.9011 | 23.0769 | 154570.5691 | 7348.2894 | 0.11834 | 792.6696 | 37.6835
| BASE | CZ11 | Ex | 306.4761 | 1684337.8073 | 25767.8016 | 287.7441 | 1552725.2161 | 17888.2264 | 18.732 | 131612.5913 | 7879.5752 | 0.096061 | 674.9364 | 40.4081
| BASE | CZ11 | Rec | 214.8778 | 1328741.6395 | 27697.5587 | 209.4077 | 1242360.2539 | 18360.5583 | 5.4701 | 86381.3857 | 9337.0004 | 0.028052 | 442.9815 | 47.8821
| Savings Summary |  |  | Base Case (whole building) |  |  | Measure Case (whole building) |  |  | Measure Savings |  |  | Savings Normalize/ft
| Flourescent Baseline |  | Vintage | kW | kWh | Therms | kW | kWh | Therms | kW | kWh | Therms | kW/ft | kWh/ft | Therms/ft | Weighting Factor
12 | BASE | CZ12 | v75 | 378.7265 | 1959525.057 | 27966.4248 | 355.9483 | 1833544.56 | 19743.5196 | 22.7782 | 125980.497 | 8222.9051 | 0.11681 | 646.0538 | 42.1687 | 0.47516
| BASE | CZ12 | v85 | 374.5638 | 1959001.374 | 26893.1809 | 346.8967 | 1801733.417 | 18776.2355 | 27.6671 | 157267.957 | 8116.9454 | 0.14188 | 806.5023 | 41.6254 | 0.31202
| BASE | CZ12 | v96 | 332.8757 | 1822856.792 | 26262.483 | 312.3511 | 1679442.258 | 17974.1713 | 20.5246 | 143414.534 | 8288.3117 | 0.10525 | 735.4591 | 42.5042 | 0.21282
| BASE | CZ12 | v03 | 321.3078 | 1730772.69 | 26062.6462 | 300.4203 | 1592846.618 | 17676.4801 | 20.8875 | 137926.072 | 8386.166 | 0.10712 | 707.3132 | 43.006 | 0.44218
| BASE | CZ12 | v07 | 318.7293 | 1691732.969 | 26121.8467 | 297.678 | 1559416.374 | 17734.928 | 21.0513 | 132316.595 | 8386.9187 | 0.10796 | 678.5466 | 43.0098 | 0.20284
| BASE | CZ12 | v11 | 311.5016 | 1673022.667 | 26513.7578 | 289.1247 | 1538392.819 | 18067.1283 | 22.3769 | 134629.848 | 8446.6296 | 0.11475 | 690.4095 | 43.316 | 0.20284
| BASE | CZ12 | v15 | 232.3405 | 1444401.711 | 29268.6761 | 237.9531 | 1344060.312 | 20156.7179 | -5.6126 | 100341.399 | 9111.9582 | -0.028783 | 514.5713 | 46.728 | 0.15213
| BASE | CZ12 | v17 | 224.5031 | 1322257.77 | 28882.1935 | 215.7973 | 1246304.3504 | 19733.4673 | 8.7057 | 75953.4196 | 9148.7262 | 0.044645 | 389.5047 | 46.9165 | 0.75
| BASE | CZ12 | v20 | 218.3395 | 1286311.874 | 29713.2337 | 209.6471 | 1209993.4477 | 20449.2258 | 8.6924 | 76318.4263 | 9264.0079 | 0.044576 | 391.3765 | 47.5077 | 0.25
| BASE | CZ12 | Old | 367.6699 | 1930276.5678 | 27268.9211 | 343.8458 | 1790823.3737 | 19065.1586 | 23.824 | 139453.1941 | 8203.7626 | 0.12217 | 715.1446 | 42.0706
| BASE | CZ12 | Ex | 305.2607 | 1667572.898 | 26653.9038 | 288.0695 | 1537171.1746 | 18144.9033 | 17.1913 | 130401.7234 | 8509.0005 | 0.088161 | 668.7268 | 43.6359
| BASE | CZ12 | Rec | 222.9622 | 1313271.296 | 29089.9535 | 214.2598 | 1237226.6247 | 19912.4069 | 8.7024 | 76044.6713 | 9177.5466 | 0.044628 | 389.9727 | 47.0643
| Savings Summary |  |  | Base Case (whole building) |  |  | Measure Case (whole building) |  |  | Measure Savings |  |  | Savings Normalize/ft
| Flourescent Baseline |  | Vintage | kW | kWh | Therms | kW | kWh | Therms | kW | kWh | Therms | kW/ft | kWh/ft | Therms/ft | Weighting Factor
13 | BASE | CZ13 | v75 | 390.2455 | 2057895.942 | 25005.0364 | 362.5804 | 1897296.666 | 18153.9197 | 27.6651 | 160599.276 | 6851.1167 | 0.14187 | 823.586 | 35.1339 | 0.45095
| BASE | CZ13 | v85 | 381.315 | 2021526.802 | 24268.4565 | 353.4341 | 1862041.819 | 17298.2433 | 27.8809 | 159484.983 | 6970.2132 | 0.14298 | 817.8717 | 35.7447 | 0.34619
| BASE | CZ13 | v96 | 339.4524 | 1873745.351 | 23724.863 | 318.1501 | 1730290.987 | 16610.4908 | 21.3023 | 143454.364 | 7114.3722 | 0.10924 | 735.6634 | 36.484 | 0.20286
| BASE | CZ13 | v03 | 328.0785 | 1783336.973 | 23533.9331 | 306.5085 | 1644304.815 | 16328.1371 | 21.5701 | 139032.158 | 7205.796 | 0.11062 | 712.9854 | 36.9528 | 0.35189
| BASE | CZ13 | v07 | 324.9695 | 1747495.844 | 23590.7761 | 303.9107 | 1614337.421 | 16380.271 | 21.0589 | 133158.423 | 7210.5051 | 0.10799 | 682.8637 | 36.9769 | 0.23574
| BASE | CZ13 | v11 | 317.5439 | 1726568.137 | 23939.1144 | 294.834 | 1590706.987 | 16667.9388 | 22.7099 | 135861.15 | 7271.1756 | 0.11646 | 696.7238 | 37.2881 | 0.23574
| BASE | CZ13 | v15 | 261.7443 | 1489110.538 | 26726.5616 | 241.4422 | 1377996.562 | 17759.8968 | 20.3021 | 111113.976 | 8966.6648 | 0.10411 | 569.8153 | 45.9829 | 0.17663
| BASE | CZ13 | v17 | 228.1094 | 1356463.346 | 26425.2134 | 218.9221 | 1274223.2976 | 17381.3039 | 9.1873 | 82240.0484 | 9043.9095 | 0.047114 | 421.7438 | 46.379 | 0.74927
| BASE | CZ13 | v20 | 222.0073 | 1319737.815 | 27158.5311 | 212.8201 | 1237139.8536 | 17986.2174 | 9.1871 | 82597.9614 | 9172.3137 | 0.047114 | 423.5793 | 47.0375 | 0.25073
| BASE | CZ13 | Old | 376.8498 | 2007948.0246 | 24490.3399 | 350.4008 | 1851212.5666 | 17544.5884 | 26.449 | 156735.458 | 6945.7515 | 0.13564 | 803.7716 | 35.6192
| BASE | CZ13 | Ex | 313.1455 | 1709535.5739 | 24206.7694 | 291.6512 | 1577566.841 | 16673.4254 | 21.4943 | 131968.733 | 7533.344 | 0.11023 | 676.7627 | 38.6325
| BASE | CZ13 | Rec | 226.5794 | 1347255.2732 | 26609.0758 | 217.3922 | 1264925.4864 | 17532.9719 | 9.1872 | 82329.7868 | 9076.1039 | 0.047114 | 422.204 | 46.5441
| Savings Summary |  |  | Base Case (whole building) |  |  | Measure Case (whole building) |  |  | Measure Savings |  |  | Savings Normalize/ft
| Flourescent Baseline |  | Vintage | kW | kWh | Therms | kW | kWh | Therms | kW | kWh | Therms | kW/ft | kWh/ft | Therms/ft | Weighting Factor
14 | BASE | CZ14 | v75 | 348.3987 | 2009512.028 | 26426.3573 | 325.5265 | 1859266.177 | 19597.1961 | 22.8722 | 150245.851 | 6829.1611 | 0.11729 | 770.4915 | 35.0213 | 0.33366
| BASE | CZ14 | v85 | 340.0151 | 1972691.703 | 25135.8616 | 316.9511 | 1823374.221 | 18182.6147 | 23.064 | 149317.482 | 6953.2469 | 0.11828 | 765.7307 | 35.6577 | 0.43423
| BASE | CZ14 | v96 | 305.6454 | 1827050.64 | 24883.984 | 288.0663 | 1692704.254 | 17753.8758 | 17.5791 | 134346.386 | 7130.1082 | 0.090149 | 688.9558 | 36.5647 | 0.23211
| BASE | CZ14 | v03 | 297.4201 | 1747889.092 | 24524.0903 | 256.7425 | 1617451.274 | 17376.4174 | 40.6776 | 130437.818 | 7147.6729 | 0.2086 | 668.9119 | 36.6547 | 0.37001
| BASE | CZ14 | v07 | 295.0981 | 1711644.817 | 24578.4155 | 276.5466 | 1587244.847 | 17429.8505 | 18.5515 | 124399.97 | 7148.5649 | 0.095136 | 637.9486 | 36.6593 | 0.22906
| BASE | CZ14 | v11 | 288.5923 | 1690076.853 | 24931.5789 | 269.0021 | 1563089.634 | 17740.2753 | 19.5903 | 126987.219 | 7191.3036 | 0.10046 | 651.2165 | 36.8785 | 0.22906
| BASE | CZ14 | v15 | 230.9804 | 1456965.15 | 27735.9938 | 218.5334 | 1342955.719 | 18843.0134 | 12.447 | 114009.431 | 8892.9804 | 0.063831 | 584.6637 | 45.605 | 0.17186
| BASE | CZ14 | v17 | 205.4721 | 1328899.69 | 27343.8505 | 198.5387 | 1242377.4431 | 18389.428 | 6.9335 | 86522.2469 | 8954.4224 | 0.035556 | 443.7038 | 45.9201 | 0.75028
| BASE | CZ14 | v20 | 199.4894 | 1292477.229 | 28148.5932 | 192.4542 | 1205448.7479 | 19056.6131 | 7.0352 | 87028.4811 | 9091.98 | 0.036078 | 446.2999 | 46.6255 | 0.24972
| BASE | CZ14 | Old | 334.8348 | 1951172.3572 | 25507.9826 | 313.1079 | 1805020.0583 | 18555.0867 | 21.7269 | 146152.2989 | 6952.8959 | 0.11142 | 749.499 | 35.6559
| BASE | CZ14 | Ex | 283.4475 | 1676345.0285 | 25181.8826 | 257.5204 | 1550904.1092 | 17724.0575 | 25.9271 | 125440.9194 | 7457.8252 | 0.13296 | 643.2868 | 38.2453
| BASE | CZ14 | Rec | 203.9781 | 1319804.3173 | 27544.8098 | 197.0193 | 1233155.6542 | 18556.0367 | 6.9589 | 86648.6631 | 8988.7731 | 0.035687 | 444.3521 | 46.0963
| Savings Summary |  |  | Base Case (whole building) |  |  | Measure Case (whole building) |  |  | Measure Savings |  |  | Savings Normalize/ft
| Flourescent Baseline |  | Vintage | kW | kWh | Therms | kW | kWh | Therms | kW | kWh | Therms | kW/ft | kWh/ft | Therms/ft | Weighting Factor
15 | BASE | CZ15 | v75 | 352.3278 | 2191404.351 | 11887.2738 | 345.3667 | 2072520.642 | 7730.573 | 6.9611 | 118883.709 | 4156.7008 | 0.035698 | 609.66 | 21.3164 | 0.28785
| BASE | CZ15 | v85 | 340.0738 | 2139684.909 | 11490.5845 | 333.0739 | 2021774.843 | 7240.7696 | 6.9999 | 117910.066 | 4249.8149 | 0.035897 | 604.667 | 21.7939 | 0.46761
| BASE | CZ15 | v96 | 310.5685 | 1954734.175 | 11532.062 | 306.3188 | 1854787.909 | 7102.7246 | 4.2497 | 99946.266 | 4429.3374 | 0.021793 | 512.545 | 22.7146 | 0.24454
| BASE | CZ15 | v03 | 297.738 | 1854344.535 | 11375.6162 | 295.0971 | 1758654.612 | 6925.5762 | 2.6409 | 95689.923 | 4450.04 | 0.013543 | 490.7176 | 22.8207 | 0.37001
| BASE | CZ15 | v07 | 300.5936 | 1815224.635 | 11408.3253 | 291.9855 | 1723099.599 | 6949.9268 | 8.6081 | 92125.036 | 4458.3984 | 0.044144 | 472.4361 | 22.8636 | 0.22901
| BASE | CZ15 | v11 | 290.2779 | 1781214.09 | 11664.7005 | 279.9458 | 1684359.032 | 7129.3969 | 10.3321 | 96855.058 | 4535.3036 | 0.052985 | 496.6926 | 23.258 | 0.22901
| BASE | CZ15 | v15 | 239.3936 | 1582739.683 | 16074.226 | 235.3503 | 1494814.424 | 9372.8792 | 4.0433 | 87925.259 | 6701.3467 | 0.020735 | 450.8988 | 34.3659 | 0.17196
| BASE | CZ15 | v17 | 216.2383 | 1443651.071 | 15941.2717 | 217.1857 | 1383315.4113 | 9177.189 | -0.9474 | 60335.6597 | 6764.0827 | -0.0048585 | 309.4136 | 34.6876 | 0.75089
| BASE | CZ15 | v20 | 209.7743 | 1405455.987 | 16532.0348 | 210.7736 | 1344156.1738 | 9576.0305 | -0.99933 | 61299.8132 | 6956.0042 | -0.0051248 | 314.358 | 35.6718 | 0.24911
| BASE | CZ15 | Old | 336.3859 | 2109344.8295 | 11614.9143 | 330.0697 | 1995547.3348 | 7348.0021 | 6.3162 | 113797.4947 | 4266.9121 | 0.032391 | 583.5769 | 21.8816
| BASE | CZ15 | Ex | 286.6504 | 1781931.3559 | 12257.3037 | 280.6404 | 1688126.2532 | 7398.679 | 6.01 | 93805.1028 | 4858.6248 | 0.030821 | 481.0518 | 24.916
| BASE | CZ15 | Rec | 214.628 | 1434136.2814 | 16088.4369 | 215.5884 | 1373560.4411 | 9276.5446 | -0.96034 | 60575.8403 | 6811.8923 | -0.0049248 | 310.6453 | 34.9328
| Savings Summary |  |  | Base Case (whole building) |  |  | Measure Case (whole building) |  |  | Measure Savings |  |  | Savings Normalize/ft
| Flourescent Baseline |  | Vintage | kW | kWh | Therms | kW | kWh | Therms | kW | kWh | Therms | kW/ft | kWh/ft | Therms/ft | Weighting Factor
16 | BASE | CZ16 | v75 | 274.4799 | 1743812.96 | 42653.5058 | 258.0339 | 1599426.778 | 34103.1233 | 16.4459 | 144386.182 | 8550.3825 | 0.084338 | 740.442 | 43.8481 | 0.38959
| BASE | CZ16 | v85 | 267.903 | 1716108.541 | 40483.6592 | 251.4144 | 1573622.724 | 31736.2537 | 16.4886 | 142485.817 | 8747.4055 | 0.084557 | 730.6965 | 44.8585 | 0.38642
| BASE | CZ16 | v96 | 246.5711 | 1604796.939 | 39119.8725 | 232.8407 | 1471473.787 | 30199.4614 | 13.7303 | 133323.152 | 8920.4111 | 0.070412 | 683.7085 | 45.7457 | 0.22398
| BASE | CZ16 | v03 | 238.6498 | 1526129.991 | 39084.5248 | 225.7265 | 1399736.853 | 30079.9857 | 12.9233 | 126393.138 | 9004.5391 | 0.066273 | 648.1699 | 46.1771 | 0.37058
| BASE | CZ16 | v07 | 236.513 | 1486720.125 | 39156.329 | 223.345 | 1366519.855 | 30151.24 | 13.168 | 120200.27 | 9005.089 | 0.067528 | 616.4116 | 46.1799 | 0.22908
| BASE | CZ16 | v11 | 233.3939 | 1475536.218 | 39471.1158 | 219.2987 | 1354372.801 | 30435.6623 | 14.0952 | 121163.417 | 9035.4534 | 0.072283 | 621.3509 | 46.3357 | 0.22908
| BASE | CZ16 | v15 | 196.0873 | 1340609.632 | 39038.0242 | 184.2745 | 1233434.7246 | 28913.5653 | 11.8127 | 107174.9074 | 10124.4589 | 0.060578 | 549.6149 | 51.9203 | 0.17125
| BASE | CZ16 | v17 | 177.2861 | 1233347.238 | 38329.123 | 169.3195 | 1147906.8167 | 28182.6549 | 7.9665 | 85440.4213 | 10146.4681 | 0.040854 | 438.156 | 52.0332 | 0.74939
| BASE | CZ16 | v20 | 171.7259 | 1198052.8622 | 39303.3537 | 163.4217 | 1112293.076 | 29070.1415 | 8.3041 | 85759.7862 | 10233.2122 | 0.042585 | 439.7938 | 52.478 | 0.25061
| BASE | CZ16 | Old | 265.6873 | 1701969.9101 | 41023.5508 | 249.8331 | 1560796.0199 | 32314.1536 | 15.8542 | 141173.8902 | 8709.3972 | 0.081303 | 723.9687 | 44.6636
| BASE | CZ16 | Ex | 229.6673 | 1473740.7747 | 39181.5728 | 216.6097 | 1353255.5405 | 29978.0371 | 13.0576 | 120485.2342 | 9203.5357 | 0.066962 | 617.873 | 47.1976
| BASE | CZ16 | Rec | 175.8926 | 1224501.9645 | 38573.2791 | 167.8415 | 1138981.5058 | 28405.0717 | 8.0511 | 85520.4587 | 10168.2074 | 0.041288 | 438.5665 | 52.1447

## Sheet2
| Savings Summary |  |  | Base Case (whole building) |  |  | Measure Case (whole building) |  |  | Whole Building |  |  | Normalize/ft |  |  |  | Length of Case
| LED Baseline |  | Vintage | kW | kWh | Therms | kW | kWh | Therms | kW | kWh | Therms | kW/ft | kWh/ft | Therms/ft | Weighting Factor | 195 | ft
1 | LEDBase | CZ01 | v75 | 230.8176 | 1720300.545 | 44628.8842 | 212.3876 | 1588628.902 | 33077.3051 | 18.43 | 131671.643 | 11551.5791 | 0.094513 | 675.2392 | 59.2389 | 0.52008
| LEDBase | CZ01 | v85 | 228.1136 | 1700473.467 | 42931.5429 | 209.6927 | 1568986.885 | 31386.8445 | 18.4209 | 131486.582 | 11544.6985 | 0.094466 | 674.2902 | 59.2036 | 0.3494
| LEDBase | CZ01 | v96 | 214.3645 | 1606561.075 | 41800.7647 | 197.4589 | 1482445.842 | 30038.3064 | 16.9057 | 124115.233 | 11762.4583 | 0.086696 | 636.4884 | 60.3203 | 0.13052
| LEDBase | CZ01 | v03 | 215.1615 | 1565956.826 | 31889.2814 | 199.8151 | 1451170.003 | 20508.4505 | 15.3463 | 114786.823 | 11380.8308 | 0.078699 | 588.6504 | 58.3632 | 0.37662
| LEDBase | CZ01 | v07 | 202.2729 | 1460794.769 | 41838.2513 | 183.8357 | 1351971.564 | 30128.3906 | 18.4372 | 108823.205 | 11709.8606 | 0.09455 | 558.0677 | 60.0506 | 0.22727
| LEDBase | CZ01 | v11 | 197.5685 | 1452326.936 | 42130.0058 | 182.2621 | 1343489.732 | 30422.8277 | 15.3065 | 108837.204 | 11707.1781 | 0.078495 | 558.1395 | 60.0368 | 0.22727
| LEDBase | CZ01 | v15 | 174.84 | 1329939.64 | 42427.2773 | 164.527 | 1258793.32 | 30717.9879 | 10.313 | 71146.32 | 11709.2894 | 0.052887 | 364.8529 | 60.0476 | 0.16883
| LEDBase | CZ01 | v17 | 159.8591 | 1224751.4506 | 41311.4971 | 153.0724 | 1174042.9611 | 29607.6644 | 6.7867 | 50708.4895 | 11703.8327 | 0.034804 | 260.0435 | 60.0197 | 0.74286
| LEDBase | CZ01 | v20 | 159.8591 | 1224751.4506 | 41311.4971 | 148.0237 | 1139416.6841 | 30657.1404 | 11.8355 | 85334.7665 | 10654.3567 | 0.060695 | 437.6142 | 54.6377 | 0.25714
| LEDBase | CZ01 | Old | 227.7253 | 1698527.4986 | 43666.7052 | 209.4975 | 1567906.7939 | 32090.0058 | 18.2278 | 130620.7047 | 11576.6994 | 0.093476 | 669.8498 | 59.3677
| LEDBase | CZ01 | Ex | 201.4263 | 1476384.3261 | 38256.9904 | 186.2364 | 1371672.9341 | 26671.7562 | 15.19 | 104711.392 | 11585.2342 | 0.077897 | 536.9815 | 59.4115
| LEDBase | CZ01 | Rec | 159.8591 | 1224751.4506 | 41311.4971 | 151.7742 | 1165139.0613 | 29877.5297 | 8.085 | 59612.3893 | 11433.9675 | 0.041461 | 305.7046 | 58.6357
| Savings Summary |  |  | Base Case (whole building) |  |  | Measure Case (whole building) |  |  | Whole Building |  |  | Normalize/ft
| LED Baseline |  | Vintage | kW | kWh | Therms | kW | kWh | Therms | kW | kWh | Therms | kW/ft | kWh/ft | Therms/ft | Weighting Factor
2 | LEDBase | CZ02 | v75 | 326.8661 | 1870023.49 | 31585.9163 | 308.1133 | 1741962.795 | 22373.2398 | 18.7528 | 128060.695 | 9212.6765 | 0.096168 | 656.7215 | 47.2445 | 0.5525
| LEDBase | CZ02 | v85 | 319.4551 | 1842708.903 | 30867.8971 | 301.1817 | 1715056.302 | 21425.0406 | 18.2734 | 127652.601 | 9442.8565 | 0.09371 | 654.6287 | 48.4249 | 0.28422
| LEDBase | CZ02 | v96 | 288.6539 | 1720012.59 | 30206.2271 | 275.4493 | 1603970.89 | 20557.3072 | 13.2047 | 116041.7 | 9648.92 | 0.067716 | 595.0856 | 49.4816 | 0.16329
| LEDBase | CZ02 | v03 | 278.2888 | 1626387.625 | 30138.8393 | 263.9728 | 1516446.191 | 20384.2709 | 14.316 | 109941.434 | 9754.5683 | 0.073415 | 563.8022 | 50.0234 | 0.39088
| LEDBase | CZ02 | v07 | 275.4023 | 1584650.111 | 30205.6036 | 261.6873 | 1480819.481 | 20452.2918 | 13.7149 | 103830.63 | 9753.3118 | 0.070333 | 532.4648 | 50.017 | 0.2215
| LEDBase | CZ02 | v11 | 270.3164 | 1569789.676 | 30578.3688 | 255.2981 | 1464516.563 | 20783.2149 | 15.0183 | 105273.113 | 9795.1538 | 0.077017 | 539.8621 | 50.2316 | 0.2215
| LEDBase | CZ02 | v15 | 225.8174 | 1381217.999 | 33909.5665 | 212.7409 | 1300942.815 | 22986.4132 | 13.0765 | 80275.184 | 10923.1533 | 0.067059 | 411.6676 | 56.0162 | 0.16612
| LEDBase | CZ02 | v17 | 199.5536 | 1266227.541 | 33531.4458 | 193.0386 | 1208833.1765 | 22567.3508 | 6.515 | 57394.3645 | 10964.095 | 0.03341 | 294.3301 | 56.2261 | 0.75
| LEDBase | CZ02 | v20 | 193.5974 | 1231023.6294 | 34422.0666 | 187.0072 | 1173160.7216 | 23380.5222 | 6.5902 | 57862.9078 | 11041.5445 | 0.033796 | 296.7329 | 56.6233 | 0.25
| LEDBase | CZ02 | Old | 318.5202 | 1837765.2366 | 31156.5566 | 300.8095 | 1711783.0878 | 21807.2258 | 17.7106 | 125982.1488 | 9349.3308 | 0.090824 | 646.0623 | 47.9453
| LEDBase | CZ02 | Ex | 267.1668 | 1563877.9755 | 30877.39 | 253.0343 | 1461252.3696 | 20919.9806 | 14.1325 | 102625.6058 | 9957.4094 | 0.072474 | 526.2852 | 51.0636
| LEDBase | CZ02 | Rec | 198.0645 | 1257426.5631 | 33754.101 | 191.5308 | 1199915.0628 | 22770.6436 | 6.5338 | 57511.5003 | 10983.4573 | 0.033507 | 294.9308 | 56.3254
| Savings Summary |  |  | Base Case (whole building) |  |  | Measure Case (whole building) |  |  | Whole Building |  |  | Normalize/ft
| LED Baseline |  | Vintage | kW | kWh | Therms | kW | kWh | Therms | kW | kWh | Therms | kW/ft | kWh/ft | Therms/ft | Weighting Factor
3 | LEDBase | CZ03 | v75 | 258.4313 | 1799574.97 | 32374.6692 | 243.8152 | 1668671.62 | 21697.4593 | 14.6161 | 130903.35 | 10677.21 | 0.074954 | 671.2992 | 54.7549 | 0.63173
| LEDBase | CZ03 | v85 | 253.9556 | 1777208.956 | 31886.272 | 239.3774 | 1645966.569 | 20881.0251 | 14.5782 | 131242.387 | 11005.247 | 0.07476 | 673.0379 | 56.4372 | 0.23387
| LEDBase | CZ03 | v96 | 234.1183 | 1662544.276 | 31472.2166 | 221.8609 | 1539984.411 | 20206.9184 | 12.2575 | 122559.865 | 11265.2983 | 0.062859 | 628.5121 | 57.7708 | 0.1344
| LEDBase | CZ03 | v03 | 226.0423 | 1565956.826 | 31889.2814 | 213.2666 | 1451170.003 | 20508.4505 | 12.7757 | 114786.823 | 11380.8308 | 0.065516 | 588.6504 | 58.3632 | 0.36311
| LEDBase | CZ03 | v07 | 223.7629 | 1521445.809 | 31963.4824 | 212.1632 | 1412375.252 | 20584.4897 | 11.5997 | 109070.557 | 11378.9927 | 0.059485 | 559.3362 | 58.3538 | 0.23165
| LEDBase | CZ03 | v11 | 221.4369 | 1510884.734 | 32277.098 | 208.9752 | 1401340.026 | 20867.0073 | 12.4617 | 109544.708 | 11410.0906 | 0.063906 | 561.7677 | 58.5133 | 0.23165
| LEDBase | CZ03 | v15 | 193.693 | 1358019.464 | 34928.9526 | 180.0623 | 1283798.033 | 23238.3127 | 13.6307 | 74221.431 | 11690.64 | 0.069901 | 380.6227 | 59.952 | 0.1736
| LEDBase | CZ03 | v17 | 175.7095 | 1249422.422 | 34547.2503 | 165.693 | 1196421.2951 | 22855.9103 | 10.0165 | 53001.1269 | 11691.34 | 0.051366 | 271.8007 | 59.9556 | 0.75029
| LEDBase | CZ03 | v20 | 170.4246 | 1214410.8154 | 35492.6515 | 160.1797 | 1161366.3067 | 23785.3783 | 10.2449 | 53044.5087 | 11707.2732 | 0.052538 | 272.0231 | 60.0373 | 0.24971
| LEDBase | CZ03 | Old | 254.1169 | 1775927.3356 | 32139.1574 | 239.8267 | 1646066.0527 | 21306.1898 | 14.2902 | 129861.2829 | 10832.9676 | 0.073283 | 665.9553 | 55.5537
| LEDBase | CZ03 | Ex | 218.8316 | 1506790.4837 | 32523.9986 | 206.2526 | 1401584.3543 | 21083.0322 | 12.579 | 105206.1295 | 11440.9664 | 0.064508 | 539.5186 | 58.6716
| LEDBase | CZ03 | Rec | 174.3898 | 1240679.5466 | 34783.3299 | 164.3163 | 1187667.5867 | 23088.0111 | 10.0735 | 53011.9599 | 11695.3187 | 0.051659 | 271.8562 | 59.976
| Savings Summary |  |  | Base Case (whole building) |  |  | Measure Case (whole building) |  |  | Whole Building |  |  | Normalize/ft
| LED Baseline |  | Vintage | kW | kWh | Therms | kW | kWh | Therms | kW | kWh | Therms | kW/ft | kWh/ft | Therms/ft | Weighting Factor
4 | LEDBase | CZ04 | v75 | 307.9184 | 1864527.717 | 27416.6529 | 290.2736 | 1739924.763 | 18490.7691 | 17.6448 | 124602.954 | 8925.8838 | 0.090486 | 638.9895 | 45.7738 | 0.53571
| LEDBase | CZ04 | v85 | 303.1199 | 1842353.585 | 26754.586 | 286.0187 | 1717847.293 | 17595.1498 | 17.1013 | 124506.292 | 9159.4362 | 0.087699 | 638.4938 | 46.9715 | 0.28734
| LEDBase | CZ04 | v96 | 274.5763 | 1713508.807 | 26387.7949 | 262.0521 | 1600164.125 | 16994.2841 | 12.5241 | 113344.682 | 9393.5108 | 0.064226 | 581.2548 | 48.1719 | 0.17694
| LEDBase | CZ04 | v03 | 264.4127 | 1621354.881 | 26490.6471 | 251.9853 | 1513790.476 | 17037.0391 | 12.4274 | 107564.405 | 9453.6081 | 0.06373 | 551.6123 | 48.48 | 0.399
| LEDBase | CZ04 | v07 | 262.2006 | 1581720.412 | 26555.5156 | 249.6117 | 1479723.29 | 17100.0144 | 12.5889 | 101997.122 | 9455.5012 | 0.064559 | 523.0622 | 48.4897 | 0.21845
| LEDBase | CZ04 | v11 | 258.0047 | 1568249.09 | 26867.5562 | 244.1667 | 1464573.26 | 17366.2228 | 13.838 | 103675.83 | 9501.3334 | 0.070964 | 531.6709 | 48.7248 | 0.21845
| LEDBase | CZ04 | v15 | 219.1567 | 1387591.368 | 31255.7823 | 205.7974 | 1308307.894 | 20364.2443 | 13.3593 | 79283.474 | 10891.538 | 0.068509 | 406.5819 | 55.854 | 0.16409
| LEDBase | CZ04 | v17 | 194.7615 | 1272078.04 | 30949.6731 | 187.3711 | 1215681.478 | 20002.369 | 7.3903 | 56396.562 | 10947.3041 | 0.037899 | 289.2131 | 56.14 | 0.74943
| LEDBase | CZ04 | v20 | 189.0669 | 1236855.8052 | 31831.8427 | 167.01 | 1179861.8239 | 20792.5676 | 22.0569 | 56993.9813 | 11039.2752 | 0.11311 | 292.2768 | 56.6117 | 0.25057
| LEDBase | CZ04 | Old | 300.6399 | 1831434.2813 | 27044.3632 | 284.0574 | 1708851.1854 | 17968.6263 | 16.5825 | 122583.0959 | 9075.7369 | 0.085039 | 628.6313 | 46.5422
| LEDBase | CZ04 | Ex | 255.1036 | 1562737.2103 | 27369.0651 | 242.1798 | 1461879.0857 | 17668.6681 | 12.9237 | 100858.1246 | 9700.397 | 0.066276 | 517.2212 | 49.7456
| LEDBase | CZ04 | Rec | 193.3346 | 1263252.4231 | 31170.7179 | 182.2693 | 1206706.166 | 20200.3686 | 11.0653 | 56546.257 | 10970.3493 | 0.056745 | 289.9808 | 56.2582
| Savings Summary |  |  | Base Case (whole building) |  |  | Measure Case (whole building) |  |  | Whole Building |  |  | Normalize/ft
| LED Baseline |  | Vintage | kW | kWh | Therms | kW | kWh | Therms | kW | kWh | Therms | kW/ft | kWh/ft | Therms/ft | Weighting Factor
5 | LEDBase | CZ05 | v75 | 231.5259 | 1782775.593 | 32875.0278 | 216.0545 | 1652588.495 | 22327.8202 | 15.4714 | 130187.098 | 10547.2076 | 0.079341 | 667.6261 | 54.0882 | 0.52851
| LEDBase | CZ05 | v85 | 228.0487 | 1758471.965 | 32464.6446 | 212.6291 | 1628069.356 | 21563.6105 | 15.4196 | 130402.609 | 10901.0341 | 0.079075 | 668.7313 | 55.9027 | 0.29412
| LEDBase | CZ05 | v96 | 211.6951 | 1640236.9 | 32219.9505 | 197.5258 | 1518227.647 | 21038.4523 | 14.1693 | 122009.253 | 11181.4982 | 0.072663 | 625.6885 | 57.341 | 0.17738
| LEDBase | CZ05 | v03 | 201.295 | 1544454.838 | 32614.7151 | 188.2147 | 1430175.807 | 21348.4742 | 13.0803 | 114279.031 | 11266.241 | 0.067078 | 586.0463 | 57.7756 | 0.38915
| LEDBase | CZ05 | v07 | 198.7844 | 1499886.937 | 32686.5925 | 185.5669 | 1391401.551 | 21424.4994 | 13.2175 | 108485.386 | 11262.0931 | 0.067782 | 556.3353 | 57.7543 | 0.22169
| LEDBase | CZ05 | v11 | 197.0816 | 1490447.763 | 33013.2772 | 183.5132 | 1381589.052 | 21703.9299 | 13.5684 | 108858.711 | 11309.3473 | 0.069582 | 558.2498 | 57.9967 | 0.22169
| LEDBase | CZ05 | v15 | 171.5929 | 1353785.132 | 35870.7582 | 160.8667 | 1278297.706 | 24206.0199 | 10.7262 | 75487.426 | 11664.7383 | 0.055006 | 387.115 | 59.8192 | 0.16746
| LEDBase | CZ05 | v17 | 157.0313 | 1244880.341 | 35134.676 | 149.6067 | 1190487.6407 | 23431.9351 | 7.4246 | 54392.7003 | 11702.741 | 0.038075 | 278.9369 | 60.0141 | 0.75
| LEDBase | CZ05 | v20 | 151.9234 | 1209899.5566 | 36081.1086 | 144.3147 | 1155548.1221 | 24373.9436 | 7.6087 | 54351.4345 | 11707.165 | 0.039019 | 278.7253 | 60.0367 | 0.25
| LEDBase | CZ05 | Old | 226.9857 | 1750344.5858 | 32638.1322 | 211.7605 | 1621544.6521 | 21874.3503 | 15.2252 | 128799.9337 | 10763.7819 | 0.078078 | 660.5125 | 55.1989
| LEDBase | CZ05 | Ex | 194.8303 | 1490671.3599 | 33264.2775 | 182.0056 | 1385374.5612 | 21922.6658 | 12.8247 | 105296.7987 | 11341.6117 | 0.065768 | 539.9836 | 58.1621
| LEDBase | CZ05 | Rec | 155.7543 | 1236135.1449 | 35371.2842 | 148.2837 | 1181752.761 | 23667.4372 | 7.4706 | 54382.3839 | 11703.847 | 0.038311 | 278.884 | 60.0197
| Savings Summary |  |  | Base Case (whole building) |  |  | Measure Case (whole building) |  |  | Whole Building |  |  | Normalize/ft
| LED Baseline |  | Vintage | kW | kWh | Therms | kW | kWh | Therms | kW | kWh | Therms | kW/ft | kWh/ft | Therms/ft | Weighting Factor
6 | LEDBase | CZ06 | v75 | 290.3131 | 1893430.139 | 21986.0415 | 275.5172 | 1768402.655 | 13247.2249 | 14.7959 | 125027.484 | 8738.8166 | 0.075876 | 641.1666 | 44.8144 | 0.49929
| LEDBase | CZ06 | v85 | 286.8489 | 1875736.219 | 21698.7128 | 272.4254 | 1750677.391 | 12627.8246 | 14.4235 | 125058.828 | 9070.8882 | 0.073967 | 641.3273 | 46.5174 | 0.32098
| LEDBase | CZ06 | v96 | 262.6763 | 1749744.947 | 21592.1714 | 251.7375 | 1635422.488 | 12206.5709 | 10.9387 | 114322.459 | 9385.6005 | 0.056096 | 586.269 | 48.1313 | 0.17973
| LEDBase | CZ06 | v03 | 254.5635 | 1655423.712 | 22090.9987 | 244.0114 | 1547974.155 | 12459.3639 | 10.5521 | 107449.557 | 9631.6348 | 0.054114 | 551.0234 | 49.393 | 0.3624
| LEDBase | CZ06 | v07 | 252.4211 | 1617320.832 | 22157.3693 | 241.9842 | 1514600.211 | 12517.8761 | 10.4369 | 102720.621 | 9639.4931 | 0.053522 | 526.7724 | 49.4333 | 0.23186
| LEDBase | CZ06 | v11 | 248.7935 | 1604332.453 | 22452.3245 | 237.0032 | 1499700.019 | 12732.9319 | 11.7903 | 104632.434 | 9719.3926 | 0.060463 | 536.5766 | 49.843 | 0.23186
| LEDBase | CZ06 | v15 | 214.009 | 1430103.977 | 27778.5727 | 201.9985 | 1356336.523 | 17049.5403 | 12.0105 | 73767.454 | 10729.0324 | 0.061592 | 378.2946 | 55.0207 | 0.17387
| LEDBase | CZ06 | v17 | 193.1819 | 1310306.989 | 27311.6337 | 184.7282 | 1259357.4433 | 16400.6532 | 8.4537 | 50949.5457 | 10910.9805 | 0.043352 | 261.2797 | 55.9537 | 0.74989
| LEDBase | CZ06 | v20 | 187.69 | 1274757.852 | 28178.4464 | 179.0666 | 1223519.1865 | 17132.1523 | 8.6234 | 51238.6655 | 11046.2941 | 0.044223 | 262.7624 | 56.6477 | 0.25011
| LEDBase | CZ06 | Old | 284.2339 | 1861925.6554 | 21823.0228 | 270.2508 | 1738812.1648 | 12861.3687 | 13.9831 | 123113.4906 | 8961.6541 | 0.071708 | 631.3512 | 45.9572
| LEDBase | CZ06 | Ex | 245.6776 | 1595565.8819 | 23179.0783 | 234.6115 | 1495722.3752 | 13334.4664 | 11.0661 | 99843.5067 | 9844.6119 | 0.056749 | 512.018 | 50.4852
| LEDBase | CZ06 | Rec | 191.8083 | 1301415.7212 | 27528.434 | 183.3122 | 1250393.8632 | 16583.6099 | 8.4962 | 51021.858 | 10944.8241 | 0.04357 | 261.6506 | 56.1273
| Savings Summary |  |  | Base Case (whole building) |  |  | Measure Case (whole building) |  |  | Whole Building |  |  | Normalize/ft
| LED Baseline |  | Vintage | kW | kWh | Therms | kW | kWh | Therms | kW | kWh | Therms | kW/ft | kWh/ft | Therms/ft | Weighting Factor
7 | LEDBase | CZ07 | v75 | 270.2733 | 1875319.737 | 20972.9838 | 254.7336 | 1746359.035 | 11730.4546 | 15.5397 | 128960.702 | 9242.5292 | 0.079691 | 661.3369 | 47.3976 | 0.21499
| LEDBase | CZ07 | v85 | 266.455 | 1852549.936 | 21120.6075 | 251.1251 | 1723326.541 | 11436.8371 | 15.3299 | 129223.395 | 9683.7704 | 0.078615 | 662.6841 | 49.6604 | 0.53084
| LEDBase | CZ07 | v96 | 246.5483 | 1730608.799 | 21210.4556 | 234.6831 | 1611234.653 | 11132.6789 | 11.8653 | 119374.146 | 10077.7767 | 0.060848 | 612.1751 | 51.6809 | 0.25417
| LEDBase | CZ07 | v03 | 236.8449 | 1634238.948 | 21806.5764 | 224.7199 | 1522260.884 | 11462.8054 | 12.125 | 111978.064 | 10343.771 | 0.062179 | 574.2465 | 53.045 | 0.38618
| LEDBase | CZ07 | v07 | 234.9643 | 1595063.511 | 21873.7731 | 223.2773 | 1487570.981 | 11521.3591 | 11.687 | 107492.53 | 10352.414 | 0.059933 | 551.2437 | 53.0893 | 0.22319
| LEDBase | CZ07 | v11 | 232.3829 | 1583748.589 | 22129.4536 | 219.5517 | 1474975.254 | 11715.5649 | 12.8311 | 108773.335 | 10413.8887 | 0.065801 | 557.812 | 53.4046 | 0.22319
| LEDBase | CZ07 | v15 | 205.0094 | 1419467.46 | 26239.5913 | 192.3333 | 1347529.312 | 15231.8192 | 12.6761 | 71938.148 | 11007.7721 | 0.065006 | 368.9136 | 56.4501 | 0.16744
| LEDBase | CZ07 | v17 | 180.2637 | 1267034.0239 | 26822.2047 | 177.2888 | 1253596.3215 | 14871.8524 | 2.9749 | 13437.7024 | 11950.3523 | 0.015256 | 68.9113 | 61.2839 | 0.75022
| LEDBase | CZ07 | v20 | 185.5471 | 1302537.757 | 25975.6816 | 172.0506 | 1218025.8079 | 15612.8784 | 13.4965 | 84511.9491 | 10362.8032 | 0.069213 | 433.3946 | 53.1426 | 0.24978
| LEDBase | CZ07 | Old | 262.2162 | 1826451.496 | 21111.7061 | 247.7218 | 1699787.9631 | 11422.655 | 14.4944 | 126663.5329 | 9689.0511 | 0.07433 | 649.5566 | 49.6874
| LEDBase | CZ07 | Ex | 230.0987 | 1578264.8868 | 22635.9053 | 217.8216 | 1474707.5353 | 12163.3747 | 12.2771 | 103557.3515 | 10472.5306 | 0.06296 | 531.0633 | 53.7053
| LEDBase | CZ07 | Rec | 181.5834 | 1275902.2591 | 26610.7575 | 175.9804 | 1244711.4057 | 15056.9483 | 5.6031 | 31190.8534 | 11553.8092 | 0.028734 | 159.9531 | 59.2503
| Savings Summary |  |  | Base Case (whole building) |  |  | Measure Case (whole building) |  |  | Whole Building |  |  | Normalize/ft
| LED Baseline |  | Vintage | kW | kWh | Therms | kW | kWh | Therms | kW | kWh | Therms | kW/ft | kWh/ft | Therms/ft | Weighting Factor
8 | LEDBase | CZ08 | v75 | 296.3636 | 1939585.393 | 19737.8698 | 280.3408 | 1816824.273 | 11961.4657 | 16.0228 | 122761.12 | 7776.4041 | 0.082168 | 629.5442 | 39.879 | 0.50533
| LEDBase | CZ08 | v85 | 289.5453 | 1900704.116 | 19712.8705 | 273.5327 | 1778070.869 | 11598.3852 | 16.0125 | 122633.247 | 8114.4852 | 0.082116 | 628.8884 | 41.6127 | 0.31708
| LEDBase | CZ08 | v96 | 263.6726 | 1763029.434 | 19590.1337 | 252.0243 | 1652358.807 | 11198.161 | 11.6483 | 110670.627 | 8391.9727 | 0.059735 | 567.5417 | 43.0358 | 0.17759
| LEDBase | CZ08 | v03 | 253.9555 | 1670872.504 | 20016.1807 | 242.3666 | 1566068.566 | 11407.436 | 11.5889 | 104803.938 | 8608.7448 | 0.05943 | 537.4561 | 44.1474 | 0.36228
| LEDBase | CZ08 | v07 | 251.9355 | 1635157.395 | 20074.4787 | 240.4647 | 1534860.094 | 11456.8996 | 11.4708 | 100297.301 | 8617.5791 | 0.058825 | 514.3451 | 44.1927 | 0.2319
| LEDBase | CZ08 | v11 | 248.1966 | 1620976.439 | 20342.436 | 235.4837 | 1518308.696 | 11649.6015 | 12.7129 | 102667.743 | 8692.8344 | 0.065194 | 526.5012 | 44.5786 | 0.2319
| LEDBase | CZ08 | v15 | 213.4181 | 1434958.899 | 25196.0587 | 200.2105 | 1357846.465 | 15280.7041 | 13.2075 | 77112.434 | 9915.3546 | 0.067731 | 395.4484 | 50.848 | 0.17391
| LEDBase | CZ08 | v17 | 190.9378 | 1312643.637 | 24864.4025 | 182.8686 | 1259581.1518 | 14802.961 | 8.0692 | 53062.4852 | 10061.4415 | 0.041381 | 272.1153 | 51.5971 | 0.75015
| LEDBase | CZ08 | v20 | 185.3944 | 1276966.4738 | 25652.1225 | 177.1295 | 1223525.508 | 15442.9501 | 8.2649 | 53440.9658 | 10209.1724 | 0.042384 | 274.0562 | 52.3547 | 0.24985
| LEDBase | CZ08 | Old | 288.3962 | 1895902.9569 | 19703.7071 | 273.1535 | 1775329.4897 | 11710.7874 | 15.2427 | 120573.4672 | 7992.9197 | 0.078168 | 618.3255 | 40.9893
| LEDBase | CZ08 | Ex | 245.1017 | 1609991.2311 | 21006.1923 | 232.998 | 1511543.6184 | 12148.6657 | 12.1037 | 98447.6127 | 8857.5266 | 0.06207 | 504.8596 | 45.4232
| LEDBase | CZ08 | Rec | 189.5528 | 1303729.8553 | 25061.2109 | 181.4347 | 1250572.8084 | 14962.8595 | 8.1181 | 53157.0469 | 10098.3514 | 0.041631 | 272.6002 | 51.7864
| Savings Summary |  |  | Base Case (whole building) |  |  | Measure Case (whole building) |  |  | Whole Building |  |  | Normalize/ft
| LED Baseline |  | Vintage | kW | kWh | Therms | kW | kWh | Therms | kW | kWh | Therms | kW/ft | kWh/ft | Therms/ft | Weighting Factor
9 | LEDBase | CZ09 | v75 | 359.4243 | 1974729.148 | 20765.6827 | 336.6333 | 1852852.87 | 13159.4025 | 22.7909 | 121876.278 | 7606.2802 | 0.11688 | 625.0066 | 39.0066 | 0.49885
| LEDBase | CZ09 | v85 | 354.49 | 1952073.744 | 20206.2748 | 331.8479 | 1830566.73 | 12403.4792 | 22.6421 | 121507.014 | 7802.7956 | 0.11611 | 623.1129 | 40.0143 | 0.32224
| LEDBase | CZ09 | v96 | 320.2768 | 1816660.738 | 19745.5682 | 304.5096 | 1708870.693 | 11774.5848 | 15.7672 | 107790.045 | 7970.9834 | 0.080857 | 552.7695 | 40.8768 | 0.17891
| LEDBase | CZ09 | v03 | 309.1954 | 1725812.406 | 20144.4334 | 293.253 | 1622873.588 | 11961.8953 | 15.9424 | 102938.818 | 8182.5381 | 0.081756 | 527.8914 | 41.9617 | 0.37129
| LEDBase | CZ09 | v07 | 306.1819 | 1690210.973 | 20204.4464 | 290.6349 | 1591956.009 | 12009.7753 | 15.547 | 98254.964 | 8194.671 | 0.079728 | 503.8716 | 42.024 | 0.22863
| LEDBase | CZ09 | v11 | 299.6869 | 1671394.429 | 20551.223 | 282.7701 | 1570319.632 | 12278.5992 | 16.9167 | 101074.797 | 8272.6239 | 0.086752 | 518.3323 | 42.4237 | 0.22863
| LEDBase | CZ09 | v15 | 251.3876 | 1454670.518 | 25536.9565 | 234.7329 | 1373539.937 | 15629.0966 | 16.6547 | 81130.581 | 9907.8599 | 0.085409 | 416.0543 | 50.8095 | 0.17145
| LEDBase | CZ09 | v17 | 221.8297 | 1331164.57 | 25278.4959 | 214.9198 | 1275593.8713 | 15325.0201 | 6.9099 | 55570.6987 | 9953.4758 | 0.035435 | 284.9779 | 51.0435 | 0.74989
| LEDBase | CZ09 | v20 | 216.0838 | 1295385.5589 | 26083.9864 | 209.0023 | 1239313.4998 | 15982.2942 | 7.0815 | 56072.0591 | 10101.6922 | 0.036315 | 287.549 | 51.8035 | 0.25011
| LEDBase | CZ09 | Old | 350.8303 | 1939148.4925 | 20402.9107 | 329.344 | 1819911.3934 | 12668.0564 | 21.4864 | 119237.099 | 7734.8543 | 0.11019 | 611.4723 | 39.6659
| LEDBase | CZ09 | Ex | 296.4215 | 1658744.5839 | 21175.6953 | 280.2246 | 1561041.7815 | 12673.9841 | 16.1969 | 97702.8025 | 8501.7112 | 0.083061 | 501.04 | 43.5985
| LEDBase | CZ09 | Rec | 220.3926 | 1322216.0255 | 25479.9539 | 213.4398 | 1266519.9335 | 15489.4083 | 6.9528 | 55696.0919 | 9990.5456 | 0.035655 | 285.621 | 51.2336
| Savings Summary |  |  | Base Case (whole building) |  |  | Measure Case (whole building) |  |  | Whole Building |  |  | Normalize/ft
| LED Baseline |  | Vintage | kW | kWh | Therms | kW | kWh | Therms | kW | kWh | Therms | kW/ft | kWh/ft | Therms/ft | Weighting Factor
10 | LEDBase | CZ10 | v75 | 353.9335 | 1988732.899 | 21106.2552 | 333.1243 | 1866981.782 | 13778.6407 | 20.8093 | 121751.117 | 7327.6145 | 0.10671 | 624.3647 | 37.5775 | 0.27678
| LEDBase | CZ10 | v85 | 351.6415 | 1989331.738 | 20414.709 | 326.6623 | 1835833.739 | 13137.8526 | 24.9793 | 153497.999 | 7276.8564 | 0.1281 | 787.1692 | 37.3172 | 0.47724
| LEDBase | CZ10 | v96 | 313.0667 | 1818581.882 | 20246.9822 | 297.9518 | 1711224.123 | 12529.388 | 15.1149 | 107357.759 | 7717.5942 | 0.077512 | 550.5526 | 39.5774 | 0.24597
| LEDBase | CZ10 | v03 | 301.4365 | 1726702.412 | 20345.2977 | 286.4425 | 1623851.762 | 12470.3131 | 14.9939 | 102850.65 | 7874.9846 | 0.076892 | 527.4392 | 40.3845 | 0.37141
| LEDBase | CZ10 | v07 | 298.4591 | 1691335.051 | 20404.8068 | 283.663 | 1593115.855 | 12519.6985 | 14.7961 | 98219.196 | 7885.1082 | 0.075877 | 503.6882 | 40.4365 | 0.22857
| LEDBase | CZ10 | v11 | 292.2429 | 1672302.05 | 20728.7854 | 276.1211 | 1571232.152 | 12772.1227 | 16.1218 | 101069.898 | 7956.6627 | 0.082676 | 518.3072 | 40.8034 | 0.22857
| LEDBase | CZ10 | v15 | 244.8579 | 1450744.131 | 25402.7824 | 230.3112 | 1370396.89 | 15841.9935 | 14.5467 | 80347.241 | 9560.789 | 0.074598 | 412.0371 | 49.0297 | 0.17145
| LEDBase | CZ10 | v17 | 215.852 | 1324298.877 | 25165.6522 | 209.706 | 1269731.8175 | 15545.9669 | 6.146 | 54567.0595 | 9619.6853 | 0.031518 | 279.8311 | 49.3317 | 0.75011
| LEDBase | CZ10 | v20 | 209.857 | 1288232.1255 | 25935.9397 | 203.7017 | 1233106.381 | 16187.7291 | 6.1553 | 55125.7445 | 9748.2106 | 0.031565 | 282.6961 | 49.9908 | 0.24989
| LEDBase | CZ10 | Old | 342.7875 | 1947165.8985 | 20564.8615 | 321.3888 | 1813804.2481 | 13165.5458 | 21.3987 | 133361.6504 | 7399.3157 | 0.10974 | 683.9059 | 37.9452
| LEDBase | CZ10 | Ex | 288.9541 | 1658870.7806 | 21313.6679 | 273.8242 | 1561344.01 | 13128.666 | 15.1298 | 97526.7706 | 8185.0019 | 0.077589 | 500.1373 | 41.9744
| LEDBase | CZ10 | Rec | 214.3539 | 1315286.2055 | 25358.1383 | 208.2056 | 1260579.5369 | 15706.336 | 6.1483 | 54706.6685 | 9651.8023 | 0.03153 | 280.547 | 49.4964
| Savings Summary |  |  | Base Case (whole building) |  |  | Measure Case (whole building) |  |  | Whole Building |  |  | Normalize/ft
| LED Baseline |  | Vintage | kW | kWh | Therms | kW | kWh | Therms | kW | kWh | Therms | kW/ft | kWh/ft | Therms/ft | Weighting Factor
11 | LEDBase | CZ11 | v75 | 382.3809 | 1991777.04 | 27305.3342 | 362.548 | 1866016.339 | 19798.0721 | 19.8329 | 125760.701 | 7507.262 | 0.10171 | 644.9267 | 38.4988 | 0.44205
| LEDBase | CZ11 | v85 | 371.3202 | 1955001.789 | 26429.3854 | 352.3179 | 1829820.913 | 18801.4213 | 19.0023 | 125180.876 | 7627.9641 | 0.097448 | 641.9532 | 39.1178 | 0.35769
| LEDBase | CZ11 | v96 | 329.3955 | 1809689.516 | 25738.742 | 314.9821 | 1699530.898 | 17982.0607 | 14.4133 | 110158.618 | 7756.6814 | 0.073915 | 564.916 | 39.7779 | 0.20026
| LEDBase | CZ11 | v03 | 316.9201 | 1721182.436 | 25485.1242 | 302.4282 | 1614937.383 | 17630.1418 | 14.4919 | 106245.053 | 7854.9824 | 0.074318 | 544.8464 | 40.282 | 0.39034
| LEDBase | CZ11 | v07 | 314.3796 | 1684465.61 | 25541.0592 | 299.8834 | 1583866.302 | 17685.3613 | 14.4962 | 100599.308 | 7855.6979 | 0.074339 | 515.8939 | 40.2856 | 0.22164
| LEDBase | CZ11 | v11 | 306.3383 | 1664610.556 | 25879.1788 | 290.6229 | 1561396.798 | 17981.0131 | 15.7153 | 103213.758 | 7898.1657 | 0.080591 | 529.3013 | 40.5034 | 0.22164
| LEDBase | CZ11 | v15 | 243.3389 | 1440944.191 | 28154.6918 | 233.2864 | 1353728.746 | 18640.3757 | 10.0525 | 87215.445 | 9514.3161 | 0.051551 | 447.2587 | 48.7914 | 0.16638
| LEDBase | CZ11 | v17 | 213.0603 | 1311674.755 | 27757.2315 | 210.9879 | 1251578.8002 | 18195.2109 | 2.0724 | 60095.9548 | 9562.0206 | 0.010628 | 308.1844 | 49.036 | 0.75066
| LEDBase | CZ11 | v20 | 206.6807 | 1275209.738 | 28568.8176 | 204.6503 | 1214607.5775 | 18858.3409 | 2.0305 | 60602.1605 | 9710.4767 | 0.010413 | 310.7803 | 49.7973 | 0.24934
| LEDBase | CZ11 | Old | 367.8136 | 1942157.706 | 26678.2864 | 349.3632 | 1819728.9012 | 19077.9011 | 18.4505 | 122428.8048 | 7600.3853 | 0.094618 | 627.84 | 38.9763
| LEDBase | CZ11 | Ex | 301.7695 | 1653881.0194 | 26029.0116 | 287.7441 | 1552725.2161 | 17888.2264 | 14.0254 | 101155.8034 | 8140.7851 | 0.071925 | 518.7477 | 41.7476
| LEDBase | CZ11 | Rec | 211.4696 | 1302582.4279 | 27959.5955 | 209.4077 | 1242360.2539 | 18360.5583 | 2.0619 | 60222.1741 | 9599.0372 | 0.010574 | 308.8317 | 49.2258
| Savings Summary |  |  | Base Case (whole building) |  |  | Measure Case (whole building) |  |  | Whole Building |  |  | Normalize/ft
| LED Baseline |  | Vintage | kW | kWh | Therms | kW | kWh | Therms | kW | kWh | Therms | kW/ft | kWh/ft | Therms/ft | Weighting Factor
12 | LEDBase | CZ12 | v75 | 383.629 | 1991395 | 27696.4914 | 355.9483 | 1833544.56 | 19743.5196 | 27.6807 | 157850.44 | 7952.9717 | 0.14195 | 809.4894 | 40.7845 | 0.47516
| LEDBase | CZ12 | v85 | 370.0516 | 1927113.258 | 27169.7537 | 346.8967 | 1801733.417 | 18776.2355 | 23.1549 | 125379.841 | 8393.5182 | 0.11874 | 642.9735 | 43.0437 | 0.31202
| LEDBase | CZ12 | v96 | 328.6689 | 1791672.226 | 26548.7798 | 312.3511 | 1679442.258 | 17974.1713 | 16.3179 | 112229.968 | 8574.6085 | 0.083681 | 575.5383 | 43.9724 | 0.21282
| LEDBase | CZ12 | v03 | 317.5208 | 1699928.999 | 26350.9485 | 300.4203 | 1592846.618 | 17676.4801 | 17.1005 | 107082.381 | 8674.4683 | 0.087695 | 549.1404 | 44.4845 | 0.44218
| LEDBase | CZ12 | v07 | 314.2202 | 1661024.303 | 26414.4302 | 297.678 | 1559416.374 | 17734.928 | 16.5422 | 101607.929 | 8679.5022 | 0.084832 | 521.0663 | 44.5103 | 0.20284
| LEDBase | CZ12 | v11 | 307.0273 | 1642361.648 | 26801.0075 | 289.1247 | 1538392.819 | 18067.1283 | 17.9026 | 103968.829 | 8733.8793 | 0.091808 | 533.1735 | 44.7891 | 0.20284
| LEDBase | CZ12 | v15 | 253.5923 | 1425982.645 | 30332.2828 | 237.9531 | 1344060.312 | 20156.7179 | 15.6391 | 81922.333 | 10175.5649 | 0.080201 | 420.1145 | 52.1824 | 0.15213
| LEDBase | CZ12 | v17 | 221.3581 | 1303315.413 | 29955.3836 | 215.7973 | 1246304.3504 | 19733.4673 | 5.5608 | 57011.0626 | 10221.9163 | 0.028517 | 292.3644 | 52.4201 | 0.75
| LEDBase | CZ12 | v20 | 215.2578 | 1267367.83 | 30792.2092 | 209.6471 | 1209993.4477 | 20449.2258 | 5.6107 | 57374.3823 | 10342.9834 | 0.028773 | 294.2276 | 53.0409 | 0.25
| LEDBase | CZ12 | Old | 367.6962 | 1928833.4453 | 27287.8856 | 343.8458 | 1790823.3737 | 19065.1586 | 23.8504 | 138010.0716 | 8222.727 | 0.12231 | 707.744 | 42.1678
| LEDBase | CZ12 | Ex | 304.9971 | 1638683.8484 | 27060.8106 | 288.0695 | 1537171.1746 | 18144.9033 | 14.5484 | 89049.5644 | 7367.8657 | 0.086808 | 520.5778 | 45.7226
| LEDBase | CZ12 | Rec | 219.833 | 1294328.5172 | 30164.59 | 214.2598 | 1237226.6247 | 19912.4069 | 7.9525 | 69565.0019 | 11800.2247 | 0.028581 | 292.8302 | 52.5753
| Savings Summary |  |  | Base Case (whole building) |  |  | Measure Case (whole building) |  |  | Whole Building |  |  | Normalize/ft
| LED Baseline |  | Vintage | kW | kWh | Therms | kW | kWh | Therms | kW | kWh | Therms | kW/ft | kWh/ft | Therms/ft | Weighting Factor
13 | LEDBase | CZ13 | v75 | 385.5919 | 2025378.115 | 25245.4458 | 362.5804 | 1897296.666 | 18153.9197 | 23.0115 | 128081.449 | 7091.5262 | 0.11801 | 656.8279 | 36.3668 | 0.45095
| LEDBase | CZ13 | v85 | 376.9621 | 1989023.482 | 24518.1065 | 353.4341 | 1862041.819 | 17298.2433 | 23.528 | 126981.663 | 7219.8633 | 0.12066 | 651.188 | 37.0249 | 0.34619
| LEDBase | CZ13 | v96 | 335.063 | 1842105.224 | 23975.4661 | 318.1501 | 1730290.987 | 16610.4908 | 16.9129 | 111814.237 | 7364.9753 | 0.086733 | 573.4063 | 37.7691 | 0.20286
| LEDBase | CZ13 | v03 | 323.5936 | 1752074.762 | 23796.6059 | 306.5085 | 1644304.815 | 16328.1371 | 17.0851 | 107769.947 | 7468.4688 | 0.087616 | 552.6664 | 38.2998 | 0.35189
| LEDBase | CZ13 | v07 | 320.7021 | 1716398.826 | 23854.4336 | 303.9107 | 1614337.421 | 16380.271 | 16.7914 | 102061.405 | 7474.1626 | 0.08611 | 523.3918 | 38.329 | 0.23574
| LEDBase | CZ13 | v11 | 313.3323 | 1695593.61 | 24196.4497 | 294.834 | 1590706.987 | 16667.9388 | 18.4983 | 104886.623 | 7528.5109 | 0.094863 | 537.8801 | 38.6077 | 0.23574
| LEDBase | CZ13 | v15 | 257.8231 | 1461474.166 | 26972.8183 | 241.4422 | 1377996.562 | 17759.8968 | 16.3809 | 83477.604 | 9212.9215 | 0.084004 | 428.0903 | 47.2458 | 0.17663
| LEDBase | CZ13 | v17 | 224.5563 | 1330209.437 | 26674.8795 | 218.9221 | 1274223.2976 | 17381.3039 | 5.6341 | 55986.1394 | 9293.5756 | 0.028893 | 287.1084 | 47.6594 | 0.74927
| LEDBase | CZ13 | v20 | 218.4516 | 1293629.356 | 27400.7217 | 212.8201 | 1237139.8536 | 17986.2174 | 5.6315 | 56489.5024 | 9414.5043 | 0.028879 | 289.6898 | 48.2795 | 0.25073
| LEDBase | CZ13 | Old | 372.3539 | 1975613.2722 | 24736.0163 | 350.4008 | 1851212.5666 | 17544.5884 | 21.9531 | 124400.7056 | 7191.4279 | 0.11258 | 637.9523 | 36.8791
| LEDBase | CZ13 | Ex | 308.8758 | 1679020.5616 | 24465.5165 | 291.6512 | 1577566.841 | 16673.4254 | 17.2246 | 101453.7206 | 7792.0911 | 0.088331 | 520.2755 | 39.9594
| LEDBase | CZ13 | Rec | 223.0257 | 1321037.8324 | 26856.8675 | 217.3922 | 1264925.4864 | 17532.9719 | 5.6335 | 56112.346 | 9323.8957 | 0.02889 | 287.7556 | 47.8148
| Savings Summary |  |  | Base Case (whole building) |  |  | Measure Case (whole building) |  |  | Whole Building |  |  | Normalize/ft
| LED Baseline |  | Vintage | kW | kWh | Therms | kW | kWh | Therms | kW | kWh | Therms | kW/ft | kWh/ft | Therms/ft | Weighting Factor
14 | LEDBase | CZ14 | v75 | 343.9208 | 1977279.453 | 26664.1674 | 325.5265 | 1859266.177 | 19597.1961 | 18.3943 | 118013.276 | 7066.9713 | 0.09433 | 605.1963 | 36.2409 | 0.33366
| LEDBase | CZ14 | v85 | 335.0988 | 1940423.829 | 25384.1885 | 316.9511 | 1823374.221 | 18182.6147 | 18.1477 | 117049.608 | 7201.5738 | 0.093065 | 600.2544 | 36.9311 | 0.43423
| LEDBase | CZ14 | v96 | 301.4033 | 1795663.152 | 25143.69 | 288.0663 | 1692704.254 | 17753.8758 | 13.337 | 102958.898 | 7389.8142 | 0.068395 | 527.9943 | 37.8965 | 0.23211
| LEDBase | CZ14 | v03 | 293.2385 | 1716844.734 | 24776.0148 | 256.7425 | 1617451.274 | 17376.4174 | 36.496 | 99393.46 | 7399.5974 | 0.18716 | 509.7101 | 37.9467 | 0.37001
| LEDBase | CZ14 | v07 | 290.7215 | 1680619.926 | 24830.0987 | 276.5466 | 1587244.847 | 17429.8505 | 14.1749 | 93375.079 | 7400.2482 | 0.072692 | 478.8466 | 37.95 | 0.22906
| LEDBase | CZ14 | v11 | 284.2484 | 1659120.75 | 25189.4031 | 269.0021 | 1563089.634 | 17740.2753 | 15.2463 | 96031.116 | 7449.1278 | 0.078186 | 492.4673 | 38.2007 | 0.22906
| LEDBase | CZ14 | v15 | 227.3937 | 1429354.665 | 28000.8175 | 218.5334 | 1342955.719 | 18843.0134 | 8.8603 | 86398.946 | 9157.8041 | 0.045437 | 443.0715 | 46.9631 | 0.17186
| LEDBase | CZ14 | v17 | 202.2307 | 1302561.203 | 27612.0193 | 198.5387 | 1242377.4431 | 18389.428 | 3.692 | 60183.7599 | 9222.5912 | 0.018933 | 308.6347 | 47.2953 | 0.75028
| LEDBase | CZ14 | v20 | 196.2643 | 1266167.3332 | 28420.5633 | 192.4542 | 1205448.7479 | 19056.6131 | 3.8101 | 60718.5853 | 9363.9502 | 0.019539 | 311.3774 | 48.0203 | 0.24972
| LEDBase | CZ14 | Old | 330.2213 | 1919120.6074 | 25755.4418 | 313.1079 | 1805020.0583 | 18555.0867 | 17.1133 | 114100.5491 | 7200.3551 | 0.087761 | 585.131 | 36.9249
| LEDBase | CZ14 | Ex | 279.2863 | 1645915.5013 | 25437.3202 | 257.5204 | 1550904.1092 | 17724.0575 | 21.7659 | 95011.3921 | 7713.2627 | 0.11162 | 487.2379 | 39.5552
| LEDBase | CZ14 | Rec | 200.7407 | 1293472.97 | 27813.9279 | 197.0193 | 1233155.6542 | 18556.0367 | 3.7215 | 60317.3158 | 9257.8912 | 0.019085 | 309.3196 | 47.4764
| Savings Summary |  |  | Base Case (whole building) |  |  | Measure Case (whole building) |  |  | Whole Building |  |  | Normalize/ft
| LED Baseline |  | Vintage | kW | kWh | Therms | kW | kWh | Therms | kW | kWh | Therms | kW/ft | kWh/ft | Therms/ft | Weighting Factor
15 | LEDBase | CZ15 | v75 | 348.3486 | 2159073.242 | 12043.0057 | 345.3667 | 2072520.642 | 7730.573 | 2.9819 | 86552.6 | 4312.4327 | 0.015292 | 443.8595 | 22.115 | 0.28785
| LEDBase | CZ15 | v85 | 335.9767 | 2107516.197 | 11648.4992 | 333.0739 | 2021774.843 | 7240.7696 | 2.9028 | 85741.354 | 4407.7295 | 0.014886 | 439.6993 | 22.6037 | 0.46761
| LEDBase | CZ15 | v96 | 306.6911 | 1923268.269 | 11700.1463 | 306.3188 | 1854787.909 | 7102.7246 | 0.37227 | 68480.36 | 4597.4217 | 0.0019091 | 351.1813 | 23.5765 | 0.24454
| LEDBase | CZ15 | v03 | 294.0347 | 1823080.964 | 11541.3811 | 295.0971 | 1758654.612 | 6925.5762 | -1.0624 | 64426.352 | 4615.8049 | -0.0054482 | 330.3915 | 23.6708 | 0.37001
| LEDBase | CZ15 | v07 | 296.8775 | 1784002.029 | 11575.9062 | 291.9855 | 1723099.599 | 6949.9268 | 4.892 | 60902.43 | 4625.9793 | 0.025087 | 312.3202 | 23.723 | 0.22901
| LEDBase | CZ15 | v11 | 286.5938 | 1750081.186 | 11839.1574 | 279.9458 | 1684359.032 | 7129.3969 | 6.648 | 65722.154 | 4709.7605 | 0.034092 | 337.0367 | 24.1526 | 0.22901
| LEDBase | CZ15 | v15 | 236.4474 | 1555537.8 | 16289.0656 | 235.3503 | 1494814.424 | 9372.8792 | 1.0971 | 60723.376 | 6916.1863 | 0.005626 | 311.4019 | 35.4676 | 0.17196
| LEDBase | CZ15 | v17 | 212.8801 | 1417674.64 | 16151.5473 | 217.1857 | 1383315.4113 | 9177.189 | -4.3056 | 34359.2287 | 6974.3583 | -0.02208 | 176.2012 | 35.7659 | 0.75089
| LEDBase | CZ15 | v20 | 206.4467 | 1379609.631 | 16743.3385 | 210.7736 | 1344156.1738 | 9576.0305 | -4.3269 | 35453.4572 | 7167.308 | -0.022189 | 181.8126 | 36.7554 | 0.24911
| LEDBase | CZ15 | Old | 332.3765 | 2077301.2345 | 11774.6875 | 330.0697 | 1995547.3348 | 7348.0021 | 2.3068 | 81753.8996 | 4426.6853 | 0.01183 | 419.2508 | 22.701
| LEDBase | CZ15 | Ex | 283.0787 | 1751405.5557 | 12433.9142 | 280.6404 | 1688126.2532 | 7398.679 | 2.4384 | 63279.3026 | 5035.2352 | 0.012505 | 324.5092 | 25.8217
| LEDBase | CZ15 | Rec | 211.2775 | 1408192.2534 | 16298.9686 | 215.5884 | 1373560.4411 | 9276.5446 | -4.3109 | 34631.8123 | 7022.424 | -0.022107 | 177.599 | 36.0124
| Savings Summary |  |  | Base Case (whole building) |  |  | Measure Case (whole building) |  |  | Whole Building |  |  | Normalize/ft
| LED Baseline |  | Vintage | kW | kWh | Therms | kW | kWh | Therms | kW | kWh | Therms | kW/ft | kWh/ft | Therms/ft | Weighting Factor
16 | LEDBase | CZ16 | v75 | 270.5581 | 1713243.33 | 42953.6293 | 258.0339 | 1599426.778 | 34103.1233 | 12.5242 | 113816.552 | 8850.506 | 0.064227 | 583.6746 | 45.3872 | 0.38959
| LEDBase | CZ16 | v85 | 263.9111 | 1685369.673 | 40801.6922 | 251.4144 | 1573622.724 | 31736.2537 | 12.4967 | 111746.949 | 9065.4385 | 0.064085 | 573.0613 | 46.4894 | 0.38642
| LEDBase | CZ16 | v96 | 242.5387 | 1574166.118 | 39440.0133 | 232.8407 | 1471473.787 | 30199.4614 | 9.6979 | 102692.331 | 9240.552 | 0.049733 | 526.6273 | 47.3874 | 0.22398
| LEDBase | CZ16 | v03 | 234.9024 | 1495828.125 | 39410.5777 | 225.7265 | 1399736.853 | 30079.9857 | 9.1759 | 96091.272 | 9330.5919 | 0.047056 | 492.7758 | 47.8492 | 0.37058
| LEDBase | CZ16 | v07 | 232.8885 | 1457088.589 | 39483.2205 | 223.345 | 1366519.855 | 30151.24 | 9.5435 | 90568.734 | 9331.9806 | 0.048941 | 464.455 | 47.8563 | 0.22908
| LEDBase | CZ16 | v11 | 229.6594 | 1445929.143 | 39798.9238 | 219.2987 | 1354372.801 | 30435.6623 | 10.3607 | 91556.342 | 9363.2614 | 0.053132 | 469.5197 | 48.0167 | 0.22908
| LEDBase | CZ16 | v15 | 190.8561 | 1313887.48 | 39340.7117 | 184.2745 | 1233434.7246 | 28913.5653 | 6.5815 | 80452.7554 | 10427.1464 | 0.033751 | 412.5782 | 53.4725 | 0.17125
| LEDBase | CZ16 | v17 | 172.6469 | 1207733.3939 | 38628.3256 | 169.3195 | 1147906.8167 | 28182.6549 | 3.3273 | 59826.5772 | 10445.6707 | 0.017063 | 306.803 | 53.5675 | 0.74939
| LEDBase | CZ16 | v20 | 167.0828 | 1172493.0348 | 39611.3559 | 163.4217 | 1112293.076 | 29070.1415 | 3.6611 | 60199.9588 | 10541.2144 | 0.018775 | 308.7177 | 54.0575 | 0.25061
| LEDBase | CZ16 | Old | 261.7136 | 1671321.1771 | 41335.0785 | 249.8331 | 1560796.0199 | 32314.1536 | 11.8805 | 110525.1572 | 9020.9249 | 0.060926 | 566.7957 | 46.2612
| LEDBase | CZ16 | Ex | 225.6969 | 1444364.6707 | 39504.2185 | 216.6097 | 1353255.5405 | 29978.0371 | 9.0872 | 91109.1302 | 9526.1814 | 0.046601 | 467.2263 | 48.8522
| LEDBase | CZ16 | Rec | 171.2524 | 1198901.6577 | 38874.687 | 167.8415 | 1138981.5058 | 28405.0717 | 3.411 | 59920.1519 | 10469.6153 | 0.017492 | 307.2828 | 53.6903