## Measure
Ex Ante Source Tables Export
Measure Table (exante.Measure)
This file created on 3/1/2017 8:49:00 AM while connected to AmazonWS-RDS as sptviewer.
Program/Database Description: READI v.2.4.7 (Current Ex Ante data) options: include Non-DEER data; 1/1/2013 - 12/31/2025
Index | MeasureID | Description | Version | VersionSource | LastMod | EnergyImpactID | MeasImpactType | EnImpCalcType | ImpScaleBasis | StdScaleVal | PreScaleVal | ImpWeighting | WeightGroupID | ApplyIE | IETableName | TechBased | Sector | PA | UseCategory | UseSubCategory | TechGroup | TechType | MeasCostID | EUL_ID | PreDesc | StdDesc | MeasDesc | PreTechID | StdTechID | MeasTechID | Status | Comment | PreMultiTech | StdMultiTech | SourceDesc | SupportedAppType | StdCostID | RUL_ID | LegacyID | MeasQualifierGroup | StartDate | ExpiryDate | ReviewStatus | MeasID_SCE | MeasID_PGE | MeasID_SDG | MeasID_SCG | MeasType | ReviewComment
9093 | D03-223 | Grocery, Floating Head Pressure, Variable Setpoint (air-cooled) | DEER2005 | D05 v2.01 | 2014-03-20 12:00 | D03-223 | DEER | Standard | None |  |  | None |  | FALSE |  | FALSE | Com | Any | ComRefrig | Equipment | dxAC_equip | refrig |  |  | Standard air-cooled multiplex system, SCT control temp by vintage | Standard air-cooled multiplex system, SCT controlled to 80degF | Control SCT to ambient + 12degF TD, 70degF min, backflood setpoint of 68degF |  |  |  | Available |  | FALSE | FALSE |  | RobNc |  |  | D03-223 | None | 2013-01-01 |  | DEER |  |  |  |  | Standard
9094 | D03-224 | Grocery, Floating Head Pressure, Variable Setpoint (evap-cooled) | DEER2005 | D05 v2.01 | 2014-03-20 12:00 | D03-224 | DEER | Standard | None |  |  | None |  | FALSE |  | FALSE | Com | Any | ComRefrig | Equipment | dxAC_equip | refrig |  |  | Standard evap-cooled multiplex system, SCT control temp by vintage | Standard evap-cooled multiplex system, SCT controlled to 80degF | Control SCT to wetbulb + 17degF TD, 70degF min, backflood setpoint of 68degF |  |  |  | Available |  | FALSE | FALSE |  | RobNc |  |  | D03-224 | None | 2013-01-01 |  | DEER |  |  |  |  | Standard
9090 | D03-220 | Grocery, Floating Suction Pressure | DEER2005 | D05 v2.01 | 2014-03-20 12:00 | D03-220 | DEER | Standard | None |  |  | None |  | FALSE |  | FALSE | Com | Any | ComRefrig | Equipment | dxAC_equip | refrig |  |  | Standard air-cooled multiplex system, SST controlled to fixed setpoint | SST controlled to fixed setpoint | SST setpoint reset based on worst-case demand |  |  |  | Available |  | FALSE | FALSE |  | RobNc |  |  | D03-220 | None | 2013-01-01 |  | DEER |  |  |  |  | Standard
9092 | D03-222 | Grocery, Floating Head Pressure, Fixed Setpoint (evap-cooled) | DEER2005 | D05 v2.01 | 2014-03-20 12:00 | D03-222 | DEER | Standard | None |  |  | None |  | FALSE |  | FALSE | Com | Any | ComRefrig | Equipment | dxAC_equip | refrig |  |  | Standard evap-cooled multiplex system, SCT control temp by vintage | Standard evap-cooled multiplex system, SCT controlled to 80degF | SCT controlled to 70degF |  |  |  | Available |  | FALSE | FALSE |  | RobNc |  |  | D03-222 | None | 2013-01-01 |  | DEER |  |  |  |  | Standard
9096 | D03-226 | Grocery, Floating Head Pressure, Variable Setpt & Speed (evap-cooled) | DEER2005 | D05 v2.01 | 2014-03-20 12:00 | D03-226 | DEER | Standard | None |  |  | None |  | FALSE |  | FALSE | Com | Any | ComRefrig | Equipment | dxAC_equip | refrig |  |  | Standard evap-cooled multiplex system, SCT control temp by vintage | Standard evap-cooled multiplex system, SCT controlled to 80degF | Control SCT to wetbulb + 17degF TD, 70degF min, backflood setpt of 68degF, var-spd cond |  |  |  | Available |  | FALSE | FALSE |  | RobNc |  |  | D03-226 | None | 2013-01-01 |  | DEER |  |  |  |  | Standard
9091 | D03-221 | Grocery, Floating Head Pressure, Fixed Setpoint (air-cooled) | DEER2005 | D05 v2.01 | 2014-03-20 12:00 | D03-221 | DEER | Standard | None |  |  | None |  | FALSE |  | FALSE | Com | Any | ComRefrig | Equipment | dxAC_equip | refrig |  |  | Standard air-cooled multiplex system, SCT control temp by vintage | SCT controlled to 80degF | SCT controlled to 70degF |  |  |  | Available |  | FALSE | FALSE |  | RobNc |  |  | D03-221 | None | 2013-01-01 |  | DEER |  |  |  |  | Standard
9095 | D03-225 | Grocery, Floating Head Pressure, Variable Setpt & Speed (air-cooled) | DEER2005 | D05 v2.01 | 2014-03-20 12:00 | D03-225 | DEER | Standard | None |  |  | None |  | FALSE |  | FALSE | Com | Any | ComRefrig | Equipment | dxAC_equip | refrig |  |  | Standard air-cooled multiplex system, SCT control temp by vintage | Standard air-cooled multiplex system, SCT controlled to 80degF | Control SCT to ambient + 12degF TD, 70degF min, backflood setpt of 68degF, var-spd cond |  |  |  | Available |  | FALSE | FALSE |  | RobNc |  |  | D03-225 | None | 2013-01-01 |  | DEER |  |  |  |  | Standard

## MeasureCost
Ex Ante Source Tables Export
MeasureCost Table (exante.MeasureCost)
This file created on 3/1/2017 8:49:00 AM while connected to AmazonWS-RDS as sptviewer.
Program/Database Description: READI v.2.4.7 (Current Ex Ante data) options: include Non-DEER data; 1/1/2013 - 12/31/2025
Index | MeasCostID | Description | NormUnit | Version | VersionSource | LastMod | PA | BldgType | BldgVint | BldgLoc | CostQualifier | CostType | GenCost | LaborCost | MatlCost | InstallHrs | LaborRate | LocCostAdj | Status | Comment | Sector | UseCategory | UseSubCategory | TechGroup | TechType | TechID | MeasAppType | DelivType | SourceDesc | NumUses | StartDate | ExpiryDate | ReviewStatus | NomCostValue | MatlCostConst | LaborCostConst | MinUnit | MaxUnit | ReviewComment

## EnergyImpact
Ex Ante Source Tables Export
EnergyImpact Table (exante.EnergyImpact)
This file created on 3/1/2017 8:49:10 AM while connected to AmazonWS-RDS as sptviewer.
Program/Database Description: READI v.2.4.7 (Current Ex Ante data) options: include Non-DEER data; 1/1/2013 - 12/31/2025
EnergyImpactID | Version | VersionSource | LastMod | PA | BldgType | BldgVint | BldgLoc | BldgHVAC | NormUnit | NumUnit | MeasArea | ScaleBasis | APreWBkWh | APreWBkW | APreWBtherm | AStdWBkWh | AStdWBkW | AStdWBtherm | APreEUkWh | APreEUkW | APreEUtherm | AStdEUkWh | AStdEUkW | AStdEUtherm | ElecImpactProfileID | GasImpactProfileID | Flag | SourceDesc
D03-220 | DEER2005 | D05 v2.01 | 2012-02-06 | SCG | Com | Ex | IOU | Any | Cap-Tons | 80 | 50000 | None | 336 | 0.0608 | 0.0334 | 336 | 0.0608 | 0.0334 | 0 | 0 | 0 | 0 | 0 | 0 |  |  | 2
D03-220 | DEER2005 | D05 v2.01 | 2012-02-06 | PGE | Com | Ex | IOU | Any | Cap-Tons | 78.6 | 50000 | None | 347 | 0.0601 | 0.0407 | 347 | 0.0601 | 0.0407 | 0 | 0 | 0 | 0 | 0 | 0 |  |  | 2
D03-220 | DEER2005 | D05 v2.01 | 2012-02-06 | SCE | Com | Ex | IOU | Any | Cap-Tons | 80 | 50000 | None | 335 | 0.0597 | 0.0335 | 335 | 0.0597 | 0.0335 | 0 | 0 | 0 | 0 | 0 | 0 |  |  | 2
D03-220 | DEER2005 | D05 v2.01 | 2012-02-06 | SDG | Com | Ex | IOU | Any | Cap-Tons | 82.3 | 50000 | None | 307 | 0.0404 | 0.0337 | 307 | 0.0404 | 0.0337 | 0 | 0 | 0 | 0 | 0 | 0 |  |  | 2
D03-220 | DEER2005 | D05 v2.01 | 2012-02-06 | PGE | Com | New | IOU | Any | Cap-Tons | 60.5 | 50000 | None | 205 | 0.026 | 0.0361 | 205 | 0.026 | 0.0361 | 0 | 0 | 0 | 0 | 0 | 0 |  |  | 2
D03-220 | DEER2005 | D05 v2.01 | 2012-02-06 | SCE | Com | New | IOU | Any | Cap-Tons | 60.2 | 50000 | None | 209 | 0.0327 | 0.0308 | 209 | 0.0327 | 0.0308 | 0 | 0 | 0 | 0 | 0 | 0 |  |  | 2
D03-220 | DEER2005 | D05 v2.01 | 2012-02-06 | SDG | Com | New | IOU | Any | Cap-Tons | 61.4 | 50000 | None | 178 | 0.0137 | 0.0335 | 178 | 0.0137 | 0.0335 | 0 | 0 | 0 | 0 | 0 | 0 |  |  | 2
D03-220 | DEER2005 | D05 v2.01 | 2012-02-06 | SCG | Com | New | IOU | Any | Cap-Tons | 60.4 | 50000 | None | 205 | 0.0317 | 0.0308 | 205 | 0.0317 | 0.0308 | 0 | 0 | 0 | 0 | 0 | 0 |  |  | 2
D03-220 | DEER2005 | D05 v2.01 | 2012-02-06 | PGE | Gro | Ex | CZ01 | Any | Cap-Tons | 81.7 | 50000 | None | 313 | 0.0315 | 0.0539 | 313 | 0.0315 | 0.0539 | 0 | 0 | 0 | 0 | 0 | 0 |  |  | 2
D03-220 | DEER2005 | D05 v2.01 | 2012-02-06 | PGE | Gro | Ex | CZ02 | Any | Cap-Tons | 76.5 | 50000 | None | 367 | 0.0756 | 0.0432 | 367 | 0.0756 | 0.0432 | 0 | 0 | 0 | 0 | 0 | 0 |  |  | 2
D03-220 | DEER2005 | D05 v2.01 | 2012-02-06 | PGE | Gro | Ex | CZ03 | Any | Cap-Tons | 79.3 | 50000 | None | 325 | 0.0321 | 0.0485 | 325 | 0.0321 | 0.0485 | 0 | 0 | 0 | 0 | 0 | 0 |  |  | 2
D03-220 | DEER2005 | D05 v2.01 | 2012-02-06 | PGE | Gro | Ex | CZ04 | Any | Cap-Tons | 81.3 | 50000 | None | 318 | 0.0501 | 0.0373 | 318 | 0.0501 | 0.0373 | 0 | 0 | 0 | 0 | 0 | 0 |  |  | 2
D03-220 | DEER2005 | D05 v2.01 | 2012-02-06 | PGE | Gro | Ex | CZ05 | Any | Cap-Tons | 80.8 | 50000 | None | 317 | 0.0445 | 0.0481 | 317 | 0.0445 | 0.0481 | 0 | 0 | 0 | 0 | 0 | 0 |  |  | 2
D03-220 | DEER2005 | D05 v2.01 | 2012-02-06 | SCG | Gro | Ex | CZ05 | Any | Cap-Tons | 80.6 | 50000 | None | 316 | 0.0442 | 0.0481 | 316 | 0.0442 | 0.0481 | 0 | 0 | 0 | 0 | 0 | 0 |  |  | 2
D03-220 | DEER2005 | D05 v2.01 | 2012-02-06 | SCE | Gro | Ex | CZ05 | Any | Cap-Tons | 80.6 | 50000 | None | 316 | 0.0442 | 0.0481 | 316 | 0.0442 | 0.0481 | 0 | 0 | 0 | 0 | 0 | 0 |  |  | 2
D03-220 | DEER2005 | D05 v2.01 | 2012-02-06 | SDG | Gro | Ex | CZ06 | Any | Cap-Tons | 79.1 | 50000 | None | 304 | 0.0231 | 0.0424 | 304 | 0.0231 | 0.0424 | 0 | 0 | 0 | 0 | 0 | 0 |  |  | 2
D03-220 | DEER2005 | D05 v2.01 | 2012-02-06 | SCG | Gro | Ex | CZ06 | Any | Cap-Tons | 79.2 | 50000 | None | 316 | 0.0256 | 0.039 | 316 | 0.0256 | 0.039 | 0 | 0 | 0 | 0 | 0 | 0 |  |  | 2
D03-220 | DEER2005 | D05 v2.01 | 2012-02-06 | SCE | Gro | Ex | CZ06 | Any | Cap-Tons | 79.3 | 50000 | None | 316 | 0.0256 | 0.039 | 316 | 0.0256 | 0.039 | 0 | 0 | 0 | 0 | 0 | 0 |  |  | 2
D03-220 | DEER2005 | D05 v2.01 | 2012-02-06 | SDG | Gro | Ex | CZ07 | Any | Cap-Tons | 83.3 | 50000 | None | 289 | 0.026 | 0.0333 | 289 | 0.026 | 0.0333 | 0 | 0 | 0 | 0 | 0 | 0 |  |  | 2
D03-220 | DEER2005 | D05 v2.01 | 2012-02-06 | SDG | Gro | Ex | CZ08 | Any | Cap-Tons | 83 | 50000 | None | 302 | 0.058 | 0.0307 | 302 | 0.058 | 0.0307 | 0 | 0 | 0 | 0 | 0 | 0 |  |  | 2
D03-220 | DEER2005 | D05 v2.01 | 2012-02-06 | SCE | Gro | Ex | CZ08 | Any | Cap-Tons | 83.2 | 50000 | None | 314 | 0.0607 | 0.0301 | 314 | 0.0607 | 0.0301 | 0 | 0 | 0 | 0 | 0 | 0 |  |  | 2
D03-220 | DEER2005 | D05 v2.01 | 2012-02-06 | SCG | Gro | Ex | CZ08 | Any | Cap-Tons | 83.2 | 50000 | None | 314 | 0.0608 | 0.0301 | 314 | 0.0608 | 0.0301 | 0 | 0 | 0 | 0 | 0 | 0 |  |  | 2
D03-220 | DEER2005 | D05 v2.01 | 2012-02-06 | SCG | Gro | Ex | CZ09 | Any | Cap-Tons | 79.2 | 50000 | None | 346 | 0.0708 | 0.0328 | 346 | 0.0708 | 0.0328 | 0 | 0 | 0 | 0 | 0 | 0 |  |  | 2
D03-220 | DEER2005 | D05 v2.01 | 2012-02-06 | SCE | Gro | Ex | CZ09 | Any | Cap-Tons | 79.3 | 50000 | None | 346 | 0.071 | 0.0328 | 346 | 0.071 | 0.0328 | 0 | 0 | 0 | 0 | 0 | 0 |  |  | 2
D03-220 | DEER2005 | D05 v2.01 | 2012-02-06 | SCE | Gro | Ex | CZ10 | Any | Cap-Tons | 80 | 50000 | None | 342 | 0.0746 | 0.033 | 342 | 0.0746 | 0.033 | 0 | 0 | 0 | 0 | 0 | 0 |  |  | 2
D03-220 | DEER2005 | D05 v2.01 | 2012-02-06 | SCG | Gro | Ex | CZ10 | Any | Cap-Tons | 80 | 50000 | None | 342 | 0.0746 | 0.033 | 342 | 0.0746 | 0.033 | 0 | 0 | 0 | 0 | 0 | 0 |  |  | 2
D03-220 | DEER2005 | D05 v2.01 | 2012-02-06 | SDG | Gro | Ex | CZ10 | Any | Cap-Tons | 80.6 | 50000 | None | 347 | 0.0758 | 0.0328 | 347 | 0.0758 | 0.0328 | 0 | 0 | 0 | 0 | 0 | 0 |  |  | 2
D03-220 | DEER2005 | D05 v2.01 | 2012-02-06 | PGE | Gro | Ex | CZ11 | Any | Cap-Tons | 75.6 | 50000 | None | 389 | 0.0901 | 0.0365 | 389 | 0.0901 | 0.0365 | 0 | 0 | 0 | 0 | 0 | 0 |  |  | 2
D03-220 | DEER2005 | D05 v2.01 | 2012-02-06 | PGE | Gro | Ex | CZ12 | Any | Cap-Tons | 77.9 | 50000 | None | 352 | 0.071 | 0.0386 | 352 | 0.071 | 0.0386 | 0 | 0 | 0 | 0 | 0 | 0 |  |  | 2
D03-220 | DEER2005 | D05 v2.01 | 2012-02-06 | PGE | Gro | Ex | CZ13 | Any | Cap-Tons | 78.1 | 50000 | None | 380 | 0.0838 | 0.0307 | 380 | 0.0838 | 0.0307 | 0 | 0 | 0 | 0 | 0 | 0 |  |  | 2
D03-220 | DEER2005 | D05 v2.01 | 2012-02-06 | SCE | Gro | Ex | CZ13 | Any | Cap-Tons | 77.9 | 50000 | None | 370 | 0.079 | 0.0311 | 370 | 0.079 | 0.0311 | 0 | 0 | 0 | 0 | 0 | 0 |  |  | 2
D03-220 | DEER2005 | D05 v2.01 | 2012-02-06 | SCG | Gro | Ex | CZ13 | Any | Cap-Tons | 77.9 | 50000 | None | 370 | 0.079 | 0.0311 | 370 | 0.079 | 0.0311 | 0 | 0 | 0 | 0 | 0 | 0 |  |  | 2
D03-220 | DEER2005 | D05 v2.01 | 2012-02-06 | SCG | Gro | Ex | CZ14 | Any | Cap-Tons | 70.8 | 50000 | None | 443 | 0.0994 | 0.0362 | 443 | 0.0994 | 0.0362 | 0 | 0 | 0 | 0 | 0 | 0 |  |  | 2
D03-220 | DEER2005 | D05 v2.01 | 2012-02-06 | SDG | Gro | Ex | CZ14 | Any | Cap-Tons | 71 | 50000 | None | 446 | 0.0994 | 0.0368 | 446 | 0.0994 | 0.0368 | 0 | 0 | 0 | 0 | 0 | 0 |  |  | 2
D03-220 | DEER2005 | D05 v2.01 | 2012-02-06 | SCE | Gro | Ex | CZ14 | Any | Cap-Tons | 70.8 | 50000 | None | 443 | 0.0994 | 0.0362 | 443 | 0.0994 | 0.0362 | 0 | 0 | 0 | 0 | 0 | 0 |  |  | 2
D03-220 | DEER2005 | D05 v2.01 | 2012-02-06 | SCE | Gro | Ex | CZ15 | Any | Cap-Tons | 78.3 | 50000 | None | 364 | 0.0402 | 0.0228 | 364 | 0.0402 | 0.0228 | 0 | 0 | 0 | 0 | 0 | 0 |  |  | 2
D03-220 | DEER2005 | D05 v2.01 | 2012-02-06 | SCG | Gro | Ex | CZ15 | Any | Cap-Tons | 78.3 | 50000 | None | 364 | 0.0402 | 0.0228 | 364 | 0.0402 | 0.0228 | 0 | 0 | 0 | 0 | 0 | 0 |  |  | 2
D03-220 | DEER2005 | D05 v2.01 | 2012-02-06 | SDG | Gro | Ex | CZ15 | Any | Cap-Tons | 78.7 | 50000 | None | 370 | 0.0415 | 0.0231 | 370 | 0.0415 | 0.0231 | 0 | 0 | 0 | 0 | 0 | 0 |  |  | 2
D03-220 | DEER2005 | D05 v2.01 | 2012-02-06 | PGE | Gro | Ex | CZ16 | Any | Cap-Tons | 77.4 | 50000 | None | 353 | 0.0602 | 0.0473 | 353 | 0.0602 | 0.0473 | 0 | 0 | 0 | 0 | 0 | 0 |  |  | 2
D03-220 | DEER2005 | D05 v2.01 | 2012-02-06 | SCE | Gro | Ex | CZ16 | Any | Cap-Tons | 76.8 | 50000 | None | 344 | 0.0581 | 0.0473 | 344 | 0.0581 | 0.0473 | 0 | 0 | 0 | 0 | 0 | 0 |  |  | 2
D03-220 | DEER2005 | D05 v2.01 | 2012-02-06 | SCG | Gro | Ex | CZ16 | Any | Cap-Tons | 76.8 | 50000 | None | 344 | 0.0581 | 0.0473 | 344 | 0.0581 | 0.0473 | 0 | 0 | 0 | 0 | 0 | 0 |  |  | 2
D03-220 | DEER2005 | D05 v2.01 | 2012-02-06 | SDG | Gro | Ex | IOU | Any | Cap-Tons | 82.3 | 50000 | None | 307 | 0.0404 | 0.0337 | 307 | 0.0404 | 0.0337 | 0 | 0 | 0 | 0 | 0 | 0 |  |  | 2
D03-220 | DEER2005 | D05 v2.01 | 2012-02-06 | PGE | Gro | Ex | IOU | Any | Cap-Tons | 78.6 | 50000 | None | 347 | 0.0601 | 0.0407 | 347 | 0.0601 | 0.0407 | 0 | 0 | 0 | 0 | 0 | 0 |  |  | 2
D03-220 | DEER2005 | D05 v2.01 | 2012-02-06 | SCG | Gro | Ex | IOU | Any | Cap-Tons | 80 | 50000 | None | 336 | 0.0608 | 0.0334 | 336 | 0.0608 | 0.0334 | 0 | 0 | 0 | 0 | 0 | 0 |  |  | 2
D03-220 | DEER2005 | D05 v2.01 | 2012-02-06 | SCE | Gro | Ex | IOU | Any | Cap-Tons | 80 | 50000 | None | 335 | 0.0597 | 0.0335 | 335 | 0.0597 | 0.0335 | 0 | 0 | 0 | 0 | 0 | 0 |  |  | 2
D03-220 | DEER2005 | D05 v2.01 | 2014-05-27 15:37 | Any | Gro | New | CZ01 | Any | Cap-Tons | 60.3 | 50000 | None | 172 | 0.0129 | 0.0508 | 172 | 0.0129 | 0.0508 | 0 | 0 | 0 | 0 | 0 | 0 |  |  | 1
D03-220 | DEER2005 | D05 v2.01 | 2014-05-27 15:37 | Any | Gro | New | CZ02 | Any | Cap-Tons | 59.2 | 50000 | None | 218 | 0.0244 | 0.0332 | 218 | 0.0244 | 0.0332 | 0 | 0 | 0 | 0 | 0 | 0 |  |  | 1
D03-220 | DEER2005 | D05 v2.01 | 2014-05-27 15:37 | Any | Gro | New | CZ03 | Any | Cap-Tons | 58.1 | 50000 | None | 183 | 0.00191 | 0.0437 | 183 | 0.00191 | 0.0437 | 0 | 0 | 0 | 0 | 0 | 0 |  |  | 1
D03-220 | DEER2005 | D05 v2.01 | 2014-05-27 15:37 | Any | Gro | New | CZ04 | Any | Cap-Tons | 60.4 | 50000 | None | 171 | 0.0147 | 0.0393 | 171 | 0.0147 | 0.0393 | 0 | 0 | 0 | 0 | 0 | 0 |  |  | 1
D03-220 | DEER2005 | D05 v2.01 | 2014-05-27 15:37 | Any | Gro | New | CZ05 | Any | Cap-Tons | 59.9 | 50000 | None | 180 | 0.013 | 0.0407 | 180 | 0.013 | 0.0407 | 0 | 0 | 0 | 0 | 0 | 0 |  |  | 1
D03-220 | DEER2005 | D05 v2.01 | 2014-05-27 15:37 | Any | Gro | New | CZ06 | Any | Cap-Tons | 59.2 | 50000 | None | 168 | 0.00563 | 0.0328 | 168 | 0.00563 | 0.0328 | 0 | 0 | 0 | 0 | 0 | 0 |  |  | 1
D03-220 | DEER2005 | D05 v2.01 | 2014-05-27 15:37 | Any | Gro | New | CZ07 | Any | Cap-Tons | 62.5 | 50000 | None | 157 | 0.00534 | 0.0343 | 157 | 0.00534 | 0.0343 | 0 | 0 | 0 | 0 | 0 | 0 |  |  | 1
D03-220 | DEER2005 | D05 v2.01 | 2014-05-27 15:37 | Any | Gro | New | CZ08 | Any | Cap-Tons | 61.4 | 50000 | None | 175 | 0.038 | 0.0256 | 175 | 0.038 | 0.0256 | 0 | 0 | 0 | 0 | 0 | 0 |  |  | 1
D03-220 | DEER2005 | D05 v2.01 | 2014-05-27 15:37 | Any | Gro | New | CZ09 | Any | Cap-Tons | 61.6 | 50000 | None | 192 | 0.027 | 0.0314 | 192 | 0.027 | 0.0314 | 0 | 0 | 0 | 0 | 0 | 0 |  |  | 1
D03-220 | DEER2005 | D05 v2.01 | 2014-05-27 15:37 | Any | Gro | New | CZ10 | Any | Cap-Tons | 59.5 | 50000 | None | 226 | 0.0317 | 0.0326 | 226 | 0.0317 | 0.0326 | 0 | 0 | 0 | 0 | 0 | 0 |  |  | 1
D03-220 | DEER2005 | D05 v2.01 | 2014-05-27 15:37 | Any | Gro | New | CZ11 | Any | Cap-Tons | 60.5 | 50000 | None | 246 | 0.0404 | 0.0417 | 246 | 0.0404 | 0.0417 | 0 | 0 | 0 | 0 | 0 | 0 |  |  | 1
D03-220 | DEER2005 | D05 v2.01 | 2014-05-27 15:37 | Any | Gro | New | CZ12 | Any | Cap-Tons | 61.5 | 50000 | None | 209 | 0.0362 | 0.0334 | 209 | 0.0362 | 0.0334 | 0 | 0 | 0 | 0 | 0 | 0 |  |  | 1
D03-220 | DEER2005 | D05 v2.01 | 2014-05-27 15:37 | Any | Gro | New | CZ13 | Any | Cap-Tons | 62.3 | 50000 | None | 221 | 0.0392 | 0.0266 | 221 | 0.0392 | 0.0266 | 0 | 0 | 0 | 0 | 0 | 0 |  |  | 1
D03-220 | DEER2005 | D05 v2.01 | 2014-05-27 15:37 | Any | Gro | New | CZ14 | Any | Cap-Tons | 58.1 | 50000 | None | 323 | 0.0957 | 0.0358 | 323 | 0.0957 | 0.0358 | 0 | 0 | 0 | 0 | 0 | 0 |  |  | 1
D03-220 | DEER2005 | D05 v2.01 | 2014-05-27 15:37 | Any | Gro | New | CZ15 | Any | Cap-Tons | 60.8 | 50000 | None | 241 | 0.0201 | 0.0182 | 241 | 0.0201 | 0.0182 | 0 | 0 | 0 | 0 | 0 | 0 |  |  | 1
D03-220 | DEER2005 | D05 v2.01 | 2014-05-27 15:37 | Any | Gro | New | CZ16 | Any | Cap-Tons | 58.7 | 50000 | None | 245 | 0.0303 | 0.054 | 245 | 0.0303 | 0.054 | 0 | 0 | 0 | 0 | 0 | 0 |  |  | 1
D03-220 | DEER2005 | D05 v2.01 | 2012-02-06 | SCG | Gro | New | IOU | Any | Cap-Tons | 60.4 | 50000 | None | 205 | 0.0317 | 0.0308 | 205 | 0.0317 | 0.0308 | 0 | 0 | 0 | 0 | 0 | 0 |  |  | 2
D03-220 | DEER2005 | D05 v2.01 | 2012-02-06 | PGE | Gro | New | IOU | Any | Cap-Tons | 60.5 | 50000 | None | 205 | 0.026 | 0.0361 | 205 | 0.026 | 0.0361 | 0 | 0 | 0 | 0 | 0 | 0 |  |  | 2
D03-220 | DEER2005 | D05 v2.01 | 2012-02-06 | SCE | Gro | New | IOU | Any | Cap-Tons | 60.2 | 50000 | None | 209 | 0.0327 | 0.0308 | 209 | 0.0327 | 0.0308 | 0 | 0 | 0 | 0 | 0 | 0 |  |  | 2
D03-220 | DEER2005 | D05 v2.01 | 2012-02-06 | SDG | Gro | New | IOU | Any | Cap-Tons | 61.4 | 50000 | None | 178 | 0.0137 | 0.0335 | 178 | 0.0137 | 0.0335 | 0 | 0 | 0 | 0 | 0 | 0 |  |  | 2
D03-221 | DEER2005 | D05 v2.01 | 2012-02-06 | PGE | Com | Ex | IOU | Any | Cap-Tons | 78.6 | 50000 | None | 991 | -0.00432 | 0.326 | 991 | -0.00432 | 0.326 | 0 | 0 | 0 | 0 | 0 | 0 |  |  | 2
D03-221 | DEER2005 | D05 v2.01 | 2012-02-06 | SDG | Com | Ex | IOU | Any | Cap-Tons | 82.2 | 50000 | None | 669 | -0.00831 | 0.261 | 669 | -0.00831 | 0.261 | 0 | 0 | 0 | 0 | 0 | 0 |  |  | 2
D03-221 | DEER2005 | D05 v2.01 | 2012-02-06 | SCG | Com | Ex | IOU | Any | Cap-Tons | 80 | 50000 | None | 720 | 0.000724 | 0.236 | 720 | 0.000724 | 0.236 | 0 | 0 | 0 | 0 | 0 | 0 |  |  | 2
D03-221 | DEER2005 | D05 v2.01 | 2012-02-06 | SCE | Com | Ex | IOU | Any | Cap-Tons | 80.1 | 50000 | None | 716 | 0.00126 | 0.237 | 716 | 0.00126 | 0.237 | 0 | 0 | 0 | 0 | 0 | 0 |  |  | 2
D03-221 | DEER2005 | D05 v2.01 | 2012-02-06 | SCE | Com | New | IOU | Any | Cap-Tons | 60.2 | 50000 | None | 52.5 | -0.00476 | 0.172 | 52.5 | -0.00476 | 0.172 | 0 | 0 | 0 | 0 | 0 | 0 |  |  | 2
D03-221 | DEER2005 | D05 v2.01 | 2012-02-06 | SCG | Com | New | IOU | Any | Cap-Tons | 60.4 | 50000 | None | 46.9 | -0.0044 | 0.172 | 46.9 | -0.0044 | 0.172 | 0 | 0 | 0 | 0 | 0 | 0 |  |  | 2
D03-221 | DEER2005 | D05 v2.01 | 2012-02-06 | SDG | Com | New | IOU | Any | Cap-Tons | 61.4 | 50000 | None | -12.3 | -0.00634 | 0.198 | -12.3 | -0.00634 | 0.198 | 0 | 0 | 0 | 0 | 0 | 0 |  |  | 2
D03-221 | DEER2005 | D05 v2.01 | 2012-02-06 | PGE | Com | New | IOU | Any | Cap-Tons | 60.5 | 50000 | None | 195 | -7.41e-05 | 0.248 | 195 | -7.41e-05 | 0.248 | 0 | 0 | 0 | 0 | 0 | 0 |  |  | 2
D03-221 | DEER2005 | D05 v2.01 | 2012-02-06 | PGE | Gro | Ex | CZ01 | Any | Cap-Tons | 81.7 | 50000 | None | 1380 | 0.0763 | 0.489 | 1380 | 0.0763 | 0.489 | 0 | 0 | 0 | 0 | 0 | 0 |  |  | 2
D03-221 | DEER2005 | D05 v2.01 | 2012-02-06 | PGE | Gro | Ex | CZ02 | Any | Cap-Tons | 76.5 | 50000 | None | 1120 | 0 | 0.342 | 1120 | 0 | 0.342 | 0 | 0 | 0 | 0 | 0 | 0 |  |  | 2
D03-221 | DEER2005 | D05 v2.01 | 2012-02-06 | PGE | Gro | Ex | CZ03 | Any | Cap-Tons | 79.3 | 50000 | None | 1160 | -0.0153 | 0.4 | 1160 | -0.0153 | 0.4 | 0 | 0 | 0 | 0 | 0 | 0 |  |  | 2
D03-221 | DEER2005 | D05 v2.01 | 2012-02-06 | PGE | Gro | Ex | CZ04 | Any | Cap-Tons | 81.3 | 50000 | None | 954 | -0.00293 | 0.3 | 954 | -0.00293 | 0.3 | 0 | 0 | 0 | 0 | 0 | 0 |  |  | 2
D03-221 | DEER2005 | D05 v2.01 | 2012-02-06 | PGE | Gro | Ex | CZ05 | Any | Cap-Tons | 80.8 | 50000 | None | 1070 | -0.0115 | 0.367 | 1070 | -0.0115 | 0.367 | 0 | 0 | 0 | 0 | 0 | 0 |  |  | 2
D03-221 | DEER2005 | D05 v2.01 | 2012-02-06 | SCE | Gro | Ex | CZ05 | Any | Cap-Tons | 80.6 | 50000 | None | 1060 | -0.0113 | 0.367 | 1060 | -0.0113 | 0.367 | 0 | 0 | 0 | 0 | 0 | 0 |  |  | 2
D03-221 | DEER2005 | D05 v2.01 | 2012-02-06 | SCG | Gro | Ex | CZ05 | Any | Cap-Tons | 80.6 | 50000 | None | 1060 | -0.0113 | 0.367 | 1060 | -0.0113 | 0.367 | 0 | 0 | 0 | 0 | 0 | 0 |  |  | 2
D03-221 | DEER2005 | D05 v2.01 | 2012-02-06 | SCG | Gro | Ex | CZ06 | Any | Cap-Tons | 79.2 | 50000 | None | 839 | 0.0108 | 0.29 | 839 | 0.0108 | 0.29 | 0 | 0 | 0 | 0 | 0 | 0 |  |  | 2
D03-221 | DEER2005 | D05 v2.01 | 2012-02-06 | SCE | Gro | Ex | CZ06 | Any | Cap-Tons | 79.3 | 50000 | None | 839 | 0.0108 | 0.291 | 839 | 0.0108 | 0.291 | 0 | 0 | 0 | 0 | 0 | 0 |  |  | 2
D03-221 | DEER2005 | D05 v2.01 | 2012-02-06 | SDG | Gro | Ex | CZ06 | Any | Cap-Tons | 79.1 | 50000 | None | 777 | 0.00764 | 0.309 | 777 | 0.00764 | 0.309 | 0 | 0 | 0 | 0 | 0 | 0 |  |  | 2
D03-221 | DEER2005 | D05 v2.01 | 2012-02-06 | SDG | Gro | Ex | CZ07 | Any | Cap-Tons | 83.3 | 50000 | None | 661 | -0.0137 | 0.273 | 661 | -0.0137 | 0.273 | 0 | 0 | 0 | 0 | 0 | 0 |  |  | 2
D03-221 | DEER2005 | D05 v2.01 | 2012-02-06 | SCG | Gro | Ex | CZ08 | Any | Cap-Tons | 83.2 | 50000 | None | 712 | -0.0014 | 0.224 | 712 | -0.0014 | 0.224 | 0 | 0 | 0 | 0 | 0 | 0 |  |  | 2
D03-221 | DEER2005 | D05 v2.01 | 2012-02-06 | SCE | Gro | Ex | CZ08 | Any | Cap-Tons | 83.2 | 50000 | None | 711 | -0.0014 | 0.224 | 711 | -0.0014 | 0.224 | 0 | 0 | 0 | 0 | 0 | 0 |  |  | 2
D03-221 | DEER2005 | D05 v2.01 | 2012-02-06 | SDG | Gro | Ex | CZ08 | Any | Cap-Tons | 83 | 50000 | None | 658 | -0.000752 | 0.239 | 658 | -0.000752 | 0.239 | 0 | 0 | 0 | 0 | 0 | 0 |  |  | 2
D03-221 | DEER2005 | D05 v2.01 | 2012-02-06 | SCE | Gro | Ex | CZ09 | Any | Cap-Tons | 79.3 | 50000 | None | 730 | -0.00294 | 0.229 | 730 | -0.00294 | 0.229 | 0 | 0 | 0 | 0 | 0 | 0 |  |  | 2
D03-221 | DEER2005 | D05 v2.01 | 2012-02-06 | SCG | Gro | Ex | CZ09 | Any | Cap-Tons | 79.3 | 50000 | None | 727 | -0.00294 | 0.229 | 727 | -0.00294 | 0.229 | 0 | 0 | 0 | 0 | 0 | 0 |  |  | 2
D03-221 | DEER2005 | D05 v2.01 | 2012-02-06 | SCG | Gro | Ex | CZ10 | Any | Cap-Tons | 80 | 50000 | None | 638 | 0 | 0.223 | 638 | 0 | 0.223 | 0 | 0 | 0 | 0 | 0 | 0 |  |  | 2
D03-221 | DEER2005 | D05 v2.01 | 2012-02-06 | SDG | Gro | Ex | CZ10 | Any | Cap-Tons | 80.6 | 50000 | None | 664 | 0 | 0.225 | 664 | 0 | 0.225 | 0 | 0 | 0 | 0 | 0 | 0 |  |  | 2
D03-221 | DEER2005 | D05 v2.01 | 2012-02-06 | SCE | Gro | Ex | CZ10 | Any | Cap-Tons | 80 | 50000 | None | 638 | 0 | 0.223 | 638 | 0 | 0.223 | 0 | 0 | 0 | 0 | 0 | 0 |  |  | 2
D03-221 | DEER2005 | D05 v2.01 | 2012-02-06 | PGE | Gro | Ex | CZ11 | Any | Cap-Tons | 75.6 | 50000 | None | 871 | -0.000385 | 0.282 | 871 | -0.000385 | 0.282 | 0 | 0 | 0 | 0 | 0 | 0 |  |  | 2
D03-221 | DEER2005 | D05 v2.01 | 2012-02-06 | PGE | Gro | Ex | CZ12 | Any | Cap-Tons | 78 | 50000 | None | 937 | -0.000258 | 0.304 | 937 | -0.000258 | 0.304 | 0 | 0 | 0 | 0 | 0 | 0 |  |  | 2
D03-221 | DEER2005 | D05 v2.01 | 2012-02-06 | PGE | Gro | Ex | CZ13 | Any | Cap-Tons | 78.1 | 50000 | None | 748 | -0.00045 | 0.24 | 748 | -0.00045 | 0.24 | 0 | 0 | 0 | 0 | 0 | 0 |  |  | 2
D03-221 | DEER2005 | D05 v2.01 | 2012-02-06 | SCE | Gro | Ex | CZ13 | Any | Cap-Tons | 77.9 | 50000 | None | 710 | -0.000341 | 0.245 | 710 | -0.000341 | 0.245 | 0 | 0 | 0 | 0 | 0 | 0 |  |  | 2
D03-221 | DEER2005 | D05 v2.01 | 2012-02-06 | SCG | Gro | Ex | CZ13 | Any | Cap-Tons | 77.9 | 50000 | None | 710 | -0.000341 | 0.245 | 710 | -0.000341 | 0.245 | 0 | 0 | 0 | 0 | 0 | 0 |  |  | 2
D03-221 | DEER2005 | D05 v2.01 | 2012-02-06 | SCE | Gro | Ex | CZ14 | Any | Cap-Tons | 70.8 | 50000 | None | 778 | 0 | 0.253 | 778 | 0 | 0.253 | 0 | 0 | 0 | 0 | 0 | 0 |  |  | 2
D03-221 | DEER2005 | D05 v2.01 | 2012-02-06 | SDG | Gro | Ex | CZ14 | Any | Cap-Tons | 71 | 50000 | None | 794 | 0 | 0.257 | 794 | 0 | 0.257 | 0 | 0 | 0 | 0 | 0 | 0 |  |  | 2
D03-221 | DEER2005 | D05 v2.01 | 2012-02-06 | SCG | Gro | Ex | CZ14 | Any | Cap-Tons | 70.8 | 50000 | None | 778 | 0 | 0.253 | 778 | 0 | 0.253 | 0 | 0 | 0 | 0 | 0 | 0 |  |  | 2
D03-221 | DEER2005 | D05 v2.01 | 2012-02-06 | SCG | Gro | Ex | CZ15 | Any | Cap-Tons | 78.3 | 50000 | None | 0.000896 | 0 | 6.39e-06 | 0.000896 | 0 | 6.39e-06 | 0 | 0 | 0 | 0 | 0 | 0 |  |  | 2
D03-221 | DEER2005 | D05 v2.01 | 2012-02-06 | SCE | Gro | Ex | CZ15 | Any | Cap-Tons | 78.3 | 50000 | None | 0.000896 | 0 | 6.39e-06 | 0.000896 | 0 | 6.39e-06 | 0 | 0 | 0 | 0 | 0 | 0 |  |  | 2
D03-221 | DEER2005 | D05 v2.01 | 2012-02-06 | SDG | Gro | Ex | CZ15 | Any | Cap-Tons | 78.7 | 50000 | None | -0.000135 | 0 | 3.78e-06 | -0.000135 | 0 | 3.78e-06 | 0 | 0 | 0 | 0 | 0 | 0 |  |  | 2
D03-221 | DEER2005 | D05 v2.01 | 2012-02-06 | SCE | Gro | Ex | CZ16 | Any | Cap-Tons | 76.8 | 50000 | None | 1130 | -0.00333 | 0.356 | 1130 | -0.00333 | 0.356 | 0 | 0 | 0 | 0 | 0 | 0 |  |  | 2
D03-221 | DEER2005 | D05 v2.01 | 2012-02-06 | SCG | Gro | Ex | CZ16 | Any | Cap-Tons | 76.8 | 50000 | None | 1130 | -0.00333 | 0.356 | 1130 | -0.00333 | 0.356 | 0 | 0 | 0 | 0 | 0 | 0 |  |  | 2
D03-221 | DEER2005 | D05 v2.01 | 2012-02-06 | PGE | Gro | Ex | CZ16 | Any | Cap-Tons | 77.4 | 50000 | None | 1200 | -0.00368 | 0.352 | 1200 | -0.00368 | 0.352 | 0 | 0 | 0 | 0 | 0 | 0 |  |  | 2
D03-221 | DEER2005 | D05 v2.01 | 2012-02-06 | SCE | Gro | Ex | IOU | Any | Cap-Tons | 80.1 | 50000 | None | 716 | 0.00126 | 0.237 | 716 | 0.00126 | 0.237 | 0 | 0 | 0 | 0 | 0 | 0 |  |  | 2
D03-221 | DEER2005 | D05 v2.01 | 2012-02-06 | SDG | Gro | Ex | IOU | Any | Cap-Tons | 82.2 | 50000 | None | 669 | -0.00831 | 0.261 | 669 | -0.00831 | 0.261 | 0 | 0 | 0 | 0 | 0 | 0 |  |  | 2
D03-221 | DEER2005 | D05 v2.01 | 2012-02-06 | PGE | Gro | Ex | IOU | Any | Cap-Tons | 78.6 | 50000 | None | 991 | -0.00432 | 0.326 | 991 | -0.00432 | 0.326 | 0 | 0 | 0 | 0 | 0 | 0 |  |  | 2
D03-221 | DEER2005 | D05 v2.01 | 2012-02-06 | SCG | Gro | Ex | IOU | Any | Cap-Tons | 80 | 50000 | None | 720 | 0.000724 | 0.236 | 720 | 0.000724 | 0.236 | 0 | 0 | 0 | 0 | 0 | 0 |  |  | 2
D03-221 | DEER2005 | D05 v2.01 | 2014-05-27 15:37 | Any | Gro | New | CZ01 | Any | Cap-Tons | 60.3 | 50000 | None | 416 | 0.00184 | 0.397 | 416 | 0.00184 | 0.397 | 0 | 0 | 0 | 0 | 0 | 0 |  |  | 1
D03-221 | DEER2005 | D05 v2.01 | 2014-05-27 15:37 | Any | Gro | New | CZ02 | Any | Cap-Tons | 59.2 | 50000 | None | 268 | 0 | 0.253 | 268 | 0 | 0.253 | 0 | 0 | 0 | 0 | 0 | 0 |  |  | 1
D03-221 | DEER2005 | D05 v2.01 | 2014-05-27 15:37 | Any | Gro | New | CZ03 | Any | Cap-Tons | 58.1 | 50000 | None | 236 | 0 | 0.352 | 236 | 0 | 0.352 | 0 | 0 | 0 | 0 | 0 | 0 |  |  | 1
D03-221 | DEER2005 | D05 v2.01 | 2014-05-27 15:37 | Any | Gro | New | CZ04 | Any | Cap-Tons | 60.4 | 50000 | None | 190 | 0 | 0.235 | 190 | 0 | 0.235 | 0 | 0 | 0 | 0 | 0 | 0 |  |  | 1
D03-221 | DEER2005 | D05 v2.01 | 2014-05-27 15:37 | Any | Gro | New | CZ05 | Any | Cap-Tons | 59.9 | 50000 | None | 218 | -0.00371 | 0.292 | 218 | -0.00371 | 0.292 | 0 | 0 | 0 | 0 | 0 | 0 |  |  | 1
D03-221 | DEER2005 | D05 v2.01 | 2014-05-27 15:37 | Any | Gro | New | CZ06 | Any | Cap-Tons | 59.2 | 50000 | None | 8.68 | -0.03 | 0.233 | 8.68 | -0.03 | 0.233 | 0 | 0 | 0 | 0 | 0 | 0 |  |  | 1
D03-221 | DEER2005 | D05 v2.01 | 2014-05-27 15:37 | Any | Gro | New | CZ07 | Any | Cap-Tons | 62.5 | 50000 | None | -50.6 | -0.00711 | 0.212 | -50.6 | -0.00711 | 0.212 | 0 | 0 | 0 | 0 | 0 | 0 |  |  | 1
D03-221 | DEER2005 | D05 v2.01 | 2014-05-27 15:37 | Any | Gro | New | CZ08 | Any | Cap-Tons | 61.4 | 50000 | None | 4.86 | 0 | 0.161 | 4.86 | 0 | 0.161 | 0 | 0 | 0 | 0 | 0 | 0 |  |  | 1
D03-221 | DEER2005 | D05 v2.01 | 2014-05-27 15:37 | Any | Gro | New | CZ09 | Any | Cap-Tons | 61.6 | 50000 | None | 24.6 | 0 | 0.167 | 24.6 | 0 | 0.167 | 0 | 0 | 0 | 0 | 0 | 0 |  |  | 1
D03-221 | DEER2005 | D05 v2.01 | 2014-05-27 15:37 | Any | Gro | New | CZ10 | Any | Cap-Tons | 59.5 | 50000 | None | 70.2 | 0 | 0.159 | 70.2 | 0 | 0.159 | 0 | 0 | 0 | 0 | 0 | 0 |  |  | 1
D03-221 | DEER2005 | D05 v2.01 | 2014-05-27 15:37 | Any | Gro | New | CZ11 | Any | Cap-Tons | 60.5 | 50000 | None | 155 | 0 | 0.218 | 155 | 0 | 0.218 | 0 | 0 | 0 | 0 | 0 | 0 |  |  | 1
D03-221 | DEER2005 | D05 v2.01 | 2014-05-27 15:37 | Any | Gro | New | CZ12 | Any | Cap-Tons | 61.5 | 50000 | None | 206 | 0 | 0.223 | 206 | 0 | 0.223 | 0 | 0 | 0 | 0 | 0 | 0 |  |  | 1
D03-221 | DEER2005 | D05 v2.01 | 2014-05-27 15:37 | Any | Gro | New | CZ13 | Any | Cap-Tons | 62.3 | 50000 | None | 115 | 0 | 0.18 | 115 | 0 | 0.18 | 0 | 0 | 0 | 0 | 0 | 0 |  |  | 1
D03-221 | DEER2005 | D05 v2.01 | 2014-05-27 15:37 | Any | Gro | New | CZ14 | Any | Cap-Tons | 58.1 | 50000 | None | 138 | 0 | 0.19 | 138 | 0 | 0.19 | 0 | 0 | 0 | 0 | 0 | 0 |  |  | 1
D03-221 | DEER2005 | D05 v2.01 | 2014-05-27 15:37 | Any | Gro | New | CZ15 | Any | Cap-Tons | 60.8 | 50000 | None | -0.0288 | 0 | 0.000103 | -0.0288 | 0 | 0.000103 | 0 | 0 | 0 | 0 | 0 | 0 |  |  | 1
D03-221 | DEER2005 | D05 v2.01 | 2014-05-27 15:37 | Any | Gro | New | CZ16 | Any | Cap-Tons | 58.7 | 50000 | None | 377 | 0 | 0.294 | 377 | 0 | 0.294 | 0 | 0 | 0 | 0 | 0 | 0 |  |  | 1
D03-221 | DEER2005 | D05 v2.01 | 2012-02-06 | PGE | Gro | New | IOU | Any | Cap-Tons | 60.5 | 50000 | None | 195 | -7.41e-05 | 0.248 | 195 | -7.41e-05 | 0.248 | 0 | 0 | 0 | 0 | 0 | 0 |  |  | 2
D03-221 | DEER2005 | D05 v2.01 | 2012-02-06 | SCE | Gro | New | IOU | Any | Cap-Tons | 60.2 | 50000 | None | 52.5 | -0.00476 | 0.172 | 52.5 | -0.00476 | 0.172 | 0 | 0 | 0 | 0 | 0 | 0 |  |  | 2
D03-221 | DEER2005 | D05 v2.01 | 2012-02-06 | SCG | Gro | New | IOU | Any | Cap-Tons | 60.4 | 50000 | None | 46.9 | -0.0044 | 0.172 | 46.9 | -0.0044 | 0.172 | 0 | 0 | 0 | 0 | 0 | 0 |  |  | 2
D03-221 | DEER2005 | D05 v2.01 | 2012-02-06 | SDG | Gro | New | IOU | Any | Cap-Tons | 61.4 | 50000 | None | -12.3 | -0.00634 | 0.198 | -12.3 | -0.00634 | 0.198 | 0 | 0 | 0 | 0 | 0 | 0 |  |  | 2
D03-222 | DEER2005 | D05 v2.01 | 2012-02-06 | SDG | Com | Ex | IOU | Any | Cap-Tons | 82.4 | 50000 | None | 980 | -0.0086 | 0.308 | 980 | -0.0086 | 0.308 | 0 | 0 | 0 | 0 | 0 | 0 |  |  | 2
D03-222 | DEER2005 | D05 v2.01 | 2012-02-06 | SCG | Com | Ex | IOU | Any | Cap-Tons | 79.8 | 50000 | None | 1140 | 0.00944 | 0.283 | 1140 | 0.00944 | 0.283 | 0 | 0 | 0 | 0 | 0 | 0 |  |  | 2
D03-222 | DEER2005 | D05 v2.01 | 2012-02-06 | PGE | Com | Ex | IOU | Any | Cap-Tons | 78.3 | 50000 | None | 1400 | -0.0047 | 0.365 | 1400 | -0.0047 | 0.365 | 0 | 0 | 0 | 0 | 0 | 0 |  |  | 2
D03-222 | DEER2005 | D05 v2.01 | 2012-02-06 | SCE | Com | Ex | IOU | Any | Cap-Tons | 79.9 | 50000 | None | 1140 | 0.0122 | 0.283 | 1140 | 0.0122 | 0.283 | 0 | 0 | 0 | 0 | 0 | 0 |  |  | 2
D03-222 | DEER2005 | D05 v2.01 | 2012-02-06 | SCG | Com | New | IOU | Any | Cap-Tons | 59.1 | 50000 | None | 149 | -0.0927 | 0.18 | 149 | -0.0927 | 0.18 | 0 | 0 | 0 | 0 | 0 | 0 |  |  | 2
D03-222 | DEER2005 | D05 v2.01 | 2012-02-06 | SCE | Com | New | IOU | Any | Cap-Tons | 59.1 | 50000 | None | 160 | -0.0951 | 0.182 | 160 | -0.0951 | 0.182 | 0 | 0 | 0 | 0 | 0 | 0 |  |  | 2
D03-222 | DEER2005 | D05 v2.01 | 2012-02-06 | PGE | Com | New | IOU | Any | Cap-Tons | 58.9 | 50000 | None | 273 | -0.0891 | 0.25 | 273 | -0.0891 | 0.25 | 0 | 0 | 0 | 0 | 0 | 0 |  |  | 2
D03-222 | DEER2005 | D05 v2.01 | 2012-02-06 | SDG | Com | New | IOU | Any | Cap-Tons | 60.6 | 50000 | None | 84.1 | -0.0793 | 0.199 | 84.1 | -0.0793 | 0.199 | 0 | 0 | 0 | 0 | 0 | 0 |  |  | 2
D03-222 | DEER2005 | D05 v2.01 | 2012-02-06 | PGE | Gro | Ex | CZ01 | Any | Cap-Tons | 81.8 | 50000 | None | 1550 | 0.0778 | 0.502 | 1550 | 0.0778 | 0.502 | 0 | 0 | 0 | 0 | 0 | 0 |  |  | 2
D03-222 | DEER2005 | D05 v2.01 | 2012-02-06 | PGE | Gro | Ex | CZ02 | Any | Cap-Tons | 76.4 | 50000 | None | 1650 | 0.0162 | 0.39 | 1650 | 0.0162 | 0.39 | 0 | 0 | 0 | 0 | 0 | 0 |  |  | 2
D03-222 | DEER2005 | D05 v2.01 | 2012-02-06 | PGE | Gro | Ex | CZ03 | Any | Cap-Tons | 79.1 | 50000 | None | 1460 | -0.00483 | 0.437 | 1460 | -0.00483 | 0.437 | 0 | 0 | 0 | 0 | 0 | 0 |  |  | 2
D03-222 | DEER2005 | D05 v2.01 | 2012-02-06 | PGE | Gro | Ex | CZ04 | Any | Cap-Tons | 81.2 | 50000 | None | 1260 | -0.0348 | 0.343 | 1260 | -0.0348 | 0.343 | 0 | 0 | 0 | 0 | 0 | 0 |  |  | 2
D03-222 | DEER2005 | D05 v2.01 | 2012-02-06 | PGE | Gro | Ex | CZ05 | Any | Cap-Tons | 80.7 | 50000 | None | 1350 | 0.0702 | 0.409 | 1350 | 0.0702 | 0.409 | 0 | 0 | 0 | 0 | 0 | 0 |  |  | 2
D03-222 | DEER2005 | D05 v2.01 | 2012-02-06 | SCE | Gro | Ex | CZ05 | Any | Cap-Tons | 80.5 | 50000 | None | 1340 | 0.0689 | 0.409 | 1340 | 0.0689 | 0.409 | 0 | 0 | 0 | 0 | 0 | 0 |  |  | 2
D03-222 | DEER2005 | D05 v2.01 | 2012-02-06 | SCG | Gro | Ex | CZ05 | Any | Cap-Tons | 80.5 | 50000 | None | 1340 | 0.0689 | 0.409 | 1340 | 0.0689 | 0.409 | 0 | 0 | 0 | 0 | 0 | 0 |  |  | 2
D03-222 | DEER2005 | D05 v2.01 | 2012-02-06 | SCE | Gro | Ex | CZ06 | Any | Cap-Tons | 79.3 | 50000 | None | 1100 | 0.0222 | 0.338 | 1100 | 0.0222 | 0.338 | 0 | 0 | 0 | 0 | 0 | 0 |  |  | 2
D03-222 | DEER2005 | D05 v2.01 | 2012-02-06 | SCG | Gro | Ex | CZ06 | Any | Cap-Tons | 79.3 | 50000 | None | 1100 | 0.0223 | 0.338 | 1100 | 0.0223 | 0.338 | 0 | 0 | 0 | 0 | 0 | 0 |  |  | 2
D03-222 | DEER2005 | D05 v2.01 | 2012-02-06 | SDG | Gro | Ex | CZ06 | Any | Cap-Tons | 79.1 | 50000 | None | 1000 | 0.011 | 0.353 | 1000 | 0.011 | 0.353 | 0 | 0 | 0 | 0 | 0 | 0 |  |  | 2
D03-222 | DEER2005 | D05 v2.01 | 2012-02-06 | SDG | Gro | Ex | CZ07 | Any | Cap-Tons | 83.5 | 50000 | None | 908 | -0.0107 | 0.323 | 908 | -0.0107 | 0.323 | 0 | 0 | 0 | 0 | 0 | 0 |  |  | 2
D03-222 | DEER2005 | D05 v2.01 | 2012-02-06 | SDG | Gro | Ex | CZ08 | Any | Cap-Tons | 83.1 | 50000 | None | 931 | 0.0289 | 0.273 | 931 | 0.0289 | 0.273 | 0 | 0 | 0 | 0 | 0 | 0 |  |  | 2
D03-222 | DEER2005 | D05 v2.01 | 2012-02-06 | SCE | Gro | Ex | CZ08 | Any | Cap-Tons | 83.2 | 50000 | None | 1030 | 0.0412 | 0.258 | 1030 | 0.0412 | 0.258 | 0 | 0 | 0 | 0 | 0 | 0 |  |  | 2
D03-222 | DEER2005 | D05 v2.01 | 2012-02-06 | SCG | Gro | Ex | CZ08 | Any | Cap-Tons | 83.2 | 50000 | None | 1030 | 0.0414 | 0.258 | 1030 | 0.0414 | 0.258 | 0 | 0 | 0 | 0 | 0 | 0 |  |  | 2
D03-222 | DEER2005 | D05 v2.01 | 2012-02-06 | SCE | Gro | Ex | CZ09 | Any | Cap-Tons | 78.8 | 50000 | None | 1160 | -0.0153 | 0.282 | 1160 | -0.0153 | 0.282 | 0 | 0 | 0 | 0 | 0 | 0 |  |  | 2
D03-222 | DEER2005 | D05 v2.01 | 2012-02-06 | SCG | Gro | Ex | CZ09 | Any | Cap-Tons | 78.8 | 50000 | None | 1150 | -0.0155 | 0.282 | 1150 | -0.0155 | 0.282 | 0 | 0 | 0 | 0 | 0 | 0 |  |  | 2
D03-222 | DEER2005 | D05 v2.01 | 2012-02-06 | SDG | Gro | Ex | CZ10 | Any | Cap-Tons | 80.6 | 50000 | None | 1140 | -0.0119 | 0.266 | 1140 | -0.0119 | 0.266 | 0 | 0 | 0 | 0 | 0 | 0 |  |  | 2
D03-222 | DEER2005 | D05 v2.01 | 2012-02-06 | SCE | Gro | Ex | CZ10 | Any | Cap-Tons | 80 | 50000 | None | 1090 | -0.0171 | 0.261 | 1090 | -0.0171 | 0.261 | 0 | 0 | 0 | 0 | 0 | 0 |  |  | 2
D03-222 | DEER2005 | D05 v2.01 | 2012-02-06 | SCG | Gro | Ex | CZ10 | Any | Cap-Tons | 80 | 50000 | None | 1090 | -0.0171 | 0.261 | 1090 | -0.0171 | 0.261 | 0 | 0 | 0 | 0 | 0 | 0 |  |  | 2
D03-222 | DEER2005 | D05 v2.01 | 2012-02-06 | PGE | Gro | Ex | CZ11 | Any | Cap-Tons | 75 | 50000 | None | 1550 | 0.0122 | 0.328 | 1550 | 0.0122 | 0.328 | 0 | 0 | 0 | 0 | 0 | 0 |  |  | 2
D03-222 | DEER2005 | D05 v2.01 | 2012-02-06 | PGE | Gro | Ex | CZ12 | Any | Cap-Tons | 77.4 | 50000 | None | 1380 | -0.011 | 0.348 | 1380 | -0.011 | 0.348 | 0 | 0 | 0 | 0 | 0 | 0 |  |  | 2
D03-222 | DEER2005 | D05 v2.01 | 2012-02-06 | SCG | Gro | Ex | CZ13 | Any | Cap-Tons | 77.2 | 50000 | None | 1150 | -0.0198 | 0.276 | 1150 | -0.0198 | 0.276 | 0 | 0 | 0 | 0 | 0 | 0 |  |  | 2
D03-222 | DEER2005 | D05 v2.01 | 2012-02-06 | PGE | Gro | Ex | CZ13 | Any | Cap-Tons | 77.7 | 50000 | None | 1230 | -0.0131 | 0.272 | 1230 | -0.0131 | 0.272 | 0 | 0 | 0 | 0 | 0 | 0 |  |  | 2
D03-222 | DEER2005 | D05 v2.01 | 2012-02-06 | SCE | Gro | Ex | CZ13 | Any | Cap-Tons | 77.2 | 50000 | None | 1150 | -0.0198 | 0.276 | 1150 | -0.0198 | 0.276 | 0 | 0 | 0 | 0 | 0 | 0 |  |  | 2
D03-222 | DEER2005 | D05 v2.01 | 2012-02-06 | SCE | Gro | Ex | CZ14 | Any | Cap-Tons | 69.7 | 50000 | None | 1830 | 0.0193 | 0.306 | 1830 | 0.0193 | 0.306 | 0 | 0 | 0 | 0 | 0 | 0 |  |  | 2
D03-222 | DEER2005 | D05 v2.01 | 2012-02-06 | SDG | Gro | Ex | CZ14 | Any | Cap-Tons | 69.8 | 50000 | None | 1860 | 0.0214 | 0.311 | 1860 | 0.0214 | 0.311 | 0 | 0 | 0 | 0 | 0 | 0 |  |  | 2
D03-222 | DEER2005 | D05 v2.01 | 2012-02-06 | SCG | Gro | Ex | CZ14 | Any | Cap-Tons | 69.7 | 50000 | None | 1830 | 0.0193 | 0.306 | 1830 | 0.0193 | 0.306 | 0 | 0 | 0 | 0 | 0 | 0 |  |  | 2
D03-222 | DEER2005 | D05 v2.01 | 2012-02-06 | SDG | Gro | Ex | CZ15 | Any | Cap-Tons | 78.7 | 50000 | None | 1110 | -0.0122 | 0.184 | 1110 | -0.0122 | 0.184 | 0 | 0 | 0 | 0 | 0 | 0 |  |  | 2
D03-222 | DEER2005 | D05 v2.01 | 2012-02-06 | SCE | Gro | Ex | CZ15 | Any | Cap-Tons | 78.3 | 50000 | None | 1070 | -0.018 | 0.181 | 1070 | -0.018 | 0.181 | 0 | 0 | 0 | 0 | 0 | 0 |  |  | 2
D03-222 | DEER2005 | D05 v2.01 | 2012-02-06 | SCG | Gro | Ex | CZ15 | Any | Cap-Tons | 78.3 | 50000 | None | 1070 | -0.018 | 0.181 | 1070 | -0.018 | 0.181 | 0 | 0 | 0 | 0 | 0 | 0 |  |  | 2
D03-222 | DEER2005 | D05 v2.01 | 2012-02-06 | PGE | Gro | Ex | CZ16 | Any | Cap-Tons | 77.1 | 50000 | None | 1800 | 0.0551 | 0.392 | 1800 | 0.0551 | 0.392 | 0 | 0 | 0 | 0 | 0 | 0 |  |  | 2
D03-222 | DEER2005 | D05 v2.01 | 2012-02-06 | SCE | Gro | Ex | CZ16 | Any | Cap-Tons | 76.4 | 50000 | None | 1690 | 0.0417 | 0.395 | 1690 | 0.0417 | 0.395 | 0 | 0 | 0 | 0 | 0 | 0 |  |  | 2
D03-222 | DEER2005 | D05 v2.01 | 2012-02-06 | SCG | Gro | Ex | CZ16 | Any | Cap-Tons | 76.4 | 50000 | None | 1690 | 0.0417 | 0.395 | 1690 | 0.0417 | 0.395 | 0 | 0 | 0 | 0 | 0 | 0 |  |  | 2
D03-222 | DEER2005 | D05 v2.01 | 2012-02-06 | PGE | Gro | Ex | IOU | Any | Cap-Tons | 78.3 | 50000 | None | 1400 | -0.0047 | 0.365 | 1400 | -0.0047 | 0.365 | 0 | 0 | 0 | 0 | 0 | 0 |  |  | 2
D03-222 | DEER2005 | D05 v2.01 | 2012-02-06 | SCG | Gro | Ex | IOU | Any | Cap-Tons | 79.8 | 50000 | None | 1140 | 0.00944 | 0.283 | 1140 | 0.00944 | 0.283 | 0 | 0 | 0 | 0 | 0 | 0 |  |  | 2
D03-222 | DEER2005 | D05 v2.01 | 2012-02-06 | SCE | Gro | Ex | IOU | Any | Cap-Tons | 79.9 | 50000 | None | 1140 | 0.0122 | 0.283 | 1140 | 0.0122 | 0.283 | 0 | 0 | 0 | 0 | 0 | 0 |  |  | 2
D03-222 | DEER2005 | D05 v2.01 | 2012-02-06 | SDG | Gro | Ex | IOU | Any | Cap-Tons | 82.4 | 50000 | None | 980 | -0.0086 | 0.308 | 980 | -0.0086 | 0.308 | 0 | 0 | 0 | 0 | 0 | 0 |  |  | 2
D03-222 | DEER2005 | D05 v2.01 | 2014-05-27 15:37 | Any | Gro | New | CZ01 | Any | Cap-Tons | 60.4 | 50000 | None | 394 | -0.0441 | 0.357 | 394 | -0.0441 | 0.357 | 0 | 0 | 0 | 0 | 0 | 0 |  |  | 1
D03-222 | DEER2005 | D05 v2.01 | 2014-05-27 15:37 | Any | Gro | New | CZ02 | Any | Cap-Tons | 57.1 | 50000 | None | 426 | -0.125 | 0.266 | 426 | -0.125 | 0.266 | 0 | 0 | 0 | 0 | 0 | 0 |  |  | 1
D03-222 | DEER2005 | D05 v2.01 | 2014-05-27 15:37 | Any | Gro | New | CZ03 | Any | Cap-Tons | 57.4 | 50000 | None | 305 | -0.128 | 0.329 | 305 | -0.128 | 0.329 | 0 | 0 | 0 | 0 | 0 | 0 |  |  | 1
D03-222 | DEER2005 | D05 v2.01 | 2014-05-27 15:37 | Any | Gro | New | CZ04 | Any | Cap-Tons | 59.7 | 50000 | None | 195 | 0 | 0.232 | 195 | 0 | 0.232 | 0 | 0 | 0 | 0 | 0 | 0 |  |  | 1
D03-222 | DEER2005 | D05 v2.01 | 2014-05-27 15:37 | Any | Gro | New | CZ05 | Any | Cap-Tons | 59.1 | 50000 | None | 270 | -0.0357 | 0.284 | 270 | -0.0357 | 0.284 | 0 | 0 | 0 | 0 | 0 | 0 |  |  | 1
D03-222 | DEER2005 | D05 v2.01 | 2014-05-27 15:37 | Any | Gro | New | CZ06 | Any | Cap-Tons | 58.4 | 50000 | None | 73.7 | -0.109 | 0.221 | 73.7 | -0.109 | 0.221 | 0 | 0 | 0 | 0 | 0 | 0 |  |  | 1
D03-222 | DEER2005 | D05 v2.01 | 2014-05-27 15:37 | Any | Gro | New | CZ07 | Any | Cap-Tons | 61.7 | 50000 | None | 45.4 | -0.0666 | 0.21 | 45.4 | -0.0666 | 0.21 | 0 | 0 | 0 | 0 | 0 | 0 |  |  | 1
D03-222 | DEER2005 | D05 v2.01 | 2014-05-27 15:37 | Any | Gro | New | CZ08 | Any | Cap-Tons | 61.2 | 50000 | None | 44.5 | -0.0763 | 0.16 | 44.5 | -0.0763 | 0.16 | 0 | 0 | 0 | 0 | 0 | 0 |  |  | 1
D03-222 | DEER2005 | D05 v2.01 | 2014-05-27 15:37 | Any | Gro | New | CZ09 | Any | Cap-Tons | 59 | 50000 | None | 110 | -0.0792 | 0.168 | 110 | -0.0792 | 0.168 | 0 | 0 | 0 | 0 | 0 | 0 |  |  | 1
D03-222 | DEER2005 | D05 v2.01 | 2014-05-27 15:37 | Any | Gro | New | CZ10 | Any | Cap-Tons | 58.5 | 50000 | None | 174 | -0.103 | 0.173 | 174 | -0.103 | 0.173 | 0 | 0 | 0 | 0 | 0 | 0 |  |  | 1
D03-222 | DEER2005 | D05 v2.01 | 2014-05-27 15:37 | Any | Gro | New | CZ11 | Any | Cap-Tons | 58.4 | 50000 | None | 383 | -0.122 | 0.24 | 383 | -0.122 | 0.24 | 0 | 0 | 0 | 0 | 0 | 0 |  |  | 1
D03-222 | DEER2005 | D05 v2.01 | 2014-05-27 15:37 | Any | Gro | New | CZ12 | Any | Cap-Tons | 59.5 | 50000 | None | 280 | -0.084 | 0.232 | 280 | -0.084 | 0.232 | 0 | 0 | 0 | 0 | 0 | 0 |  |  | 1
D03-222 | DEER2005 | D05 v2.01 | 2014-05-27 15:37 | Any | Gro | New | CZ13 | Any | Cap-Tons | 60.2 | 50000 | None | 154 | -0.0848 | 0.188 | 154 | -0.0848 | 0.188 | 0 | 0 | 0 | 0 | 0 | 0 |  |  | 1
D03-222 | DEER2005 | D05 v2.01 | 2014-05-27 15:37 | Any | Gro | New | CZ14 | Any | Cap-Tons | 55.3 | 50000 | None | 597 | -0.113 | 0.224 | 597 | -0.113 | 0.224 | 0 | 0 | 0 | 0 | 0 | 0 |  |  | 1
D03-222 | DEER2005 | D05 v2.01 | 2014-05-27 15:37 | Any | Gro | New | CZ15 | Any | Cap-Tons | 60.8 | 50000 | None | 159 | -0.132 | 0.0968 | 159 | -0.132 | 0.0968 | 0 | 0 | 0 | 0 | 0 | 0 |  |  | 1
D03-222 | DEER2005 | D05 v2.01 | 2014-05-27 15:37 | Any | Gro | New | CZ16 | Any | Cap-Tons | 57 | 50000 | None | 578 | -0.0741 | 0.309 | 578 | -0.0741 | 0.309 | 0 | 0 | 0 | 0 | 0 | 0 |  |  | 1
D03-222 | DEER2005 | D05 v2.01 | 2012-02-06 | PGE | Gro | New | IOU | Any | Cap-Tons | 58.9 | 50000 | None | 273 | -0.0891 | 0.25 | 273 | -0.0891 | 0.25 | 0 | 0 | 0 | 0 | 0 | 0 |  |  | 2
D03-222 | DEER2005 | D05 v2.01 | 2012-02-06 | SCE | Gro | New | IOU | Any | Cap-Tons | 59.1 | 50000 | None | 160 | -0.0951 | 0.182 | 160 | -0.0951 | 0.182 | 0 | 0 | 0 | 0 | 0 | 0 |  |  | 2
D03-222 | DEER2005 | D05 v2.01 | 2012-02-06 | SDG | Gro | New | IOU | Any | Cap-Tons | 60.6 | 50000 | None | 84.1 | -0.0793 | 0.199 | 84.1 | -0.0793 | 0.199 | 0 | 0 | 0 | 0 | 0 | 0 |  |  | 2
D03-222 | DEER2005 | D05 v2.01 | 2012-02-06 | SCG | Gro | New | IOU | Any | Cap-Tons | 59.1 | 50000 | None | 149 | -0.0927 | 0.18 | 149 | -0.0927 | 0.18 | 0 | 0 | 0 | 0 | 0 | 0 |  |  | 2
D03-223 | DEER2005 | D05 v2.01 | 2012-02-06 | PGE | Com | Ex | IOU | Any | Cap-Tons | 78.6 | 50000 | None | 1050 | 0.0153 | 0.313 | 1050 | 0.0153 | 0.313 | 0 | 0 | 0 | 0 | 0 | 0 |  |  | 2
D03-223 | DEER2005 | D05 v2.01 | 2012-02-06 | SCG | Com | Ex | IOU | Any | Cap-Tons | 80 | 50000 | None | 835 | 0.0215 | 0.223 | 835 | 0.0215 | 0.223 | 0 | 0 | 0 | 0 | 0 | 0 |  |  | 2
D03-223 | DEER2005 | D05 v2.01 | 2012-02-06 | SCE | Com | Ex | IOU | Any | Cap-Tons | 80 | 50000 | None | 839 | 0.0207 | 0.225 | 839 | 0.0207 | 0.225 | 0 | 0 | 0 | 0 | 0 | 0 |  |  | 2
D03-223 | DEER2005 | D05 v2.01 | 2012-02-06 | SDG | Com | Ex | IOU | Any | Cap-Tons | 82.2 | 50000 | None | 763 | 0.0129 | 0.239 | 763 | 0.0129 | 0.239 | 0 | 0 | 0 | 0 | 0 | 0 |  |  | 2
D03-223 | DEER2005 | D05 v2.01 | 2012-02-06 | PGE | Com | New | IOU | Any | Cap-Tons | 60.5 | 50000 | None | 405 | 0.0236 | 0.214 | 405 | 0.0236 | 0.214 | 0 | 0 | 0 | 0 | 0 | 0 |  |  | 2
D03-223 | DEER2005 | D05 v2.01 | 2012-02-06 | SCE | Com | New | IOU | Any | Cap-Tons | 60.2 | 50000 | None | 343 | 0.0231 | 0.147 | 343 | 0.0231 | 0.147 | 0 | 0 | 0 | 0 | 0 | 0 |  |  | 2
D03-223 | DEER2005 | D05 v2.01 | 2012-02-06 | SDG | Com | New | IOU | Any | Cap-Tons | 61.4 | 50000 | None | 285 | 0.0299 | 0.16 | 285 | 0.0299 | 0.16 | 0 | 0 | 0 | 0 | 0 | 0 |  |  | 2
D03-223 | DEER2005 | D05 v2.01 | 2012-02-06 | SCG | Com | New | IOU | Any | Cap-Tons | 60.4 | 50000 | None | 338 | 0.0247 | 0.146 | 338 | 0.0247 | 0.146 | 0 | 0 | 0 | 0 | 0 | 0 |  |  | 2
D03-223 | DEER2005 | D05 v2.01 | 2012-02-06 | PGE | Gro | Ex | CZ01 | Any | Cap-Tons | 81.7 | 50000 | None | 1390 | 0.0848 | 0.479 | 1390 | 0.0848 | 0.479 | 0 | 0 | 0 | 0 | 0 | 0 |  |  | 2
D03-223 | DEER2005 | D05 v2.01 | 2012-02-06 | PGE | Gro | Ex | CZ02 | Any | Cap-Tons | 76.5 | 50000 | None | 1170 | 0.025 | 0.331 | 1170 | 0.025 | 0.331 | 0 | 0 | 0 | 0 | 0 | 0 |  |  | 2
D03-223 | DEER2005 | D05 v2.01 | 2012-02-06 | PGE | Gro | Ex | CZ03 | Any | Cap-Tons | 79.3 | 50000 | None | 1200 | 0.0105 | 0.386 | 1200 | 0.0105 | 0.386 | 0 | 0 | 0 | 0 | 0 | 0 |  |  | 2
D03-223 | DEER2005 | D05 v2.01 | 2012-02-06 | PGE | Gro | Ex | CZ04 | Any | Cap-Tons | 81.3 | 50000 | None | 1010 | 0.018 | 0.286 | 1010 | 0.018 | 0.286 | 0 | 0 | 0 | 0 | 0 | 0 |  |  | 2
D03-223 | DEER2005 | D05 v2.01 | 2012-02-06 | SCE | Gro | Ex | CZ05 | Any | Cap-Tons | 80.6 | 50000 | None | 1100 | 0.0154 | 0.345 | 1100 | 0.0154 | 0.345 | 0 | 0 | 0 | 0 | 0 | 0 |  |  | 2
D03-223 | DEER2005 | D05 v2.01 | 2012-02-06 | PGE | Gro | Ex | CZ05 | Any | Cap-Tons | 80.8 | 50000 | None | 1110 | 0.0149 | 0.346 | 1110 | 0.0149 | 0.346 | 0 | 0 | 0 | 0 | 0 | 0 |  |  | 2
D03-223 | DEER2005 | D05 v2.01 | 2012-02-06 | SCG | Gro | Ex | CZ05 | Any | Cap-Tons | 80.6 | 50000 | None | 1100 | 0.0154 | 0.345 | 1100 | 0.0154 | 0.345 | 0 | 0 | 0 | 0 | 0 | 0 |  |  | 2
D03-223 | DEER2005 | D05 v2.01 | 2012-02-06 | SCG | Gro | Ex | CZ06 | Any | Cap-Tons | 79.2 | 50000 | None | 911 | 0.0247 | 0.272 | 911 | 0.0247 | 0.272 | 0 | 0 | 0 | 0 | 0 | 0 |  |  | 2
D03-223 | DEER2005 | D05 v2.01 | 2012-02-06 | SDG | Gro | Ex | CZ06 | Any | Cap-Tons | 79.1 | 50000 | None | 861 | 0.0238 | 0.286 | 861 | 0.0238 | 0.286 | 0 | 0 | 0 | 0 | 0 | 0 |  |  | 2
D03-223 | DEER2005 | D05 v2.01 | 2012-02-06 | SCE | Gro | Ex | CZ06 | Any | Cap-Tons | 79.3 | 50000 | None | 911 | 0.0247 | 0.272 | 911 | 0.0247 | 0.272 | 0 | 0 | 0 | 0 | 0 | 0 |  |  | 2
D03-223 | DEER2005 | D05 v2.01 | 2012-02-06 | SDG | Gro | Ex | CZ07 | Any | Cap-Tons | 83.3 | 50000 | None | 753 | 0.0124 | 0.249 | 753 | 0.0124 | 0.249 | 0 | 0 | 0 | 0 | 0 | 0 |  |  | 2
D03-223 | DEER2005 | D05 v2.01 | 2012-02-06 | SCE | Gro | Ex | CZ08 | Any | Cap-Tons | 83.2 | 50000 | None | 793 | 0.0228 | 0.208 | 793 | 0.0228 | 0.208 | 0 | 0 | 0 | 0 | 0 | 0 |  |  | 2
D03-223 | DEER2005 | D05 v2.01 | 2012-02-06 | SDG | Gro | Ex | CZ08 | Any | Cap-Tons | 83 | 50000 | None | 752 | 0.024 | 0.217 | 752 | 0.024 | 0.217 | 0 | 0 | 0 | 0 | 0 | 0 |  |  | 2
D03-223 | DEER2005 | D05 v2.01 | 2012-02-06 | SCG | Gro | Ex | CZ08 | Any | Cap-Tons | 83.2 | 50000 | None | 794 | 0.0228 | 0.208 | 794 | 0.0228 | 0.208 | 0 | 0 | 0 | 0 | 0 | 0 |  |  | 2
D03-223 | DEER2005 | D05 v2.01 | 2012-02-06 | SCG | Gro | Ex | CZ09 | Any | Cap-Tons | 79.2 | 50000 | None | 816 | 0.025 | 0.21 | 816 | 0.025 | 0.21 | 0 | 0 | 0 | 0 | 0 | 0 |  |  | 2
D03-223 | DEER2005 | D05 v2.01 | 2012-02-06 | SCE | Gro | Ex | CZ09 | Any | Cap-Tons | 79.3 | 50000 | None | 818 | 0.025 | 0.21 | 818 | 0.025 | 0.21 | 0 | 0 | 0 | 0 | 0 | 0 |  |  | 2
D03-223 | DEER2005 | D05 v2.01 | 2012-02-06 | SCE | Gro | Ex | CZ10 | Any | Cap-Tons | 80 | 50000 | None | 744 | 0.0107 | 0.206 | 744 | 0.0107 | 0.206 | 0 | 0 | 0 | 0 | 0 | 0 |  |  | 2
D03-223 | DEER2005 | D05 v2.01 | 2012-02-06 | SDG | Gro | Ex | CZ10 | Any | Cap-Tons | 80.6 | 50000 | None | 763 | 0.0107 | 0.209 | 763 | 0.0107 | 0.209 | 0 | 0 | 0 | 0 | 0 | 0 |  |  | 2
D03-223 | DEER2005 | D05 v2.01 | 2012-02-06 | SCG | Gro | Ex | CZ10 | Any | Cap-Tons | 80 | 50000 | None | 744 | 0.0107 | 0.206 | 744 | 0.0107 | 0.206 | 0 | 0 | 0 | 0 | 0 | 0 |  |  | 2
D03-223 | DEER2005 | D05 v2.01 | 2012-02-06 | PGE | Gro | Ex | CZ11 | Any | Cap-Tons | 75.6 | 50000 | None | 956 | 0.0139 | 0.268 | 956 | 0.0139 | 0.268 | 0 | 0 | 0 | 0 | 0 | 0 |  |  | 2
D03-223 | DEER2005 | D05 v2.01 | 2012-02-06 | PGE | Gro | Ex | CZ12 | Any | Cap-Tons | 77.9 | 50000 | None | 1010 | 0.0177 | 0.291 | 1010 | 0.0177 | 0.291 | 0 | 0 | 0 | 0 | 0 | 0 |  |  | 2
D03-223 | DEER2005 | D05 v2.01 | 2012-02-06 | PGE | Gro | Ex | CZ13 | Any | Cap-Tons | 78.1 | 50000 | None | 842 | 0.00896 | 0.23 | 842 | 0.00896 | 0.23 | 0 | 0 | 0 | 0 | 0 | 0 |  |  | 2
D03-223 | DEER2005 | D05 v2.01 | 2012-02-06 | SCE | Gro | Ex | CZ13 | Any | Cap-Tons | 77.8 | 50000 | None | 813 | 0.00853 | 0.233 | 813 | 0.00853 | 0.233 | 0 | 0 | 0 | 0 | 0 | 0 |  |  | 2
D03-223 | DEER2005 | D05 v2.01 | 2012-02-06 | SCG | Gro | Ex | CZ13 | Any | Cap-Tons | 77.8 | 50000 | None | 813 | 0.00853 | 0.233 | 813 | 0.00853 | 0.233 | 0 | 0 | 0 | 0 | 0 | 0 |  |  | 2
D03-223 | DEER2005 | D05 v2.01 | 2012-02-06 | SCG | Gro | Ex | CZ14 | Any | Cap-Tons | 70.8 | 50000 | None | 889 | 0.00648 | 0.238 | 889 | 0.00648 | 0.238 | 0 | 0 | 0 | 0 | 0 | 0 |  |  | 2
D03-223 | DEER2005 | D05 v2.01 | 2012-02-06 | SCE | Gro | Ex | CZ14 | Any | Cap-Tons | 70.8 | 50000 | None | 889 | 0.00648 | 0.238 | 889 | 0.00648 | 0.238 | 0 | 0 | 0 | 0 | 0 | 0 |  |  | 2
D03-223 | DEER2005 | D05 v2.01 | 2012-02-06 | SDG | Gro | Ex | CZ14 | Any | Cap-Tons | 71 | 50000 | None | 901 | 0.0066 | 0.242 | 901 | 0.0066 | 0.242 | 0 | 0 | 0 | 0 | 0 | 0 |  |  | 2
D03-223 | DEER2005 | D05 v2.01 | 2012-02-06 | SCG | Gro | Ex | CZ15 | Any | Cap-Tons | 78.3 | 50000 | None | 1260 | 0.0576 | 0.154 | 1260 | 0.0576 | 0.154 | 0 | 0 | 0 | 0 | 0 | 0 |  |  | 2
D03-223 | DEER2005 | D05 v2.01 | 2012-02-06 | SCE | Gro | Ex | CZ15 | Any | Cap-Tons | 78.3 | 50000 | None | 1260 | 0.0576 | 0.154 | 1260 | 0.0576 | 0.154 | 0 | 0 | 0 | 0 | 0 | 0 |  |  | 2
D03-223 | DEER2005 | D05 v2.01 | 2012-02-06 | SDG | Gro | Ex | CZ15 | Any | Cap-Tons | 78.7 | 50000 | None | 1300 | 0.0621 | 0.157 | 1300 | 0.0621 | 0.157 | 0 | 0 | 0 | 0 | 0 | 0 |  |  | 2
D03-223 | DEER2005 | D05 v2.01 | 2012-02-06 | PGE | Gro | Ex | CZ16 | Any | Cap-Tons | 77.4 | 50000 | None | 1240 | 0.0216 | 0.339 | 1240 | 0.0216 | 0.339 | 0 | 0 | 0 | 0 | 0 | 0 |  |  | 2
D03-223 | DEER2005 | D05 v2.01 | 2012-02-06 | SCG | Gro | Ex | CZ16 | Any | Cap-Tons | 76.8 | 50000 | None | 1190 | 0.0242 | 0.34 | 1190 | 0.0242 | 0.34 | 0 | 0 | 0 | 0 | 0 | 0 |  |  | 2
D03-223 | DEER2005 | D05 v2.01 | 2012-02-06 | SCE | Gro | Ex | CZ16 | Any | Cap-Tons | 76.8 | 50000 | None | 1190 | 0.0242 | 0.34 | 1190 | 0.0242 | 0.34 | 0 | 0 | 0 | 0 | 0 | 0 |  |  | 2
D03-223 | DEER2005 | D05 v2.01 | 2012-02-06 | PGE | Gro | Ex | IOU | Any | Cap-Tons | 78.6 | 50000 | None | 1050 | 0.0153 | 0.313 | 1050 | 0.0153 | 0.313 | 0 | 0 | 0 | 0 | 0 | 0 |  |  | 2
D03-223 | DEER2005 | D05 v2.01 | 2012-02-06 | SCE | Gro | Ex | IOU | Any | Cap-Tons | 80 | 50000 | None | 839 | 0.0207 | 0.225 | 839 | 0.0207 | 0.225 | 0 | 0 | 0 | 0 | 0 | 0 |  |  | 2
D03-223 | DEER2005 | D05 v2.01 | 2012-02-06 | SCG | Gro | Ex | IOU | Any | Cap-Tons | 80 | 50000 | None | 835 | 0.0215 | 0.223 | 835 | 0.0215 | 0.223 | 0 | 0 | 0 | 0 | 0 | 0 |  |  | 2
D03-223 | DEER2005 | D05 v2.01 | 2012-02-06 | SDG | Gro | Ex | IOU | Any | Cap-Tons | 82.2 | 50000 | None | 763 | 0.0129 | 0.239 | 763 | 0.0129 | 0.239 | 0 | 0 | 0 | 0 | 0 | 0 |  |  | 2
D03-223 | DEER2005 | D05 v2.01 | 2014-05-27 15:37 | Any | Gro | New | CZ01 | Any | Cap-Tons | 60.3 | 50000 | None | 488 | 0.0479 | 0.367 | 488 | 0.0479 | 0.367 | 0 | 0 | 0 | 0 | 0 | 0 |  |  | 1
D03-223 | DEER2005 | D05 v2.01 | 2014-05-27 15:37 | Any | Gro | New | CZ02 | Any | Cap-Tons | 59.2 | 50000 | None | 454 | 0.0225 | 0.222 | 454 | 0.0225 | 0.222 | 0 | 0 | 0 | 0 | 0 | 0 |  |  | 1
D03-223 | DEER2005 | D05 v2.01 | 2014-05-27 15:37 | Any | Gro | New | CZ03 | Any | Cap-Tons | 58.1 | 50000 | None | 398 | 0.0344 | 0.29 | 398 | 0.0344 | 0.29 | 0 | 0 | 0 | 0 | 0 | 0 |  |  | 1
D03-223 | DEER2005 | D05 v2.01 | 2014-05-27 15:37 | Any | Gro | New | CZ04 | Any | Cap-Tons | 60.4 | 50000 | None | 386 | 0.0478 | 0.203 | 386 | 0.0478 | 0.203 | 0 | 0 | 0 | 0 | 0 | 0 |  |  | 1
D03-223 | DEER2005 | D05 v2.01 | 2014-05-27 15:37 | Any | Gro | New | CZ05 | Any | Cap-Tons | 59.9 | 50000 | None | 401 | 0.0594 | 0.241 | 401 | 0.0594 | 0.241 | 0 | 0 | 0 | 0 | 0 | 0 |  |  | 1
D03-223 | DEER2005 | D05 v2.01 | 2014-05-27 15:37 | Any | Gro | New | CZ06 | Any | Cap-Tons | 59.2 | 50000 | None | 288 | 0.0263 | 0.185 | 288 | 0.0263 | 0.185 | 0 | 0 | 0 | 0 | 0 | 0 |  |  | 1
D03-223 | DEER2005 | D05 v2.01 | 2014-05-27 15:37 | Any | Gro | New | CZ07 | Any | Cap-Tons | 62.5 | 50000 | None | 248 | 0.0391 | 0.168 | 248 | 0.0391 | 0.168 | 0 | 0 | 0 | 0 | 0 | 0 |  |  | 1
D03-223 | DEER2005 | D05 v2.01 | 2014-05-27 15:37 | Any | Gro | New | CZ08 | Any | Cap-Tons | 61.4 | 50000 | None | 298 | 0.0525 | 0.133 | 298 | 0.0525 | 0.133 | 0 | 0 | 0 | 0 | 0 | 0 |  |  | 1
D03-223 | DEER2005 | D05 v2.01 | 2014-05-27 15:37 | Any | Gro | New | CZ09 | Any | Cap-Tons | 61.6 | 50000 | None | 317 | 0.0288 | 0.136 | 317 | 0.0288 | 0.136 | 0 | 0 | 0 | 0 | 0 | 0 |  |  | 1
D03-223 | DEER2005 | D05 v2.01 | 2014-05-27 15:37 | Any | Gro | New | CZ10 | Any | Cap-Tons | 59.5 | 50000 | None | 367 | 0.00747 | 0.138 | 367 | 0.00747 | 0.138 | 0 | 0 | 0 | 0 | 0 | 0 |  |  | 1
D03-223 | DEER2005 | D05 v2.01 | 2014-05-27 15:37 | Any | Gro | New | CZ11 | Any | Cap-Tons | 60.5 | 50000 | None | 414 | 0.0147 | 0.186 | 414 | 0.0147 | 0.186 | 0 | 0 | 0 | 0 | 0 | 0 |  |  | 1
D03-223 | DEER2005 | D05 v2.01 | 2014-05-27 15:37 | Any | Gro | New | CZ12 | Any | Cap-Tons | 61.5 | 50000 | None | 408 | 0.0163 | 0.198 | 408 | 0.0163 | 0.198 | 0 | 0 | 0 | 0 | 0 | 0 |  |  | 1
D03-223 | DEER2005 | D05 v2.01 | 2014-05-27 15:37 | Any | Gro | New | CZ13 | Any | Cap-Tons | 62.3 | 50000 | None | 386 | 0.00714 | 0.161 | 386 | 0.00714 | 0.161 | 0 | 0 | 0 | 0 | 0 | 0 |  |  | 1
D03-223 | DEER2005 | D05 v2.01 | 2014-05-27 15:37 | Any | Gro | New | CZ14 | Any | Cap-Tons | 58.1 | 50000 | None | 454 | 0.00574 | 0.154 | 454 | 0.00574 | 0.154 | 0 | 0 | 0 | 0 | 0 | 0 |  |  | 1
D03-223 | DEER2005 | D05 v2.01 | 2014-05-27 15:37 | Any | Gro | New | CZ15 | Any | Cap-Tons | 60.8 | 50000 | None | 338 | -0.0256 | 0.0796 | 338 | -0.0256 | 0.0796 | 0 | 0 | 0 | 0 | 0 | 0 |  |  | 1
D03-223 | DEER2005 | D05 v2.01 | 2014-05-27 15:37 | Any | Gro | New | CZ16 | Any | Cap-Tons | 58.7 | 50000 | None | 531 | 0.0511 | 0.269 | 531 | 0.0511 | 0.269 | 0 | 0 | 0 | 0 | 0 | 0 |  |  | 1
D03-223 | DEER2005 | D05 v2.01 | 2012-02-06 | PGE | Gro | New | IOU | Any | Cap-Tons | 60.5 | 50000 | None | 405 | 0.0236 | 0.214 | 405 | 0.0236 | 0.214 | 0 | 0 | 0 | 0 | 0 | 0 |  |  | 2
D03-223 | DEER2005 | D05 v2.01 | 2012-02-06 | SCE | Gro | New | IOU | Any | Cap-Tons | 60.2 | 50000 | None | 343 | 0.0231 | 0.147 | 343 | 0.0231 | 0.147 | 0 | 0 | 0 | 0 | 0 | 0 |  |  | 2
D03-223 | DEER2005 | D05 v2.01 | 2012-02-06 | SDG | Gro | New | IOU | Any | Cap-Tons | 61.4 | 50000 | None | 285 | 0.0299 | 0.16 | 285 | 0.0299 | 0.16 | 0 | 0 | 0 | 0 | 0 | 0 |  |  | 2
D03-223 | DEER2005 | D05 v2.01 | 2012-02-06 | SCG | Gro | New | IOU | Any | Cap-Tons | 60.4 | 50000 | None | 338 | 0.0247 | 0.146 | 338 | 0.0247 | 0.146 | 0 | 0 | 0 | 0 | 0 | 0 |  |  | 2
D03-224 | DEER2005 | D05 v2.01 | 2012-02-06 | PGE | Com | Ex | IOU | Any | Cap-Tons | 78.3 | 50000 | None | 1550 | 0.0469 | 0.297 | 1550 | 0.0469 | 0.297 | 0 | 0 | 0 | 0 | 0 | 0 |  |  | 2
D03-224 | DEER2005 | D05 v2.01 | 2012-02-06 | SCE | Com | Ex | IOU | Any | Cap-Tons | 79.9 | 50000 | None | 1340 | 0.0741 | 0.215 | 1340 | 0.0741 | 0.215 | 0 | 0 | 0 | 0 | 0 | 0 |  |  | 2
D03-224 | DEER2005 | D05 v2.01 | 2012-02-06 | SDG | Com | Ex | IOU | Any | Cap-Tons | 82.4 | 50000 | None | 1190 | 0.0424 | 0.22 | 1190 | 0.0424 | 0.22 | 0 | 0 | 0 | 0 | 0 | 0 |  |  | 2
D03-224 | DEER2005 | D05 v2.01 | 2012-02-06 | SCG | Com | Ex | IOU | Any | Cap-Tons | 79.8 | 50000 | None | 1340 | 0.0697 | 0.214 | 1340 | 0.0697 | 0.214 | 0 | 0 | 0 | 0 | 0 | 0 |  |  | 2
D03-224 | DEER2005 | D05 v2.01 | 2012-02-06 | PGE | Com | New | IOU | Any | Cap-Tons | 58.9 | 50000 | None | 367 | 0.0173 | 0.171 | 367 | 0.0173 | 0.171 | 0 | 0 | 0 | 0 | 0 | 0 |  |  | 2
D03-224 | DEER2005 | D05 v2.01 | 2012-02-06 | SCE | Com | New | IOU | Any | Cap-Tons | 59.1 | 50000 | None | 309 | 0.00125 | 0.123 | 309 | 0.00125 | 0.123 | 0 | 0 | 0 | 0 | 0 | 0 |  |  | 2
D03-224 | DEER2005 | D05 v2.01 | 2012-02-06 | SDG | Com | New | IOU | Any | Cap-Tons | 60.6 | 50000 | None | 243 | 0.0147 | 0.107 | 243 | 0.0147 | 0.107 | 0 | 0 | 0 | 0 | 0 | 0 |  |  | 2
D03-224 | DEER2005 | D05 v2.01 | 2012-02-06 | SCG | Com | New | IOU | Any | Cap-Tons | 59.1 | 50000 | None | 303 | 0.00439 | 0.119 | 303 | 0.00439 | 0.119 | 0 | 0 | 0 | 0 | 0 | 0 |  |  | 2
D03-224 | DEER2005 | D05 v2.01 | 2012-02-06 | PGE | Gro | Ex | CZ01 | Any | Cap-Tons | 81.8 | 50000 | None | 1640 | 0.115 | 0.446 | 1640 | 0.115 | 0.446 | 0 | 0 | 0 | 0 | 0 | 0 |  |  | 2
D03-224 | DEER2005 | D05 v2.01 | 2012-02-06 | PGE | Gro | Ex | CZ02 | Any | Cap-Tons | 76.4 | 50000 | None | 1770 | 0.0735 | 0.325 | 1770 | 0.0735 | 0.325 | 0 | 0 | 0 | 0 | 0 | 0 |  |  | 2
D03-224 | DEER2005 | D05 v2.01 | 2012-02-06 | PGE | Gro | Ex | CZ03 | Any | Cap-Tons | 79.1 | 50000 | None | 1600 | 0.0283 | 0.353 | 1600 | 0.0283 | 0.353 | 0 | 0 | 0 | 0 | 0 | 0 |  |  | 2
D03-224 | DEER2005 | D05 v2.01 | 2012-02-06 | PGE | Gro | Ex | CZ04 | Any | Cap-Tons | 81.2 | 50000 | None | 1410 | -0.0067 | 0.273 | 1410 | -0.0067 | 0.273 | 0 | 0 | 0 | 0 | 0 | 0 |  |  | 2
D03-224 | DEER2005 | D05 v2.01 | 2012-02-06 | SCE | Gro | Ex | CZ05 | Any | Cap-Tons | 80.5 | 50000 | None | 1490 | 0.124 | 0.329 | 1490 | 0.124 | 0.329 | 0 | 0 | 0 | 0 | 0 | 0 |  |  | 2
D03-224 | DEER2005 | D05 v2.01 | 2012-02-06 | PGE | Gro | Ex | CZ05 | Any | Cap-Tons | 80.7 | 50000 | None | 1510 | 0.126 | 0.33 | 1510 | 0.126 | 0.33 | 0 | 0 | 0 | 0 | 0 | 0 |  |  | 2
D03-224 | DEER2005 | D05 v2.01 | 2012-02-06 | SCG | Gro | Ex | CZ05 | Any | Cap-Tons | 80.5 | 50000 | None | 1490 | 0.124 | 0.329 | 1490 | 0.124 | 0.329 | 0 | 0 | 0 | 0 | 0 | 0 |  |  | 2
D03-224 | DEER2005 | D05 v2.01 | 2012-02-06 | SCG | Gro | Ex | CZ06 | Any | Cap-Tons | 79.3 | 50000 | None | 1330 | 0.0761 | 0.23 | 1330 | 0.0761 | 0.23 | 0 | 0 | 0 | 0 | 0 | 0 |  |  | 2
D03-224 | DEER2005 | D05 v2.01 | 2012-02-06 | SDG | Gro | Ex | CZ06 | Any | Cap-Tons | 79.1 | 50000 | None | 1220 | 0.0683 | 0.24 | 1220 | 0.0683 | 0.24 | 0 | 0 | 0 | 0 | 0 | 0 |  |  | 2
D03-224 | DEER2005 | D05 v2.01 | 2012-02-06 | SCE | Gro | Ex | CZ06 | Any | Cap-Tons | 79.3 | 50000 | None | 1320 | 0.0761 | 0.231 | 1320 | 0.0761 | 0.231 | 0 | 0 | 0 | 0 | 0 | 0 |  |  | 2
D03-224 | DEER2005 | D05 v2.01 | 2012-02-06 | SDG | Gro | Ex | CZ07 | Any | Cap-Tons | 83.5 | 50000 | None | 1130 | 0.0349 | 0.223 | 1130 | 0.0349 | 0.223 | 0 | 0 | 0 | 0 | 0 | 0 |  |  | 2
D03-224 | DEER2005 | D05 v2.01 | 2012-02-06 | SCE | Gro | Ex | CZ08 | Any | Cap-Tons | 83.2 | 50000 | None | 1250 | 0.107 | 0.192 | 1250 | 0.107 | 0.192 | 0 | 0 | 0 | 0 | 0 | 0 |  |  | 2
D03-224 | DEER2005 | D05 v2.01 | 2012-02-06 | SDG | Gro | Ex | CZ08 | Any | Cap-Tons | 83.1 | 50000 | None | 1160 | 0.0974 | 0.202 | 1160 | 0.0974 | 0.202 | 0 | 0 | 0 | 0 | 0 | 0 |  |  | 2
D03-224 | DEER2005 | D05 v2.01 | 2012-02-06 | SCG | Gro | Ex | CZ08 | Any | Cap-Tons | 83.2 | 50000 | None | 1250 | 0.107 | 0.191 | 1250 | 0.107 | 0.191 | 0 | 0 | 0 | 0 | 0 | 0 |  |  | 2
D03-224 | DEER2005 | D05 v2.01 | 2012-02-06 | SCG | Gro | Ex | CZ09 | Any | Cap-Tons | 78.8 | 50000 | None | 1370 | 0.0347 | 0.214 | 1370 | 0.0347 | 0.214 | 0 | 0 | 0 | 0 | 0 | 0 |  |  | 2
D03-224 | DEER2005 | D05 v2.01 | 2012-02-06 | SCE | Gro | Ex | CZ09 | Any | Cap-Tons | 78.8 | 50000 | None | 1370 | 0.0348 | 0.214 | 1370 | 0.0348 | 0.214 | 0 | 0 | 0 | 0 | 0 | 0 |  |  | 2
D03-224 | DEER2005 | D05 v2.01 | 2012-02-06 | SCG | Gro | Ex | CZ10 | Any | Cap-Tons | 80 | 50000 | None | 1280 | 0.0453 | 0.206 | 1280 | 0.0453 | 0.206 | 0 | 0 | 0 | 0 | 0 | 0 |  |  | 2
D03-224 | DEER2005 | D05 v2.01 | 2012-02-06 | SDG | Gro | Ex | CZ10 | Any | Cap-Tons | 80.6 | 50000 | None | 1320 | 0.0484 | 0.21 | 1320 | 0.0484 | 0.21 | 0 | 0 | 0 | 0 | 0 | 0 |  |  | 2
D03-224 | DEER2005 | D05 v2.01 | 2012-02-06 | SCE | Gro | Ex | CZ10 | Any | Cap-Tons | 80 | 50000 | None | 1280 | 0.0453 | 0.206 | 1280 | 0.0453 | 0.206 | 0 | 0 | 0 | 0 | 0 | 0 |  |  | 2
D03-224 | DEER2005 | D05 v2.01 | 2012-02-06 | PGE | Gro | Ex | CZ11 | Any | Cap-Tons | 75 | 50000 | None | 1690 | 0.0824 | 0.286 | 1690 | 0.0824 | 0.286 | 0 | 0 | 0 | 0 | 0 | 0 |  |  | 2
D03-224 | DEER2005 | D05 v2.01 | 2012-02-06 | PGE | Gro | Ex | CZ12 | Any | Cap-Tons | 77.4 | 50000 | None | 1520 | 0.0536 | 0.277 | 1520 | 0.0536 | 0.277 | 0 | 0 | 0 | 0 | 0 | 0 |  |  | 2
D03-224 | DEER2005 | D05 v2.01 | 2012-02-06 | SCG | Gro | Ex | CZ13 | Any | Cap-Tons | 77.2 | 50000 | None | 1340 | 0.054 | 0.217 | 1340 | 0.054 | 0.217 | 0 | 0 | 0 | 0 | 0 | 0 |  |  | 2
D03-224 | DEER2005 | D05 v2.01 | 2012-02-06 | SCE | Gro | Ex | CZ13 | Any | Cap-Tons | 77.2 | 50000 | None | 1340 | 0.054 | 0.217 | 1340 | 0.054 | 0.217 | 0 | 0 | 0 | 0 | 0 | 0 |  |  | 2
D03-224 | DEER2005 | D05 v2.01 | 2012-02-06 | PGE | Gro | Ex | CZ13 | Any | Cap-Tons | 77.7 | 50000 | None | 1420 | 0.0577 | 0.216 | 1420 | 0.0577 | 0.216 | 0 | 0 | 0 | 0 | 0 | 0 |  |  | 2
D03-224 | DEER2005 | D05 v2.01 | 2012-02-06 | SCG | Gro | Ex | CZ14 | Any | Cap-Tons | 69.7 | 50000 | None | 1890 | 0.105 | 0.291 | 1890 | 0.105 | 0.291 | 0 | 0 | 0 | 0 | 0 | 0 |  |  | 2
D03-224 | DEER2005 | D05 v2.01 | 2012-02-06 | SDG | Gro | Ex | CZ14 | Any | Cap-Tons | 69.8 | 50000 | None | 1920 | 0.108 | 0.295 | 1920 | 0.108 | 0.295 | 0 | 0 | 0 | 0 | 0 | 0 |  |  | 2
D03-224 | DEER2005 | D05 v2.01 | 2012-02-06 | SCE | Gro | Ex | CZ14 | Any | Cap-Tons | 69.7 | 50000 | None | 1890 | 0.105 | 0.291 | 1890 | 0.105 | 0.291 | 0 | 0 | 0 | 0 | 0 | 0 |  |  | 2
D03-224 | DEER2005 | D05 v2.01 | 2012-02-06 | SCG | Gro | Ex | CZ15 | Any | Cap-Tons | 78.3 | 50000 | None | 1260 | 0.0576 | 0.154 | 1260 | 0.0576 | 0.154 | 0 | 0 | 0 | 0 | 0 | 0 |  |  | 2
D03-224 | DEER2005 | D05 v2.01 | 2012-02-06 | SCE | Gro | Ex | CZ15 | Any | Cap-Tons | 78.3 | 50000 | None | 1260 | 0.0576 | 0.154 | 1260 | 0.0576 | 0.154 | 0 | 0 | 0 | 0 | 0 | 0 |  |  | 2
D03-224 | DEER2005 | D05 v2.01 | 2012-02-06 | SDG | Gro | Ex | CZ15 | Any | Cap-Tons | 78.7 | 50000 | None | 1300 | 0.0621 | 0.157 | 1300 | 0.0621 | 0.157 | 0 | 0 | 0 | 0 | 0 | 0 |  |  | 2
D03-224 | DEER2005 | D05 v2.01 | 2012-02-06 | SCG | Gro | Ex | CZ16 | Any | Cap-Tons | 76.4 | 50000 | None | 1740 | 0.104 | 0.38 | 1740 | 0.104 | 0.38 | 0 | 0 | 0 | 0 | 0 | 0 |  |  | 2
D03-224 | DEER2005 | D05 v2.01 | 2012-02-06 | PGE | Gro | Ex | CZ16 | Any | Cap-Tons | 77.1 | 50000 | None | 1860 | 0.114 | 0.377 | 1860 | 0.114 | 0.377 | 0 | 0 | 0 | 0 | 0 | 0 |  |  | 2
D03-224 | DEER2005 | D05 v2.01 | 2012-02-06 | SCE | Gro | Ex | CZ16 | Any | Cap-Tons | 76.4 | 50000 | None | 1740 | 0.104 | 0.38 | 1740 | 0.104 | 0.38 | 0 | 0 | 0 | 0 | 0 | 0 |  |  | 2
D03-224 | DEER2005 | D05 v2.01 | 2012-02-06 | SCG | Gro | Ex | IOU | Any | Cap-Tons | 79.8 | 50000 | None | 1340 | 0.0697 | 0.214 | 1340 | 0.0697 | 0.214 | 0 | 0 | 0 | 0 | 0 | 0 |  |  | 2
D03-224 | DEER2005 | D05 v2.01 | 2012-02-06 | SDG | Gro | Ex | IOU | Any | Cap-Tons | 82.4 | 50000 | None | 1190 | 0.0424 | 0.22 | 1190 | 0.0424 | 0.22 | 0 | 0 | 0 | 0 | 0 | 0 |  |  | 2
D03-224 | DEER2005 | D05 v2.01 | 2012-02-06 | SCE | Gro | Ex | IOU | Any | Cap-Tons | 79.9 | 50000 | None | 1340 | 0.0741 | 0.215 | 1340 | 0.0741 | 0.215 | 0 | 0 | 0 | 0 | 0 | 0 |  |  | 2
D03-224 | DEER2005 | D05 v2.01 | 2012-02-06 | PGE | Gro | Ex | IOU | Any | Cap-Tons | 78.3 | 50000 | None | 1550 | 0.0469 | 0.297 | 1550 | 0.0469 | 0.297 | 0 | 0 | 0 | 0 | 0 | 0 |  |  | 2
D03-224 | DEER2005 | D05 v2.01 | 2014-05-27 15:37 | Any | Gro | New | CZ01 | Any | Cap-Tons | 60.4 | 50000 | None | 405 | 0.0092 | 0.292 | 405 | 0.0092 | 0.292 | 0 | 0 | 0 | 0 | 0 | 0 |  |  | 1
D03-224 | DEER2005 | D05 v2.01 | 2014-05-27 15:37 | Any | Gro | New | CZ02 | Any | Cap-Tons | 57.1 | 50000 | None | 451 | -0.0195 | 0.189 | 451 | -0.0195 | 0.189 | 0 | 0 | 0 | 0 | 0 | 0 |  |  | 1
D03-224 | DEER2005 | D05 v2.01 | 2014-05-27 15:37 | Any | Gro | New | CZ03 | Any | Cap-Tons | 57.4 | 50000 | None | 352 | -0.0213 | 0.208 | 352 | -0.0213 | 0.208 | 0 | 0 | 0 | 0 | 0 | 0 |  |  | 1
D03-224 | DEER2005 | D05 v2.01 | 2014-05-27 15:37 | Any | Gro | New | CZ04 | Any | Cap-Tons | 59.7 | 50000 | None | 351 | 0.108 | 0.166 | 351 | 0.108 | 0.166 | 0 | 0 | 0 | 0 | 0 | 0 |  |  | 1
D03-224 | DEER2005 | D05 v2.01 | 2014-05-27 15:37 | Any | Gro | New | CZ05 | Any | Cap-Tons | 59.1 | 50000 | None | 331 | 0 | 0.172 | 331 | 0 | 0.172 | 0 | 0 | 0 | 0 | 0 | 0 |  |  | 1
D03-224 | DEER2005 | D05 v2.01 | 2014-05-27 15:37 | Any | Gro | New | CZ06 | Any | Cap-Tons | 58.4 | 50000 | None | 217 | -0.0171 | 0.106 | 217 | -0.0171 | 0.106 | 0 | 0 | 0 | 0 | 0 | 0 |  |  | 1
D03-224 | DEER2005 | D05 v2.01 | 2014-05-27 15:37 | Any | Gro | New | CZ07 | Any | Cap-Tons | 61.7 | 50000 | None | 211 | 0.0216 | 0.0997 | 211 | 0.0216 | 0.0997 | 0 | 0 | 0 | 0 | 0 | 0 |  |  | 1
D03-224 | DEER2005 | D05 v2.01 | 2014-05-27 15:37 | Any | Gro | New | CZ08 | Any | Cap-Tons | 61.2 | 50000 | None | 242 | -0.00545 | 0.0998 | 242 | -0.00545 | 0.0998 | 0 | 0 | 0 | 0 | 0 | 0 |  |  | 1
D03-224 | DEER2005 | D05 v2.01 | 2014-05-27 15:37 | Any | Gro | New | CZ09 | Any | Cap-Tons | 59 | 50000 | None | 284 | 0.0302 | 0.101 | 284 | 0.0302 | 0.101 | 0 | 0 | 0 | 0 | 0 | 0 |  |  | 1
D03-224 | DEER2005 | D05 v2.01 | 2014-05-27 15:37 | Any | Gro | New | CZ10 | Any | Cap-Tons | 58.5 | 50000 | None | 319 | 0.00759 | 0.125 | 319 | 0.00759 | 0.125 | 0 | 0 | 0 | 0 | 0 | 0 |  |  | 1
D03-224 | DEER2005 | D05 v2.01 | 2014-05-27 15:37 | Any | Gro | New | CZ11 | Any | Cap-Tons | 58.4 | 50000 | None | 445 | -0.00762 | 0.2 | 445 | -0.00762 | 0.2 | 0 | 0 | 0 | 0 | 0 | 0 |  |  | 1
D03-224 | DEER2005 | D05 v2.01 | 2014-05-27 15:37 | Any | Gro | New | CZ12 | Any | Cap-Tons | 59.5 | 50000 | None | 373 | 0.0224 | 0.155 | 373 | 0.0224 | 0.155 | 0 | 0 | 0 | 0 | 0 | 0 |  |  | 1
D03-224 | DEER2005 | D05 v2.01 | 2014-05-27 15:37 | Any | Gro | New | CZ13 | Any | Cap-Tons | 60.2 | 50000 | None | 309 | 0.0295 | 0.127 | 309 | 0.0295 | 0.127 | 0 | 0 | 0 | 0 | 0 | 0 |  |  | 1
D03-224 | DEER2005 | D05 v2.01 | 2014-05-27 15:37 | Any | Gro | New | CZ14 | Any | Cap-Tons | 55.3 | 50000 | None | 606 | -0.00804 | 0.214 | 606 | -0.00804 | 0.214 | 0 | 0 | 0 | 0 | 0 | 0 |  |  | 1
D03-224 | DEER2005 | D05 v2.01 | 2014-05-27 15:37 | Any | Gro | New | CZ15 | Any | Cap-Tons | 60.8 | 50000 | None | 338 | -0.0256 | 0.0796 | 338 | -0.0256 | 0.0796 | 0 | 0 | 0 | 0 | 0 | 0 |  |  | 1
D03-224 | DEER2005 | D05 v2.01 | 2014-05-27 15:37 | Any | Gro | New | CZ16 | Any | Cap-Tons | 57 | 50000 | None | 599 | 0.00195 | 0.302 | 599 | 0.00195 | 0.302 | 0 | 0 | 0 | 0 | 0 | 0 |  |  | 1
D03-224 | DEER2005 | D05 v2.01 | 2012-02-06 | SDG | Gro | New | IOU | Any | Cap-Tons | 60.6 | 50000 | None | 243 | 0.0147 | 0.107 | 243 | 0.0147 | 0.107 | 0 | 0 | 0 | 0 | 0 | 0 |  |  | 2
D03-224 | DEER2005 | D05 v2.01 | 2012-02-06 | PGE | Gro | New | IOU | Any | Cap-Tons | 58.9 | 50000 | None | 367 | 0.0173 | 0.171 | 367 | 0.0173 | 0.171 | 0 | 0 | 0 | 0 | 0 | 0 |  |  | 2
D03-224 | DEER2005 | D05 v2.01 | 2012-02-06 | SCG | Gro | New | IOU | Any | Cap-Tons | 59.1 | 50000 | None | 303 | 0.00439 | 0.119 | 303 | 0.00439 | 0.119 | 0 | 0 | 0 | 0 | 0 | 0 |  |  | 2
D03-224 | DEER2005 | D05 v2.01 | 2012-02-06 | SCE | Gro | New | IOU | Any | Cap-Tons | 59.1 | 50000 | None | 309 | 0.00125 | 0.123 | 309 | 0.00125 | 0.123 | 0 | 0 | 0 | 0 | 0 | 0 |  |  | 2
D03-225 | DEER2005 | D05 v2.01 | 2012-02-06 | SCE | Com | Ex | IOU | Any | Cap-Tons | 80.1 | 50000 | None | 1290 | 0.0333 | 0.225 | 1290 | 0.0333 | 0.225 | 0 | 0 | 0 | 0 | 0 | 0 |  |  | 2
D03-225 | DEER2005 | D05 v2.01 | 2012-02-06 | PGE | Com | Ex | IOU | Any | Cap-Tons | 78.6 | 50000 | None | 1540 | 0.0254 | 0.314 | 1540 | 0.0254 | 0.314 | 0 | 0 | 0 | 0 | 0 | 0 |  |  | 2
D03-225 | DEER2005 | D05 v2.01 | 2012-02-06 | SDG | Com | Ex | IOU | Any | Cap-Tons | 82.2 | 50000 | None | 1240 | 0.0314 | 0.237 | 1240 | 0.0314 | 0.237 | 0 | 0 | 0 | 0 | 0 | 0 |  |  | 2
D03-225 | DEER2005 | D05 v2.01 | 2012-02-06 | SCG | Com | Ex | IOU | Any | Cap-Tons | 80 | 50000 | None | 1280 | 0.0341 | 0.222 | 1280 | 0.0341 | 0.222 | 0 | 0 | 0 | 0 | 0 | 0 |  |  | 2
D03-225 | DEER2005 | D05 v2.01 | 2012-02-06 | SCG | Com | New | IOU | Any | Cap-Tons | 60.4 | 50000 | None | 1400 | 0.1 | 0.151 | 1400 | 0.1 | 0.151 | 0 | 0 | 0 | 0 | 0 | 0 |  |  | 2
D03-225 | DEER2005 | D05 v2.01 | 2012-02-06 | SCE | Com | New | IOU | Any | Cap-Tons | 60.2 | 50000 | None | 1390 | 0.0962 | 0.152 | 1390 | 0.0962 | 0.152 | 0 | 0 | 0 | 0 | 0 | 0 |  |  | 2
D03-225 | DEER2005 | D05 v2.01 | 2012-02-06 | SDG | Com | New | IOU | Any | Cap-Tons | 61.4 | 50000 | None | 1410 | 0.136 | 0.165 | 1410 | 0.136 | 0.165 | 0 | 0 | 0 | 0 | 0 | 0 |  |  | 2
D03-225 | DEER2005 | D05 v2.01 | 2012-02-06 | PGE | Com | New | IOU | Any | Cap-Tons | 60.5 | 50000 | None | 1410 | 0.0992 | 0.221 | 1410 | 0.0992 | 0.221 | 0 | 0 | 0 | 0 | 0 | 0 |  |  | 2
D03-225 | DEER2005 | D05 v2.01 | 2012-02-06 | PGE | Gro | Ex | CZ01 | Any | Cap-Tons | 81.7 | 50000 | None | 1940 | 0.104 | 0.479 | 1940 | 0.104 | 0.479 | 0 | 0 | 0 | 0 | 0 | 0 |  |  | 2
D03-225 | DEER2005 | D05 v2.01 | 2012-02-06 | PGE | Gro | Ex | CZ02 | Any | Cap-Tons | 76.5 | 50000 | None | 1690 | 0.0338 | 0.333 | 1690 | 0.0338 | 0.333 | 0 | 0 | 0 | 0 | 0 | 0 |  |  | 2
D03-225 | DEER2005 | D05 v2.01 | 2012-02-06 | PGE | Gro | Ex | CZ03 | Any | Cap-Tons | 79.3 | 50000 | None | 1690 | 0.0242 | 0.385 | 1690 | 0.0242 | 0.385 | 0 | 0 | 0 | 0 | 0 | 0 |  |  | 2
D03-225 | DEER2005 | D05 v2.01 | 2012-02-06 | PGE | Gro | Ex | CZ04 | Any | Cap-Tons | 81.3 | 50000 | None | 1470 | 0.0332 | 0.29 | 1470 | 0.0332 | 0.29 | 0 | 0 | 0 | 0 | 0 | 0 |  |  | 2
D03-225 | DEER2005 | D05 v2.01 | 2012-02-06 | SCG | Gro | Ex | CZ05 | Any | Cap-Tons | 80.6 | 50000 | None | 1600 | 0.036 | 0.345 | 1600 | 0.036 | 0.345 | 0 | 0 | 0 | 0 | 0 | 0 |  |  | 2
D03-225 | DEER2005 | D05 v2.01 | 2012-02-06 | PGE | Gro | Ex | CZ05 | Any | Cap-Tons | 80.8 | 50000 | None | 1610 | 0.0343 | 0.345 | 1610 | 0.0343 | 0.345 | 0 | 0 | 0 | 0 | 0 | 0 |  |  | 2
D03-225 | DEER2005 | D05 v2.01 | 2012-02-06 | SCE | Gro | Ex | CZ05 | Any | Cap-Tons | 80.6 | 50000 | None | 1600 | 0.036 | 0.345 | 1600 | 0.036 | 0.345 | 0 | 0 | 0 | 0 | 0 | 0 |  |  | 2
D03-225 | DEER2005 | D05 v2.01 | 2012-02-06 | SCG | Gro | Ex | CZ06 | Any | Cap-Tons | 79.2 | 50000 | None | 1370 | 0.044 | 0.27 | 1370 | 0.044 | 0.27 | 0 | 0 | 0 | 0 | 0 | 0 |  |  | 2
D03-225 | DEER2005 | D05 v2.01 | 2012-02-06 | SDG | Gro | Ex | CZ06 | Any | Cap-Tons | 79.1 | 50000 | None | 1370 | 0.0508 | 0.284 | 1370 | 0.0508 | 0.284 | 0 | 0 | 0 | 0 | 0 | 0 |  |  | 2
D03-225 | DEER2005 | D05 v2.01 | 2012-02-06 | SCE | Gro | Ex | CZ06 | Any | Cap-Tons | 79.3 | 50000 | None | 1370 | 0.0441 | 0.27 | 1370 | 0.0441 | 0.27 | 0 | 0 | 0 | 0 | 0 | 0 |  |  | 2
D03-225 | DEER2005 | D05 v2.01 | 2012-02-06 | SDG | Gro | Ex | CZ07 | Any | Cap-Tons | 83.3 | 50000 | None | 1220 | 0.0364 | 0.246 | 1220 | 0.0364 | 0.246 | 0 | 0 | 0 | 0 | 0 | 0 |  |  | 2
D03-225 | DEER2005 | D05 v2.01 | 2012-02-06 | SDG | Gro | Ex | CZ08 | Any | Cap-Tons | 83 | 50000 | None | 1230 | 0.0485 | 0.217 | 1230 | 0.0485 | 0.217 | 0 | 0 | 0 | 0 | 0 | 0 |  |  | 2
D03-225 | DEER2005 | D05 v2.01 | 2012-02-06 | SCE | Gro | Ex | CZ08 | Any | Cap-Tons | 83.2 | 50000 | None | 1220 | 0.0405 | 0.208 | 1220 | 0.0405 | 0.208 | 0 | 0 | 0 | 0 | 0 | 0 |  |  | 2
D03-225 | DEER2005 | D05 v2.01 | 2012-02-06 | SCG | Gro | Ex | CZ08 | Any | Cap-Tons | 83.2 | 50000 | None | 1220 | 0.0403 | 0.207 | 1220 | 0.0403 | 0.207 | 0 | 0 | 0 | 0 | 0 | 0 |  |  | 2
D03-225 | DEER2005 | D05 v2.01 | 2012-02-06 | SCG | Gro | Ex | CZ09 | Any | Cap-Tons | 79.3 | 50000 | None | 1260 | 0.036 | 0.208 | 1260 | 0.036 | 0.208 | 0 | 0 | 0 | 0 | 0 | 0 |  |  | 2
D03-225 | DEER2005 | D05 v2.01 | 2012-02-06 | SCE | Gro | Ex | CZ09 | Any | Cap-Tons | 79.3 | 50000 | None | 1260 | 0.0358 | 0.208 | 1260 | 0.0358 | 0.208 | 0 | 0 | 0 | 0 | 0 | 0 |  |  | 2
D03-225 | DEER2005 | D05 v2.01 | 2012-02-06 | SCG | Gro | Ex | CZ10 | Any | Cap-Tons | 80 | 50000 | None | 1250 | 0.0147 | 0.206 | 1250 | 0.0147 | 0.206 | 0 | 0 | 0 | 0 | 0 | 0 |  |  | 2
D03-225 | DEER2005 | D05 v2.01 | 2012-02-06 | SDG | Gro | Ex | CZ10 | Any | Cap-Tons | 80.6 | 50000 | None | 1250 | 0.014 | 0.209 | 1250 | 0.014 | 0.209 | 0 | 0 | 0 | 0 | 0 | 0 |  |  | 2
D03-225 | DEER2005 | D05 v2.01 | 2012-02-06 | SCE | Gro | Ex | CZ10 | Any | Cap-Tons | 80 | 50000 | None | 1250 | 0.0147 | 0.206 | 1250 | 0.0147 | 0.206 | 0 | 0 | 0 | 0 | 0 | 0 |  |  | 2
D03-225 | DEER2005 | D05 v2.01 | 2012-02-06 | PGE | Gro | Ex | CZ11 | Any | Cap-Tons | 75.6 | 50000 | None | 1470 | 0.0194 | 0.27 | 1470 | 0.0194 | 0.27 | 0 | 0 | 0 | 0 | 0 | 0 |  |  | 2
D03-225 | DEER2005 | D05 v2.01 | 2012-02-06 | PGE | Gro | Ex | CZ12 | Any | Cap-Tons | 77.9 | 50000 | None | 1520 | 0.0254 | 0.293 | 1520 | 0.0254 | 0.293 | 0 | 0 | 0 | 0 | 0 | 0 |  |  | 2
D03-225 | DEER2005 | D05 v2.01 | 2012-02-06 | SCG | Gro | Ex | CZ13 | Any | Cap-Tons | 77.8 | 50000 | None | 1300 | 0.0129 | 0.234 | 1300 | 0.0129 | 0.234 | 0 | 0 | 0 | 0 | 0 | 0 |  |  | 2
D03-225 | DEER2005 | D05 v2.01 | 2012-02-06 | SCE | Gro | Ex | CZ13 | Any | Cap-Tons | 77.8 | 50000 | None | 1300 | 0.0129 | 0.234 | 1300 | 0.0129 | 0.234 | 0 | 0 | 0 | 0 | 0 | 0 |  |  | 2
D03-225 | DEER2005 | D05 v2.01 | 2012-02-06 | PGE | Gro | Ex | CZ13 | Any | Cap-Tons | 78.1 | 50000 | None | 1290 | 0.0123 | 0.231 | 1290 | 0.0123 | 0.231 | 0 | 0 | 0 | 0 | 0 | 0 |  |  | 2
D03-225 | DEER2005 | D05 v2.01 | 2012-02-06 | SDG | Gro | Ex | CZ14 | Any | Cap-Tons | 71 | 50000 | None | 1460 | 0.00644 | 0.245 | 1460 | 0.00644 | 0.245 | 0 | 0 | 0 | 0 | 0 | 0 |  |  | 2
D03-225 | DEER2005 | D05 v2.01 | 2012-02-06 | SCG | Gro | Ex | CZ14 | Any | Cap-Tons | 70.8 | 50000 | None | 1450 | 0.00629 | 0.241 | 1450 | 0.00629 | 0.241 | 0 | 0 | 0 | 0 | 0 | 0 |  |  | 2
D03-225 | DEER2005 | D05 v2.01 | 2012-02-06 | SCE | Gro | Ex | CZ14 | Any | Cap-Tons | 70.8 | 50000 | None | 1450 | 0.00629 | 0.241 | 1450 | 0.00629 | 0.241 | 0 | 0 | 0 | 0 | 0 | 0 |  |  | 2
D03-225 | DEER2005 | D05 v2.01 | 2012-02-06 | SCE | Gro | Ex | CZ15 | Any | Cap-Tons | 78.3 | 50000 | None | 1350 | 0.0629 | 0.155 | 1350 | 0.0629 | 0.155 | 0 | 0 | 0 | 0 | 0 | 0 |  |  | 2
D03-225 | DEER2005 | D05 v2.01 | 2012-02-06 | SCG | Gro | Ex | CZ15 | Any | Cap-Tons | 78.3 | 50000 | None | 1350 | 0.0629 | 0.155 | 1350 | 0.0629 | 0.155 | 0 | 0 | 0 | 0 | 0 | 0 |  |  | 2
D03-225 | DEER2005 | D05 v2.01 | 2012-02-06 | SDG | Gro | Ex | CZ15 | Any | Cap-Tons | 78.7 | 50000 | None | 1390 | 0.0674 | 0.158 | 1390 | 0.0674 | 0.158 | 0 | 0 | 0 | 0 | 0 | 0 |  |  | 2
D03-225 | DEER2005 | D05 v2.01 | 2012-02-06 | PGE | Gro | Ex | CZ16 | Any | Cap-Tons | 77.4 | 50000 | None | 1730 | 0.0411 | 0.344 | 1730 | 0.0411 | 0.344 | 0 | 0 | 0 | 0 | 0 | 0 |  |  | 2
D03-225 | DEER2005 | D05 v2.01 | 2012-02-06 | SCG | Gro | Ex | CZ16 | Any | Cap-Tons | 76.8 | 50000 | None | 1700 | 0.0514 | 0.346 | 1700 | 0.0514 | 0.346 | 0 | 0 | 0 | 0 | 0 | 0 |  |  | 2
D03-225 | DEER2005 | D05 v2.01 | 2012-02-06 | SCE | Gro | Ex | CZ16 | Any | Cap-Tons | 76.8 | 50000 | None | 1700 | 0.0514 | 0.346 | 1700 | 0.0514 | 0.346 | 0 | 0 | 0 | 0 | 0 | 0 |  |  | 2
D03-225 | DEER2005 | D05 v2.01 | 2012-02-06 | PGE | Gro | Ex | IOU | Any | Cap-Tons | 78.6 | 50000 | None | 1540 | 0.0254 | 0.314 | 1540 | 0.0254 | 0.314 | 0 | 0 | 0 | 0 | 0 | 0 |  |  | 2
D03-225 | DEER2005 | D05 v2.01 | 2012-02-06 | SDG | Gro | Ex | IOU | Any | Cap-Tons | 82.2 | 50000 | None | 1240 | 0.0314 | 0.237 | 1240 | 0.0314 | 0.237 | 0 | 0 | 0 | 0 | 0 | 0 |  |  | 2
D03-225 | DEER2005 | D05 v2.01 | 2012-02-06 | SCG | Gro | Ex | IOU | Any | Cap-Tons | 80 | 50000 | None | 1280 | 0.0341 | 0.222 | 1280 | 0.0341 | 0.222 | 0 | 0 | 0 | 0 | 0 | 0 |  |  | 2
D03-225 | DEER2005 | D05 v2.01 | 2012-02-06 | SCE | Gro | Ex | IOU | Any | Cap-Tons | 80.1 | 50000 | None | 1290 | 0.0333 | 0.225 | 1290 | 0.0333 | 0.225 | 0 | 0 | 0 | 0 | 0 | 0 |  |  | 2
D03-225 | DEER2005 | D05 v2.01 | 2014-05-27 15:37 | Any | Gro | New | CZ01 | Any | Cap-Tons | 60.3 | 50000 | None | 1440 | 0.199 | 0.379 | 1440 | 0.199 | 0.379 | 0 | 0 | 0 | 0 | 0 | 0 |  |  | 1
D03-225 | DEER2005 | D05 v2.01 | 2014-05-27 15:37 | Any | Gro | New | CZ02 | Any | Cap-Tons | 59.2 | 50000 | None | 1430 | 0.0938 | 0.23 | 1430 | 0.0938 | 0.23 | 0 | 0 | 0 | 0 | 0 | 0 |  |  | 1
D03-225 | DEER2005 | D05 v2.01 | 2014-05-27 15:37 | Any | Gro | New | CZ03 | Any | Cap-Tons | 58.1 | 50000 | None | 1500 | 0.184 | 0.298 | 1500 | 0.184 | 0.298 | 0 | 0 | 0 | 0 | 0 | 0 |  |  | 1
D03-225 | DEER2005 | D05 v2.01 | 2014-05-27 15:37 | Any | Gro | New | CZ04 | Any | Cap-Tons | 60.4 | 50000 | None | 1420 | 0.169 | 0.21 | 1420 | 0.169 | 0.21 | 0 | 0 | 0 | 0 | 0 | 0 |  |  | 1
D03-225 | DEER2005 | D05 v2.01 | 2014-05-27 15:37 | Any | Gro | New | CZ05 | Any | Cap-Tons | 59.9 | 50000 | None | 1450 | 0.206 | 0.248 | 1450 | 0.206 | 0.248 | 0 | 0 | 0 | 0 | 0 | 0 |  |  | 1
D03-225 | DEER2005 | D05 v2.01 | 2014-05-27 15:37 | Any | Gro | New | CZ06 | Any | Cap-Tons | 59.2 | 50000 | None | 1480 | 0.178 | 0.19 | 1480 | 0.178 | 0.19 | 0 | 0 | 0 | 0 | 0 | 0 |  |  | 1
D03-225 | DEER2005 | D05 v2.01 | 2014-05-27 15:37 | Any | Gro | New | CZ07 | Any | Cap-Tons | 62.5 | 50000 | None | 1380 | 0.178 | 0.173 | 1380 | 0.178 | 0.173 | 0 | 0 | 0 | 0 | 0 | 0 |  |  | 1
D03-225 | DEER2005 | D05 v2.01 | 2014-05-27 15:37 | Any | Gro | New | CZ08 | Any | Cap-Tons | 61.4 | 50000 | None | 1420 | 0.181 | 0.138 | 1420 | 0.181 | 0.138 | 0 | 0 | 0 | 0 | 0 | 0 |  |  | 1
D03-225 | DEER2005 | D05 v2.01 | 2014-05-27 15:37 | Any | Gro | New | CZ09 | Any | Cap-Tons | 61.6 | 50000 | None | 1420 | 0.0973 | 0.14 | 1420 | 0.0973 | 0.14 | 0 | 0 | 0 | 0 | 0 | 0 |  |  | 1
D03-225 | DEER2005 | D05 v2.01 | 2014-05-27 15:37 | Any | Gro | New | CZ10 | Any | Cap-Tons | 59.5 | 50000 | None | 1460 | 0.0261 | 0.142 | 1460 | 0.0261 | 0.142 | 0 | 0 | 0 | 0 | 0 | 0 |  |  | 1
D03-225 | DEER2005 | D05 v2.01 | 2014-05-27 15:37 | Any | Gro | New | CZ11 | Any | Cap-Tons | 60.5 | 50000 | None | 1380 | 0.0404 | 0.193 | 1380 | 0.0404 | 0.193 | 0 | 0 | 0 | 0 | 0 | 0 |  |  | 1
D03-225 | DEER2005 | D05 v2.01 | 2014-05-27 15:37 | Any | Gro | New | CZ12 | Any | Cap-Tons | 61.5 | 50000 | None | 1380 | 0.0651 | 0.205 | 1380 | 0.0651 | 0.205 | 0 | 0 | 0 | 0 | 0 | 0 |  |  | 1
D03-225 | DEER2005 | D05 v2.01 | 2014-05-27 15:37 | Any | Gro | New | CZ13 | Any | Cap-Tons | 62.3 | 50000 | None | 1370 | 0.0268 | 0.167 | 1370 | 0.0268 | 0.167 | 0 | 0 | 0 | 0 | 0 | 0 |  |  | 1
D03-225 | DEER2005 | D05 v2.01 | 2014-05-27 15:37 | Any | Gro | New | CZ14 | Any | Cap-Tons | 58.1 | 50000 | None | 1400 | 0.00574 | 0.16 | 1400 | 0.00574 | 0.16 | 0 | 0 | 0 | 0 | 0 | 0 |  |  | 1
D03-225 | DEER2005 | D05 v2.01 | 2014-05-27 15:37 | Any | Gro | New | CZ15 | Any | Cap-Tons | 60.8 | 50000 | None | 435 | -0.0146 | 0.0807 | 435 | -0.0146 | 0.0807 | 0 | 0 | 0 | 0 | 0 | 0 |  |  | 1
D03-225 | DEER2005 | D05 v2.01 | 2014-05-27 15:37 | Any | Gro | New | CZ16 | Any | Cap-Tons | 58.7 | 50000 | None | 1290 | 0.199 | 0.278 | 1290 | 0.199 | 0.278 | 0 | 0 | 0 | 0 | 0 | 0 |  |  | 1
D03-225 | DEER2005 | D05 v2.01 | 2012-02-06 | SDG | Gro | New | IOU | Any | Cap-Tons | 61.4 | 50000 | None | 1410 | 0.136 | 0.165 | 1410 | 0.136 | 0.165 | 0 | 0 | 0 | 0 | 0 | 0 |  |  | 2
D03-225 | DEER2005 | D05 v2.01 | 2012-02-06 | PGE | Gro | New | IOU | Any | Cap-Tons | 60.5 | 50000 | None | 1410 | 0.0992 | 0.221 | 1410 | 0.0992 | 0.221 | 0 | 0 | 0 | 0 | 0 | 0 |  |  | 2
D03-225 | DEER2005 | D05 v2.01 | 2012-02-06 | SCG | Gro | New | IOU | Any | Cap-Tons | 60.4 | 50000 | None | 1400 | 0.1 | 0.151 | 1400 | 0.1 | 0.151 | 0 | 0 | 0 | 0 | 0 | 0 |  |  | 2
D03-225 | DEER2005 | D05 v2.01 | 2012-02-06 | SCE | Gro | New | IOU | Any | Cap-Tons | 60.2 | 50000 | None | 1390 | 0.0962 | 0.152 | 1390 | 0.0962 | 0.152 | 0 | 0 | 0 | 0 | 0 | 0 |  |  | 2
D03-226 | DEER2005 | D05 v2.01 | 2012-02-06 | SCG | Com | Ex | IOU | Any | Cap-Tons | 79.8 | 50000 | None | 1440 | 0.0842 | 0.215 | 1440 | 0.0842 | 0.215 | 0 | 0 | 0 | 0 | 0 | 0 |  |  | 2
D03-226 | DEER2005 | D05 v2.01 | 2012-02-06 | PGE | Com | Ex | IOU | Any | Cap-Tons | 78.3 | 50000 | None | 1650 | 0.0662 | 0.298 | 1650 | 0.0662 | 0.298 | 0 | 0 | 0 | 0 | 0 | 0 |  |  | 2
D03-226 | DEER2005 | D05 v2.01 | 2012-02-06 | SDG | Com | Ex | IOU | Any | Cap-Tons | 82.4 | 50000 | None | 1290 | 0.0609 | 0.222 | 1290 | 0.0609 | 0.222 | 0 | 0 | 0 | 0 | 0 | 0 |  |  | 2
D03-226 | DEER2005 | D05 v2.01 | 2012-02-06 | SCE | Com | Ex | IOU | Any | Cap-Tons | 79.9 | 50000 | None | 1430 | 0.0875 | 0.216 | 1430 | 0.0875 | 0.216 | 0 | 0 | 0 | 0 | 0 | 0 |  |  | 2
D03-226 | DEER2005 | D05 v2.01 | 2012-02-06 | SDG | Com | New | IOU | Any | Cap-Tons | 60.6 | 50000 | None | 406 | 0.0391 | 0.11 | 406 | 0.0391 | 0.11 | 0 | 0 | 0 | 0 | 0 | 0 |  |  | 2
D03-226 | DEER2005 | D05 v2.01 | 2012-02-06 | SCE | Com | New | IOU | Any | Cap-Tons | 59.1 | 50000 | None | 462 | 0.0231 | 0.126 | 462 | 0.0231 | 0.126 | 0 | 0 | 0 | 0 | 0 | 0 |  |  | 2
D03-226 | DEER2005 | D05 v2.01 | 2012-02-06 | SCG | Com | New | IOU | Any | Cap-Tons | 59.1 | 50000 | None | 459 | 0.0268 | 0.122 | 459 | 0.0268 | 0.122 | 0 | 0 | 0 | 0 | 0 | 0 |  |  | 2
D03-226 | DEER2005 | D05 v2.01 | 2012-02-06 | PGE | Com | New | IOU | Any | Cap-Tons | 58.9 | 50000 | None | 513 | 0.0386 | 0.175 | 513 | 0.0386 | 0.175 | 0 | 0 | 0 | 0 | 0 | 0 |  |  | 2
D03-226 | DEER2005 | D05 v2.01 | 2012-02-06 | PGE | Gro | Ex | CZ01 | Any | Cap-Tons | 81.8 | 50000 | None | 1750 | 0.141 | 0.449 | 1750 | 0.141 | 0.449 | 0 | 0 | 0 | 0 | 0 | 0 |  |  | 2
D03-226 | DEER2005 | D05 v2.01 | 2012-02-06 | PGE | Gro | Ex | CZ02 | Any | Cap-Tons | 76.4 | 50000 | None | 1860 | 0.0914 | 0.325 | 1860 | 0.0914 | 0.325 | 0 | 0 | 0 | 0 | 0 | 0 |  |  | 2
D03-226 | DEER2005 | D05 v2.01 | 2012-02-06 | PGE | Gro | Ex | CZ03 | Any | Cap-Tons | 79.1 | 50000 | None | 1700 | 0.0546 | 0.355 | 1700 | 0.0546 | 0.355 | 0 | 0 | 0 | 0 | 0 | 0 |  |  | 2
D03-226 | DEER2005 | D05 v2.01 | 2012-02-06 | PGE | Gro | Ex | CZ04 | Any | Cap-Tons | 81.2 | 50000 | None | 1520 | 0.0218 | 0.274 | 1520 | 0.0218 | 0.274 | 0 | 0 | 0 | 0 | 0 | 0 |  |  | 2
D03-226 | DEER2005 | D05 v2.01 | 2012-02-06 | SCG | Gro | Ex | CZ05 | Any | Cap-Tons | 80.5 | 50000 | None | 1590 | 0.138 | 0.331 | 1590 | 0.138 | 0.331 | 0 | 0 | 0 | 0 | 0 | 0 |  |  | 2
D03-226 | DEER2005 | D05 v2.01 | 2012-02-06 | SCE | Gro | Ex | CZ05 | Any | Cap-Tons | 80.5 | 50000 | None | 1590 | 0.138 | 0.331 | 1590 | 0.138 | 0.331 | 0 | 0 | 0 | 0 | 0 | 0 |  |  | 2
D03-226 | DEER2005 | D05 v2.01 | 2012-02-06 | PGE | Gro | Ex | CZ05 | Any | Cap-Tons | 80.7 | 50000 | None | 1600 | 0.14 | 0.332 | 1600 | 0.14 | 0.332 | 0 | 0 | 0 | 0 | 0 | 0 |  |  | 2
D03-226 | DEER2005 | D05 v2.01 | 2012-02-06 | SDG | Gro | Ex | CZ06 | Any | Cap-Tons | 79.1 | 50000 | None | 1320 | 0.0865 | 0.242 | 1320 | 0.0865 | 0.242 | 0 | 0 | 0 | 0 | 0 | 0 |  |  | 2
D03-226 | DEER2005 | D05 v2.01 | 2012-02-06 | SCE | Gro | Ex | CZ06 | Any | Cap-Tons | 79.3 | 50000 | None | 1420 | 0.0953 | 0.234 | 1420 | 0.0953 | 0.234 | 0 | 0 | 0 | 0 | 0 | 0 |  |  | 2
D03-226 | DEER2005 | D05 v2.01 | 2012-02-06 | SCG | Gro | Ex | CZ06 | Any | Cap-Tons | 79.3 | 50000 | None | 1420 | 0.0954 | 0.234 | 1420 | 0.0954 | 0.234 | 0 | 0 | 0 | 0 | 0 | 0 |  |  | 2
D03-226 | DEER2005 | D05 v2.01 | 2012-02-06 | SDG | Gro | Ex | CZ07 | Any | Cap-Tons | 83.5 | 50000 | None | 1230 | 0.056 | 0.225 | 1230 | 0.056 | 0.225 | 0 | 0 | 0 | 0 | 0 | 0 |  |  | 2
D03-226 | DEER2005 | D05 v2.01 | 2012-02-06 | SCG | Gro | Ex | CZ08 | Any | Cap-Tons | 83.2 | 50000 | None | 1350 | 0.114 | 0.193 | 1350 | 0.114 | 0.193 | 0 | 0 | 0 | 0 | 0 | 0 |  |  | 2
D03-226 | DEER2005 | D05 v2.01 | 2012-02-06 | SCE | Gro | Ex | CZ08 | Any | Cap-Tons | 83.2 | 50000 | None | 1350 | 0.114 | 0.193 | 1350 | 0.114 | 0.193 | 0 | 0 | 0 | 0 | 0 | 0 |  |  | 2
D03-226 | DEER2005 | D05 v2.01 | 2012-02-06 | SDG | Gro | Ex | CZ08 | Any | Cap-Tons | 83.1 | 50000 | None | 1260 | 0.105 | 0.203 | 1260 | 0.105 | 0.203 | 0 | 0 | 0 | 0 | 0 | 0 |  |  | 2
D03-226 | DEER2005 | D05 v2.01 | 2012-02-06 | SCE | Gro | Ex | CZ09 | Any | Cap-Tons | 78.8 | 50000 | None | 1470 | 0.057 | 0.211 | 1470 | 0.057 | 0.211 | 0 | 0 | 0 | 0 | 0 | 0 |  |  | 2
D03-226 | DEER2005 | D05 v2.01 | 2012-02-06 | SCG | Gro | Ex | CZ09 | Any | Cap-Tons | 78.8 | 50000 | None | 1470 | 0.0569 | 0.211 | 1470 | 0.0569 | 0.211 | 0 | 0 | 0 | 0 | 0 | 0 |  |  | 2
D03-226 | DEER2005 | D05 v2.01 | 2012-02-06 | SCE | Gro | Ex | CZ10 | Any | Cap-Tons | 80 | 50000 | None | 1370 | 0.0594 | 0.207 | 1370 | 0.0594 | 0.207 | 0 | 0 | 0 | 0 | 0 | 0 |  |  | 2
D03-226 | DEER2005 | D05 v2.01 | 2012-02-06 | SCG | Gro | Ex | CZ10 | Any | Cap-Tons | 80 | 50000 | None | 1370 | 0.0594 | 0.207 | 1370 | 0.0594 | 0.207 | 0 | 0 | 0 | 0 | 0 | 0 |  |  | 2
D03-226 | DEER2005 | D05 v2.01 | 2012-02-06 | SDG | Gro | Ex | CZ10 | Any | Cap-Tons | 80.6 | 50000 | None | 1420 | 0.0622 | 0.211 | 1420 | 0.0622 | 0.211 | 0 | 0 | 0 | 0 | 0 | 0 |  |  | 2
D03-226 | DEER2005 | D05 v2.01 | 2012-02-06 | PGE | Gro | Ex | CZ11 | Any | Cap-Tons | 75 | 50000 | None | 1780 | 0.0937 | 0.287 | 1780 | 0.0937 | 0.287 | 0 | 0 | 0 | 0 | 0 | 0 |  |  | 2
D03-226 | DEER2005 | D05 v2.01 | 2012-02-06 | PGE | Gro | Ex | CZ12 | Any | Cap-Tons | 77.4 | 50000 | None | 1620 | 0.0684 | 0.278 | 1620 | 0.0684 | 0.278 | 0 | 0 | 0 | 0 | 0 | 0 |  |  | 2
D03-226 | DEER2005 | D05 v2.01 | 2012-02-06 | SCG | Gro | Ex | CZ13 | Any | Cap-Tons | 77.2 | 50000 | None | 1430 | 0.0664 | 0.218 | 1430 | 0.0664 | 0.218 | 0 | 0 | 0 | 0 | 0 | 0 |  |  | 2
D03-226 | DEER2005 | D05 v2.01 | 2012-02-06 | SCE | Gro | Ex | CZ13 | Any | Cap-Tons | 77.2 | 50000 | None | 1430 | 0.0664 | 0.218 | 1430 | 0.0664 | 0.218 | 0 | 0 | 0 | 0 | 0 | 0 |  |  | 2
D03-226 | DEER2005 | D05 v2.01 | 2012-02-06 | PGE | Gro | Ex | CZ13 | Any | Cap-Tons | 77.7 | 50000 | None | 1510 | 0.0696 | 0.216 | 1510 | 0.0696 | 0.216 | 0 | 0 | 0 | 0 | 0 | 0 |  |  | 2
D03-226 | DEER2005 | D05 v2.01 | 2012-02-06 | SCE | Gro | Ex | CZ14 | Any | Cap-Tons | 69.7 | 50000 | None | 1990 | 0.113 | 0.294 | 1990 | 0.113 | 0.294 | 0 | 0 | 0 | 0 | 0 | 0 |  |  | 2
D03-226 | DEER2005 | D05 v2.01 | 2012-02-06 | SCG | Gro | Ex | CZ14 | Any | Cap-Tons | 69.7 | 50000 | None | 1990 | 0.113 | 0.294 | 1990 | 0.113 | 0.294 | 0 | 0 | 0 | 0 | 0 | 0 |  |  | 2
D03-226 | DEER2005 | D05 v2.01 | 2012-02-06 | SDG | Gro | Ex | CZ14 | Any | Cap-Tons | 69.8 | 50000 | None | 2020 | 0.116 | 0.297 | 2020 | 0.116 | 0.297 | 0 | 0 | 0 | 0 | 0 | 0 |  |  | 2
D03-226 | DEER2005 | D05 v2.01 | 2012-02-06 | SCG | Gro | Ex | CZ15 | Any | Cap-Tons | 78.3 | 50000 | None | 1350 | 0.0629 | 0.155 | 1350 | 0.0629 | 0.155 | 0 | 0 | 0 | 0 | 0 | 0 |  |  | 2
D03-226 | DEER2005 | D05 v2.01 | 2012-02-06 | SCE | Gro | Ex | CZ15 | Any | Cap-Tons | 78.3 | 50000 | None | 1350 | 0.0629 | 0.155 | 1350 | 0.0629 | 0.155 | 0 | 0 | 0 | 0 | 0 | 0 |  |  | 2
D03-226 | DEER2005 | D05 v2.01 | 2012-02-06 | SDG | Gro | Ex | CZ15 | Any | Cap-Tons | 78.7 | 50000 | None | 1390 | 0.0674 | 0.158 | 1390 | 0.0674 | 0.158 | 0 | 0 | 0 | 0 | 0 | 0 |  |  | 2
D03-226 | DEER2005 | D05 v2.01 | 2012-02-06 | SCG | Gro | Ex | CZ16 | Any | Cap-Tons | 76.4 | 50000 | None | 1840 | 0.119 | 0.382 | 1840 | 0.119 | 0.382 | 0 | 0 | 0 | 0 | 0 | 0 |  |  | 2
D03-226 | DEER2005 | D05 v2.01 | 2012-02-06 | PGE | Gro | Ex | CZ16 | Any | Cap-Tons | 77.1 | 50000 | None | 1950 | 0.131 | 0.38 | 1950 | 0.131 | 0.38 | 0 | 0 | 0 | 0 | 0 | 0 |  |  | 2
D03-226 | DEER2005 | D05 v2.01 | 2012-02-06 | SCE | Gro | Ex | CZ16 | Any | Cap-Tons | 76.4 | 50000 | None | 1840 | 0.119 | 0.382 | 1840 | 0.119 | 0.382 | 0 | 0 | 0 | 0 | 0 | 0 |  |  | 2
D03-226 | DEER2005 | D05 v2.01 | 2012-02-06 | SCG | Gro | Ex | IOU | Any | Cap-Tons | 79.8 | 50000 | None | 1440 | 0.0842 | 0.215 | 1440 | 0.0842 | 0.215 | 0 | 0 | 0 | 0 | 0 | 0 |  |  | 2
D03-226 | DEER2005 | D05 v2.01 | 2012-02-06 | PGE | Gro | Ex | IOU | Any | Cap-Tons | 78.3 | 50000 | None | 1650 | 0.0662 | 0.298 | 1650 | 0.0662 | 0.298 | 0 | 0 | 0 | 0 | 0 | 0 |  |  | 2
D03-226 | DEER2005 | D05 v2.01 | 2012-02-06 | SCE | Gro | Ex | IOU | Any | Cap-Tons | 79.9 | 50000 | None | 1430 | 0.0875 | 0.216 | 1430 | 0.0875 | 0.216 | 0 | 0 | 0 | 0 | 0 | 0 |  |  | 2
D03-226 | DEER2005 | D05 v2.01 | 2012-02-06 | SDG | Gro | Ex | IOU | Any | Cap-Tons | 82.4 | 50000 | None | 1290 | 0.0609 | 0.222 | 1290 | 0.0609 | 0.222 | 0 | 0 | 0 | 0 | 0 | 0 |  |  | 2
D03-226 | DEER2005 | D05 v2.01 | 2014-05-27 15:37 | Any | Gro | New | CZ01 | Any | Cap-Tons | 60.4 | 50000 | None | 532 | 0.0184 | 0.295 | 532 | 0.0184 | 0.295 | 0 | 0 | 0 | 0 | 0 | 0 |  |  | 1
D03-226 | DEER2005 | D05 v2.01 | 2014-05-27 15:37 | Any | Gro | New | CZ02 | Any | Cap-Tons | 57.1 | 50000 | None | 609 | 0.00584 | 0.193 | 609 | 0.00584 | 0.193 | 0 | 0 | 0 | 0 | 0 | 0 |  |  | 1
D03-226 | DEER2005 | D05 v2.01 | 2014-05-27 15:37 | Any | Gro | New | CZ03 | Any | Cap-Tons | 57.4 | 50000 | None | 536 | 0 | 0.212 | 536 | 0 | 0.212 | 0 | 0 | 0 | 0 | 0 | 0 |  |  | 1
D03-226 | DEER2005 | D05 v2.01 | 2014-05-27 15:37 | Any | Gro | New | CZ04 | Any | Cap-Tons | 59.7 | 50000 | None | 522 | 0.13 | 0.169 | 522 | 0.13 | 0.169 | 0 | 0 | 0 | 0 | 0 | 0 |  |  | 1
D03-226 | DEER2005 | D05 v2.01 | 2014-05-27 15:37 | Any | Gro | New | CZ05 | Any | Cap-Tons | 59.1 | 50000 | None | 508 | 0.0244 | 0.176 | 508 | 0.0244 | 0.176 | 0 | 0 | 0 | 0 | 0 | 0 |  |  | 1
D03-226 | DEER2005 | D05 v2.01 | 2014-05-27 15:37 | Any | Gro | New | CZ06 | Any | Cap-Tons | 58.4 | 50000 | None | 387 | 0.00952 | 0.11 | 387 | 0.00952 | 0.11 | 0 | 0 | 0 | 0 | 0 | 0 |  |  | 1
D03-226 | DEER2005 | D05 v2.01 | 2014-05-27 15:37 | Any | Gro | New | CZ07 | Any | Cap-Tons | 61.7 | 50000 | None | 380 | 0.0468 | 0.102 | 380 | 0.0468 | 0.102 | 0 | 0 | 0 | 0 | 0 | 0 |  |  | 1
D03-226 | DEER2005 | D05 v2.01 | 2014-05-27 15:37 | Any | Gro | New | CZ08 | Any | Cap-Tons | 61.2 | 50000 | None | 414 | 0.0145 | 0.103 | 414 | 0.0145 | 0.103 | 0 | 0 | 0 | 0 | 0 | 0 |  |  | 1
D03-226 | DEER2005 | D05 v2.01 | 2014-05-27 15:37 | Any | Gro | New | CZ09 | Any | Cap-Tons | 59 | 50000 | None | 458 | 0.0565 | 0.104 | 458 | 0.0565 | 0.104 | 0 | 0 | 0 | 0 | 0 | 0 |  |  | 1
D03-226 | DEER2005 | D05 v2.01 | 2014-05-27 15:37 | Any | Gro | New | CZ10 | Any | Cap-Tons | 58.5 | 50000 | None | 466 | 0.0304 | 0.128 | 466 | 0.0304 | 0.128 | 0 | 0 | 0 | 0 | 0 | 0 |  |  | 1
D03-226 | DEER2005 | D05 v2.01 | 2014-05-27 15:37 | Any | Gro | New | CZ11 | Any | Cap-Tons | 58.4 | 50000 | None | 578 | 0.0152 | 0.203 | 578 | 0.0152 | 0.203 | 0 | 0 | 0 | 0 | 0 | 0 |  |  | 1
D03-226 | DEER2005 | D05 v2.01 | 2014-05-27 15:37 | Any | Gro | New | CZ12 | Any | Cap-Tons | 59.5 | 50000 | None | 504 | 0.0448 | 0.159 | 504 | 0.0448 | 0.159 | 0 | 0 | 0 | 0 | 0 | 0 |  |  | 1
D03-226 | DEER2005 | D05 v2.01 | 2014-05-27 15:37 | Any | Gro | New | CZ13 | Any | Cap-Tons | 60.2 | 50000 | None | 427 | 0.048 | 0.13 | 427 | 0.048 | 0.13 | 0 | 0 | 0 | 0 | 0 | 0 |  |  | 1
D03-226 | DEER2005 | D05 v2.01 | 2014-05-27 15:37 | Any | Gro | New | CZ14 | Any | Cap-Tons | 55.3 | 50000 | None | 712 | 0.0101 | 0.216 | 712 | 0.0101 | 0.216 | 0 | 0 | 0 | 0 | 0 | 0 |  |  | 1
D03-226 | DEER2005 | D05 v2.01 | 2014-05-27 15:37 | Any | Gro | New | CZ15 | Any | Cap-Tons | 60.8 | 50000 | None | 435 | -0.0146 | 0.0807 | 435 | -0.0146 | 0.0807 | 0 | 0 | 0 | 0 | 0 | 0 |  |  | 1
D03-226 | DEER2005 | D05 v2.01 | 2014-05-27 15:37 | Any | Gro | New | CZ16 | Any | Cap-Tons | 57 | 50000 | None | 710 | 0.0156 | 0.306 | 710 | 0.0156 | 0.306 | 0 | 0 | 0 | 0 | 0 | 0 |  |  | 1
D03-226 | DEER2005 | D05 v2.01 | 2012-02-06 | PGE | Gro | New | IOU | Any | Cap-Tons | 58.9 | 50000 | None | 513 | 0.0386 | 0.175 | 513 | 0.0386 | 0.175 | 0 | 0 | 0 | 0 | 0 | 0 |  |  | 2
D03-226 | DEER2005 | D05 v2.01 | 2012-02-06 | SDG | Gro | New | IOU | Any | Cap-Tons | 60.6 | 50000 | None | 406 | 0.0391 | 0.11 | 406 | 0.0391 | 0.11 | 0 | 0 | 0 | 0 | 0 | 0 |  |  | 2
D03-226 | DEER2005 | D05 v2.01 | 2012-02-06 | SCE | Gro | New | IOU | Any | Cap-Tons | 59.1 | 50000 | None | 462 | 0.0231 | 0.126 | 462 | 0.0231 | 0.126 | 0 | 0 | 0 | 0 | 0 | 0 |  |  | 2
D03-226 | DEER2005 | D05 v2.01 | 2012-02-06 | SCG | Gro | New | IOU | Any | Cap-Tons | 59.1 | 50000 | None | 459 | 0.0268 | 0.122 | 459 | 0.0268 | 0.122 | 0 | 0 | 0 | 0 | 0 | 0 |  |  | 2

## Calculations
PG&E Measure Code | SCE Solution Code | LegacyID | BldgType | BldgLoc | BldgVint | APreWBkWh | APreWBkW | APreWBtherm
R116 | RF-31355 | D03-221 | Com | IOU | Ex | 991 | -0.00432 | 0.326
|  | D03-223 | Com | IOU | Ex | 1050 | 0.0153 | 0.313
|  | D03-225 | Com | IOU | Ex | 1540 | 0.0254 | 0.314
[5 empty] | Average | 1193.6667 | 0.012127 | 0.31767
R116 | RF-31355 | D03-221 | Com | IOU | New | 195 | -7.41e-05 | 0.248
|  | D03-223 | Com | IOU | New | 405 | 0.0236 | 0.214
|  | D03-225 | Com | IOU | New | 1410 | 0.0992 | 0.221
[5 empty] | Average | 670 | 0.040909 | 0.22767
R123 | RF-41488 | D03-222 | Com | IOU | Ex | 1400 | -0.0047 | 0.365
|  | D03-224 | Com | IOU | Ex | 1550 | 0.0469 | 0.297
|  | D03-226 | Com | IOU | Ex | 1650 | 0.0662 | 0.298
[5 empty] | Average | 1533.3333 | 0.036133 | 0.32
R123 | RF-41488 | D03-222 | Com | IOU | New | 273 | -0.0891 | 0.25
|  | D03-224 | Com | IOU | New | 367 | 0.0173 | 0.171
|  | D03-226 | Com | IOU | New | 513 | 0.0386 | 0.175
[5 empty] | Average | 384.3333 | -0.011067 | 0.19867