## Efficacy & Output
Efficacy & Output
[5 empty] | LED lm min | Note on lm range | Lumen Lower Bin | Tier 1 Wattage Lower Bin | Tier 2 Wattage lower bin | Tier 1 Bins | 25 %ile efficcy | 50 %ile efficcy Tier 1 | 62.5 %ile | 75 %ile efficcy Tier 2 | 87.5 %ile | LF Population | %ile rank of DLC Premium (130 LPW) | Efficacy floor Tier 1 | Efficacy floor Tier 2 |  |  |  | tier 1 | tier 2
[5 empty] | 0 |  |  |  |  | low | 0.25 | 0.5 | 0.625 | 0.75 | 0.875 |  | 130
[5 empty] | 4500 | minimum per DLC | 4500 | 47 | 42 | 1 | 95.26 | 107.45 | 116.2637 | 127.24 | 134.4338 | 393 | 80.3% | 110 | 130 | 38.7051 | 33.4737 | 47.2391 | 8.534 | 13.7654
[5 empty] | 5835.8733 |  | 5800 | 69 | 60 | 2 | 99.15 | 110.63 | 121.4625 | 129.425 | 137.7825 | 711 | 76.1% | 110 | 130 | 47.7514 | 42.0953 | 58.4972 | 10.7459 | 16.4019
[5 empty] | 8236.3529 |  | 8200 | 89 | 82 | 3 | 97.9125 | 110.36 | 116.5213 | 126.62 | 137.125 | 1561 | 79.7% | 110 | 130 | 70.3734 | 59.7995 | 83.7482 | 13.3748 | 23.9488
[5 empty] | 11579.6745 |  | 11600 | 123 | 113 | 4 | 104.6325 | 122.595 | 128.4825 | 133.44 | 141.9237 | 2706 | 66.5% | 120 | 130 | 90.2847 | 81.734 | 110.8642 | 20.5795 | 29.1302
[5 empty] | 15777.4089 |  | 15800 | 152 | 141 | 5 | 108.145 | 120.015 | 126.67 | 131.0175 | 140 | 2343 | 71.1% | 120 | 130 | 124.7336 | 112.8571 | 146.1001 | 21.3666 | 33.243
[5 empty] | 20129.7516 |  | 20100 | 181 | 170 | 6 | 109.505 | 124.79 | 131.89 | 137.83 | 143.73 | 2385 | 60.2% | 125 | 135 | 152.3997 | 139.8455 | 183.5533 | 31.1535 | 43.7077
[5 empty] | 24354.8124 |  | 24400 | 212 | 198 | 7 | 118.27 | 127.652 | 130.37 | 134 | 140.035 | 1357 | 52.9% | 125 | 135 | 187.1596 | 174.2422 | 206.3076 | 19.148 | 32.0654
[5 empty] | 28008.0342 |  | 28000 | 246 | 226 | 8 | 114.3125 | 127.875 | 131.835 | 138.035 | 144.1087 | 548 | 59% | 125 | 135 | 212.3867 | 194.2977 | 244.9426 | 32.5559 | 50.6449
[5 empty] | 32209.2394 |  | 32200 | 283 | 260 | 9 | 113.5725 | 127.09 | 130.7 | 134.4025 | 141.63 | 225 | 65.4% | 125 | 135 | 246.3657 | 227.353 | 283.5193 | 37.1536 | 56.1664
[5 empty] | 37040.6253 | typical bin-to-bin increase is ~35% | 37000 | 382 | #DIV/0! | 10 | 108.565 | 124.75 | 130.6 | 135.425 | 143.1275 | 67 | 51.4% | 125 | 135
[5 empty] | 50004.8441 |  | 50000 |  |  | too high
Category | Light Output (lm) | Luminous Efficacy (lm/W) | Bin | Break
Industrial | 655 | 72.06 | low
Industrial | 665 | 73.16 | low
Industrial | 665 | 73.16 | low
Industrial | 690 | 75.91 | low
Industrial | 696 | 76.57 | low
Industrial | 701 | 77.12 | low
Industrial | 702 | 77.23 | low
Industrial | 710 | 78.11 | low
Industrial | 733 | 80.64 | low
Industrial | 748 | 82.29 | low
Industrial | 771.7 | 73.22 | low
Industrial | 772 | 64.33 | low
Industrial | 800 | 61.54 | low
Industrial | 810 | 57.86 | low
Industrial | 817.7 | 70.67 | low
Industrial | 827.99 | 73.34 | low
Industrial | 828 | 73.33 | low
Industrial | 837.6 | 71.71 | low
Industrial | 900 | 90 | low
Industrial | 900 | 90 | low
Industrial | 977.9 | 92.25 | low
Industrial | 1100 | 73.33 | low
Industrial | 1170 | 93.6 | low
Industrial | 1177 | 98.08 | low
Industrial | 1194 | 77.53 | low
Industrial | 1250 | 89.29 | low
Industrial | 1284 | 72.62 | low
Industrial | 1295.5 | 107.96 | low
Industrial | 1302 | 73.64 | low
Industrial | 1304 | 73.76 | low
Industrial | 1308 | 74.28 | low
Industrial | 1348 | 94.93 | low
Industrial | 1350 | 90 | low
Industrial | 1350 | 90 | low
Industrial | 1352 | 76.47 | low
Industrial | 1363 | 77.09 | low
Industrial | 1373 | 77.66 | low
Industrial | 1375 | 77.77 | low
Industrial | 1380 | 115 | low
Industrial | 1391 | 78.68 | low
Industrial | 1404 | 117 | low
Industrial | 1428 | 119 | low
Industrial | 1437 | 81.28 | low
Industrial | 1452 | 121 | low
Industrial | 1467 | 82.98 | low
Industrial | 1600 | 94.12 | low
Industrial | 1700 | 100 | low
Industrial | 1728 | 74.39 | low
Industrial | 1746 | 67.67 | low
Industrial | 1752.76 | 82 | low
Industrial | 1800 | 90 | low
Industrial | 1800 | 90 | low
Industrial | 1800 | 90 | low
Industrial | 1892 | 74.87 | low
Industrial | 1919 | 75.94 | low
Industrial | 1922 | 76.06 | low
Industrial | 1939.6 | 71.05 | low
Industrial | 1992 | 78.83 | low
Industrial | 2000 | 80 | low
Industrial | 2000 | 90.91 | low
Industrial | 2000 | 90.91 | low
Industrial | 2009 | 79.5 | low
Industrial | 2019 | 121.63 | low
Industrial | 2023 | 80.06 | low
Industrial | 2026 | 80.17 | low
Industrial | 2034 | 122.53 | low
Industrial | 2035 | 72 | low
Industrial | 2049 | 123.43 | low
Industrial | 2050 | 81.12 | low
Industrial | 2064 | 124.34 | low
Industrial | 2100 | 84 | low
Industrial | 2118 | 83.81 | low
Industrial | 2150 | 102.38 | low
Industrial | 2150 | 119.44 | low
Industrial | 2161 | 84.9 | low
Industrial | 2162 | 85.56 | low
Industrial | 2169 | 103.62 | low
Industrial | 2170 | 107.79 | low
Industrial | 2181 | 106.6 | low
Industrial | 2197 | 63.98 | low
Industrial | 2221 | 109.35 | low
Industrial | 2221 | 121.17 | low
Industrial | 2249 | 80 | low
Industrial | 2258 | 104.1 | low
Industrial | 2259 | 106.56 | low
Industrial | 2278 | 76.72 | low
Industrial | 2292 | 109.67 | low
Industrial | 2293 | 108.16 | low
Industrial | 2300 | 91.8 | low
Industrial | 2301 | 90.4 | low
Industrial | 2340 | 114.15 | low
Industrial | 2359 | 112.87 | low
Industrial | 2360 | 111.32 | low
Industrial | 2406 | 94.4 | low
Industrial | 2414 | 113.44 | low
Industrial | 2427 | 116.12 | low
Industrial | 2428 | 114.53 | low
Industrial | 2471 | 80.44 | low
Industrial | 2476 | 130.52 | low
Industrial | 2500 | 75.76 | low
Industrial | 2500 | 96.15 | low
Industrial | 2500 | 96.15 | low
Industrial | 2500 | 100 | low
Industrial | 2500 | 113.64 | low
Industrial | 2511 | 76.09 | low
Industrial | 2512 | 78.7 | low
Industrial | 2516 | 133.47 | low
Industrial | 2521 | 89 | low
Industrial | 2523 | 99.14 | low
Industrial | 2541.6001 | 88.9 | low
Industrial | 2568 | 91 | low
Industrial | 2584 | 92.42 | low
Industrial | 2584 | 92.42 | low
Industrial | 2584 | 137.96 | low
Industrial | 2600 | 87 | low
Industrial | 2610 | 78.4 | low
Industrial | 2613 | 78.47 | low
Industrial | 2619.6001 | 116.07 | low
Industrial | 2627 | 144.42 | low
Industrial | 2636 | 119.82 | low
Industrial | 2639 | 119.68 | low
Industrial | 2648 | 79.52 | low
Industrial | 2656 | 120.73 | low
Industrial | 2656.8201 | 121.2 | low
Industrial | 2667.6001 | 93.4 | low
Industrial | 2671 | 63 | low
Industrial | 2676 | 121.64 | low
Industrial | 2680 | 147.33 | low
Industrial | 2687 | 95 | low
Industrial | 2692 | 80.84 | low
Industrial | 2695 | 122.5 | low
Industrial | 2700 | 88.12 | low
Industrial | 2710 | 80.51 | low
Industrial | 2727 | 111.9 | low
Industrial | 2734 | 150.3 | low
Industrial | 2741.3999 | 95.5 | low
Industrial | 2745 | 125.8 | low
Industrial | 2749 | 114.54 | low
Industrial | 2751 | 82.54 | low
Industrial | 2755 | 153.23 | low
Industrial | 2778 | 102 | low
Industrial | 2783 | 104.62 | low
Industrial | 2788.3 | 87.27 | low
Industrial | 2797 | 117.52 | low
Industrial | 2815 | 84.53 | low
Industrial | 2815 | 84.7 | low
Industrial | 2846 | 67.44 | low
Industrial | 2865 | 98.49 | low
Industrial | 2870 | 79.72 | low
Industrial | 2872 | 86.25 | low
Industrial | 2877 | 93.12 | low
Industrial | 2878 | 102 | low
Industrial | 2889.8999 | 100.8 | low
Industrial | 2900 | 96.67 | low
Industrial | 2936.03 | 82 | low
Industrial | 2940 | 98 | low
Industrial | 2975 | 71.57 | low
Industrial | 2986 | 71 | low
Industrial | 3000 | 85.71 | low
Industrial | 3000 | 85.71 | low
Industrial | 3000 | 95.24 | low
Industrial | 3001 | 85.74 | low
Industrial | 3028 | 84.11 | low
Industrial | 3029 | 96 | low
Industrial | 3047 | 79.56 | low
Industrial | 3074.6001 | 95.54 | low
Industrial | 3082 | 88.9 | low
Industrial | 3101 | 96.72 | low
Industrial | 3123.29 | 64.74 | low
Industrial | 3180.6001 | 99 | low
Industrial | 3193.97 | 77.17 | low
Industrial | 3200 | 84.3 | low
Industrial | 3216 | 51.26 | low
Industrial | 3232 | 107.73 | low
Industrial | 3233 | 103.14 | low
Industrial | 3238 | 101 | low
Industrial | 3270 | 97.3 | low
Industrial | 3273 | 106.37 | low
Industrial | 3288 | 94.84 | low
Industrial | 3300 | 100 | low
Industrial | 3310 | 78 | low
Industrial | 3318 | 98.8 | low
Industrial | 3350 | 81.71 | low
Industrial | 3350 | 90.54 | low
Industrial | 3366 | 101.1 | low
Industrial | 3379 | 116.52 | low
Industrial | 3390 | 114.52 | low
Industrial | 3391 | 94.71 | low
Industrial | 3391.25 | 94.71 | low
Industrial | 3408 | 98.38 | low
Industrial | 3416 | 101.7 | low
Industrial | 3440 | 83.3 | low
Industrial | 3440.8 | 149.73 | low
Industrial | 3459 | 145.95 | low
Industrial | 3471 | 75.3 | low
Industrial | 3471 | 75.3 | low
Industrial | 3471 | 75.3 | low
Industrial | 3489.6201 | 111.06 | low
Industrial | 3500 | 81.4 | low
Industrial | 3500 | 106.06 | low
Industrial | 3500 | 119.82 | low
Industrial | 3500 | 137.31 | low
Industrial | 3507 | 97.23 | low
Industrial | 3512 | 130.56 | low
Industrial | 3514 | 104.6 | low
Industrial | 3523 | 117.43 | low
Industrial | 3525 | 100.54 | low
Industrial | 3540 | 122.07 | low
Industrial | 3542 | 84 | low
Industrial | 3550 | 95.95 | low
Industrial | 3550 | 118.33 | low
Industrial | 3567 | 84.1 | low
Industrial | 3567 | 90.08 | low
Industrial | 3569 | 118.81 | low
Industrial | 3569 | 118.81 | low
Industrial | 3569 | 118.81 | low
Industrial | 3569 | 118.81 | low
Industrial | 3573 | 103.2 | low
Industrial | 3573 | 132.33 | low
Industrial | 3576 | 119.2 | low
Industrial | 3600 | 109.09 | low
Industrial | 3602 | 120.07 | low
Industrial | 3616 | 85 | low
Industrial | 3624 | 130.13 | low
Industrial | 3654 | 109.9 | low
Industrial | 3658 | 126.14 | low
Industrial | 3660 | 135.56 | low
Industrial | 3663 | 91 | low
Industrial | 3668 | 135.85 | low
Industrial | 3674 | 132.35 | low
Industrial | 3688 | 104.12 | low
Industrial | 3705 | 85.78 | low
Industrial | 3709 | 138.71 | low
Industrial | 3734 | 122.03 | low
Industrial | 3737.3501 | 92.9 | low
Industrial | 3770 | 110.88 | low
Industrial | 3776 | 130.21 | low
Industrial | 3786 | 140.22 | low
Industrial | 3800 | 104.4 | low
Industrial | 3801 | 142.15 | low
Industrial | 3804 | 96.79 | low
Industrial | 3810 | 87.64 | low
Industrial | 3810 | 90 | low
Industrial | 3857 | 96.27 | low
Industrial | 3857.3 | 96.27 | low
Industrial | 3886 | 99.6 | low
Industrial | 3894 | 134.28 | low
Industrial | 3894 | 134.28 | low
Industrial | 3894 | 145.62 | low
Industrial | 3903 | 138.65 | low
Industrial | 3906 | 76.84 | low
Industrial | 3908 | 93.18 | low
Industrial | 3930 | 98.25 | low
Industrial | 3947 | 93.11 | low
Industrial | 3947 | 99.67 | low
Industrial | 3947 | 103.24 | low
Industrial | 3958 | 99.2 | low
Industrial | 3974 | 98.1 | low
Industrial | 3985.6001 | 120.85 | low
Industrial | 3986 | 149.07 | low
Industrial | 3987 | 94.06 | low
Industrial | 3987 | 100.68 | low
Industrial | 3995 | 113.62 | low
Industrial | 4000 | 95.24 | low
Industrial | 4000 | 96.78 | low
Industrial | 4000 | 100 | low
Industrial | 4000 | 100 | low
Industrial | 4030.8799 | 120.95 | low
Industrial | 4041 | 96.2 | low
Industrial | 4050 | 90 | low
Industrial | 4050 | 90 | low
Industrial | 4061 | 119.51 | low
Industrial | 4061 | 119.51 | low
Industrial | 4061 | 119.51 | low
Industrial | 4061 | 119.51 | low
Industrial | 4064 | 93 | low
Industrial | 4067.73 | 101.06 | low
Industrial | 4068 | 117.5 | low
Industrial | 4083 | 92.63 | low
Industrial | 4083 | 118.4 | low
Industrial | 4101 | 97.6 | low
Industrial | 4110 | 111.84 | low
Industrial | 4135.7002 | 85.64 | low
Industrial | 4139 | 93.22 | low
Industrial | 4144 | 96.66 | low
Industrial | 4147 | 133.9 | low
Industrial | 4160 | 98.09 | low
Industrial | 4162 | 134.39 | low
Industrial | 4176 | 134.84 | low
Industrial | 4189 | 104.48 | low
Industrial | 4189 | 139.77 | low
Industrial | 4191 | 135.32 | low
Industrial | 4200 | 105 | low
Industrial | 4200 | 107.69 | low
Industrial | 4206 | 103.85 | low
Industrial | 4222 | 100.5 | low
Industrial | 4225 | 78.97 | low
Industrial | 4230 | 74.34 | low
Industrial | 4250 | 118.06 | low
Industrial | 4266.77 | 92.12 | low
Industrial | 4283 | 89.79 | low
Industrial | 4290 | 100 | low
Industrial | 4293 | 143.24 | low
Industrial | 4307 | 98.8 | low
Industrial | 4342 | 103.4 | low
Industrial | 4355 | 95.05 | low
Industrial | 4374 | 99.75 | low
Industrial | 4379 | 120.73 | low
Industrial | 4381 | 103.35 | low
Industrial | 4381 | 110.63 | low
Industrial | 4382 | 95.87 | low
Industrial | 4390 | 100.18 | low
Industrial | 4397 | 99.48 | low
Industrial | 4398 | 146.75 | low
Industrial | 4400 | 80 | low
Industrial | 4400 | 102.33 | low
Industrial | 4400 | 104.76 | low
Industrial | 4404 | 92.2 | low
Industrial | 4420.7002 | 92.3 | low
Industrial | 4443 | 102.14 | low
Industrial | 4443.8999 | 108.49 | low
Industrial | 4467 | 151.27 | low
Industrial | 4500 | 107.14 | 1 | 1
Industrial | 4502 | 150.22 | 1
Industrial | 4509.3999 | 107.98 | 1
Industrial | 4513 | 95.52 | 1
Industrial | 4520 | 124.38 | 1
Industrial | 4528 | 80.39 | 1
Industrial | 4533 | 102.5 | 1
Industrial | 4533 | 110.78 | 1
Industrial | 4550 | 130 | 1
Industrial | 4557.6001 | 94.78 | 1
Industrial | 4565 | 111.99 | 1
Industrial | 4565 | 111.99 | 1
Industrial | 4575.7998 | 141.01 | 1
Industrial | 4588 | 152.27 | 1
Industrial | 4593 | 96.31 | 1
Industrial | 4594 | 124.16 | 1
Industrial | 4600 | 90.37 | 1
Industrial | 4600 | 94.3 | 1
Industrial | 4600 | 95.83 | 1
Industrial | 4600 | 126.72 | 1
Industrial | 4601 | 112.74 | 1
Industrial | 4603 | 95.02 | 1
Industrial | 4604.2998 | 100.91 | 1
Industrial | 4607 | 98.71 | 1
Industrial | 4616 | 93.43 | 1
Industrial | 4623 | 91.02 | 1
Industrial | 4625 | 102.05 | 1
Industrial | 4633.7002 | 110.38 | 1
Industrial | 4638.7998 | 97 | 1
Industrial | 4650 | 93 | 1
Industrial | 4651.752 | 78.246 | 1
Industrial | 4655 | 133 | 1
Industrial | 4669 | 95.7 | 1
Industrial | 4671.3901 | 96.76 | 1
Industrial | 4672 | 100.93 | 1
Industrial | 4684.9092 | 93.89 | 1
Industrial | 4690 | 82.3 | 1
Industrial | 4697 | 94.95 | 1
Industrial | 4700 | 103.84 | 1
Industrial | 4702 | 111.56 | 1
Industrial | 4706 | 127.19 | 1
Industrial | 4708 | 78.2 | 1
Industrial | 4709 | 103.27 | 1
Industrial | 4711.7002 | 99.08 | 1
Industrial | 4715 | 127.43 | 1
Industrial | 4725 | 135 | 1
Industrial | 4725 | 143.57 | 1
Industrial | 4733 | 96 | 1
Industrial | 4737.7002 | 97.05 | 1
Industrial | 4740.1001 | 105.97 | 1
Industrial | 4742.8999 | 101.6 | 1
Industrial | 4742.8999 | 101.6 | 1
Industrial | 4755 | 134.3 | 1
Industrial | 4760 | 92.07 | 1
Industrial | 4772 | 76.5 | 1
Industrial | 4772 | 80.96 | 1
Industrial | 4784 | 85.45 | 1
Industrial | 4795 | 100.5 | 1
Industrial | 4798 | 116.46 | 1
Industrial | 4802 | 98 | 1
Industrial | 4802 | 98 | 1
Industrial | 4806 | 98.5 | 1
Industrial | 4806.0898 | 99 | 1
Industrial | 4807 | 93.39 | 1
Industrial | 4808.7002 | 89.02 | 1
Industrial | 4812.1001 | 100.2 | 1
Industrial | 4827 | 84.7 | 1
Industrial | 4828.73 | 101.87 | 1
Industrial | 4836.397 | 120.91 | 1
Industrial | 4837 | 108.66 | 1
Industrial | 4838 | 82.21 | 1
Industrial | 4848 | 111.62 | 1
Industrial | 4848.8999 | 111.62 | 1
Industrial | 4858 | 118.6 | 1
Industrial | 4858 | 118.6 | 1
Industrial | 4858 | 118.6 | 1
Industrial | 4859.1001 | 123.52 | 1
Industrial | 4866 | 164.45 | 1
Industrial | 4866 | 164.45 | 1
Industrial | 4866 | 164.45 | 1
Industrial | 4868 | 131.57 | 1
Industrial | 4870 | 104.69 | 1
Industrial | 4874.73 | 139.28 | 1
Industrial | 4882 | 85.71 | 1
Industrial | 4891 | 101.5 | 1
Industrial | 4894 | 79.01 | 1
Industrial | 4895.2998 | 129.71 | 1
Industrial | 4900 | 81.67 | 1
Industrial | 4900 | 108.89 | 1
Industrial | 4904 | 119.61 | 1
Industrial | 4904.6401 | 140.13 | 1
Industrial | 4908.2798 | 126.89 | 1
Industrial | 4908.2798 | 126.89 | 1
Industrial | 4910.7002 | 99.11 | 1
Industrial | 4914 | 112.11 | 1
Industrial | 4914 | 112.11 | 1
Industrial | 4918 | 122.68 | 1
Industrial | 4920 | 95.91 | 1
Industrial | 4921 | 102.95 | 1
Industrial | 4923 | 100.87 | 1
Industrial | 4937 | 103.28 | 1
Industrial | 4938.7002 | 145 | 1
Industrial | 4944 | 101.3 | 1
Industrial | 4950.23 | 87.07 | 1
Industrial | 4957 | 101.31 | 1
Industrial | 4959 | 97.24 | 1
Industrial | 4965 | 107.61 | 1
Industrial | 4965 | 107.61 | 1
Industrial | 4965 | 107.61 | 1
Industrial | 4965 | 107.61 | 1
Industrial | 4965 | 113.62 | 1
Industrial | 4974 | 113.3 | 1
Industrial | 4977 | 104.3 | 1
Industrial | 4979 | 95.2 | 1
Industrial | 4992 | 123.17 | 1
Industrial | 4995 | 91.37 | 1
Industrial | 4995 | 91.37 | 1
Industrial | 4999 | 113.1 | 1
Industrial | 5000 | 96.15 | 1
Industrial | 5009 | 115.04 | 1
Industrial | 5012 | 114.17 | 1
Industrial | 5012 | 124.7 | 1
Industrial | 5014 | 108.67 | 1
Industrial | 5015 | 127.61 | 1
Industrial | 5020 | 98.01 | 1
Industrial | 5023 | 113.54 | 1
Industrial | 5026.4961 | 95.45 | 1
Industrial | 5034.5 | 128.99 | 1
Industrial | 5036.1001 | 127.24 | 1
Industrial | 5044.8999 | 97.75 | 1
Industrial | 5047 | 114.08 | 1
Industrial | 5047.7998 | 103.23 | 1
Industrial | 5049 | 115.01 | 1
Industrial | 5053.1152 | 97.59 | 1
Industrial | 5054 | 82.33 | 1
Industrial | 5057.2002 | 105.4 | 1
Industrial | 5068 | 136.97 | 1
Industrial | 5071 | 114.62 | 1
Industrial | 5072.2002 | 133.06 | 1
Industrial | 5078 | 88.31 | 1
Industrial | 5079 | 87.8 | 1
Industrial | 5080 | 111.16 | 1
Industrial | 5080 | 111.16 | 1
Industrial | 5080 | 111.16 | 1
Industrial | 5080 | 111.16 | 1
Industrial | 5081 | 117.44 | 1
Industrial | 5082 | 100.6 | 1
Industrial | 5084 | 133.26 | 1
Industrial | 5086 | 115.8 | 1
Industrial | 5095 | 82.26 | 1
Industrial | 5096 | 134.89 | 1
Industrial | 5098 | 78.42 | 1
Industrial | 5098 | 93.23 | 1
Industrial | 5100 | 106.25 | 1
Industrial | 5103 | 105.85 | 1
Industrial | 5108.1001 | 130.24 | 1
Industrial | 5116.3999 | 106.5 | 1
Industrial | 5116.3999 | 106.5 | 1
Industrial | 5121.7002 | 104.32 | 1
Industrial | 5125 | 102 | 1
Industrial | 5125.2998 | 139.16 | 1
Industrial | 5129 | 113.75 | 1
Industrial | 5132.5 | 103.19 | 1
Industrial | 5138 | 104.29 | 1
Industrial | 5139 | 104.65 | 1
Industrial | 5144 | 84.29 | 1
Industrial | 5149 | 121.12 | 1
Industrial | 5150 | 128.75 | 1
Industrial | 5153 | 106.26 | 1
Industrial | 5153.8999 | 104.88 | 1
Industrial | 5158 | 92.86 | 1
Industrial | 5160 | 86.97 | 1
Industrial | 5160 | 139.46 | 1
Industrial | 5160 | 139.46 | 1
Industrial | 5160 | 139.46 | 1
Industrial | 5166 | 108.77 | 1
Industrial | 5166.1001 | 129.15 | 1
Industrial | 5167 | 139.31 | 1
Industrial | 5178 | 86.01 | 1
Industrial | 5190 | 134.98 | 1
Industrial | 5194 | 132.36 | 1
Industrial | 5196.7998 | 131.93 | 1
Industrial | 5197 | 87.67 | 1
Industrial | 5199 | 100.44 | 1
Industrial | 5200 | 130 | 1
Industrial | 5201.2002 | 104.02 | 1
Industrial | 5204.5098 | 123.21 | 1
Industrial | 5209 | 106.05 | 1
Industrial | 5210.4429 | 100.2 | 1
Industrial | 5216 | 87.52 | 1
Industrial | 5216 | 137.52 | 1
Industrial | 5218 | 103.68 | 1
Industrial | 5225 | 86.79 | 1
Industrial | 5225.3999 | 105.79 | 1
Industrial | 5227.5 | 104.55 | 1
Industrial | 5232 | 103.17 | 1
Industrial | 5233 | 84.48 | 1
Industrial | 5234 | 135.42 | 1
Industrial | 5236 | 132.96 | 1
Industrial | 5237 | 103.3 | 1
Industrial | 5237.3101 | 103.3 | 1
Industrial | 5245 | 89.7 | 1
Industrial | 5249 | 84.11 | 1
Industrial | 5249 | 89.06 | 1
Industrial | 5254 | 84.73 | 1
Industrial | 5256 | 89.43 | 1
Industrial | 5256 | 89.43 | 1
Industrial | 5256.2998 | 133.31 | 1
Industrial | 5256.2998 | 133.31 | 1
Industrial | 5269 | 99.27 | 1
Industrial | 5270.46 | 100 | 1
Industrial | 5275 | 102.97 | 1
Industrial | 5277 | 91 | 1
Industrial | 5277 | 118.7 | 1
Industrial | 5280 | 106.45 | 1
Industrial | 5281.7998 | 134.33 | 1
Industrial | 5283 | 85.29 | 1
Industrial | 5286.1001 | 127.53 | 1
Industrial | 5286.1001 | 127.53 | 1
Industrial | 5288 | 87 | 1
Industrial | 5288 | 110 | 1
Industrial | 5291 | 117.58 | 1
Industrial | 5296 | 84.86 | 1
Industrial | 5296 | 89.85 | 1
Industrial | 5300 | 103.92 | 1
Industrial | 5300 | 106 | 1
Industrial | 5300 | 108.16 | 1
Industrial | 5305 | 92.42 | 1
Industrial | 5306 | 97.16 | 1
Industrial | 5306 | 121.7 | 1
Industrial | 5310 | 135.49 | 1
Industrial | 5310 | 135.49 | 1
Industrial | 5310 | 135.49 | 1
Industrial | 5311 | 88.52 | 1
Industrial | 5321.8301 | 106.44 | 1
Industrial | 5323 | 128 | 1
Industrial | 5323 | 146.32 | 1
Industrial | 5340.5 | 89 | 1
Industrial | 5347 | 137.14 | 1
Industrial | 5357 | 127.55 | 1
Industrial | 5362.6802 | 81.46 | 1
Industrial | 5364 | 126.36 | 1
Industrial | 5373 | 96.02 | 1
Industrial | 5377 | 104.98 | 1
Industrial | 5379.1001 | 134.41 | 1
Industrial | 5385 | 104.97 | 1
Industrial | 5391.2002 | 91.29 | 1
Industrial | 5392 | 103.69 | 1
Industrial | 5393 | 135.3 | 1
Industrial | 5395 | 134.37 | 1
Industrial | 5399 | 137.84 | 1
Industrial | 5400 | 90 | 1
Industrial | 5402 | 103.1 | 1
Industrial | 5403 | 118.8 | 1
Industrial | 5405.8999 | 89.97 | 1
Industrial | 5411.2998 | 131.34 | 1
Industrial | 5415 | 87.42 | 1
Industrial | 5418 | 78.18 | 1
Industrial | 5418 | 92.77 | 1
Industrial | 5425 | 93.07 | 1
Industrial | 5431 | 119.31 | 1
Industrial | 5431 | 149.29 | 1
Industrial | 5431.2002 | 133.25 | 1
Industrial | 5434 | 136.95 | 1
Industrial | 5434 | 136.95 | 1
Industrial | 5437 | 77.6 | 1
Industrial | 5438 | 87.97 | 1
Industrial | 5438.9102 | 86.83 | 1
Industrial | 5446 | 119.17 | 1
Industrial | 5450 | 68 | 1
Industrial | 5450 | 116.2 | 1
Industrial | 5455.2998 | 114.85 | 1
Industrial | 5458 | 133.48 | 1
Industrial | 5458 | 133.48 | 1
Industrial | 5468.8198 | 104 | 1
Industrial | 5472.4331 | 90.02 | 1
Industrial | 5476 | 98.3 | 1
Industrial | 5478 | 136.44 | 1
Industrial | 5480.7998 | 134.23 | 1
Industrial | 5485 | 89.87 | 1
Industrial | 5487 | 89 | 1
Industrial | 5495 | 135.11 | 1
Industrial | 5498 | 92.79 | 1
Industrial | 5500 | 80.88 | 1
Industrial | 5500 | 80.88 | 1
Industrial | 5500 | 100 | 1
Industrial | 5500 | 101.85 | 1
Industrial | 5500 | 107.84 | 1
Industrial | 5500 | 112.24 | 1
Industrial | 5503 | 125.47 | 1
Industrial | 5508 | 134.6 | 1
Industrial | 5514 | 118.58 | 1
Industrial | 5514 | 118.58 | 1
Industrial | 5514 | 118.58 | 1
Industrial | 5515 | 119.53 | 1
Industrial | 5518 | 95.97 | 1
Industrial | 5519 | 86.82 | 1
Industrial | 5527 | 79 | 1
Industrial | 5528 | 95.31 | 1
Industrial | 5528 | 130.1 | 1
Industrial | 5539 | 152.25 | 1
Industrial | 5540 | 121.23 | 1
Industrial | 5542 | 79.93 | 1
Industrial | 5542 | 95.73 | 1
Industrial | 5544 | 86.75 | 1
Industrial | 5544.1001 | 134.99 | 1
Industrial | 5547 | 130.55 | 1
Industrial | 5549 | 120.63 | 1
Industrial | 5552 | 91.94 | 1
Industrial | 5553.3398 | 92.56 | 1
Industrial | 5557 | 108.6 | 1
Industrial | 5559 | 137.36 | 1
Industrial | 5560 | 138.48 | 1
Industrial | 5560 | 140.76 | 1
Industrial | 5564 | 116.37 | 1
Industrial | 5567 | 131.02 | 1
Industrial | 5576 | 110.88 | 1
Industrial | 5576 | 122.01 | 1
Industrial | 5576.7002 | 129.51 | 1
Industrial | 5577 | 127.24 | 1
Industrial | 5577 | 127.24 | 1
Industrial | 5577 | 127.24 | 1
Industrial | 5581 | 80.47 | 1
Industrial | 5582 | 155.23 | 1
Industrial | 5586 | 127.01 | 1
Industrial | 5587 | 131.49 | 1
Industrial | 5589 | 127.2 | 1
Industrial | 5591 | 89.6 | 1
Industrial | 5594.3999 | 102.41 | 1
Industrial | 5595 | 122.43 | 1
Industrial | 5599 | 128.86 | 1
Industrial | 5600 | 103.32 | 1
Industrial | 5600 | 130.23 | 1
Industrial | 5604 | 94.42 | 1
Industrial | 5613 | 127.83 | 1
Industrial | 5614.1001 | 129 | 1
Industrial | 5616 | 141.11 | 1
Industrial | 5618 | 134.98 | 1
Industrial | 5618 | 136.92 | 1
Industrial | 5624.603 | 112.49 | 1
Industrial | 5630 | 95.28 | 1
Industrial | 5637 | 93 | 1
Industrial | 5643 | 140.55 | 1
Industrial | 5646.8301 | 112.39 | 1
Industrial | 5649 | 93.5 | 1
Industrial | 5652 | 111 | 1
Industrial | 5652.1001 | 101.66 | 1
Industrial | 5662.8198 | 125.84 | 1
Industrial | 5673 | 117.87 | 1
Industrial | 5677 | 81.06 | 1
Industrial | 5692 | 118.46 | 1
Industrial | 5694.6001 | 129.95 | 1
Industrial | 5695.2998 | 109.97 | 1
Industrial | 5695.2998 | 109.97 | 1
Industrial | 5695.7002 | 94.69 | 1
Industrial | 5696 | 94.62 | 1
Industrial | 5698 | 137.17 | 1
Industrial | 5699.6001 | 126.32 | 1
Industrial | 5700 | 83.82 | 1
Industrial | 5700 | 83.82 | 1
Industrial | 5700 | 95 | 1
Industrial | 5700 | 123.54 | 1
Industrial | 5701 | 97.32 | 1
Industrial | 5706 | 114.12 | 1
Industrial | 5713.2998 | 132.56 | 1
Industrial | 5718 | 93.6 | 1
Industrial | 5719.04 | 101.22 | 1
Industrial | 5720 | 142.36 | 1
Industrial | 5721 | 110.49 | 1
Industrial | 5731 | 138.1 | 1
Industrial | 5736 | 90.9 | 1
Industrial | 5736 | 99.5 | 1
Industrial | 5736 | 101.11 | 1
Industrial | 5736.1899 | 100.41 | 1
Industrial | 5756.96 | 90.98 | 1
Industrial | 5764 | 88.75 | 1
Industrial | 5769 | 139.48 | 1
Industrial | 5776 | 139.18 | 1
Industrial | 5783 | 116.38 | 1
Industrial | 5783 | 116.38 | 1
Industrial | 5783 | 116.38 | 1
Industrial | 5786 | 131.47 | 1
Industrial | 5789 | 128.13 | 1
Industrial | 5801 | 88.7 | 1
Industrial | 5803 | 121.9 | 1
Industrial | 5803 | 132.88 | 1
Industrial | 5806 | 82.78 | 1
Industrial | 5814 | 122.71 | 1
Industrial | 5814.3999 | 129.18 | 1
Industrial | 5815 | 107.29 | 1
Industrial | 5826 | 93.35 | 1
Industrial | 5826 | 98.85 | 1
Industrial | 5836 | 85.2 | 2 | 2
Industrial | 5840 | 100.5 | 2
Industrial | 5842 | 109.01 | 2
Industrial | 5843 | 107.8 | 2
Industrial | 5852 | 133.27 | 2
Industrial | 5865.2998 | 133.91 | 2
Industrial | 5868 | 98.06 | 2
Industrial | 5869.2998 | 126.99 | 2
Industrial | 5871 | 108.32 | 2
Industrial | 5875 | 89.27 | 2
Industrial | 5885 | 133.24 | 2
Industrial | 5890.2002 | 130.92 | 2
Industrial | 5893 | 100.26 | 2
Industrial | 5900 | 98.33 | 2
Industrial | 5902 | 120.72 | 2
Industrial | 5907 | 71.9 | 2
Industrial | 5907 | 93.17 | 2
Industrial | 5909 | 89.53 | 2
Industrial | 5909 | 114.6 | 2
Industrial | 5916 | 89.64 | 2
Industrial | 5926 | 93.7 | 2
Industrial | 5926 | 108.81 | 2
Industrial | 5927 | 92.68 | 2
Industrial | 5945 | 96.28 | 2
Industrial | 5949 | 99.3 | 2
Industrial | 5954 | 72.7 | 2
Industrial | 5954 | 135.87 | 2
Industrial | 5956 | 80.24 | 2
Industrial | 5956 | 111.06 | 2
Industrial | 5959 | 90.98 | 2
Industrial | 5967 | 131.58 | 2
Industrial | 5972 | 145.69 | 2
Industrial | 5972.3999 | 105.28 | 2
Industrial | 5979 | 124.67 | 2
Industrial | 5983 | 82.98 | 2
Industrial | 5988 | 121.66 | 2
Industrial | 5991 | 90.77 | 2
Industrial | 6000 | 100 | 2
Industrial | 6000 | 117.65 | 2
Industrial | 6009 | 95.23 | 2
Industrial | 6009 | 104.23 | 2
Industrial | 6009 | 105.92 | 2
Industrial | 6009 | 110.46 | 2
Industrial | 6012.8301 | 127.55 | 2
Industrial | 6016 | 110.59 | 2
Industrial | 6021 | 138.26 | 2
Industrial | 6021.2998 | 138.26 | 2
Industrial | 6022.2598 | 98.34 | 2
Industrial | 6023 | 95.45 | 2
Industrial | 6023 | 104.48 | 2
Industrial | 6023 | 106.17 | 2
Industrial | 6024 | 110.74 | 2
Industrial | 6024 | 114.72 | 2
Industrial | 6024 | 114.72 | 2
Industrial | 6031 | 110.86 | 2
Industrial | 6034 | 103.1 | 2
Industrial | 6047 | 68 | 2
Industrial | 6050 | 68.3 | 2
Industrial | 6050 | 107 | 2
Industrial | 6050.1001 | 105.86 | 2
Industrial | 6056 | 87.28 | 2
Industrial | 6061.2998 | 121.44 | 2
Industrial | 6063 | 123.38 | 2
Industrial | 6065 | 123.78 | 2
Industrial | 6067 | 131.49 | 2
Industrial | 6068 | 91.02 | 2
Industrial | 6069 | 137.03 | 2
Industrial | 6078 | 103.79 | 2
Industrial | 6082 | 139.5 | 2
Industrial | 6082 | 139.5 | 2
Industrial | 6083.3501 | 84 | 2
Industrial | 6087 | 117.53 | 2
Industrial | 6087.7002 | 92.39 | 2
Industrial | 6100 | 100.83 | 2
Industrial | 6100 | 119.61 | 2
Industrial | 6102.2002 | 102.89 | 2
Industrial | 6111 | 85.1 | 2
Industrial | 6113.6001 | 86.99 | 2
Industrial | 6132 | 109 | 2
Industrial | 6133 | 87.81 | 2
Industrial | 6135 | 149.67 | 2
Industrial | 6136.0498 | 121 | 2
Industrial | 6137 | 115.2 | 2
Industrial | 6140 | 115.85 | 2
Industrial | 6143 | 126.63 | 2
Industrial | 6146.8999 | 118.3 | 2
Industrial | 6148 | 68.3 | 2
Industrial | 6148 | 86.1 | 2
Industrial | 6152 | 132.7 | 2
Industrial | 6157.2002 | 132.87 | 2
Industrial | 6164 | 88.53 | 2
Industrial | 6176 | 75.22 | 2
Industrial | 6185 | 107.89 | 2
Industrial | 6186 | 126.71 | 2
Industrial | 6191.6299 | 144.46 | 2
Industrial | 6192 | 98.13 | 2
Industrial | 6192 | 107.41 | 2
Industrial | 6192 | 109.15 | 2
Industrial | 6193 | 101 | 2
Industrial | 6198.7998 | 122.24 | 2
Industrial | 6203 | 79.04 | 2
Industrial | 6209 | 93.59 | 2
Industrial | 6210 | 139.24 | 2
Industrial | 6214 | 88.77 | 2
Industrial | 6214.7002 | 145 | 2
Industrial | 6216 | 94.89 | 2
Industrial | 6217 | 94.2 | 2
Industrial | 6217 | 139.61 | 2
Industrial | 6218 | 112.8 | 2
Industrial | 6218.6401 | 98.85 | 2
Industrial | 6220 | 101.17 | 2
Industrial | 6230 | 91.62 | 2
Industrial | 6230 | 91.62 | 2
Industrial | 6234.8999 | 109 | 2
Industrial | 6235 | 137.85 | 2
Industrial | 6235 | 138.03 | 2
Industrial | 6235.2739 | 102.96 | 2
Industrial | 6243 | 96.05 | 2
Industrial | 6248 | 109.25 | 2
Industrial | 6250 | 92.87 | 2
Industrial | 6250 | 111.61 | 2
Industrial | 6253 | 138.13 | 2
Industrial | 6256 | 93 | 2
Industrial | 6257.5601 | 146 | 2
Industrial | 6259 | 90.01 | 2
Industrial | 6265.8101 | 103.62 | 2
Industrial | 6267 | 120.84 | 2
Industrial | 6271 | 128.19 | 2
Industrial | 6278 | 121.5 | 2
Industrial | 6281 | 123.06 | 2
Industrial | 6281.9048 | 79.588 | 2
Industrial | 6287 | 138.76 | 2
Industrial | 6292 | 105.59 | 2
Industrial | 6292 | 143 | 2
Industrial | 6294 | 136.1 | 2
Industrial | 6294 | 136.1 | 2
Industrial | 6300 | 93.89 | 2
Industrial | 6300.79 | 91.18 | 2
Industrial | 6310 | 100 | 2
Industrial | 6310 | 109.45 | 2
Industrial | 6310 | 111.23 | 2
Industrial | 6313 | 96.92 | 2
Industrial | 6318 | 88.25 | 2
Industrial | 6320 | 88.89 | 2
Industrial | 6322 | 130.35 | 2
Industrial | 6322 | 130.35 | 2
Industrial | 6326 | 106.83 | 2
Industrial | 6336 | 144 | 2
Industrial | 6338.73 | 103.41 | 2
Industrial | 6341 | 98.55 | 2
Industrial | 6346 | 126.16 | 2
Industrial | 6350 | 117.59 | 2
Industrial | 6356 | 104 | 2
Industrial | 6360 | 106 | 2
Industrial | 6364 | 116.56 | 2
Industrial | 6374.8501 | 128.45 | 2
Industrial | 6374.8501 | 128.45 | 2
Industrial | 6380 | 145 | 2
Industrial | 6390 | 129.4 | 2
Industrial | 6397 | 99.49 | 2
Industrial | 6399 | 141.41 | 2
Industrial | 6400 | 106.67 | 2
Industrial | 6400 | 106.67 | 2
Industrial | 6406 | 125.85 | 2
Industrial | 6409 | 97.11 | 2
Industrial | 6418 | 95.79 | 2
Industrial | 6420 | 135.16 | 2
Industrial | 6421 | 80.3 | 2
Industrial | 6427 | 131.38 | 2
Industrial | 6427.8999 | 118.09 | 2
Industrial | 6429.3999 | 107.16 | 2
Industrial | 6429.5 | 124 | 2
Industrial | 6429.5 | 124 | 2
Industrial | 6432.2998 | 107.21 | 2
Industrial | 6438 | 122.14 | 2
Industrial | 6444 | 118 | 2
Industrial | 6444 | 121.76 | 2
Industrial | 6451 | 92.55 | 2
Industrial | 6467.5 | 129.14 | 2
Industrial | 6472 | 92.46 | 2
Industrial | 6488 | 164.42 | 2
Industrial | 6488 | 164.42 | 2
Industrial | 6488 | 164.42 | 2
Industrial | 6488 | 164.42 | 2
Industrial | 6488 | 164.42 | 2
Industrial | 6488 | 164.42 | 2
Industrial | 6490 | 95.44 | 2
Industrial | 6490 | 95.44 | 2
Industrial | 6491 | 96.88 | 2
Industrial | 6496 | 124.4 | 2
Industrial | 6498 | 127.66 | 2
Industrial | 6500 | 100 | 2
Industrial | 6502 | 103.04 | 2
Industrial | 6502 | 112.79 | 2
Industrial | 6502 | 114.61 | 2
Industrial | 6505.042 | 108.42 | 2
Industrial | 6513 | 121.47 | 2
Industrial | 6520 | 98.79 | 2
Industrial | 6523 | 91.73 | 2
Industrial | 6538 | 107.23 | 2
Industrial | 6545 | 131.96 | 2
Industrial | 6546 | 122.15 | 2
Industrial | 6547 | 118.2 | 2
Industrial | 6548 | 77.77 | 2
Industrial | 6566 | 101.48 | 2
Industrial | 6576 | 123.99 | 2
Industrial | 6577 | 111.29 | 2
Industrial | 6580.2998 | 138.97 | 2
Industrial | 6583 | 134.57 | 2
Industrial | 6596 | 79.95 | 2
Industrial | 6597 | 108.216 | 2
Industrial | 6598.7002 | 106.1 | 2
Industrial | 6600 | 104.76 | 2
Industrial | 6600 | 110 | 2
Industrial | 6600 | 132 | 2
Industrial | 6610 | 105.76 | 2
Industrial | 6613 | 120.28 | 2
Industrial | 6619 | 86.3 | 2
Industrial | 6620 | 100.3 | 2
Industrial | 6627 | 90.78 | 2
Industrial | 6630 | 106.76 | 2
Industrial | 6630 | 147.17 | 2
Industrial | 6633 | 140.95 | 2
Industrial | 6649 | 97.16 | 2
Industrial | 6650 | 94.33 | 2
Industrial | 6663 | 130.65 | 2
Industrial | 6667 | 116.4 | 2
Industrial | 6673 | 144.63 | 2
Industrial | 6673 | 144.63 | 2
Industrial | 6673 | 144.63 | 2
Industrial | 6673 | 144.63 | 2
Industrial | 6674 | 144.65 | 2
Industrial | 6676 | 137.76 | 2
Industrial | 6677 | 124.61 | 2
Industrial | 6678 | 83.4 | 2
Industrial | 6678 | 113.1 | 2
Industrial | 6678 | 139.5 | 2
Industrial | 6681 | 102.03 | 2
Industrial | 6689 | 114.83 | 2
Industrial | 6690.7002 | 111.53 | 2
Industrial | 6700 | 83.75 | 2
Industrial | 6700 | 121.05 | 2
Industrial | 6700 | 134 | 2
Industrial | 6712 | 84.96 | 2
Industrial | 6714 | 83.82 | 2
Industrial | 6719 | 121.11 | 2
Industrial | 6719.6001 | 129.45 | 2
Industrial | 6723.6001 | 107.23 | 2
Industrial | 6724 | 107 | 2
Industrial | 6725 | 133.7 | 2
Industrial | 6728 | 148.19 | 2
Industrial | 6732 | 122.4 | 2
Industrial | 6732 | 122.4 | 2
Industrial | 6732 | 122.4 | 2
Industrial | 6735 | 135.84 | 2
Industrial | 6740 | 127.48 | 2
Industrial | 6743 | 115.07 | 2
Industrial | 6750 | 85.6 | 2
Industrial | 6750 | 112.5 | 2
Industrial | 6758 | 132.51 | 2
Industrial | 6771 | 104.36 | 2
Industrial | 6778 | 94.53 | 2
Industrial | 6781 | 89.93 | 2
Industrial | 6781 | 118.96 | 2
Industrial | 6782 | 109.55 | 2
Industrial | 6796.0098 | 103 | 2
Industrial | 6800 | 97.14 | 2
Industrial | 6800 | 136 | 2
Industrial | 6813 | 101.69 | 2
Industrial | 6816.5332 | 77.5 | 2
Industrial | 6820.7998 | 136.2 | 2
Industrial | 6821.2002 | 111.28 | 2
Industrial | 6821.2002 | 111.28 | 2
Industrial | 6826 | 88.76 | 2
Industrial | 6828 | 101.91 | 2
Industrial | 6830 | 105.08 | 2
Industrial | 6837 | 138.4 | 2
Industrial | 6839.1899 | 102.86 | 2
Industrial | 6840 | 136.42 | 2
Industrial | 6848.2646 | 109.82 | 2
Industrial | 6857.9702 | 93.61 | 2
Industrial | 6859.2998 | 100.5 | 2
Industrial | 6872 | 95.05 | 2
Industrial | 6881 | 99.72 | 2
Industrial | 6882 | 138.03 | 2
Industrial | 6887 | 129.94 | 2
Industrial | 6887 | 129.94 | 2
Industrial | 6887 | 129.94 | 2
Industrial | 6896 | 120.75 | 2
Industrial | 6896 | 122.99 | 2
Industrial | 6909.8999 | 89.23 | 2
Industrial | 6909.8999 | 89.23 | 2
Industrial | 6913 | 133.51 | 2
Industrial | 6917 | 112.29 | 2
Industrial | 6918.9399 | 106 | 2
Industrial | 6918.9399 | 106.05 | 2
Industrial | 6918.9399 | 106.05 | 2
Industrial | 6923.2002 | 138.22 | 2
Industrial | 6929 | 140.32 | 2
Industrial | 6929.1499 | 116.11 | 2
Industrial | 6938 | 102.74 | 2
Industrial | 6938 | 102.74 | 2
Industrial | 6938 | 102.74 | 2
Industrial | 6938 | 102.74 | 2
Industrial | 6940 | 83.27 | 2
Industrial | 6947 | 121.88 | 2
Industrial | 6949 | 95.3 | 2
Industrial | 6951 | 83.9 | 2
Industrial | 6951 | 87.11 | 2
Industrial | 6952 | 94.2 | 2
Industrial | 6957.6001 | 120.08 | 2
Industrial | 6961 | 122.12 | 2
Industrial | 6962 | 141.27 | 2
Industrial | 6965 | 88.3 | 2
Industrial | 6968 | 134 | 2
Industrial | 6968 | 134 | 2
Industrial | 6968 | 134 | 2
Industrial | 6968.1899 | 85.82 | 2
Industrial | 6982 | 126.95 | 2
Industrial | 7000 | 75.27 | 2
Industrial | 7000 | 93.33 | 2
Industrial | 7000 | 100 | 2
Industrial | 7010.2251 | 82.27 | 2
Industrial | 7012.0254 | 111.39 | 2
Industrial | 7015 | 127.64 | 2
Industrial | 7015 | 127.64 | 2
Industrial | 7017 | 117.72 | 2
Industrial | 7018 | 82.6 | 2
Industrial | 7018 | 82.6 | 2
Industrial | 7021 | 122.1 | 2
Industrial | 7042 | 140.5 | 2
Industrial | 7046 | 106.4 | 2
Industrial | 7048.6602 | 118.05 | 2
Industrial | 7048.7002 | 116.39 | 2
Industrial | 7049.1699 | 119 | 2
Industrial | 7050 | 125.89 | 2
Industrial | 7065 | 126.91 | 2
Industrial | 7068 | 85.6 | 2
Industrial | 7073.667 | 80.36 | 2
Industrial | 7085 | 110.63 | 2
Industrial | 7091 | 120.19 | 2
Industrial | 7092 | 107.4 | 2
Industrial | 7092 | 108.7 | 2
Industrial | 7099 | 146.37 | 2
Industrial | 7099 | 146.37 | 2
Industrial | 7099 | 146.37 | 2
Industrial | 7102 | 85.05 | 2
Industrial | 7124 | 95.4 | 2
Industrial | 7125.8101 | 88.45 | 2
Industrial | 7131.2002 | 97 | 2
Industrial | 7137 | 125.21 | 2
Industrial | 7137 | 127.61 | 2
Industrial | 7159.2998 | 79.37 | 2
Industrial | 7161 | 109.04 | 2
Industrial | 7161.8999 | 91.27 | 2
Industrial | 7172 | 118.5 | 2
Industrial | 7185 | 126.05 | 2
Industrial | 7188.7798 | 114.8 | 2
Industrial | 7190.7998 | 119.25 | 2
Industrial | 7195.2002 | 135.58 | 2
Industrial | 7200 | 90 | 2
Industrial | 7200.2002 | 136.5 | 2
Industrial | 7215.3521 | 114.53 | 2
Industrial | 7230.7998 | 106.59 | 2
Industrial | 7248 | 82.83 | 2
Industrial | 7248 | 122.31 | 2
Industrial | 7261.2002 | 132.33 | 2
Industrial | 7261.7002 | 132.46 | 2
Industrial | 7268 | 101.53 | 2
Industrial | 7277.3501 | 105.57 | 2
Industrial | 7289.8999 | 59.73 | 2
Industrial | 7297 | 106.84 | 2
Industrial | 7300 | 91.25 | 2
Industrial | 7306 | 106.97 | 2
Industrial | 7308.3701 | 129.17 | 2
Industrial | 7315 | 107.1 | 2
Industrial | 7318 | 91.63 | 2
Industrial | 7318 | 140.51 | 2
Industrial | 7318.8999 | 92.77 | 2
Industrial | 7318.8999 | 92.77 | 2
Industrial | 7324 | 107.3 | 2
Industrial | 7326.3569 | 111.99 | 2
Industrial | 7333.1001 | 78.92 | 2
Industrial | 7333.1001 | 78.92 | 2
Industrial | 7333.3999 | 136.11 | 2
Industrial | 7336 | 119.87 | 2
Industrial | 7338 | 126.82 | 2
Industrial | 7341.5 | 137.1 | 2
Industrial | 7345.1001 | 103.4 | 2
Industrial | 7348 | 108.43 | 2
Industrial | 7350 | 81.67 | 2
Industrial | 7350.8999 | 134.09 | 2
Industrial | 7355 | 91.8 | 2
Industrial | 7355 | 149.8 | 2
Industrial | 7368.0024 | 114.81 | 2
Industrial | 7384 | 129.54 | 2
Industrial | 7384 | 129.54 | 2
Industrial | 7384 | 129.54 | 2
Industrial | 7385 | 106.95 | 2
Industrial | 7385 | 123.08 | 2
Industrial | 7392 | 105.61 | 2
Industrial | 7393 | 91.9 | 2
Industrial | 7402 | 119.97 | 2
Industrial | 7405 | 146.06 | 2
Industrial | 7408.96 | 80.79 | 2
Industrial | 7413 | 105.4 | 2
Industrial | 7417.7998 | 106.84 | 2
Industrial | 7418 | 94.5 | 2
Industrial | 7426 | 145.61 | 2
Industrial | 7438 | 80.43 | 2
Industrial | 7440 | 88.36 | 2
Industrial | 7440 | 117.5 | 2
Industrial | 7442 | 101.3 | 2
Industrial | 7450 | 109.56 | 2
Industrial | 7453 | 122.56 | 2
Industrial | 7453.02 | 99 | 2
Industrial | 7454 | 82.54 | 2
Industrial | 7459.8599 | 108.92 | 2
Industrial | 7460 | 138.15 | 2
Industrial | 7460.7002 | 85.96 | 2
Industrial | 7464 | 89 | 2
Industrial | 7468 | 71.57 | 2
Industrial | 7468 | 122 | 2
Industrial | 7474 | 101.18 | 2
Industrial | 7474 | 105.95 | 2
Industrial | 7475 | 124.58 | 2
Industrial | 7475 | 133.86 | 2
Industrial | 7476 | 135.51 | 2
Industrial | 7482 | 130 | 2
Industrial | 7484.5 | 124.74 | 2
Industrial | 7492 | 133.59 | 2
Industrial | 7494.2998 | 86.93 | 2
Industrial | 7495.6001 | 133.35 | 2
Industrial | 7497 | 135.18 | 2
Industrial | 7500 | 133.93 | 2
Industrial | 7500 | 144.01 | 2
Industrial | 7502 | 125.03 | 2
Industrial | 7511 | 112.1 | 2
Industrial | 7511 | 148.15 | 2
Industrial | 7518 | 110.38 | 2
Industrial | 7528 | 125.47 | 2
Industrial | 7534.5 | 135.9 | 2
Industrial | 7541 | 92.7 | 2
Industrial | 7541 | 128.31 | 2
Industrial | 7541 | 128.31 | 2
Industrial | 7541 | 128.31 | 2
Industrial | 7548 | 102.44 | 2
Industrial | 7554 | 125.9 | 2
Industrial | 7555 | 90.4 | 2
Industrial | 7559.3999 | 131.38 | 2
Industrial | 7562 | 147.41 | 2
Industrial | 7563 | 116 | 2
Industrial | 7576.4702 | 119.88 | 2
Industrial | 7577 | 137.04 | 2
Industrial | 7577.6001 | 148.29 | 2
Industrial | 7597 | 124.54 | 2
Industrial | 7607 | 107.43 | 2
Industrial | 7608 | 100.77 | 2
Industrial | 7613 | 133.23 | 2
Industrial | 7619 | 84.72 | 2
Industrial | 7619 | 133.39 | 2
Industrial | 7626 | 80.08 | 2
Industrial | 7629 | 111.55 | 2
Industrial | 7633 | 80.8 | 2
Industrial | 7635.6001 | 108.73 | 2
Industrial | 7650 | 121.43 | 2
Industrial | 7651 | 93.1 | 2
Industrial | 7651.2998 | 94.6 | 2
Industrial | 7653.019 | 77.79 | 2
Industrial | 7653.5498 | 102 | 2
Industrial | 7657 | 111.44 | 2
Industrial | 7660 | 103.4 | 2
Industrial | 7660 | 104.93 | 2
Industrial | 7664 | 104.99 | 2
Industrial | 7664 | 123.22 | 2
Industrial | 7666 | 82.56 | 2
Industrial | 7672 | 105.1 | 2
Industrial | 7672 | 107.14 | 2
Industrial | 7680 | 121.9 | 2
Industrial | 7682 | 147.5 | 2
Industrial | 7682.8799 | 87.8 | 2
Industrial | 7683 | 105.25 | 2
Industrial | 7686 | 93.9 | 2
Industrial | 7687 | 105.3 | 2
Industrial | 7696.6802 | 118.23 | 2
Industrial | 7696.6802 | 118.23 | 2
Industrial | 7699 | 105.47 | 2
Industrial | 7701 | 138.46 | 2
Industrial | 7703.7002 | 86.94 | 2
Industrial | 7704 | 110.21 | 2
Industrial | 7704 | 119.68 | 2
Industrial | 7705 | 105.55 | 2
Industrial | 7706.3999 | 126.9 | 2
Industrial | 7712 | 98 | 2
Industrial | 7712 | 105.64 | 2
Industrial | 7715 | 93.13 | 2
Industrial | 7715 | 96.68 | 2
Industrial | 7719.6001 | 132.5 | 2
Industrial | 7719.7002 | 128.81 | 2
Industrial | 7720 | 114.32 | 2
Industrial | 7720.8501 | 129.24 | 2
Industrial | 7720.8501 | 129.24 | 2
Industrial | 7728 | 108.2 | 2
Industrial | 7734 | 145.92 | 2
Industrial | 7734 | 145.92 | 2
Industrial | 7734 | 145.92 | 2
Industrial | 7736 | 105.97 | 2
Industrial | 7736 | 131.12 | 2
Industrial | 7738 | 128.97 | 2
Industrial | 7738.1001 | 101.63 | 2
Industrial | 7740 | 139.46 | 2
Industrial | 7740 | 139.46 | 2
Industrial | 7740 | 139.46 | 2
Industrial | 7743 | 112.9 | 2
Industrial | 7748.7002 | 128.12 | 2
Industrial | 7751.6099 | 128.34 | 2
Industrial | 7753 | 80.04 | 2
Industrial | 7757 | 100.3 | 2
Industrial | 7758 | 80.8 | 2
Industrial | 7761 | 127.23 | 2
Industrial | 7765 | 130.7 | 2
Industrial | 7775 | 106.51 | 2
Industrial | 7787 | 106.67 | 2
Industrial | 7789 | 106.7 | 2
Industrial | 7794 | 107.4 | 2
Industrial | 7794.48 | 103.95 | 2
Industrial | 7794.48 | 104 | 2
Industrial | 7795.7598 | 105 | 2
Industrial | 7806 | 90.4 | 2
Industrial | 7807.7002 | 129.05 | 2
Industrial | 7810 | 99.3 | 2
Industrial | 7814 | 136.51 | 2
Industrial | 7817.4102 | 119.9 | 2
Industrial | 7817.4102 | 119.9 | 2
Industrial | 7818 | 92.5 | 2
Industrial | 7821 | 107.14 | 2
Industrial | 7822 | 94.42 | 2
Industrial | 7822 | 98.02 | 2
Industrial | 7822 | 125.43 | 2
Industrial | 7824 | 107.18 | 2
Industrial | 7827 | 106.35 | 2
Industrial | 7830 | 140.95 | 2
Industrial | 7835 | 113.6 | 2
Industrial | 7851.6802 | 120.8 | 2
Industrial | 7851.6802 | 120.8 | 2
Industrial | 7854 | 107.59 | 2
Industrial | 7856 | 107.34 | 2
Industrial | 7857 | 90.57 | 2
Industrial | 7865 | 107.74 | 2
Industrial | 7865 | 151.02 | 2
Industrial | 7866 | 100.7 | 2
Industrial | 7867 | 107.77 | 2
Industrial | 7868 | 109.57 | 2
Industrial | 7871 | 122.98 | 2
Industrial | 7874 | 90.25 | 2
Industrial | 7877 | 100.8 | 2
Industrial | 7877 | 100.9 | 2
Industrial | 7880.6001 | 108.79 | 2
Industrial | 7880.6001 | 108.79 | 2
Industrial | 7882.6001 | 144.82 | 2
Industrial | 7882.6001 | 144.82 | 2
Industrial | 7883.1001 | 143.72 | 2
Industrial | 7883.1001 | 143.72 | 2
Industrial | 7885 | 101.1 | 2
Industrial | 7887.7002 | 113.51 | 2
Industrial | 7893.7998 | 97.7 | 2
Industrial | 7894 | 101.2 | 2
Industrial | 7898 | 96.1 | 2
Industrial | 7900 | 119.7 | 2
Industrial | 7900 | 149.06 | 2
Industrial | 7904 | 108.27 | 2
Industrial | 7909.7998 | 90.4 | 2
Industrial | 7913 | 143.87 | 2
Industrial | 7913 | 146.27 | 2
Industrial | 7913 | 146.27 | 2
Industrial | 7913 | 146.27 | 2
Industrial | 7915 | 112 | 2
Industrial | 7922.3999 | 131.97 | 2
Industrial | 7923 | 92.64 | 2
Industrial | 7924 | 106.1 | 2
Industrial | 7924.2002 | 144.52 | 2
Industrial | 7924.2002 | 144.52 | 2
Industrial | 7926 | 108.58 | 2
Industrial | 7926 | 132.56 | 2
Industrial | 7927.5 | 145.7 | 2
Industrial | 7927.5 | 145.7 | 2
Industrial | 7934 | 100.7 | 2
Industrial | 7934 | 100.8 | 2
Industrial | 7936 | 99.66 | 2
Industrial | 7938 | 140.6 | 2
Industrial | 7939 | 103.91 | 2
Industrial | 7942 | 108.79 | 2
Industrial | 7944 | 127.68 | 2
Industrial | 7945 | 122.23 | 2
Industrial | 7950 | 108.9 | 2
Industrial | 7951 | 126.75 | 2
Industrial | 7955 | 143.44 | 2
Industrial | 7955 | 143.44 | 2
Industrial | 7960 | 127.36 | 2
Industrial | 7965 | 103.2 | 2
Industrial | 7965 | 135.53 | 2
Industrial | 7965 | 135.53 | 2
Industrial | 7965 | 135.53 | 2
Industrial | 7975 | 96.28 | 2
Industrial | 7975 | 109.25 | 2
Industrial | 7978 | 127.85 | 2
Industrial | 7979 | 100.77 | 2
Industrial | 7982 | 109.34 | 2
Industrial | 7983 | 109.36 | 2
Industrial | 7983.7002 | 127.27 | 2
Industrial | 7986 | 84.3 | 2
Industrial | 7986 | 84.3 | 2
Industrial | 7986 | 97.02 | 2
Industrial | 7986 | 97.02 | 2
Industrial | 7992 | 113.47 | 2
Industrial | 7992.4902 | 113.48 | 2
Industrial | 7993.2998 | 133.69 | 2
Industrial | 7995 | 102.3 | 2
Industrial | 7995 | 109.52 | 2
Industrial | 8000 | 100 | 2
Industrial | 8000 | 100 | 2
Industrial | 8000 | 100 | 2
Industrial | 8000 | 145.3 | 2
Industrial | 8001.7002 | 130.09 | 2
Industrial | 8007 | 94.07 | 2
Industrial | 8007 | 94.07 | 2
Industrial | 8013 | 91.86 | 2
Industrial | 8016.2002 | 77.8 | 2
Industrial | 8020 | 121.52 | 2
Industrial | 8024.6001 | 148.06 | 2
Industrial | 8024.6001 | 148.06 | 2
Industrial | 8024.6001 | 148.19 | 2
Industrial | 8024.6001 | 148.19 | 2
Industrial | 8026 | 135.51 | 2
Industrial | 8029 | 109.99 | 2
Industrial | 8034 | 135.82 | 2
Industrial | 8042 | 91.9 | 2
Industrial | 8042 | 110.16 | 2
Industrial | 8042.3208 | 89.35 | 2
Industrial | 8042.3999 | 91.91 | 2
Industrial | 8045 | 110.21 | 2
Industrial | 8047 | 104.96 | 2
Industrial | 8050 | 107.33 | 2
Industrial | 8052 | 130.91 | 2
Industrial | 8054 | 92.7 | 2
Industrial | 8056 | 101.37 | 2
Industrial | 8065 | 108.26 | 2
Industrial | 8066 | 103.16 | 2
Industrial | 8066 | 135.13 | 2
Industrial | 8069 | 110.53 | 2
Industrial | 8069 | 126.08 | 2
Industrial | 8071.6201 | 124.37 | 2
Industrial | 8071.6201 | 124.37 | 2
Industrial | 8080.2998 | 81.4 | 2
Industrial | 8086 | 130 | 2
Industrial | 8090 | 131.22 | 2
Industrial | 8092 | 92.79 | 2
Industrial | 8092 | 101.68 | 2
Industrial | 8095 | 110.89 | 2
Industrial | 8096 | 95.96 | 2
Industrial | 8099 | 130.63 | 2
Industrial | 8100 | 126.56 | 2
Industrial | 8100 | 129.06 | 2
Industrial | 8100 | 136.09 | 2
Industrial | 8100.1299 | 132 | 2
Industrial | 8102.7002 | 131.01 | 2
Industrial | 8110 | 96.79 | 2
Industrial | 8110 | 164.44 | 2
Industrial | 8110 | 164.44 | 2
Industrial | 8110 | 164.44 | 2
Industrial | 8122 | 111.26 | 2
Industrial | 8126 | 133.34 | 2
Industrial | 8126 | 134.78 | 2
Industrial | 8126 | 138.17 | 2
Industrial | 8135 | 129.13 | 2
Industrial | 8135.5898 | 129.63 | 2
Industrial | 8138 | 90.79 | 2
Industrial | 8140 | 84.13 | 2
Industrial | 8142 | 132.58 | 2
Industrial | 8142.1001 | 113.32 | 2
Industrial | 8145.5 | 101.44 | 2
Industrial | 8152 | 102.58 | 2
Industrial | 8160 | 82.35 | 2
Industrial | 8160 | 106.6 | 2
Industrial | 8160 | 119.05 | 2
Industrial | 8160 | 119.05 | 2
Industrial | 8160 | 136.64 | 2
Industrial | 8167 | 89.29 | 2
Industrial | 8179.9702 | 130.65 | 2
Industrial | 8190 | 106.5 | 2
Industrial | 8194 | 128.03 | 2
Industrial | 8194 | 128.03 | 2
Industrial | 8195 | 81.95 | 2
Industrial | 8196 | 112.27 | 2
Industrial | 8198 | 135.26 | 2
Industrial | 8198.5 | 85.39 | 2
Industrial | 8202 | 126.18 | 2
Industrial | 8205.8203 | 83.48 | 2
Industrial | 8206 | 115.37 | 2
Industrial | 8206 | 135.41 | 2
Industrial | 8215 | 143.04 | 2
Industrial | 8216 | 97.3 | 2
Industrial | 8216.5898 | 103.3 | 2
Industrial | 8217 | 84.97 | 2
Industrial | 8217 | 84.97 | 2
Industrial | 8220 | 111.8 | 2
Industrial | 8220 | 134.75 | 2
Industrial | 8224 | 115.02 | 2
Industrial | 8226 | 135.27 | 2
Industrial | 8227.71 | 100.22 | 2
Industrial | 8233 | 125.46 | 2
Industrial | 8237 | 106.7 | 3 | 3
Industrial | 8241.2998 | 130.3 | 3
Industrial | 8244 | 112.93 | 3
Industrial | 8246.7998 | 106.69 | 3
Industrial | 8250 | 137.02 | 3
Industrial | 8252 | 126.95 | 3
Industrial | 8259 | 113.14 | 3
Industrial | 8261 | 84.12 | 3
Industrial | 8262 | 123.31 | 3
Industrial | 8270.9004 | 87.62 | 3
Industrial | 8276.5 | 118.15 | 3
Industrial | 8278 | 130.01 | 3
Industrial | 8281 | 138.46 | 3
Industrial | 8284 | 113.48 | 3
Industrial | 8287 | 127.6 | 3
Industrial | 8289.4004 | 119.38 | 3
Industrial | 8291 | 90.08 | 3
Industrial | 8291 | 145.46 | 3
Industrial | 8291 | 145.46 | 3
Industrial | 8291 | 145.46 | 3
Industrial | 8294 | 98.66 | 3
Industrial | 8300 | 83 | 3
Industrial | 8300 | 83 | 3
Industrial | 8300 | 83 | 3
Industrial | 8300 | 83 | 3
Industrial | 8304 | 77.55 | 3
Industrial | 8305 | 112.92 | 3
Industrial | 8306.6201 | 95.15 | 3
Industrial | 8308 | 108.23 | 3
Industrial | 8308.9004 | 127.79 | 3
Industrial | 8310 | 113.84 | 3
Industrial | 8310.5996 | 85.57 | 3
Industrial | 8313.5996 | 138.72 | 3
Industrial | 8317 | 113.93 | 3
Industrial | 8320 | 104 | 3
Industrial | 8325 | 127.12 | 3
Industrial | 8327 | 94.88 | 3
Industrial | 8328 | 133.68 | 3
Industrial | 8337 | 115.74 | 3
Industrial | 8345.5996 | 137.15 | 3
Industrial | 8381 | 130.14 | 3
Industrial | 8384.3896 | 95.82 | 3
Industrial | 8386 | 127.45 | 3
Industrial | 8388 | 84.87 | 3
Industrial | 8389 | 104.8 | 3
Industrial | 8389 | 110.67 | 3
Industrial | 8389 | 110.7 | 3
Industrial | 8390.4004 | 89.04 | 3
Industrial | 8400 | 84 | 3
Industrial | 8400 | 105 | 3
Industrial | 8400 | 142.37 | 3
Industrial | 8410 | 81.1 | 3
Industrial | 8418.5 | 105.52 | 3
Industrial | 8420.7998 | 82.44 | 3
Industrial | 8421.9004 | 152.96 | 3
Industrial | 8426 | 126.4 | 3
Industrial | 8426.7998 | 154.08 | 3
Industrial | 8426.7998 | 154.08 | 3
Industrial | 8439.2998 | 115.4 | 3
Industrial | 8439.2998 | 115.4 | 3
Industrial | 8440.7002 | 92.83 | 3
Industrial | 8441 | 90.27 | 3
Industrial | 8442 | 115.64 | 3
Industrial | 8449 | 104.3 | 3
Industrial | 8451.7002 | 119.9 | 3
Industrial | 8451.9004 | 153.59 | 3
Industrial | 8451.9004 | 153.59 | 3
Industrial | 8459 | 154.84 | 3
Industrial | 8459 | 154.84 | 3
Industrial | 8463 | 97.08 | 3
Industrial | 8463 | 115.93 | 3
Industrial | 8465 | 108 | 3
Industrial | 8467 | 113.25 | 3
Industrial | 8470 | 79.91 | 3
Industrial | 8470 | 79.91 | 3
Industrial | 8470 | 79.91 | 3
Industrial | 8470 | 98 | 3
Industrial | 8470 | 116.51 | 3
Industrial | 8470 | 118.33 | 3
Industrial | 8472 | 141.44 | 3
Industrial | 8473 | 132.39 | 3
Industrial | 8482 | 118.74 | 3
Industrial | 8482 | 121.14 | 3
Industrial | 8488 | 141.61 | 3
Industrial | 8491.0996 | 85.11 | 3
Industrial | 8492 | 137.01 | 3
Industrial | 8500 | 85 | 3
Industrial | 8500 | 85 | 3
Industrial | 8500 | 85 | 3
Industrial | 8500 | 85 | 3
Industrial | 8500 | 85 | 3
Industrial | 8505 | 101.5 | 3
Industrial | 8506.2002 | 85.95 | 3
Industrial | 8507.7998 | 101.89 | 3
Industrial | 8511 | 145.94 | 3
Industrial | 8513 | 137.48 | 3
Industrial | 8514 | 106.4 | 3
Industrial | 8515 | 131 | 3
Industrial | 8516 | 85.05 | 3
Industrial | 8518 | 98.5 | 3
Industrial | 8518 | 118.96 | 3
Industrial | 8524.9404 | 97.43 | 3
Industrial | 8526 | 88.08 | 3
Industrial | 8526 | 88.08 | 3
Industrial | 8527.874 | 109.08 | 3
Industrial | 8529 | 124.9 | 3
Industrial | 8532 | 96.15 | 3
Industrial | 8532 | 98.8 | 3
Industrial | 8535 | 98.8 | 3
Industrial | 8535 | 103.45 | 3
Industrial | 8535 | 103.45 | 3
Industrial | 8541.4004 | 143.67 | 3
Industrial | 8543 | 94.19 | 3
Industrial | 8546 | 107.9 | 3
Industrial | 8548 | 100.6 | 3
Industrial | 8550 | 112.28 | 3
Industrial | 8551.0918 | 95.097 | 3
Industrial | 8553 | 85.97 | 3
Industrial | 8554 | 109 | 3
Industrial | 8560 | 107 | 3
Industrial | 8561.0996 | 122.65 | 3
Industrial | 8565 | 99.1 | 3
Industrial | 8569 | 123.12 | 3
Industrial | 8584 | 99.5 | 3
Industrial | 8586 | 116.03 | 3
Industrial | 8589.5996 | 86.59 | 3
Industrial | 8592 | 109.7 | 3
Industrial | 8592 | 109.7 | 3
Industrial | 8592 | 134.25 | 3
Industrial | 8593 | 102.55 | 3
Industrial | 8594 | 132.42 | 3
Industrial | 8600 | 107.5 | 3
Industrial | 8601 | 133.85 | 3
Industrial | 8610.0498 | 93.85 | 3
Industrial | 8620 | 107.19 | 3
Industrial | 8624.5996 | 120.98 | 3
Industrial | 8625 | 128.73 | 3
Industrial | 8625 | 128.73 | 3
Industrial | 8625 | 128.73 | 3
Industrial | 8625 | 156.82 | 3
Industrial | 8628 | 94.5 | 3
Industrial | 8630 | 109 | 3
Industrial | 8640 | 139.35 | 3
Industrial | 8645 | 82.25 | 3
Industrial | 8645 | 83.2 | 3
Industrial | 8645 | 83.2 | 3
Industrial | 8647 | 118.52 | 3
Industrial | 8659 | 118.41 | 3
Industrial | 8659 | 118.41 | 3
Industrial | 8660.2305 | 78.73 | 3
Industrial | 8667 | 118.73 | 3
Industrial | 8677 | 123.82 | 3
Industrial | 8682 | 104.8 | 3
Industrial | 8682 | 108.8 | 3
Industrial | 8689 | 154.61 | 3
Industrial | 8699 | 145.13 | 3
Industrial | 8704.4326 | 110.11 | 3
Industrial | 8707.4805 | 93 | 3
Industrial | 8709.5 | 119.77 | 3
Industrial | 8710 | 103.82 | 3
Industrial | 8711 | 105.59 | 3
Industrial | 8716 | 140.35 | 3
Industrial | 8717 | 103.9 | 3
Industrial | 8724 | 101.44 | 3
Industrial | 8732 | 77.7 | 3
Industrial | 8733 | 99.8 | 3
Industrial | 8738 | 138.37 | 3
Industrial | 8749 | 107.61 | 3
Industrial | 8750.0303 | 103.4 | 3
Industrial | 8753 | 146.4 | 3
Industrial | 8758 | 106.8 | 3
Industrial | 8765 | 100 | 3
Industrial | 8775 | 100.3 | 3
Industrial | 8779 | 115.97 | 3
Industrial | 8780 | 151.38 | 3
Industrial | 8783 | 133.28 | 3
Industrial | 8784 | 137.81 | 3
Industrial | 8784 | 137.81 | 3
Industrial | 8785 | 87.07 | 3
Industrial | 8786 | 133.53 | 3
Industrial | 8796.6104 | 101.56 | 3
Industrial | 8800 | 107.32 | 3
Industrial | 8803 | 104 | 3
Industrial | 8829 | 94.36 | 3
Industrial | 8832 | 98.53 | 3
Industrial | 8834 | 101 | 3
Industrial | 8838 | 116.29 | 3
Industrial | 8840 | 78.65 | 3
Industrial | 8840 | 153.47 | 3
Industrial | 8843 | 136.1 | 3
Industrial | 8846 | 113.76 | 3
Industrial | 8847 | 86.6 | 3
Industrial | 8848 | 90.05 | 3
Industrial | 8855 | 126.5 | 3
Industrial | 8855 | 126.5 | 3
Industrial | 8855 | 126.5 | 3
Industrial | 8860 | 95 | 3
Industrial | 8863 | 127.65 | 3
Industrial | 8866 | 141.56 | 3
Industrial | 8866 | 141.56 | 3
Industrial | 8870 | 115.36 | 3
Industrial | 8872 | 112.1 | 3
Industrial | 8874.5996 | 115.69 | 3
Industrial | 8877 | 98.63 | 3
Industrial | 8878.7998 | 141 | 3
Industrial | 8880 | 111 | 3
Industrial | 8887.5 | 137.2 | 3
Industrial | 8889.4004 | 111.58 | 3
Industrial | 8900 | 134.85 | 3
Industrial | 8901 | 130.46 | 3
Industrial | 8901 | 130.46 | 3
Industrial | 8905 | 93.37 | 3
Industrial | 8907.4004 | 93.57 | 3
Industrial | 8910 | 148.65 | 3
Industrial | 8912 | 129.4 | 3
Industrial | 8918 | 98.67 | 3
Industrial | 8925 | 99.72 | 3
Industrial | 8930 | 106.59 | 3
Industrial | 8930.5996 | 111.63 | 3
Industrial | 8933 | 148.93 | 3
Industrial | 8935 | 89.57 | 3
Industrial | 8937 | 89.1 | 3
Industrial | 8940 | 99.03 | 3
Industrial | 8944 | 108.06 | 3
Industrial | 8948 | 124.69 | 3
Industrial | 8948 | 124.69 | 3
Industrial | 8948 | 124.69 | 3
Industrial | 8950 | 162.73 | 3
Industrial | 8952 | 80.94 | 3
Industrial | 8958 | 126.12 | 3
Industrial | 8959 | 101.94 | 3
Industrial | 8959 | 101.94 | 3
Industrial | 8964 | 116.14 | 3
Industrial | 8965 | 88.76 | 3
Industrial | 8967 | 88.84 | 3
Industrial | 8970 | 138 | 3
Industrial | 8971 | 121.23 | 3
Industrial | 8972.5 | 123.49 | 3
Industrial | 8980 | 129.49 | 3
Industrial | 8982 | 87.2 | 3
Industrial | 8982 | 97.19 | 3
Industrial | 8984 | 89.57 | 3
Industrial | 8986 | 113.7 | 3
Industrial | 8986 | 113.7 | 3
Industrial | 8993 | 147.11 | 3
Industrial | 8993.9297 | 141.88 | 3
Industrial | 8994 | 108.4 | 3
Industrial | 9000 | 90 | 3
Industrial | 9000 | 90 | 3
Industrial | 9000 | 90 | 3
Industrial | 9000 | 90 | 3
Industrial | 9000 | 90 | 3
Industrial | 9000 | 155.17 | 3
Industrial | 9001 | 116.62 | 3
Industrial | 9003 | 148.42 | 3
Industrial | 9005 | 93.57 | 3
Industrial | 9006 | 122.36 | 3
Industrial | 9007 | 87.58 | 3
Industrial | 9014 | 137.62 | 3
Industrial | 9020 | 80.25 | 3
Industrial | 9022.7148 | 100.13 | 3
Industrial | 9027 | 96.65 | 3
Industrial | 9032 | 100.21 | 3
Industrial | 9037.7002 | 112.62 | 3
Industrial | 9041 | 125.05 | 3
Industrial | 9043 | 119.35 | 3
Industrial | 9047 | 120.34 | 3
Industrial | 9050.0996 | 139.5 | 3
Industrial | 9051 | 119.33 | 3
Industrial | 9051 | 122.98 | 3
Industrial | 9053.4004 | 92.88 | 3
Industrial | 9056 | 121.23 | 3
Industrial | 9058 | 94.93 | 3
Industrial | 9061 | 89.1 | 3
Industrial | 9061 | 89.1 | 3
Industrial | 9063 | 121.05 | 3
Industrial | 9064.7695 | 143 | 3
Industrial | 9065 | 85.6 | 3
Industrial | 9065.0996 | 147.81 | 3
Industrial | 9068 | 131.06 | 3
Industrial | 9071 | 93.76 | 3
Industrial | 9079 | 104 | 3
Industrial | 9080.9004 | 110.19 | 3
Industrial | 9081 | 127.26 | 3
Industrial | 9083.9004 | 90.9 | 3
Industrial | 9087 | 131.79 | 3
Industrial | 9088 | 135.64 | 3
Industrial | 9089.0996 | 129.84 | 3
Industrial | 9091.5 | 110.95 | 3
Industrial | 9092.9668 | 140.76 | 3
Industrial | 9096 | 132.27 | 3
Industrial | 9098 | 107.04 | 3
Industrial | 9099 | 95.68 | 3
Industrial | 9100 | 75.83 | 3
Industrial | 9100 | 75.83 | 3
Industrial | 9100 | 91 | 3
Industrial | 9100 | 110.3 | 3
Industrial | 9100 | 140 | 3
Industrial | 9122 | 86.06 | 3
Industrial | 9122 | 86.06 | 3
Industrial | 9122 | 86.06 | 3
Industrial | 9122 | 152.19 | 3
Industrial | 9125 | 86.49 | 3
Industrial | 9125 | 105.49 | 3
Industrial | 9128.0596 | 144 | 3
Industrial | 9132.7998 | 100.7 | 3
Industrial | 9132.9004 | 98.77 | 3
Industrial | 9140.0703 | 126.63 | 3
Industrial | 9140.7002 | 90.56 | 3
Industrial | 9143 | 107.8 | 3
Industrial | 9153.9707 | 140.61 | 3
Industrial | 9160 | 83.54 | 3
Industrial | 9168 | 108.4 | 3
Industrial | 9168 | 109 | 3
Industrial | 9170.0508 | 140.86 | 3
Industrial | 9172 | 93.02 | 3
Industrial | 9172.3496 | 92.81 | 3
Industrial | 9174 | 92.67 | 3
Industrial | 9174.0996 | 89.42 | 3
Industrial | 9182.2695 | 100 | 3
Industrial | 9187 | 99.2 | 3
Industrial | 9187 | 125.63 | 3
Industrial | 9188 | 122.34 | 3
Industrial | 9190 | 99.62 | 3
Industrial | 9190.7998 | 92.1 | 3
Industrial | 9190.7998 | 92.1 | 3
Industrial | 9200 | 76.67 | 3
Industrial | 9200 | 81.85 | 3
Industrial | 9203.2998 | 93.45 | 3
Industrial | 9216 | 95.28 | 3
Industrial | 9227 | 113.19 | 3
Industrial | 9233.0498 | 78.11 | 3
Industrial | 9242 | 101.71 | 3
Industrial | 9242 | 101.71 | 3
Industrial | 9242 | 101.71 | 3
Industrial | 9242 | 104.55 | 3
Industrial | 9246 | 104.83 | 3
Industrial | 9252 | 96.51 | 3
Industrial | 9255 | 87.56 | 3
Industrial | 9257 | 127.58 | 3
Industrial | 9257.5 | 99.72 | 3
Industrial | 9258 | 90.98 | 3
Industrial | 9260 | 120.03 | 3
Industrial | 9272 | 111.04 | 3
Industrial | 9272 | 111.04 | 3
Industrial | 9272 | 111.04 | 3
Industrial | 9276 | 78.3 | 3
Industrial | 9288.2002 | 159.59 | 3
Industrial | 9300 | 105.68 | 3
Industrial | 9300 | 116.25 | 3
Industrial | 9301.3896 | 106.3 | 3
Industrial | 9306 | 146 | 3
Industrial | 9306.0303 | 110.79 | 3
Industrial | 9307 | 117.91 | 3
Industrial | 9310.7998 | 77.73 | 3
Industrial | 9314 | 115.59 | 3
Industrial | 9318.7002 | 116.48 | 3
Industrial | 9325.0508 | 143.99 | 3
Industrial | 9329.79 | 116.01 | 3
Industrial | 9332 | 96.8 | 3
Industrial | 9337 | 100.4 | 3
Industrial | 9337 | 100.42 | 3
Industrial | 9337 | 109.2 | 3
Industrial | 9338 | 121.19 | 3
Industrial | 9338 | 127.92 | 3
Industrial | 9338 | 127.92 | 3
Industrial | 9338 | 127.92 | 3
Industrial | 9339 | 117.46 | 3
Industrial | 9341 | 111.87 | 3
Industrial | 9341 | 111.87 | 3
Industrial | 9341 | 112.5 | 3
Industrial | 9342 | 78.7 | 3
Industrial | 9343.5996 | 98.85 | 3
Industrial | 9348.4004 | 136.59 | 3
Industrial | 9352.3105 | 143.93 | 3
Industrial | 9356 | 131.77 | 3
Industrial | 9359 | 150.44 | 3
Industrial | 9359 | 150.44 | 3
Industrial | 9359 | 150.44 | 3
Industrial | 9359 | 150.44 | 3
Industrial | 9360.0996 | 97.21 | 3
Industrial | 9363.4004 | 92.42 | 3
Industrial | 9366.7998 | 128.98 | 3
Industrial | 9368 | 90.19 | 3
Industrial | 9372.0996 | 133.89 | 3
Industrial | 9377 | 105.36 | 3
Industrial | 9380 | 83.45 | 3
Industrial | 9381 | 112.78 | 3
Industrial | 9393 | 149.98 | 3
Industrial | 9394 | 91.2 | 3
Industrial | 9394.0146 | 144.75 | 3
Industrial | 9394.7002 | 100.33 | 3
Industrial | 9395.3896 | 85.41 | 3
Industrial | 9397 | 87.82 | 3
Industrial | 9400 | 104.44 | 3
Industrial | 9401 | 95.22 | 3
Industrial | 9405.9004 | 131.15 | 3
Industrial | 9406 | 98.15 | 3
Industrial | 9406 | 100 | 3
Industrial | 9407.2998 | 134.39 | 3
Industrial | 9417.2002 | 78.66 | 3
Industrial | 9425 | 113.84 | 3
Industrial | 9436 | 96.22 | 3
Industrial | 9437 | 92.3 | 3
Industrial | 9439 | 87.89 | 3
Industrial | 9451.7002 | 120.99 | 3
Industrial | 9452 | 91.42 | 3
Industrial | 9457 | 102.7 | 3
Industrial | 9463.0996 | 135.19 | 3
Industrial | 9468 | 80.3 | 3
Industrial | 9476.7998 | 97.42 | 3
Industrial | 9485 | 158.08 | 3
Industrial | 9490.5 | 98.1 | 3
Industrial | 9492 | 117 | 3
Industrial | 9494 | 146.33 | 3
Industrial | 9494 | 146.33 | 3
Industrial | 9495 | 105.5 | 3
Industrial | 9498.5996 | 156.15 | 3
Industrial | 9500 | 93.14 | 3
Industrial | 9500 | 95 | 3
Industrial | 9500 | 115.85 | 3
Industrial | 9500 | 117.28 | 3
Industrial | 9503 | 121.62 | 3
Industrial | 9507.7217 | 98.008 | 3
Industrial | 9509 | 95.85 | 3
Industrial | 9509.7148 | 105.406 | 3
Industrial | 9511 | 141.8282 | 3
Industrial | 9511 | 141.8282 | 3
Industrial | 9517.6299 | 101.06 | 3
Industrial | 9531 | 87.68 | 3
Industrial | 9531 | 87.68 | 3
Industrial | 9534.5 | 95.45 | 3
Industrial | 9537.4004 | 94.81 | 3
Industrial | 9543 | 116.81 | 3
Industrial | 9543.0996 | 99.16 | 3
Industrial | 9547 | 100.06 | 3
Industrial | 9548.2002 | 79.63 | 3
Industrial | 9555.8496 | 105.39 | 3
Industrial | 9560 | 85.05 | 3
Industrial | 9561.1152 | 102.47 | 3
Industrial | 9569 | 93.56 | 3
Industrial | 9569 | 116.4 | 3
Industrial | 9569 | 119.61 | 3
Industrial | 9570 | 104 | 3
Industrial | 9570.2998 | 106.44 | 3
Industrial | 9573 | 111 | 3
Industrial | 9574.9004 | 119.69 | 3
Industrial | 9575 | 157.67 | 3
Industrial | 9577 | 131.97 | 3
Industrial | 9578 | 95.02 | 3
Industrial | 9580 | 150.3 | 3
Industrial | 9581.7002 | 139.74 | 3
Industrial | 9582 | 131.69 | 3
Industrial | 9588 | 96.85 | 3
Industrial | 9592 | 66.02 | 3
Industrial | 9593.7002 | 127.92 | 3
Industrial | 9599 | 96.1 | 3
Industrial | 9600 | 90.57 | 3
Industrial | 9600 | 92.88 | 3
Industrial | 9600 | 99.79 | 3
Industrial | 9600.5801 | 137 | 3
Industrial | 9603 | 96.08 | 3
Industrial | 9603 | 115.66 | 3
Industrial | 9615 | 99.43 | 3
Industrial | 9617 | 106.58 | 3
Industrial | 9631 | 126.13 | 3
Industrial | 9632.9004 | 81.72 | 3
Industrial | 9635.2998 | 110.34 | 3
Industrial | 9638 | 83.73 | 3
Industrial | 9639 | 95.53 | 3
Industrial | 9639.0996 | 95.92 | 3
Industrial | 9642.0049 | 106.06 | 3
Industrial | 9644 | 93.88 | 3
Industrial | 9644 | 113.79 | 3
Industrial | 9653 | 84.73 | 3
Industrial | 9653.5996 | 121.75 | 3
Industrial | 9654 | 132.79 | 3
Industrial | 9655 | 106.51 | 3
Industrial | 9657 | 99.84 | 3
Industrial | 9658.5 | 96.59 | 3
Industrial | 9661 | 118.25 | 3
Industrial | 9661 | 118.25 | 3
Industrial | 9661 | 118.25 | 3
Industrial | 9665 | 132.4 | 3
Industrial | 9678 | 101.66 | 3
Industrial | 9679 | 95.64 | 3
Industrial | 9681 | 100.67 | 3
Industrial | 9683 | 96.83 | 3
Industrial | 9685 | 144.55 | 3
Industrial | 9685 | 144.55 | 3
Industrial | 9685 | 144.55 | 3
Industrial | 9686.29 | 144.01 | 3
Industrial | 9686.9424 | 107.63 | 3
Industrial | 9691 | 150.69 | 3
Industrial | 9692 | 80.77 | 3
Industrial | 9692 | 80.94 | 3
Industrial | 9692 | 109.03 | 3
Industrial | 9697 | 102.89 | 3
Industrial | 9700 | 94.2 | 3
Industrial | 9700.9102 | 100.11 | 3
Industrial | 9703 | 133.14 | 3
Industrial | 9703 | 133.14 | 3
Industrial | 9704 | 123 | 3
Industrial | 9705.7998 | 126.51 | 3
Industrial | 9710.7002 | 82.73 | 3
Industrial | 9716 | 140.81 | 3
Industrial | 9722.2002 | 155.93 | 3
Industrial | 9732 | 164.45 | 3
Industrial | 9732 | 164.45 | 3
Industrial | 9732 | 164.45 | 3
Industrial | 9732 | 164.45 | 3
Industrial | 9732 | 164.45 | 3
Industrial | 9732 | 164.45 | 3
Industrial | 9733 | 98.31 | 3
Industrial | 9733 | 102.11 | 3
Industrial | 9741 | 105.05 | 3
Industrial | 9741.2998 | 126.72 | 3
Industrial | 9743 | 102.1 | 3
Industrial | 9744 | 151.56 | 3
Industrial | 9750 | 87.84 | 3
Industrial | 9753 | 72.48 | 3
Industrial | 9757 | 165.01 | 3
Industrial | 9758 | 166.35 | 3
Industrial | 9761.9004 | 142.95 | 3
Industrial | 9763 | 98.84 | 3
Industrial | 9768 | 76.7 | 3
Industrial | 9768 | 97.68 | 3
Industrial | 9771 | 121.37 | 3
Industrial | 9775 | 95.23 | 3
Industrial | 9780 | 96.83 | 3
Industrial | 9781.9004 | 83.07 | 3
Industrial | 9787 | 107.7 | 3
Industrial | 9788 | 92.29 | 3
Industrial | 9789 | 166.48 | 3
Industrial | 9793.4395 | 146.04 | 3
Industrial | 9793.4395 | 146.04 | 3
Industrial | 9800 | 98 | 3
Industrial | 9800 | 98 | 3
Industrial | 9800 | 98 | 3
Industrial | 9800 | 122.5 | 3
Industrial | 9804.0996 | 105.76 | 3
Industrial | 9806 | 165.7 | 3
Industrial | 9808 | 99.2 | 3
Industrial | 9813 | 87.3 | 3
Industrial | 9818.4297 | 82.44 | 3
Industrial | 9820.5 | 101.1 | 3
Industrial | 9822.7998 | 130.97 | 3
Industrial | 9826 | 101.3 | 3
Industrial | 9828 | 91.12 | 3
Industrial | 9829 | 121.98 | 3
Industrial | 9829 | 163.93 | 3
Industrial | 9837.7002 | 135.45 | 3
Industrial | 9842 | 94.2 | 3
Industrial | 9845 | 103.58 | 3
Industrial | 9847.168 | 114.5 | 3
Industrial | 9848 | 136.04 | 3
Industrial | 9850 | 112.69 | 3
Industrial | 9851 | 100.2 | 3
Industrial | 9853 | 92.17 | 3
Industrial | 9855 | 95.13 | 3
Industrial | 9856 | 77.97 | 3
Industrial | 9857 | 86.62 | 3
Industrial | 9869 | 131.24 | 3
Industrial | 9870 | 100 | 3
Industrial | 9871.6699 | 100.63 | 3
Industrial | 9872 | 100.63 | 3
Industrial | 9876 | 83.27 | 3
Industrial | 9885 | 95.46 | 3
Industrial | 9888 | 101.4 | 3
Industrial | 9888.7998 | 82.89 | 3
Industrial | 9892 | 115.09 | 3
Industrial | 9892.4004 | 97.73 | 3
Industrial | 9898 | 101.24 | 3
Industrial | 9898 | 103.43 | 3
Industrial | 9898 | 121.94 | 3
Industrial | 9900 | 89.3 | 3
Industrial | 9900 | 132 | 3
Industrial | 9900.0996 | 129.53 | 3
Industrial | 9903.2998 | 98.25 | 3
Industrial | 9907.2002 | 132.1 | 3
Industrial | 9909 | 108.26 | 3
Industrial | 9909 | 158.21 | 3
Industrial | 9910.7998 | 132.14 | 3
Industrial | 9915 | 98.27 | 3
Industrial | 9916 | 159.4 | 3
Industrial | 9916 | 159.4 | 3
Industrial | 9917 | 105.38 | 3
Industrial | 9927 | 104.92 | 3
Industrial | 9928.084 | 115.71 | 3
Industrial | 9930 | 100.3 | 3
Industrial | 9930 | 120.29 | 3
Industrial | 9930 | 143.7 | 3
Industrial | 9930.5 | 134.52 | 3
Industrial | 9932.7754 | 108.49 | 3
Industrial | 9932.9004 | 98.92 | 3
Industrial | 9932.9004 | 98.92 | 3
Industrial | 9936 | 137.2 | 3
Industrial | 9937 | 101.4 | 3
Industrial | 9939 | 109.54 | 3
Industrial | 9939 | 110.43 | 3
Industrial | 9943 | 109.1 | 3
Industrial | 9944 | 104.67 | 3
Industrial | 9946 | 84 | 3
Industrial | 9950 | 88.05 | 3
Industrial | 9950 | 101.21 | 3
Industrial | 9952 | 115 | 3
Industrial | 9954 | 104.34 | 3
Industrial | 9954 | 104.34 | 3
Industrial | 9958 | 119.21 | 3
Industrial | 9961.2998 | 97.37 | 3
Industrial | 9962.5996 | 106.99 | 3
Industrial | 9962.5996 | 106.99 | 3
Industrial | 9965 | 130.4 | 3
Industrial | 9966.9951 | 108.69 | 3
Industrial | 9968 | 121.21 | 3
Industrial | 9973 | 128.06 | 3
Industrial | 9982 | 135.5 | 3
Industrial | 9986 | 95.93 | 3
Industrial | 9986 | 124.89 | 3
Industrial | 9989 | 106.96 | 3
Industrial | 9989 | 137.82 | 3
Industrial | 9991 | 131.27 | 3
Industrial | 9999.5 | 99.21 | 3
Industrial | 10000 | 82.64 | 3
Industrial | 10000 | 89.85 | 3
Industrial | 10000 | 91.58 | 3
Industrial | 10000 | 100 | 3
Industrial | 10000 | 100 | 3
Industrial | 10000 | 100 | 3
Industrial | 10000 | 100 | 3
Industrial | 10000 | 100 | 3
Industrial | 10000 | 100 | 3
Industrial | 10000 | 100 | 3
Industrial | 10000 | 100 | 3
Industrial | 10000 | 100 | 3
Industrial | 10000 | 100 | 3
Industrial | 10000 | 100 | 3
Industrial | 10000 | 100 | 3
Industrial | 10000 | 103.09 | 3
Industrial | 10000 | 111.11 | 3
Industrial | 10000 | 112.36 | 3
Industrial | 10000 | 112.66 | 3
Industrial | 10000 | 117.43 | 3
Industrial | 10000 | 117.43 | 3
Industrial | 10000 | 117.43 | 3
Industrial | 10000 | 117.43 | 3
Industrial | 10000 | 120.48 | 3
Industrial | 10000 | 124.13 | 3
Industrial | 10000 | 142.86 | 3
Industrial | 10001 | 118.01 | 3
Industrial | 10007 | 128.96 | 3
Industrial | 10010 | 125.14 | 3
Industrial | 10010 | 127.91 | 3
Industrial | 10010 | 127.91 | 3
Industrial | 10010.4199 | 130.34 | 3
Industrial | 10016 | 87.4 | 3
Industrial | 10018 | 105.34 | 3
Industrial | 10018 | 106.76 | 3
Industrial | 10020 | 84.13 | 3
Industrial | 10020 | 84.13 | 3
Industrial | 10021.7002 | 92.73 | 3
Industrial | 10024 | 98.07 | 3
Industrial | 10025 | 136.43 | 3
Industrial | 10028 | 133.71 | 3
Industrial | 10029 | 94.97 | 3
Industrial | 10033 | 125.41 | 3
Industrial | 10033 | 125.41 | 3
Industrial | 10033 | 125.41 | 3
Industrial | 10037.5801 | 131.21 | 3
Industrial | 10040 | 104.58 | 3
Industrial | 10040 | 130.39 | 3
Industrial | 10040 | 161.39 | 3
Industrial | 10040 | 161.39 | 3
Industrial | 10042 | 128.93 | 3
Industrial | 10043 | 128.05 | 3
Industrial | 10048 | 120.96 | 3
Industrial | 10050 | 84.81 | 3
Industrial | 10050 | 111.51 | 3
Industrial | 10050 | 134 | 3
Industrial | 10053 | 134.04 | 3
Industrial | 10059 | 155.04 | 3
Industrial | 10060 | 72 | 3
Industrial | 10061 | 104.4 | 3
Industrial | 10062 | 104.81 | 3
Industrial | 10068 | 104.88 | 3
Industrial | 10069 | 104.89 | 3
Industrial | 10070 | 111.16 | 3
Industrial | 10071 | 95.8 | 3
Industrial | 10071 | 95.82 | 3
Industrial | 10077 | 112.44 | 3
Industrial | 10078 | 92.36 | 3
Industrial | 10080 | 86.3 | 3
Industrial | 10080 | 111.48 | 3
Industrial | 10080 | 123.59 | 3
Industrial | 10080 | 123.59 | 3
Industrial | 10080 | 155.36 | 3
Industrial | 10086 | 105.82 | 3
Industrial | 10090 | 139.56 | 3
Industrial | 10091 | 130.48 | 3
Industrial | 10095 | 91.44 | 3
Industrial | 10096 | 113.74 | 3
Industrial | 10097 | 140.28 | 3
Industrial | 10100 | 93.52 | 3
Industrial | 10100 | 109.78 | 3
Industrial | 10100 | 113.74 | 3
Industrial | 10100 | 113.74 | 3
Industrial | 10100 | 121.2 | 3
Industrial | 10101 | 99.8 | 3
Industrial | 10105 | 117.38 | 3
Industrial | 10110 | 136.25 | 3
Industrial | 10110.3301 | 106.37 | 3
Industrial | 10112 | 74.5 | 3
Industrial | 10115 | 94.57 | 3
Industrial | 10115 | 105.36 | 3
Industrial | 10119 | 131.76 | 3
Industrial | 10119.4004 | 108.58 | 3
Industrial | 10120 | 105.42 | 3
Industrial | 10122 | 99.63 | 3
Industrial | 10123 | 105.45 | 3
Industrial | 10124 | 132.7 | 3
Industrial | 10124 | 136.42 | 3
Industrial | 10127 | 85.68 | 3
Industrial | 10128 | 87 | 3
Industrial | 10129 | 110.46 | 3
Industrial | 10129 | 110.46 | 3
Industrial | 10129 | 110.46 | 3
Industrial | 10129 | 110.46 | 3
Industrial | 10135 | 112.61 | 3
Industrial | 10136 | 120.67 | 3
Industrial | 10138 | 84.84 | 3
Industrial | 10139 | 84.44 | 3
Industrial | 10139 | 113.22 | 3
Industrial | 10140 | 111.62 | 3
Industrial | 10144 | 133.6 | 3
Industrial | 10145 | 112.6 | 3
Industrial | 10147 | 103.7 | 3
Industrial | 10150 | 144.4 | 3
Industrial | 10150 | 144.4 | 3
Industrial | 10153 | 114.94 | 3
Industrial | 10160 | 145.08 | 3
Industrial | 10163 | 105.86 | 3
Industrial | 10163 | 134.9 | 3
Industrial | 10163 | 138.97 | 3
Industrial | 10168 | 89.12 | 3
Industrial | 10170 | 131.74 | 3
Industrial | 10171 | 110.31 | 3
Industrial | 10171.0898 | 137.67 | 3
Industrial | 10172 | 165.83 | 3
Industrial | 10173 | 92.2 | 3
Industrial | 10180 | 131.56 | 3
Industrial | 10180 | 154.17 | 3
Industrial | 10185 | 118.5 | 3
Industrial | 10185.4004 | 105.54 | 3
Industrial | 10186 | 88.88 | 3
Industrial | 10186 | 93.28 | 3
Industrial | 10187 | 106.11 | 3
Industrial | 10188 | 115.34 | 3
Industrial | 10190 | 102.93 | 3
Industrial | 10191 | 107.16 | 3
Industrial | 10192 | 84.52 | 3
Industrial | 10192 | 114.83 | 3
Industrial | 10194 | 96.26 | 3
Industrial | 10196 | 105.33 | 3
Industrial | 10196 | 112.07 | 3
Industrial | 10196 | 112.07 | 3
Industrial | 10197 | 111 | 3
Industrial | 10199 | 84.29 | 3
Industrial | 10199 | 84.29 | 3
Industrial | 10200 | 75.56 | 3
Industrial | 10200 | 75.56 | 3
Industrial | 10200 | 136 | 3
Industrial | 10209 | 91.6 | 3
Industrial | 10210 | 140 | 3
Industrial | 10210 | 140 | 3
Industrial | 10211 | 131.75 | 3
Industrial | 10212 | 110.93 | 3
Industrial | 10214 | 125.9 | 3
Industrial | 10220 | 101.87 | 3
Industrial | 10222 | 136.29 | 3
Industrial | 10224 | 115.75 | 3
Industrial | 10225 | 74.1 | 3
Industrial | 10227 | 100.65 | 3
Industrial | 10227 | 120.4 | 3
Industrial | 10227 | 127.93 | 3
Industrial | 10228 | 115.27 | 3
Industrial | 10230 | 154.98 | 3
Industrial | 10235.4004 | 102.35 | 3
Industrial | 10235.4004 | 110.89 | 3
Industrial | 10239 | 106.66 | 3
Industrial | 10239 | 114.98 | 3
Industrial | 10240 | 86 | 3
Industrial | 10240 | 86 | 3
Industrial | 10240.5801 | 101.93 | 3
Industrial | 10241 | 106.68 | 3
Industrial | 10241 | 119.9 | 3
Industrial | 10245 | 136.6 | 3
Industrial | 10250 | 82.08 | 3
Industrial | 10250 | 82.5 | 3
Industrial | 10250 | 128.13 | 3
Industrial | 10260 | 116 | 3
Industrial | 10266 | 93.92 | 3
Industrial | 10267 | 106.95 | 3
Industrial | 10268 | 82.7 | 3
Industrial | 10269 | 73.6 | 3
Industrial | 10271 | 107.32 | 3
Industrial | 10272 | 107 | 3
Industrial | 10273 | 100.91 | 3
Industrial | 10273 | 114.21 | 3
Industrial | 10273 | 127.02 | 3
Industrial | 10281 | 108.62 | 3
Industrial | 10282 | 107.1 | 3
Industrial | 10286 | 97.31 | 3
Industrial | 10288 | 90.22 | 3
Industrial | 10288 | 90.22 | 3
Industrial | 10288 | 114.51 | 3
Industrial | 10288 | 115.91 | 3
Industrial | 10290 | 128.19 | 3
Industrial | 10290 | 160.13 | 3
Industrial | 10292 | 107.21 | 3
Industrial | 10294.5 | 107.99 | 3
Industrial | 10297 | 90.51 | 3
Industrial | 10298 | 107.27 | 3
Industrial | 10300 | 103 | 3
Industrial | 10300 | 121.61 | 3
Industrial | 10300 | 121.61 | 3
Industrial | 10300 | 121.61 | 3
Industrial | 10300 | 126.36 | 3
Industrial | 10300 | 128.75 | 3
Industrial | 10310 | 85.5 | 3
Industrial | 10310 | 85.5 | 3
Industrial | 10310 | 122.74 | 3
Industrial | 10311 | 105.33 | 3
Industrial | 10319 | 120.5 | 3
Industrial | 10320 | 139.46 | 3
Industrial | 10320 | 139.46 | 3
Industrial | 10320 | 139.46 | 3
Industrial | 10321 | 87.3 | 3
Industrial | 10325 | 85.52 | 3
Industrial | 10325 | 107.55 | 3
Industrial | 10329 | 127.08 | 3
Industrial | 10330 | 142.4 | 3
Industrial | 10332 | 104.85 | 3
Industrial | 10333 | 78.5 | 3
Industrial | 10333 | 96.12 | 3
Industrial | 10338 | 82.51 | 3
Industrial | 10338 | 82.7 | 3
Industrial | 10341 | 81.22 | 3
Industrial | 10343 | 84.78 | 3
Industrial | 10348 | 107.79 | 3
Industrial | 10350 | 104 | 3
Industrial | 10353 | 105.03 | 3
Industrial | 10355.4805 | 106.29 | 3
Industrial | 10358 | 122.22 | 3
Industrial | 10360 | 143.11 | 3
Industrial | 10365 | 108.99 | 3
Industrial | 10367 | 118.64 | 3
Industrial | 10369 | 103.69 | 3
Industrial | 10369 | 106.57 | 3
Industrial | 10369.0908 | 111.03 | 3
Industrial | 10370 | 100.56 | 3
Industrial | 10373 | 147.76 | 3
Industrial | 10374 | 100.91 | 3
Industrial | 10374 | 119.1 | 3
Industrial | 10375 | 127.52 | 3
Industrial | 10376 | 109.81 | 3
Industrial | 10383.4004 | 128.54 | 3
Industrial | 10387 | 109.57 | 3
Industrial | 10387 | 109.66 | 3
Industrial | 10387 | 109.66 | 3
Industrial | 10389 | 108.22 | 3
Industrial | 10389 | 134.92 | 3
Industrial | 10390 | 108.8 | 3
Industrial | 10392 | 128.09 | 3
Industrial | 10393 | 108.26 | 3
Industrial | 10394 | 128 | 3
Industrial | 10395 | 108.28 | 3
Industrial | 10395.8701 | 127.81 | 3
Industrial | 10397.8896 | 127.82 | 3
Industrial | 10399 | 87.2 | 3
Industrial | 10399 | 117.72 | 3
Industrial | 10400 | 86.67 | 3
Industrial | 10400 | 86.67 | 3
Industrial | 10400 | 86.67 | 3
Industrial | 10400 | 95.33 | 3
Industrial | 10400 | 104 | 3
Industrial | 10400 | 104 | 3
Industrial | 10403 | 91.29 | 3
Industrial | 10406 | 108.4 | 3
Industrial | 10413 | 108.47 | 3
Industrial | 10417 | 119.07 | 3
Industrial | 10420 | 161.83 | 3
Industrial | 10420 | 177.6 | 3
Industrial | 10426 | 108.29 | 3
Industrial | 10428 | 142.6 | 3
Industrial | 10429 | 91.48 | 3
Industrial | 10430 | 177.17 | 3
Industrial | 10436 | 108.71 | 3
Industrial | 10440 | 77.13 | 3
Industrial | 10440 | 86.83 | 3
Industrial | 10440 | 134.35 | 3
Industrial | 10441 | 87.46 | 3
Industrial | 10444 | 138.51 | 3
Industrial | 10446 | 108.1 | 3
Industrial | 10449 | 124.39 | 3
Industrial | 10451 | 98.06 | 3
Industrial | 10452 | 134 | 3
Industrial | 10452 | 134 | 3
Industrial | 10452 | 134 | 3
Industrial | 10453 | 107.72 | 3
Industrial | 10453 | 107.72 | 3
Industrial | 10453 | 108.89 | 3
Industrial | 10460 | 162.73 | 3
Industrial | 10460.9004 | 124.39 | 3
Industrial | 10461 | 124.39 | 3
Industrial | 10467 | 108.11 | 3
Industrial | 10471 | 104.4 | 3
Industrial | 10473 | 133.36 | 3
Industrial | 10476 | 118.64 | 3
Industrial | 10480 | 104 | 3
Industrial | 10480 | 177.06 | 3
Industrial | 10481 | 135 | 3
Industrial | 10482 | 130.7 | 3
Industrial | 10483 | 95 | 3
Industrial | 10485 | 105.04 | 3
Industrial | 10486 | 113.14 | 3
Industrial | 10486 | 143.64 | 3
Industrial | 10486 | 143.64 | 3
Industrial | 10486 | 143.64 | 3
Industrial | 10487 | 104.87 | 3
Industrial | 10488 | 130.27 | 3
Industrial | 10488 | 139.84 | 3
Industrial | 10493.2598 | 129.26 | 3
Industrial | 10493.5 | 104.935 | 3
Industrial | 10496 | 127.91 | 3
Industrial | 10498 | 105.19 | 3
Industrial | 10500 | 87.5 | 3
Industrial | 10500 | 87.5 | 3
Industrial | 10500 | 87.5 | 3
Industrial | 10500 | 87.5 | 3
Industrial | 10500 | 95.45 | 3
Industrial | 10500 | 95.45 | 3
Industrial | 10500 | 103.72 | 3
Industrial | 10500 | 105 | 3
Industrial | 10500 | 105 | 3
Industrial | 10500 | 105 | 3
Industrial | 10500 | 123 | 3
Industrial | 10500 | 125.55 | 3
Industrial | 10500 | 131.25 | 3
Industrial | 10502 | 88.04 | 3
Industrial | 10505 | 106.98 | 3
Industrial | 10510 | 92.93 | 3
Industrial | 10514.1602 | 100.84 | 3
Industrial | 10520.29 | 90.43 | 3
Industrial | 10520.6904 | 97 | 3
Industrial | 10523 | 131.77 | 3
Industrial | 10523.9678 | 112.148 | 3
Industrial | 10524 | 124.05 | 3
Industrial | 10527 | 107.21 | 3
Industrial | 10535 | 106.41 | 3
Industrial | 10535 | 107.93 | 3
Industrial | 10538 | 105.38 | 3
Industrial | 10540 | 89.4 | 3
Industrial | 10540 | 109.79 | 3
Industrial | 10541 | 125.49 | 3
Industrial | 10545 | 109.84 | 3
Industrial | 10546 | 140.61 | 3
Industrial | 10554 | 109.94 | 3
Industrial | 10555 | 105.44 | 3
Industrial | 10558 | 106.44 | 3
Industrial | 10560 | 106.3 | 3
Industrial | 10562 | 110.02 | 3
Industrial | 10562.2754 | 113.86 | 3
Industrial | 10564 | 128.83 | 3
Industrial | 10568 | 110.41 | 3
Industrial | 10570 | 179.55 | 3
Industrial | 10572 | 108.68 | 3
Industrial | 10572 | 108.68 | 3
Industrial | 10580 | 178.63 | 3
Industrial | 10581 | 87.85 | 3
Industrial | 10585 | 119.04 | 3
Industrial | 10586 | 93.83 | 3
Industrial | 10586 | 117.08 | 3
Industrial | 10586 | 129.14 | 3
Industrial | 10588 | 107.15 | 3
Industrial | 10590 | 115 | 3
Industrial | 10590 | 127.31 | 3
Industrial | 10591 | 119.39 | 3
Industrial | 10593 | 75 | 3
Industrial | 10595 | 108.01 | 3
Industrial | 10600 | 112.72 | 3
Industrial | 10600 | 120.45 | 3
Industrial | 10600 | 132.5 | 3
Industrial | 10604 | 104.99 | 3
Industrial | 10605 | 116.5 | 3
Industrial | 10610 | 88.24 | 3
Industrial | 10613 | 94.09 | 3
Industrial | 10615 | 111.62 | 3
Industrial | 10619 | 109.8 | 3
Industrial | 10620 | 135.53 | 3
Industrial | 10620 | 135.53 | 3
Industrial | 10620 | 135.53 | 3
Industrial | 10620 | 135.53 | 3
Industrial | 10620 | 135.53 | 3
Industrial | 10620 | 135.53 | 3
Industrial | 10620 | 152.28 | 3
Industrial | 10621 | 126.44 | 3
Industrial | 10634 | 98.52 | 3
Industrial | 10634 | 134 | 3
Industrial | 10638 | 90.88 | 3
Industrial | 10639 | 103.59 | 3
Industrial | 10640 | 86.64 | 3
Industrial | 10644 | 110.88 | 3
Industrial | 10649 | 110.93 | 3
Industrial | 10650 | 101.8 | 3
Industrial | 10653.9297 | 130.77 | 3
Industrial | 10656.9668 | 105.31 | 3
Industrial | 10662 | 90.24 | 3
Industrial | 10663 | 80.66 | 3
Industrial | 10664 | 129.42 | 3
Industrial | 10664.7627 | 114.26 | 3
Industrial | 10669 | 111.14 | 3
Industrial | 10670 | 181.34 | 3
Industrial | 10672 | 111.17 | 3
Industrial | 10673.2998 | 106.73 | 3
Industrial | 10681 | 127.46 | 3
Industrial | 10683 | 104.17 | 3
Industrial | 10685 | 89.26 | 3
Industrial | 10687 | 97.92 | 3
Industrial | 10690 | 102.64 | 3
Industrial | 10690 | 127.08 | 3
Industrial | 10693 | 116.74 | 3
Industrial | 10693 | 116.74 | 3
Industrial | 10693.7549 | 128.36 | 3
Industrial | 10700 | 122.96 | 3
Industrial | 10701 | 111.47 | 3
Industrial | 10709 | 108.24 | 3
Industrial | 10710 | 89 | 3
Industrial | 10710 | 107.21 | 3
Industrial | 10710 | 162 | 3
Industrial | 10710.4902 | 107.21 | 3
Industrial | 10714 | 111.6 | 3
Industrial | 10718 | 89.33 | 3
Industrial | 10719 | 117.79 | 3
Industrial | 10720 | 87.05 | 3
Industrial | 10720 | 87.15 | 3
Industrial | 10726.4004 | 106.1 | 3
Industrial | 10730 | 90.13 | 3
Industrial | 10730 | 90.13 | 3
Industrial | 10731 | 76.89 | 3
Industrial | 10731 | 111.78 | 3
Industrial | 10732 | 106.26 | 3
Industrial | 10732 | 130.35 | 3
Industrial | 10735 | 106.6 | 3
Industrial | 10738.5 | 91.99 | 3
Industrial | 10740 | 87.4 | 3
Industrial | 10740 | 110.49 | 3
Industrial | 10741 | 113.06 | 3
Industrial | 10744 | 111.92 | 3
Industrial | 10746 | 107.46 | 3
Industrial | 10748 | 89.79 | 3
Industrial | 10750 | 109.24 | 3
Industrial | 10750 | 161.95 | 3
Industrial | 10756 | 137.69 | 3
Industrial | 10760 | 118.2 | 3
Industrial | 10761 | 131.23 | 3
Industrial | 10763 | 118.8 | 3
Industrial | 10765 | 134.34 | 3
Industrial | 10769 | 112.18 | 3
Industrial | 10770 | 107.4 | 3
Industrial | 10770 | 109.86 | 3
Industrial | 10770 | 163.16 | 3
Industrial | 10771.8545 | 114.18 | 3
Industrial | 10773 | 86.23 | 3
Industrial | 10779 | 95.9 | 3
Industrial | 10781 | 119.35 | 3
Industrial | 10785 | 95.95 | 3
Industrial | 10787 | 98.42 | 3
Industrial | 10788 | 109.75 | 3
Industrial | 10789 | 118.08 | 3
Industrial | 10790 | 90.52 | 3
Industrial | 10790 | 90.52 | 3
Industrial | 10790 | 90.96 | 3
Industrial | 10790 | 91.63 | 3
Industrial | 10790 | 91.63 | 3
Industrial | 10790 | 130 | 3
Industrial | 10794 | 107.1 | 3
Industrial | 10795 | 127 | 3
Industrial | 10797 | 80.09 | 3
Industrial | 10797 | 82.7 | 3
Industrial | 10797 | 82.7 | 3
Industrial | 10797 | 108.38 | 3
Industrial | 10800 | 134.73 | 3
Industrial | 10801 | 92.32 | 3
Industrial | 10801 | 107.96 | 3
Industrial | 10804 | 112.54 | 3
Industrial | 10804 | 132.45 | 3
Industrial | 10808 | 135.27 | 3
Industrial | 10810 | 123.66 | 3
Industrial | 10811 | 79.64 | 3
Industrial | 10811 | 109.2 | 3
Industrial | 10813 | 91.26 | 3
Industrial | 10815 | 81.04 | 3
Industrial | 10816 | 118.34 | 3
Industrial | 10816.9248 | 115.96 | 3
Industrial | 10819 | 88 | 3
Industrial | 10820 | 121.85 | 3
Industrial | 10820 | 121.85 | 3
Industrial | 10826 | 88.8 | 3
Industrial | 10830 | 85.34 | 3
Industrial | 10830 | 98.45 | 3
Industrial | 10830 | 163.3 | 3
Industrial | 10832 | 109.25 | 3
Industrial | 10833 | 87.25 | 3
Industrial | 10837 | 95.24 | 3
Industrial | 10840 | 96.44 | 3
Industrial | 10840 | 135.5 | 3
Industrial | 10843 | 112.95 | 3
Industrial | 10850 | 105.24 | 3
Industrial | 10851 | 108.75 | 3
Industrial | 10859 | 127.23 | 3
Industrial | 10860 | 89.02 | 3
Industrial | 10860 | 164.8 | 3
Industrial | 10862 | 113.15 | 3
Industrial | 10866 | 89.4 | 3
Industrial | 10866 | 132.61 | 3
Industrial | 10867 | 105.5 | 3
Industrial | 10867 | 141.07 | 3
Industrial | 10876 | 123.24 | 3
Industrial | 10877 | 102.23 | 3
Industrial | 10877 | 108.77 | 3
Industrial | 10877 | 108.77 | 3
Industrial | 10880 | 108.8 | 3
Industrial | 10880 | 125.06 | 3
Industrial | 10882 | 111.04 | 3
Industrial | 10882 | 111.04 | 3
Industrial | 10882 | 111.04 | 3
Industrial | 10883 | 121.18 | 3
Industrial | 10886 | 113.4 | 3
Industrial | 10890 | 89.19 | 3
Industrial | 10890 | 89.26 | 3
Industrial | 10890 | 90.57 | 3
Industrial | 10890 | 122.64 | 3
Industrial | 10890 | 122.64 | 3
Industrial | 10891 | 83.97 | 3
Industrial | 10899 | 121.37 | 3
Industrial | 10900 | 111.22 | 3
Industrial | 10900 | 146.62 | 3
Industrial | 10900 | 165.33 | 3
Industrial | 10904 | 105.87 | 3
Industrial | 10904 | 105.87 | 3
Industrial | 10904 | 111.86 | 3
Industrial | 10905 | 104.8 | 3
Industrial | 10905 | 113.59 | 3
Industrial | 10906 | 134.73 | 3
Industrial | 10913 | 81.23 | 3
Industrial | 10913.7002 | 114.64 | 3
Industrial | 10915 | 113.7 | 3
Industrial | 10918 | 84.37 | 3
Industrial | 10918 | 107.86 | 3
Industrial | 10918 | 116.6 | 3
Industrial | 10920 | 113.75 | 3
Industrial | 10920 | 121.41 | 3
Industrial | 10925 | 109.25 | 3
Industrial | 10925 | 109.25 | 3
Industrial | 10928 | 108.11 | 3
Industrial | 10928 | 110.79 | 3
Industrial | 10930 | 91.06 | 3
Industrial | 10930 | 91.06 | 3
Industrial | 10931 | 113.86 | 3
Industrial | 10931 | 125.38 | 3
Industrial | 10931 | 133.3 | 3
Industrial | 10931 | 136.13 | 3
Industrial | 10936 | 119.78 | 3
Industrial | 10939 | 103.69 | 3
Industrial | 10940 | 93.25 | 3
Industrial | 10940 | 112.67 | 3
Industrial | 10940 | 119.82 | 3
Industrial | 10940 | 148.1 | 3
Industrial | 10940 | 148.1 | 3
Industrial | 10941 | 97.34 | 3
Industrial | 10943 | 90.96 | 3
Industrial | 10950 | 100.83 | 3
Industrial | 10951 | 119.03 | 3
Industrial | 10956 | 97.91 | 3
Industrial | 10959 | 130.78 | 3
Industrial | 10960 | 128.32 | 3
Industrial | 10962 | 119.93 | 3
Industrial | 10962 | 124 | 3
Industrial | 10963 | 111.87 | 3
Industrial | 10963 | 111.87 | 3
Industrial | 10963 | 111.87 | 3
Industrial | 10967 | 87.18 | 3
Industrial | 10967 | 109.26 | 3
Industrial | 10968 | 116.68 | 3
Industrial | 10968 | 116.68 | 3
Industrial | 10969 | 91.27 | 3
Industrial | 10970 | 166.51 | 3
Industrial | 10973 | 89.12 | 3
Industrial | 10973 | 89.12 | 3
Industrial | 10980 | 86 | 3
Industrial | 10981 | 92.3 | 3
Industrial | 10989 | 112.57 | 3
Industrial | 10990 | 92.33 | 3
Industrial | 10990 | 92.33 | 3
Industrial | 10990 | 105.17 | 3
Industrial | 10994 | 127.84 | 3
Industrial | 10998 | 109.98 | 3
Industrial | 10998 | 131.7 | 3
Industrial | 11000 | 73.33 | 3
Industrial | 11000 | 73.33 | 3
Industrial | 11000 | 90.2 | 3
Industrial | 11000 | 92.28 | 3
Industrial | 11000 | 100 | 3
Industrial | 11000 | 102.8 | 3
Industrial | 11000 | 107.84 | 3
Industrial | 11000 | 110 | 3
Industrial | 11000 | 110 | 3
Industrial | 11000 | 115.79 | 3
Industrial | 11000 | 135.8 | 3
Industrial | 11000 | 135.8 | 3
Industrial | 11000 | 137.5 | 3
Industrial | 11000.6904 | 108.35 | 3
Industrial | 11002 | 135.39 | 3
Industrial | 11007.5996 | 105.74 | 3
Industrial | 11008 | 111.2 | 3
Industrial | 11010 | 90.25 | 3
Industrial | 11010 | 90.59 | 3
Industrial | 11013 | 125.09 | 3
Industrial | 11014 | 87.07 | 3
Industrial | 11025 | 128.47 | 3
Industrial | 11028.7402 | 106.46 | 3
Industrial | 11030 | 111.41 | 3
Industrial | 11032 | 125.4 | 3
Industrial | 11033 | 126.39 | 3
Industrial | 11037 | 94.9 | 3
Industrial | 11037 | 151.71 | 3
Industrial | 11038 | 91.53 | 3
Industrial | 11042 | 98.24 | 3
Industrial | 11045 | 124.43 | 3
Industrial | 11047 | 121.83 | 3
Industrial | 11048 | 103.06 | 3
Industrial | 11048 | 108.45 | 3
Industrial | 11049 | 134.32 | 3
Industrial | 11049 | 134.32 | 3
Industrial | 11050 | 108.55 | 3
Industrial | 11050 | 114.61 | 3
Industrial | 11055 | 106.3 | 3
Industrial | 11062 | 111.69 | 3
Industrial | 11063 | 114.11 | 3
Industrial | 11063 | 114.11 | 3
Industrial | 11068 | 106.32 | 3
Industrial | 11068 | 123.17 | 3
Industrial | 11069 | 137.11 | 3
Industrial | 11070 | 133.37 | 3
Industrial | 11070 | 134.39 | 3
Industrial | 11070 | 150.39 | 3
Industrial | 11073 | 128.52 | 3
Industrial | 11074 | 126.59 | 3
Industrial | 11078 | 111.49 | 3
Industrial | 11079 | 115.41 | 3
Industrial | 11080 | 172.08 | 3
Industrial | 11082 | 109.81 | 3
Industrial | 11082 | 142.99 | 3
Industrial | 11084 | 116.8 | 3
Industrial | 11084 | 116.8 | 3
Industrial | 11084 | 116.8 | 3
Industrial | 11086 | 113.8 | 3
Industrial | 11090 | 78 | 3
Industrial | 11090 | 124.89 | 3
Industrial | 11091 | 115.53 | 3
Industrial | 11091.7998 | 136.36 | 3
Industrial | 11092.5 | 116.8 | 3
Industrial | 11093.5996 | 94.33 | 3
Industrial | 11098 | 138.21 | 3
Industrial | 11100 | 111 | 3
Industrial | 11100 | 112.12 | 3
Industrial | 11100 | 113.74 | 3
Industrial | 11102 | 94.33 | 3
Industrial | 11103 | 96.33 | 3
Industrial | 11106 | 151.08 | 3
Industrial | 11106 | 151.08 | 3
Industrial | 11106 | 151.08 | 3
Industrial | 11108 | 108.5 | 3
Industrial | 11110 | 102.78 | 3
Industrial | 11110 | 102.78 | 3
Industrial | 11113 | 77.82 | 3
Industrial | 11113 | 96.42 | 3
Industrial | 11113 | 96.42 | 3
Industrial | 11113.3604 | 96.42 | 3
Industrial | 11116 | 92.52 | 3
Industrial | 11117 | 101.71 | 3
Industrial | 11117 | 109.31 | 3
Industrial | 11120 | 90.11 | 3
Industrial | 11122.6084 | 131.5 | 3
Industrial | 11127 | 126.44 | 3
Industrial | 11128 | 82.49 | 3
Industrial | 11128 | 99.8 | 3
Industrial | 11129 | 126.29 | 3
Industrial | 11132 | 135.76 | 3
Industrial | 11143 | 99.14 | 3
Industrial | 11144.3096 | 92 | 3
Industrial | 11145 | 96.6 | 3
Industrial | 11145.5996 | 104 | 3
Industrial | 11150 | 109.1 | 3
Industrial | 11150 | 125.59 | 3
Industrial | 11151 | 116.16 | 3
Industrial | 11154 | 117.75 | 3
Industrial | 11157 | 106.26 | 3
Industrial | 11157.4941 | 123.81 | 3
Industrial | 11160 | 113.76 | 3
Industrial | 11160 | 132.54 | 3
Industrial | 11160.3604 | 106.83 | 3
Industrial | 11167 | 130.36 | 3
Industrial | 11173 | 110.06 | 3
Industrial | 11176 | 103.1 | 3
Industrial | 11179 | 109.49 | 3
Industrial | 11180 | 93.41 | 3
Industrial | 11180 | 101.91 | 3
Industrial | 11180 | 128.89 | 3
Industrial | 11181 | 107.3 | 3
Industrial | 11181 | 111.9 | 3
Industrial | 11182 | 132.8 | 3
Industrial | 11186 | 101.69 | 3
Industrial | 11190 | 90.72 | 3
Industrial | 11190 | 94.1 | 3
Industrial | 11190 | 113.03 | 3
Industrial | 11191.96 | 111.75 | 3
Industrial | 11196 | 116.63 | 3
Industrial | 11200 | 115.46 | 3
Industrial | 11200 | 138.96 | 3
Industrial | 11200 | 140 | 3
Industrial | 11204 | 109.95 | 3
Industrial | 11205 | 107.74 | 3
Industrial | 11205 | 108 | 3
Industrial | 11205 | 113.62 | 3
Industrial | 11207 | 97.7 | 3
Industrial | 11208.2998 | 136.89 | 3
Industrial | 11210 | 85.2 | 3
Industrial | 11210 | 189.17 | 3
Industrial | 11212 | 109.71 | 3
Industrial | 11215 | 101.95 | 3
Industrial | 11217 | 127.16 | 3
Industrial | 11219 | 138.95 | 3
Industrial | 11219 | 142.88 | 3
Industrial | 11220 | 90.63 | 3
Industrial | 11220 | 97.74 | 3
Industrial | 11220 | 97.74 | 3
Industrial | 11220 | 104.96 | 3
Industrial | 11220 | 104.96 | 3
Industrial | 11220 | 104.96 | 3
Industrial | 11220 | 104.96 | 3
Industrial | 11222 | 116.9 | 3
Industrial | 11230 | 118.21 | 3
Industrial | 11231 | 109.89 | 3
Industrial | 11233 | 104.4 | 3
Industrial | 11234 | 93.69 | 3
Industrial | 11235 | 113.18 | 3
Industrial | 11236 | 138.72 | 3
Industrial | 11237 | 97 | 3
Industrial | 11237 | 97 | 3
Industrial | 11237 | 97 | 3
Industrial | 11244 | 100.04 | 3
Industrial | 11244 | 125.63 | 3
Industrial | 11249.1768 | 125.12 | 3
Industrial | 11250 | 74.5 | 3
Industrial | 11250 | 112.7 | 3
Industrial | 11254 | 104.28 | 3
Industrial | 11258 | 107 | 3
Industrial | 11258 | 117.27 | 3
Industrial | 11262 | 139.04 | 3
Industrial | 11263 | 102.39 | 3
Industrial | 11266 | 140.3 | 3
Industrial | 11270 | 91.26 | 3
Industrial | 11270 | 96.5 | 3
Industrial | 11270 | 96.5 | 3
Industrial | 11270 | 97.49 | 3
Industrial | 11270 | 97.49 | 3
Industrial | 11270 | 110.38 | 3
Industrial | 11270 | 113.95 | 3
Industrial | 11273 | 118.66 | 3
Industrial | 11276 | 110.98 | 3
Industrial | 11280 | 94.63 | 3
Industrial | 11280 | 97 | 3
Industrial | 11280 | 108.88 | 3
Industrial | 11282 | 118.7 | 3
Industrial | 11282 | 142.81 | 3
Industrial | 11283 | 95.51 | 3
Industrial | 11283 | 95.51 | 3
Industrial | 11285 | 89.99 | 3
Industrial | 11285 | 127.08 | 3
Industrial | 11286.0195 | 138.581 | 3
Industrial | 11287 | 109.9 | 3
Industrial | 11288 | 109.7 | 3
Industrial | 11290 | 107.4 | 3
Industrial | 11290.3799 | 107.92 | 3
Industrial | 11290.7998 | 124.07 | 3
Industrial | 11291 | 115.58 | 3
Industrial | 11291.7998 | 130.63 | 3
Industrial | 11291.7998 | 130.63 | 3
Industrial | 11294 | 140.7 | 3
Industrial | 11296 | 92.57 | 3
Industrial | 11296 | 125 | 3
Industrial | 11296 | 150.61 | 3
Industrial | 11300 | 77.93 | 3
Industrial | 11300 | 77.93 | 3
Industrial | 11300 | 77.93 | 3
Industrial | 11300 | 101.8 | 3
Industrial | 11300 | 113 | 3
Industrial | 11300 | 113 | 3
Industrial | 11300 | 195.23 | 3
Industrial | 11301 | 77.85 | 3
Industrial | 11301 | 77.85 | 3
Industrial | 11302.54 | 100 | 3
Industrial | 11306 | 113.67 | 3
Industrial | 11306 | 113.69 | 3
Industrial | 11311 | 128.3 | 3
Industrial | 11311 | 128.3 | 3
Industrial | 11311 | 128.3 | 3
Industrial | 11317 | 93.45 | 3
Industrial | 11320 | 95.05 | 3
Industrial | 11322 | 114.96 | 3
Industrial | 11330 | 111.19 | 3
Industrial | 11332 | 92.82 | 3
Industrial | 11332 | 92.82 | 3
Industrial | 11334 | 116.6 | 3
Industrial | 11336 | 96 | 3
Industrial | 11345 | 112.84 | 3
Industrial | 11348 | 113 | 3
Industrial | 11349.4414 | 135.11 | 3
Industrial | 11350 | 115.7 | 3
Industrial | 11354 | 99.4 | 3
Industrial | 11354 | 141.84 | 3
Industrial | 11360 | 109.76 | 3
Industrial | 11361 | 117.8 | 3
Industrial | 11368.1787 | 113.68 | 3
Industrial | 11370 | 103.93 | 3
Industrial | 11370 | 146.41 | 3
Industrial | 11374 | 118.48 | 3
Industrial | 11374 | 138.8 | 3
Industrial | 11375 | 140.62 | 3
Industrial | 11377 | 119.14 | 3
Industrial | 11378 | 127.89 | 3
Industrial | 11378.7998 | 129.75 | 3
Industrial | 11378.7998 | 129.75 | 3
Industrial | 11380 | 93 | 3
Industrial | 11380 | 117.38 | 3
Industrial | 11385 | 115 | 3
Industrial | 11385.2002 | 113.4 | 3
Industrial | 11386 | 101.3 | 3
Industrial | 11388.2197 | 88.65 | 3
Industrial | 11392 | 128.59 | 3
Industrial | 11394 | 115.2 | 3
Industrial | 11394 | 140.67 | 3
Industrial | 11395 | 114.6 | 3
Industrial | 11400 | 114 | 3
Industrial | 11400 | 114 | 3
Industrial | 11400 | 114 | 3
Industrial | 11400 | 129.69 | 3
Industrial | 11403 | 129.83 | 3
Industrial | 11403 | 129.83 | 3
Industrial | 11403 | 129.83 | 3
Industrial | 11403 | 129.83 | 3
Industrial | 11406 | 119.67 | 3
Industrial | 11410 | 125.25 | 3
Industrial | 11410 | 128.7 | 3
Industrial | 11411 | 160.945 | 3
Industrial | 11411 | 160.945 | 3
Industrial | 11411 | 160.945 | 3
Industrial | 11413 | 116.21 | 3
Industrial | 11414 | 112.64 | 3
Industrial | 11418 | 128.18 | 3
Industrial | 11419 | 90.09 | 3
Industrial | 11419 | 95.54 | 3
Industrial | 11420 | 106 | 3
Industrial | 11420.0996 | 125.5 | 3
Industrial | 11427 | 86.11 | 3
Industrial | 11427 | 95.48 | 3
Industrial | 11427 | 119.03 | 3
Industrial | 11429 | 89.71 | 3
Industrial | 11430 | 115.22 | 3
Industrial | 11432 | 110.03 | 3
Industrial | 11433 | 112.97 | 3
Industrial | 11433 | 142.38 | 3
Industrial | 11434 | 121.52 | 3
Industrial | 11446 | 85.39 | 3
Industrial | 11450 | 131.28 | 3
Industrial | 11451 | 110 | 3
Industrial | 11453 | 140.11 | 3
Industrial | 11454 | 108.06 | 3
Industrial | 11455 | 92.67 | 3
Industrial | 11458 | 91.52 | 3
Industrial | 11459 | 94.86 | 3
Industrial | 11459 | 94.86 | 3
Industrial | 11459 | 113.35 | 3
Industrial | 11464 | 125.65 | 3
Industrial | 11464 | 125.65 | 3
Industrial | 11469 | 119.62 | 3
Industrial | 11470 | 172.85 | 3
Industrial | 11470 | 172.87 | 3
Industrial | 11479 | 99.6 | 3
Industrial | 11480 | 112.14 | 3
Industrial | 11483 | 116.45 | 3
Industrial | 11485 | 100.86 | 3
Industrial | 11485.4297 | 112.05 | 3
Industrial | 11487.7305 | 112.67 | 3
Industrial | 11489 | 120.37 | 3
Industrial | 11490 | 110.48 | 3
Industrial | 11490 | 125.3 | 3
Industrial | 11490 | 173.09 | 3
Industrial | 11492 | 139.98 | 3
Industrial | 11493 | 105.25 | 3
Industrial | 11495 | 96.03 | 3
Industrial | 11500 | 95.83 | 3
Industrial | 11500 | 115 | 3
Industrial | 11500 | 115.21 | 3
Industrial | 11500 | 122.34 | 3
Industrial | 11500 | 129.21 | 3
Industrial | 11500 | 144.82 | 3
Industrial | 11505 | 94.61 | 3
Industrial | 11508 | 121.01 | 3
Industrial | 11509 | 119.34 | 3
Industrial | 11509 | 143.08 | 3
Industrial | 11509.04 | 143.08 | 3
Industrial | 11511 | 120.74 | 3
Industrial | 11519.2061 | 138.45 | 3
Industrial | 11520 | 119.63 | 3
Industrial | 11522.2998 | 113.7 | 3
Industrial | 11524 | 131.27 | 3
Industrial | 11525 | 115.25 | 3
Industrial | 11532 | 142.04 | 3
Industrial | 11532.7197 | 121.07 | 3
Industrial | 11532.7197 | 121.07 | 3
Industrial | 11535 | 111.34 | 3
Industrial | 11536 | 118.33 | 3
Industrial | 11539 | 99 | 3
Industrial | 11540 | 104.53 | 3
Industrial | 11543.25 | 115.43 | 3
Industrial | 11545 | 105.82 | 3
Industrial | 11548.2002 | 86.54 | 3
Industrial | 11549 | 119.42 | 3
Industrial | 11549 | 120.35 | 3
Industrial | 11550 | 105 | 3
Industrial | 11550 | 105 | 3
Industrial | 11553.2305 | 94.1 | 3
Industrial | 11560 | 116.3 | 3
Industrial | 11560 | 119.3 | 3
Industrial | 11560 | 128 | 3
Industrial | 11560 | 174.57 | 3
Industrial | 11561 | 104.62 | 3
Industrial | 11562 | 115.16 | 3
Industrial | 11564 | 131.1 | 3
Industrial | 11567.7998 | 143.81 | 3
Industrial | 11568 | 119.29 | 3
Industrial | 11569.6904 | 113.54 | 3
Industrial | 11573 | 137.45 | 3
Industrial | 11574.6152 | 134.58 | 3
Industrial | 11577 | 118.13 | 3
Industrial | 11579 | 123.18 | 3
Industrial | 11580 | 79.6 | 4 | 4
Industrial | 11580 | 79.6 | 4
Industrial | 11580 | 128.54 | 4
Industrial | 11580 | 134.39 | 4
Industrial | 11593 | 120.57 | 4
Industrial | 11596 | 105.8 | 4
Industrial | 11596.7998 | 132.98 | 4
Industrial | 11598.6504 | 131.98 | 4
Industrial | 11599.0996 | 79.4 | 4
Industrial | 11600 | 116 | 4
Industrial | 11600 | 128.89 | 4
Industrial | 11600 | 128.89 | 4
Industrial | 11601 | 128.9 | 4
Industrial | 11603 | 116.93 | 4
Industrial | 11603 | 116.93 | 4
Industrial | 11603 | 116.93 | 4
Industrial | 11604 | 96.6 | 4
Industrial | 11604 | 121.03 | 4
Industrial | 11604 | 123.18 | 4
Industrial | 11605 | 75.6 | 4
Industrial | 11606 | 131.29 | 4
Industrial | 11608 | 140.87 | 4
Industrial | 11611 | 117.51 | 4
Industrial | 11615 | 132.23 | 4
Industrial | 11615 | 132.23 | 4
Industrial | 11616 | 78.91 | 4
Industrial | 11617 | 97.54 | 4
Industrial | 11617 | 117.82 | 4
Industrial | 11617 | 127.55 | 4
Industrial | 11618 | 125.6 | 4
Industrial | 11620 | 110.25 | 4
Industrial | 11620 | 117.37 | 4
Industrial | 11620 | 161.37 | 4
Industrial | 11620 | 175.05 | 4
Industrial | 11620 | 176.25 | 4
Industrial | 11630 | 108.49 | 4
Industrial | 11630 | 114.52 | 4
Industrial | 11631 | 75.72 | 4
Industrial | 11633 | 113.58 | 4
Industrial | 11635 | 127.31 | 4
Industrial | 11639 | 140.31 | 4
Industrial | 11640 | 97 | 4
Industrial | 11640 | 97.65 | 4
Industrial | 11641 | 142.15 | 4
Industrial | 11645 | 106.54 | 4
Industrial | 11650 | 126.63 | 4
Industrial | 11650.2002 | 143.79 | 4
Industrial | 11658 | 123.8 | 4
Industrial | 11659.5996 | 109.63 | 4
Industrial | 11660 | 116.6 | 4
Industrial | 11661 | 131.02 | 4
Industrial | 11661 | 131.02 | 4
Industrial | 11663 | 77.68 | 4
Industrial | 11663 | 77.68 | 4
Industrial | 11666 | 124.54 | 4
Industrial | 11667 | 94.47 | 4
Industrial | 11667 | 100.69 | 4
Industrial | 11667 | 101.67 | 4
Industrial | 11669 | 87.27 | 4
Industrial | 11669 | 114.97 | 4
Industrial | 11669 | 120 | 4
Industrial | 11669 | 121.19 | 4
Industrial | 11669 | 121.19 | 4
Industrial | 11669.7256 | 136 | 4
Industrial | 11670 | 176.36 | 4
Industrial | 11676 | 116.06 | 4
Industrial | 11676.2998 | 116.07 | 4
Industrial | 11677 | 117.38 | 4
Industrial | 11678 | 101.4 | 4
Industrial | 11679 | 127.33 | 4
Industrial | 11679 | 127.33 | 4
Industrial | 11680 | 98.15 | 4
Industrial | 11680 | 135.33 | 4
Industrial | 11681 | 122.83 | 4
Industrial | 11681 | 132.41 | 4
Industrial | 11682 | 153.67 | 4
Industrial | 11685 | 103.36 | 4
Industrial | 11685 | 118.52 | 4
Industrial | 11685 | 121.29 | 4
Industrial | 11685 | 129.83 | 4
Industrial | 11685 | 143.06 | 4
Industrial | 11687 | 121.79 | 4
Industrial | 11689 | 100.3 | 4
Industrial | 11689 | 122.81 | 4
Industrial | 11690 | 158.19 | 4
Industrial | 11690 | 158.19 | 4
Industrial | 11692 | 95.13 | 4
Industrial | 11696 | 130.73 | 4
Industrial | 11697.7998 | 87.42 | 4
Industrial | 11700 | 78 | 4
Industrial | 11700 | 94.51 | 4
Industrial | 11700 | 97.16 | 4
Industrial | 11700 | 97.16 | 4
Industrial | 11700 | 101.92 | 4
Industrial | 11700 | 101.92 | 4
Industrial | 11700 | 113.39 | 4
Industrial | 11700 | 113.39 | 4
Industrial | 11700 | 127.59 | 4
Industrial | 11700 | 130 | 4
Industrial | 11700 | 130 | 4
Industrial | 11700 | 130 | 4
Industrial | 11700 | 130 | 4
Industrial | 11700 | 130 | 4
Industrial | 11700.0996 | 128.57 | 4
Industrial | 11701 | 117.86 | 4
Industrial | 11702 | 96.55 | 4
Industrial | 11705.5498 | 120.33 | 4
Industrial | 11705.5498 | 120.33 | 4
Industrial | 11709 | 135.01 | 4
Industrial | 11710 | 89.3 | 4
Industrial | 11710 | 90.72 | 4
Industrial | 11711 | 154.66 | 4
Industrial | 11711 | 154.66 | 4
Industrial | 11711 | 156.15 | 4
Industrial | 11713 | 118.67 | 4
Industrial | 11715 | 90 | 4
Industrial | 11715 | 119.85 | 4
Industrial | 11715.8301 | 139.47 | 4
Industrial | 11716 | 117.04 | 4
Industrial | 11717 | 120.32 | 4
Industrial | 11720 | 117.41 | 4
Industrial | 11722 | 116.87 | 4
Industrial | 11724 | 144.71 | 4
Industrial | 11728 | 78.79 | 4
Industrial | 11730 | 89.54 | 4
Industrial | 11730 | 89.54 | 4
Industrial | 11731 | 122.2 | 4
Industrial | 11732 | 127.52 | 4
Industrial | 11739.5996 | 101.73 | 4
Industrial | 11740 | 122.44 | 4
Industrial | 11741 | 94.11 | 4
Industrial | 11741 | 115.7 | 4
Industrial | 11742 | 109.53 | 4
Industrial | 11749 | 118.1 | 4
Industrial | 11750 | 95.4 | 4
Industrial | 11751 | 126.75 | 4
Industrial | 11752 | 86.8 | 4
Industrial | 11752 | 97.47 | 4
Industrial | 11752 | 97.47 | 4
Industrial | 11752 | 98.67 | 4
Industrial | 11755 | 132.32 | 4
Industrial | 11760 | 112.7 | 4
Industrial | 11763 | 130.41 | 4
Industrial | 11766 | 106.38 | 4
Industrial | 11767.1602 | 126.2 | 4
Industrial | 11769 | 129.33 | 4
Industrial | 11769 | 145.4 | 4
Industrial | 11770 | 92.9 | 4
Industrial | 11770 | 140.96 | 4
Industrial | 11771 | 96.99 | 4
Industrial | 11771 | 121.35 | 4
Industrial | 11771 | 121.38 | 4
Industrial | 11772 | 119.43 | 4
Industrial | 11772.1035 | 107.02 | 4
Industrial | 11772.1035 | 107.02 | 4
Industrial | 11775 | 118.43 | 4
Industrial | 11780 | 74.68 | 4
Industrial | 11780 | 108.37 | 4
Industrial | 11781 | 95.16 | 4
Industrial | 11781 | 102.62 | 4
Industrial | 11781 | 102.62 | 4
Industrial | 11784 | 117.84 | 4
Industrial | 11786 | 123.74 | 4
Industrial | 11789 | 113.79 | 4
Industrial | 11790 | 127.61 | 4
Industrial | 11790 | 131 | 4
Industrial | 11800 | 98.33 | 4
Industrial | 11800 | 119.19 | 4
Industrial | 11800 | 124.21 | 4
Industrial | 11800 | 124.21 | 4
Industrial | 11804 | 128.05 | 4
Industrial | 11806 | 113.41 | 4
Industrial | 11808 | 142.61 | 4
Industrial | 11810 | 114.06 | 4
Industrial | 11816 | 71.9 | 4
Industrial | 11816 | 117.57 | 4
Industrial | 11820 | 122.87 | 4
Industrial | 11820.71 | 116.24 | 4
Industrial | 11822 | 99.93 | 4
Industrial | 11823 | 133.79 | 4
Industrial | 11825 | 123.23 | 4
Industrial | 11825.5 | 119.76 | 4
Industrial | 11826 | 117.67 | 4
Industrial | 11828 | 123.04 | 4
Industrial | 11828 | 124.17 | 4
Industrial | 11830 | 96.57 | 4
Industrial | 11830 | 109.44 | 4
Industrial | 11831 | 114.53 | 4
Industrial | 11832 | 79.13 | 4
Industrial | 11833 | 108.46 | 4
Industrial | 11833 | 155.76 | 4
Industrial | 11834 | 95.82 | 4
Industrial | 11834 | 102.37 | 4
Industrial | 11834 | 102.37 | 4
Industrial | 11835 | 143.02 | 4
Industrial | 11837 | 118.25 | 4
Industrial | 11841 | 128.07 | 4
Industrial | 11842 | 104.31 | 4
Industrial | 11844 | 78.96 | 4
Industrial | 11846 | 79.88 | 4
Industrial | 11846 | 129.8 | 4
Industrial | 11846 | 129.8 | 4
Industrial | 11850 | 148.2 | 4
Industrial | 11853 | 110.57 | 4
Industrial | 11854 | 124.65 | 4
Industrial | 11859.4004 | 137.76 | 4
Industrial | 11859.4004 | 137.76 | 4
Industrial | 11859.4004 | 137.76 | 4
Industrial | 11859.4004 | 137.76 | 4
Industrial | 11860 | 122.19 | 4
Industrial | 11860 | 131.5 | 4
Industrial | 11861 | 129.77 | 4
Industrial | 11865 | 119.1 | 4
Industrial | 11866 | 134.84 | 4
Industrial | 11866.2002 | 142.88 | 4
Industrial | 11868 | 144.86 | 4
Industrial | 11869 | 108.39 | 4
Industrial | 11870 | 105.98 | 4
Industrial | 11871 | 130.44 | 4
Industrial | 11877 | 119.97 | 4
Industrial | 11878 | 121.38 | 4
Industrial | 11880 | 102.1 | 4
Industrial | 11880 | 112.71 | 4
Industrial | 11880 | 120.12 | 4
Industrial | 11880 | 122.73 | 4
Industrial | 11880.9004 | 134.78 | 4
Industrial | 11883 | 78.44 | 4
Industrial | 11889 | 133 | 4
Industrial | 11890 | 96.75 | 4
Industrial | 11890 | 148.72 | 4
Industrial | 11891 | 80.45 | 4
Industrial | 11892 | 153.45 | 4
Industrial | 11895 | 80.74 | 4
Industrial | 11900 | 103.48 | 4
Industrial | 11900 | 103.48 | 4
Industrial | 11900 | 108.18 | 4
Industrial | 11900 | 130.77 | 4
Industrial | 11900 | 132.22 | 4
Industrial | 11900 | 153.55 | 4
Industrial | 11906.3398 | 79 | 4
Industrial | 11907 | 124.99 | 4
Industrial | 11910 | 139.3 | 4
Industrial | 11910.6104 | 122.03 | 4
Industrial | 11914 | 119.25 | 4
Industrial | 11915 | 94.01 | 4
Industrial | 11916.6797 | 115.36 | 4
Industrial | 11917 | 116.49 | 4
Industrial | 11918 | 96.7 | 4
Industrial | 11918 | 130.35 | 4
Industrial | 11920 | 129.3 | 4
Industrial | 11920.9004 | 135.31 | 4
Industrial | 11923 | 142.79 | 4
Industrial | 11926 | 115.6 | 4
Industrial | 11926 | 123.56 | 4
Industrial | 11929.9004 | 97.84 | 4
Industrial | 11930 | 99 | 4
Industrial | 11931 | 133.91 | 4
Industrial | 11935 | 122.97 | 4
Industrial | 11936 | 98.8 | 4
Industrial | 11940 | 120.67 | 4
Industrial | 11940 | 120.67 | 4
Industrial | 11940 | 120.67 | 4
Industrial | 11940 | 120.67 | 4
Industrial | 11940 | 122.46 | 4
Industrial | 11942 | 120.5 | 4
Industrial | 11946 | 99.55 | 4
Industrial | 11947 | 122.46 | 4
Industrial | 11949 | 120.02 | 4
Industrial | 11950 | 97.11 | 4
Industrial | 11950 | 119.5 | 4
Industrial | 11952 | 84.01 | 4
Industrial | 11952 | 99.33 | 4
Industrial | 11952 | 99.33 | 4
Industrial | 11952 | 100.6 | 4
Industrial | 11952 | 104.2 | 4
Industrial | 11953 | 115.71 | 4
Industrial | 11954 | 90.43 | 4
Industrial | 11958 | 158.37 | 4
Industrial | 11958 | 158.37 | 4
Industrial | 11958 | 159.44 | 4
Industrial | 11960 | 97.47 | 4
Industrial | 11960 | 103 | 4
Industrial | 11961 | 124.24 | 4
Industrial | 11963 | 82.79 | 4
Industrial | 11963 | 124.67 | 4
Industrial | 11963 | 129.06 | 4
Industrial | 11963 | 135.5 | 4
Industrial | 11966.7568 | 142.29 | 4
Industrial | 11967 | 117.32 | 4
Industrial | 11967 | 117.79 | 4
Industrial | 11967 | 117.79 | 4
Industrial | 11970.0996 | 84.7 | 4
Industrial | 11972 | 76.9 | 4
Industrial | 11972 | 128.73 | 4
Industrial | 11976 | 114.2 | 4
Industrial | 11976 | 121.66 | 4
Industrial | 11977 | 96.1 | 4
Industrial | 11979 | 80.13 | 4
Industrial | 11979 | 80.13 | 4
Industrial | 11979.5664 | 115.3 | 4
Industrial | 11981 | 83.83 | 4
Industrial | 11981 | 119.1 | 4
Industrial | 11981 | 119.1 | 4
Industrial | 11986 | 81.42 | 4
Industrial | 11986 | 142.35 | 4
Industrial | 11989 | 140.39 | 4
Industrial | 11989 | 140.39 | 4
Industrial | 11989 | 140.44 | 4
Industrial | 11989 | 140.44 | 4
Industrial | 11993 | 140.27 | 4
Industrial | 11994 | 111 | 4
Industrial | 11995 | 87.2 | 4
Industrial | 11995.2998 | 139.37 | 4
Industrial | 11995.2998 | 139.37 | 4
Industrial | 12000 | 72.73 | 4
Industrial | 12000 | 75 | 4
Industrial | 12000 | 82.9 | 4
Industrial | 12000 | 93.75 | 4
Industrial | 12000 | 100 | 4
Industrial | 12000 | 100 | 4
Industrial | 12000 | 116.36 | 4
Industrial | 12000 | 120 | 4
Industrial | 12000 | 127.66 | 4
Industrial | 12000 | 127.66 | 4
Industrial | 12000 | 127.66 | 4
Industrial | 12000 | 127.66 | 4
Industrial | 12000 | 133.33 | 4
Industrial | 12000 | 138.87 | 4
Industrial | 12000 | 157.89 | 4
Industrial | 12001 | 133.54 | 4
Industrial | 12002 | 127.61 | 4
Industrial | 12002 | 127.61 | 4
Industrial | 12002.54 | 115.77 | 4
Industrial | 12003 | 122.23 | 4
Industrial | 12004 | 115.3 | 4
Industrial | 12007 | 104.77 | 4
Industrial | 12009 | 105.3 | 4
Industrial | 12010 | 100.92 | 4
Industrial | 12010 | 112 | 4
Industrial | 12010 | 115.41 | 4
Industrial | 12012 | 112.89 | 4
Industrial | 12012 | 122.37 | 4
Industrial | 12013 | 105.47 | 4
Industrial | 12018 | 120.63 | 4
Industrial | 12020 | 109.97 | 4
Industrial | 12023 | 107.44 | 4
Industrial | 12025 | 131.95 | 4
Industrial | 12026 | 96.48 | 4
Industrial | 12027 | 80.18 | 4
Industrial | 12027 | 126.47 | 4
Industrial | 12029 | 103.4 | 4
Industrial | 12029 | 111.79 | 4
Industrial | 12029 | 111.79 | 4
Industrial | 12030 | 84.36 | 4
Industrial | 12037 | 122.18 | 4
Industrial | 12038.2002 | 123.7 | 4
Industrial | 12039 | 132.08 | 4
Industrial | 12039 | 132.08 | 4
Industrial | 12041 | 125.99 | 4
Industrial | 12042 | 92.35 | 4
Industrial | 12042 | 110.07 | 4
Industrial | 12043 | 119.83 | 4
Industrial | 12045 | 104.92 | 4
Industrial | 12045 | 117.28 | 4
Industrial | 12049 | 124.04 | 4
Industrial | 12050 | 100.69 | 4
Industrial | 12050 | 101.26 | 4
Industrial | 12050 | 119.67 | 4
Industrial | 12057 | 97.39 | 4
Industrial | 12057 | 105.03 | 4
Industrial | 12057 | 105.03 | 4
Industrial | 12060 | 76.47 | 4
Industrial | 12060 | 103.4 | 4
Industrial | 12061 | 152.79 | 4
Industrial | 12064 | 130.44 | 4
Industrial | 12070 | 120.92 | 4
Industrial | 12070 | 147.95 | 4
Industrial | 12072.7803 | 77.889 | 4
Industrial | 12073 | 103.43 | 4
Industrial | 12074 | 123.72 | 4
Industrial | 12074.2598 | 102.5 | 4
Industrial | 12075 | 125.26 | 4
Industrial | 12075 | 125.26 | 4
Industrial | 12075 | 125.26 | 4
Industrial | 12080 | 109.82 | 4
Industrial | 12080 | 120.8 | 4
Industrial | 12080 | 144.48 | 4
Industrial | 12080 | 144.48 | 4
Industrial | 12080.6201 | 116.81 | 4
Industrial | 12084 | 130.52 | 4
Industrial | 12089 | 123.33 | 4
Industrial | 12094 | 91.1 | 4
Industrial | 12097 | 110.17 | 4
Industrial | 12100 | 87.34 | 4
Industrial | 12100 | 106.14 | 4
Industrial | 12100 | 121 | 4
Industrial | 12100 | 121 | 4
Industrial | 12100 | 121 | 4
Industrial | 12100 | 137.31 | 4
Industrial | 12105 | 101.94 | 4
Industrial | 12106 | 116.18 | 4
Industrial | 12110 | 102.63 | 4
Industrial | 12110 | 148.43 | 4
Industrial | 12110.8398 | 95.39 | 4
Industrial | 12111 | 108.72 | 4
Industrial | 12111 | 108.72 | 4
Industrial | 12111 | 108.72 | 4
Industrial | 12113 | 121.73 | 4
Industrial | 12114 | 129.95 | 4
Industrial | 12117.2402 | 114.75 | 4
Industrial | 12118.2002 | 121.18 | 4
Industrial | 12120 | 115.38 | 4
Industrial | 12120 | 136.52 | 4
Industrial | 12120 | 136.52 | 4
Industrial | 12120.2998 | 141.92 | 4
Industrial | 12120.2998 | 141.92 | 4
Industrial | 12120.2998 | 141.97 | 4
Industrial | 12120.2998 | 141.97 | 4
Industrial | 12122 | 110.7 | 4
Industrial | 12123 | 102.13 | 4
Industrial | 12123 | 121.23 | 4
Industrial | 12123 | 129.13 | 4
Industrial | 12127 | 117.74 | 4
Industrial | 12127 | 117.74 | 4
Industrial | 12129 | 107.24 | 4
Industrial | 12130 | 115.09 | 4
Industrial | 12130 | 122.9 | 4
Industrial | 12133 | 130.34 | 4
Industrial | 12133 | 130.34 | 4
Industrial | 12137 | 124.09 | 4
Industrial | 12137 | 125.24 | 4
Industrial | 12137.8857 | 121.39 | 4
Industrial | 12139 | 110.66 | 4
Industrial | 12140 | 128.25 | 4
Industrial | 12140 | 165.73 | 4
Industrial | 12141 | 82.2 | 4
Industrial | 12142 | 147.16 | 4
Industrial | 12143 | 100.86 | 4
Industrial | 12144 | 110.7 | 4
Industrial | 12145 | 107.48 | 4
Industrial | 12148 | 105.1 | 4
Industrial | 12148 | 119.68 | 4
Industrial | 12150 | 100.11 | 4
Industrial | 12150 | 114.62 | 4
Industrial | 12150 | 115.71 | 4
Industrial | 12150 | 166.17 | 4
Industrial | 12152 | 122.93 | 4
Industrial | 12160 | 97.3 | 4
Industrial | 12162 | 80.25 | 4
Industrial | 12163 | 127.59 | 4
Industrial | 12165 | 122.83 | 4
Industrial | 12166 | 100.8 | 4
Industrial | 12166 | 140.97 | 4
Industrial | 12168 | 121.68 | 4
Industrial | 12170 | 132.57 | 4
Industrial | 12170 | 136.16 | 4
Industrial | 12170 | 136.16 | 4
Industrial | 12170 | 166.03 | 4
Industrial | 12175 | 89.43 | 4
Industrial | 12176 | 143.89 | 4
Industrial | 12179 | 125.1 | 4
Industrial | 12180 | 166.62 | 4
Industrial | 12183 | 119.09 | 4
Industrial | 12190 | 107.5 | 4
Industrial | 12190 | 111.22 | 4
Industrial | 12190 | 111.22 | 4
Industrial | 12190 | 141.42 | 4
Industrial | 12193 | 124.69 | 4
Industrial | 12195 | 124.06 | 4
Industrial | 12197.5 | 98.9 | 4
Industrial | 12198 | 130.89 | 4
Industrial | 12200 | 81.33 | 4
Industrial | 12200 | 84.14 | 4
Industrial | 12200 | 84.14 | 4
Industrial | 12200 | 84.14 | 4
Industrial | 12200 | 90.37 | 4
Industrial | 12200 | 90.37 | 4
Industrial | 12200 | 93.85 | 4
Industrial | 12200 | 106.09 | 4
Industrial | 12200 | 106.09 | 4
Industrial | 12200 | 110.31 | 4
Industrial | 12200 | 111.52 | 4
Industrial | 12200 | 128.42 | 4
Industrial | 12200 | 132.75 | 4
Industrial | 12205.04 | 74.42 | 4
Industrial | 12209 | 103.61 | 4
Industrial | 12211.4004 | 123.76 | 4
Industrial | 12212 | 136 | 4
Industrial | 12212.7002 | 120.92 | 4
Industrial | 12214 | 122.35 | 4
Industrial | 12216 | 80.42 | 4
Industrial | 12216 | 91.3 | 4
Industrial | 12216 | 91.3 | 4
Industrial | 12218 | 74.3 | 4
Industrial | 12222 | 96.08 | 4
Industrial | 12222.2695 | 129.78 | 4
Industrial | 12226 | 104.9 | 4
Industrial | 12226 | 126.35 | 4
Industrial | 12227 | 117.34 | 4
Industrial | 12227 | 126.46 | 4
Industrial | 12227 | 127.06 | 4
Industrial | 12227.8398 | 110 | 4
Industrial | 12230 | 100.25 | 4
Industrial | 12231 | 113.93 | 4
Industrial | 12235 | 108 | 4
Industrial | 12235 | 125.64 | 4
Industrial | 12239 | 118.37 | 4
Industrial | 12240 | 99.67 | 4
Industrial | 12240 | 102.86 | 4
Industrial | 12240 | 124.48 | 4
Industrial | 12246 | 107.8 | 4
Industrial | 12247 | 116.2 | 4
Industrial | 12247 | 123.71 | 4
Industrial | 12248 | 116.65 | 4
Industrial | 12250 | 99.19 | 4
Industrial | 12250 | 104.81 | 4
Industrial | 12250 | 105.72 | 4
Industrial | 12250 | 106.75 | 4
Industrial | 12250 | 112.8 | 4
Industrial | 12253 | 133 | 4
Industrial | 12254 | 125.85 | 4
Industrial | 12254 | 134.29 | 4
Industrial | 12255 | 146.57 | 4
Industrial | 12255 | 146.57 | 4
Industrial | 12260 | 90.4 | 4
Industrial | 12260 | 117.44 | 4
Industrial | 12260 | 153.54 | 4
Industrial | 12261 | 124.1 | 4
Industrial | 12261 | 129.2 | 4
Industrial | 12262 | 136.4 | 4
Industrial | 12262 | 136.4 | 4
Industrial | 12265 | 112.94 | 4
Industrial | 12267 | 127.15 | 4
Industrial | 12268 | 101.22 | 4
Industrial | 12270 | 126.83 | 4
Industrial | 12272 | 81.26 | 4
Industrial | 12273 | 126.49 | 4
Industrial | 12274.7002 | 124.87 | 4
Industrial | 12275 | 124.87 | 4
Industrial | 12280 | 111.64 | 4
Industrial | 12280 | 116.51 | 4
Industrial | 12280 | 124.42 | 4
Industrial | 12280 | 126.73 | 4
Industrial | 12280 | 133.91 | 4
Industrial | 12280 | 147.3 | 4
Industrial | 12280 | 147.53 | 4
Industrial | 12280 | 150.51 | 4
Industrial | 12281 | 113.08 | 4
Industrial | 12282 | 111.65 | 4
Industrial | 12282 | 115.2 | 4
Industrial | 12285 | 99.23 | 4
Industrial | 12285 | 107.01 | 4
Industrial | 12285 | 107.01 | 4
Industrial | 12288.5 | 123.63 | 4
Industrial | 12290 | 185.2 | 4
Industrial | 12291 | 87.8 | 4
Industrial | 12295 | 147.05 | 4
Industrial | 12295 | 147.07 | 4
Industrial | 12296 | 83.14 | 4
Industrial | 12296 | 113.22 | 4
Industrial | 12296.7402 | 82 | 4
Industrial | 12299 | 108.84 | 4
Industrial | 12300 | 123 | 4
Industrial | 12300 | 139.77 | 4
Industrial | 12301 | 123.23 | 4
Industrial | 12302 | 81.19 | 4
Industrial | 12304 | 129.26 | 4
Industrial | 12305 | 99.64 | 4
Industrial | 12305 | 106.44 | 4
Industrial | 12305 | 106.44 | 4
Industrial | 12306 | 120.18 | 4
Industrial | 12309 | 98.95 | 4
Industrial | 12309 | 98.95 | 4
Industrial | 12310 | 126.5 | 4
Industrial | 12310 | 131.97 | 4
Industrial | 12314 | 122.04 | 4
Industrial | 12320 | 121.74 | 4
Industrial | 12320 | 123.45 | 4
Industrial | 12320 | 127.8 | 4
Industrial | 12320 | 132.93 | 4
Industrial | 12323 | 123.23 | 4
Industrial | 12324 | 103.48 | 4
Industrial | 12325 | 121.05 | 4
Industrial | 12326 | 94.96 | 4
Industrial | 12328 | 120.86 | 4
Industrial | 12329 | 120.17 | 4
Industrial | 12329 | 120.17 | 4
Industrial | 12329 | 125.49 | 4
Industrial | 12330 | 101.48 | 4
Industrial | 12330 | 114.17 | 4
Industrial | 12330 | 122.38 | 4
Industrial | 12330 | 122.38 | 4
Industrial | 12333 | 112.84 | 4
Industrial | 12334 | 78.92 | 4
Industrial | 12337 | 117.1 | 4
Industrial | 12339 | 129.33 | 4
Industrial | 12340 | 78.52 | 4
Industrial | 12340 | 143.14 | 4
Industrial | 12342 | 114.7 | 4
Industrial | 12342 | 114.7 | 4
Industrial | 12345 | 84.27 | 4
Industrial | 12346 | 112.75 | 4
Industrial | 12349 | 82.73 | 4
Industrial | 12349 | 102.91 | 4
Industrial | 12349 | 107.86 | 4
Industrial | 12349 | 107.86 | 4
Industrial | 12355 | 127.12 | 4
Industrial | 12357 | 100.1 | 4
Industrial | 12358.5996 | 127.46 | 4
Industrial | 12358.5996 | 127.46 | 4
Industrial | 12359 | 98.2 | 4
Industrial | 12360 | 113.81 | 4
Industrial | 12360 | 186.28 | 4
Industrial | 12364 | 123.64 | 4
Industrial | 12367 | 132.47 | 4
Industrial | 12367.2998 | 104.28 | 4
Industrial | 12368 | 101.45 | 4
Industrial | 12368 | 139.81 | 4
Industrial | 12369 | 84.98 | 4
Industrial | 12369 | 123.69 | 4
Industrial | 12370 | 128.25 | 4
Industrial | 12370 | 143.22 | 4
Industrial | 12373 | 130.86 | 4
Industrial | 12380 | 77.68 | 4
Industrial | 12380 | 131.8 | 4
Industrial | 12380 | 131.8 | 4
Industrial | 12382 | 98.27 | 4
Industrial | 12383 | 85.4 | 4
Industrial | 12383 | 134.52 | 4
Industrial | 12384 | 140.92 | 4
Industrial | 12385 | 112.39 | 4
Industrial | 12385 | 162.3 | 4
Industrial | 12386 | 103.22 | 4
Industrial | 12386.3604 | 102.7 | 4
Industrial | 12387 | 123.87 | 4
Industrial | 12390 | 107.74 | 4
Industrial | 12390 | 115.58 | 4
Industrial | 12390 | 139.53 | 4
Industrial | 12392 | 101.24 | 4
Industrial | 12397 | 100.6 | 4
Industrial | 12398 | 123.86 | 4
Industrial | 12398.0996 | 107.48 | 4
Industrial | 12400 | 124 | 4
Industrial | 12400 | 147.27 | 4
Industrial | 12401 | 124.38 | 4
Industrial | 12404 | 130.75 | 4
Industrial | 12408 | 136.2 | 4
Industrial | 12414 | 124.14 | 4
Industrial | 12416 | 86.04 | 4
Industrial | 12417 | 127 | 4
Industrial | 12420 | 100.47 | 4
Industrial | 12420 | 101.94 | 4
Industrial | 12420 | 115 | 4
Industrial | 12420 | 138 | 4
Industrial | 12424 | 88.2 | 4
Industrial | 12428 | 82 | 4
Industrial | 12429 | 148.65 | 4
Industrial | 12429 | 148.65 | 4
Industrial | 12430 | 83.14 | 4
Industrial | 12430 | 83.14 | 4
Industrial | 12430 | 119.98 | 4
Industrial | 12431 | 99.6 | 4
Industrial | 12433 | 82.89 | 4
Industrial | 12435 | 138.07 | 4
Industrial | 12440 | 107.9 | 4
Industrial | 12446 | 84.93 | 4
Industrial | 12450 | 91.25 | 4
Industrial | 12453 | 111.29 | 4
Industrial | 12454 | 149.38 | 4
Industrial | 12455 | 116.4 | 4
Industrial | 12457 | 138.57 | 4
Industrial | 12460 | 136.22 | 4
Industrial | 12462 | 72.5 | 4
Industrial | 12462 | 85.01 | 4
Industrial | 12465.0996 | 124.9 | 4
Industrial | 12467 | 89.03 | 4
Industrial | 12469 | 128.56 | 4
Industrial | 12469 | 128.56 | 4
Industrial | 12470 | 127.12 | 4
Industrial | 12470 | 129.22 | 4
Industrial | 12470 | 131.4 | 4
Industrial | 12471 | 83.87 | 4
Industrial | 12471.4004 | 122.27 | 4
Industrial | 12472 | 149.17 | 4
Industrial | 12472 | 149.19 | 4
Industrial | 12473 | 84.03 | 4
Industrial | 12480 | 119.08 | 4
Industrial | 12480 | 124.8 | 4
Industrial | 12480 | 124.8 | 4
Industrial | 12480 | 124.8 | 4
Industrial | 12480 | 138.0684 | 4
Industrial | 12480 | 138.0684 | 4
Industrial | 12480 | 138.82 | 4
Industrial | 12484 | 94.77 | 4
Industrial | 12484 | 113 | 4
Industrial | 12485 | 120.68 | 4
Industrial | 12486 | 92.69 | 4
Industrial | 12487 | 85.26 | 4
Industrial | 12487 | 130.8 | 4
Industrial | 12488 | 125.03 | 4
Industrial | 12488 | 125.03 | 4
Industrial | 12489 | 134.52 | 4
Industrial | 12493 | 96.1 | 4
Industrial | 12494 | 130.47 | 4
Industrial | 12496 | 113.6 | 4
Industrial | 12498 | 110.9 | 4
Industrial | 12498 | 110.9 | 4
Industrial | 12500 | 75.68 | 4
Industrial | 12500 | 90.58 | 4
Industrial | 12500 | 119.85 | 4
Industrial | 12500 | 123.18 | 4
Industrial | 12500 | 131.58 | 4
Industrial | 12500 | 131.58 | 4
Industrial | 12501 | 123.14 | 4
Industrial | 12503 | 100.6 | 4
Industrial | 12507 | 126.81 | 4
Industrial | 12508 | 105.52 | 4
Industrial | 12516 | 142.03 | 4
Industrial | 12520 | 122.75 | 4
Industrial | 12520 | 126 | 4
Industrial | 12521 | 118.8 | 4
Industrial | 12521 | 126.6 | 4
Industrial | 12524 | 137 | 4
Industrial | 12526 | 93.06 | 4
Industrial | 12527 | 101.8 | 4
Industrial | 12527 | 131.04 | 4
Industrial | 12527 | 164.22 | 4
Industrial | 12528 | 111.26 | 4
Industrial | 12532 | 116.6 | 4
Industrial | 12533.9297 | 132.19 | 4
Industrial | 12534 | 113.02 | 4
Industrial | 12535.29 | 83.291 | 4
Industrial | 12536 | 129.83 | 4
Industrial | 12540 | 120.68 | 4
Industrial | 12540 | 120.68 | 4
Industrial | 12540 | 130.6 | 4
Industrial | 12540 | 150.14 | 4
Industrial | 12543 | 85.33 | 4
Industrial | 12545 | 85.28 | 4
Industrial | 12545 | 126.07 | 4
Industrial | 12550 | 125.84 | 4
Industrial | 12554.2002 | 141.28 | 4
Industrial | 12560 | 122.78 | 4
Industrial | 12561 | 88.49 | 4
Industrial | 12566.4004 | 140.78 | 4
Industrial | 12567 | 127.25 | 4
Industrial | 12568 | 155.58 | 4
Industrial | 12570 | 114.79 | 4
Industrial | 12570 | 137.65 | 4
Industrial | 12570 | 142.79 | 4
Industrial | 12570.2002 | 92.02 | 4
Industrial | 12571.7197 | 118.33 | 4
Industrial | 12571.7197 | 118.33 | 4
Industrial | 12574 | 91.4 | 4
Industrial | 12579 | 106.33 | 4
Industrial | 12583 | 80.2 | 4
Industrial | 12584 | 126.16 | 4
Industrial | 12586 | 101.5 | 4
Industrial | 12590 | 104.67 | 4
Industrial | 12590 | 104.67 | 4
Industrial | 12590 | 108 | 4
Industrial | 12593 | 126.03 | 4
Industrial | 12595 | 157.73 | 4
Industrial | 12597 | 85.06 | 4
Industrial | 12600 | 98.44 | 4
Industrial | 12600 | 116.67 | 4
Industrial | 12600 | 126.2 | 4
Industrial | 12600 | 140 | 4
Industrial | 12602 | 132.3 | 4
Industrial | 12603 | 119 | 4
Industrial | 12603.5 | 117.01 | 4
Industrial | 12604 | 126.24 | 4
Industrial | 12605 | 122.38 | 4
Industrial | 12610 | 85.03 | 4
Industrial | 12611 | 130.79 | 4
Industrial | 12614.3496 | 99.22 | 4
Industrial | 12615 | 126.38 | 4
Industrial | 12623 | 84.17 | 4
Industrial | 12623 | 124.12 | 4
Industrial | 12625 | 124.26 | 4
Industrial | 12625.0703 | 122.12 | 4
Industrial | 12626 | 126.49 | 4
Industrial | 12628 | 129.16 | 4
Industrial | 12630 | 124.18 | 4
Industrial | 12630 | 126.53 | 4
Industrial | 12631 | 96.05 | 4
Industrial | 12631 | 124.44 | 4
Industrial | 12636 | 126.36 | 4
Industrial | 12636.46 | 102.17 | 4
Industrial | 12640 | 137.54 | 4
Industrial | 12641 | 112.26 | 4
Industrial | 12644 | 130.35 | 4
Industrial | 12644 | 130.35 | 4
Industrial | 12644 | 130.35 | 4
Industrial | 12645 | 129.6 | 4
Industrial | 12647 | 115.82 | 4
Industrial | 12647 | 137.47 | 4
Industrial | 12650 | 122.1 | 4
Industrial | 12650 | 126.5 | 4
Industrial | 12650 | 151.24 | 4
Industrial | 12650 | 151.3 | 4
Industrial | 12652 | 151.32 | 4
Industrial | 12652 | 151.34 | 4
Industrial | 12654 | 107.2 | 4
Industrial | 12660 | 102.26 | 4
Industrial | 12660 | 110.28 | 4
Industrial | 12660 | 110.33 | 4
Industrial | 12664 | 110.12 | 4
Industrial | 12667 | 121.56 | 4
Industrial | 12667 | 124.06 | 4
Industrial | 12669 | 126.99 | 4
Industrial | 12669 | 142.35 | 4
Industrial | 12673 | 126.73 | 4
Industrial | 12675 | 151.76 | 4
Industrial | 12681 | 101.2 | 4
Industrial | 12682 | 129.03 | 4
Industrial | 12682 | 131.09 | 4
Industrial | 12683.6602 | 102.68 | 4
Industrial | 12684 | 100.3 | 4
Industrial | 12686 | 107.97 | 4
Industrial | 12690 | 158.86 | 4
Industrial | 12691 | 120.75 | 4
Industrial | 12698 | 104.25 | 4
Industrial | 12700 | 110.43 | 4
Industrial | 12700 | 110.43 | 4
Industrial | 12700 | 110.43 | 4
Industrial | 12700 | 118.47 | 4
Industrial | 12700 | 127 | 4
Industrial | 12700 | 130.52 | 4
Industrial | 12700 | 135.11 | 4
Industrial | 12700.5 | 146.98 | 4
Industrial | 12700.5 | 146.98 | 4
Industrial | 12700.5 | 146.98 | 4
Industrial | 12701 | 117.14 | 4
Industrial | 12707 | 87.6 | 4
Industrial | 12707 | 129.5 | 4
Industrial | 12707 | 130.46 | 4
Industrial | 12707.0654 | 118.25 | 4
Industrial | 12707.2812 | 123.25 | 4
Industrial | 12709 | 132.91 | 4
Industrial | 12710 | 158.7 | 4
Industrial | 12711 | 98.61 | 4
Industrial | 12716 | 134.69 | 4
Industrial | 12718 | 97.2 | 4
Industrial | 12718 | 127.22 | 4
Industrial | 12720 | 127.07 | 4
Industrial | 12720 | 159 | 4
Industrial | 12721 | 123.5 | 4
Industrial | 12725.2295 | 104.04 | 4
Industrial | 12727 | 136.42 | 4
Industrial | 12729 | 118.96 | 4
Industrial | 12732 | 90.3 | 4
Industrial | 12733.4004 | 132.3 | 4
Industrial | 12733.5 | 129.5 | 4
Industrial | 12734 | 70.63 | 4
Industrial | 12734 | 107.01 | 4
Industrial | 12737 | 133.72 | 4
Industrial | 12738 | 84.17 | 4
Industrial | 12742 | 134.38 | 4
Industrial | 12744 | 128.66 | 4
Industrial | 12745 | 84.97 | 4
Industrial | 12746 | 123.75 | 4
Industrial | 12746 | 127.73 | 4
Industrial | 12747 | 137.64 | 4
Industrial | 12749 | 110.86 | 4
Industrial | 12749 | 118.93 | 4
Industrial | 12750 | 131.58 | 4
Industrial | 12752 | 138.01 | 4
Industrial | 12753 | 117.62 | 4
Industrial | 12754 | 138.11 | 4
Industrial | 12755.1904 | 109.11 | 4
Industrial | 12755.1904 | 109.11 | 4
Industrial | 12758.0898 | 134.1 | 4
Industrial | 12758.4004 | 140.2 | 4
Industrial | 12759 | 123.63 | 4
Industrial | 12760 | 121.06 | 4
Industrial | 12760 | 128.5 | 4
Industrial | 12760 | 143.18 | 4
Industrial | 12763 | 139 | 4
Industrial | 12765.2998 | 147.85 | 4
Industrial | 12765.2998 | 147.85 | 4
Industrial | 12765.2998 | 147.85 | 4
Industrial | 12765.2998 | 152.33 | 4
Industrial | 12765.2998 | 152.33 | 4
Industrial | 12767 | 107.11 | 4
Industrial | 12767 | 119.8 | 4
Industrial | 12767 | 119.8 | 4
Industrial | 12767 | 125.54 | 4
Industrial | 12770 | 128.6 | 4
Industrial | 12770 | 132.74 | 4
Industrial | 12773 | 92.36 | 4
Industrial | 12774 | 133.68 | 4
Industrial | 12775 | 94.84 | 4
Industrial | 12775 | 98.65 | 4
Industrial | 12778.1299 | 160.21 | 4
Industrial | 12780 | 134.09 | 4
Industrial | 12781 | 85.21 | 4
Industrial | 12781 | 128.25 | 4
Industrial | 12782 | 131.25 | 4
Industrial | 12782 | 131.25 | 4
Industrial | 12783 | 126.24 | 4
Industrial | 12785 | 104.45 | 4
Industrial | 12785 | 121.3 | 4
Industrial | 12785 | 129.53 | 4
Industrial | 12785 | 129.55 | 4
Industrial | 12788 | 106.57 | 4
Industrial | 12788 | 126.24 | 4
Industrial | 12789 | 91.48 | 4
Industrial | 12795 | 124.22 | 4
Industrial | 12798 | 108.09 | 4
Industrial | 12800 | 122.25 | 4
Industrial | 12800 | 124.27 | 4
Industrial | 12800 | 137.63 | 4
Industrial | 12801 | 105.1 | 4
Industrial | 12801 | 105.1 | 4
Industrial | 12802 | 125.26 | 4
Industrial | 12810 | 109.9 | 4
Industrial | 12813 | 128.23 | 4
Industrial | 12813 | 137.82 | 4
Industrial | 12814 | 137.67 | 4
Industrial | 12814 | 137.67 | 4
Industrial | 12815 | 129.59 | 4
Industrial | 12815.9004 | 132.23 | 4
Industrial | 12815.9004 | 132.23 | 4
Industrial | 12820 | 130.1 | 4
Industrial | 12825 | 130.71 | 4
Industrial | 12826 | 135.64 | 4
Industrial | 12827 | 97.62 | 4
Industrial | 12828 | 97.77 | 4
Industrial | 12831 | 90.2 | 4
Industrial | 12835 | 87.28 | 4
Industrial | 12835 | 124.85 | 4
Industrial | 12840 | 96.18 | 4
Industrial | 12840 | 98.22 | 4
Industrial | 12841 | 144.64 | 4
Industrial | 12842 | 86.61 | 4
Industrial | 12843 | 62.57 | 4
Industrial | 12843 | 135.82 | 4
Industrial | 12843 | 135.82 | 4
Industrial | 12847.21 | 160.31 | 4
Industrial | 12847.21 | 160.31 | 4
Industrial | 12848.0527 | 104.56 | 4
Industrial | 12850 | 86.6 | 4
Industrial | 12850.6074 | 142.1685 | 4
Industrial | 12850.6074 | 142.1685 | 4
Industrial | 12852 | 85.97 | 4
Industrial | 12852.7998 | 113.96 | 4
Industrial | 12854.2002 | 160.68 | 4
Industrial | 12858 | 119.83 | 4
Industrial | 12859 | 134.88 | 4
Industrial | 12860 | 126.08 | 4
Industrial | 12860 | 126.08 | 4
Industrial | 12860 | 146.34 | 4
Industrial | 12861 | 134.35 | 4
Industrial | 12863 | 125.9 | 4
Industrial | 12863 | 130.8 | 4
Industrial | 12866 | 131.93 | 4
Industrial | 12866.7832 | 123.08 | 4
Industrial | 12868 | 81.34 | 4
Industrial | 12868 | 128.42 | 4
Industrial | 12870 | 154.86 | 4
Industrial | 12871 | 124.72 | 4
Industrial | 12872 | 128.95 | 4
Industrial | 12874 | 107.57 | 4
Industrial | 12880.6602 | 86 | 4
Industrial | 12882 | 94.03 | 4
Industrial | 12884 | 154.05 | 4
Industrial | 12884 | 154.1 | 4
Industrial | 12886.2998 | 128.71 | 4
Industrial | 12886.4404 | 125.48 | 4
Industrial | 12886.4404 | 125.48 | 4
Industrial | 12886.4404 | 125.48 | 4
Industrial | 12887 | 131.47 | 4
Industrial | 12889 | 107.41 | 4
Industrial | 12894 | 144.26 | 4
Industrial | 12895 | 128.95 | 4
Industrial | 12899 | 119.44 | 4
Industrial | 12899 | 119.62 | 4
Industrial | 12900 | 86 | 4
Industrial | 12901 | 85.95 | 4
Industrial | 12904.7598 | 129.05 | 4
Industrial | 12907.4004 | 135.16 | 4
Industrial | 12909 | 128.32 | 4
Industrial | 12910 | 145.11 | 4
Industrial | 12910 | 145.11 | 4
Industrial | 12911 | 127.08 | 4
Industrial | 12917 | 132.51 | 4
Industrial | 12920 | 104.62 | 4
Industrial | 12920 | 111.76 | 4
Industrial | 12920 | 111.79 | 4
Industrial | 12920 | 118.32 | 4
Industrial | 12920 | 141.78 | 4
Industrial | 12920 | 141.78 | 4
Industrial | 12920 | 149.57 | 4
Industrial | 12921 | 91.6 | 4
Industrial | 12921 | 103.7 | 4
Industrial | 12921 | 129.08 | 4
Industrial | 12921.9648 | 107.29 | 4
Industrial | 12925 | 140.53 | 4
Industrial | 12926 | 97.2 | 4
Industrial | 12927 | 129.91 | 4
Industrial | 12931 | 126.77 | 4
Industrial | 12933 | 130.11 | 4
Industrial | 12933 | 131.7 | 4
Industrial | 12940 | 176.15 | 4
Industrial | 12941.9697 | 130.33 | 4
Industrial | 12943 | 122.8 | 4
Industrial | 12943 | 131.13 | 4
Industrial | 12945 | 127.41 | 4
Industrial | 12948 | 86.38 | 4
Industrial | 12950 | 110.3 | 4
Industrial | 12950 | 144.85 | 4
Industrial | 12951 | 165.72 | 4
Industrial | 12957 | 107.98 | 4
Industrial | 12958 | 88.21 | 4
Industrial | 12958 | 95.99 | 4
Industrial | 12958.4141 | 115.17 | 4
Industrial | 12959 | 136.5 | 4
Industrial | 12960 | 158.86 | 4
Industrial | 12963.75 | 104.76 | 4
Industrial | 12968 | 117 | 4
Industrial | 12968 | 129.71 | 4
Industrial | 12971 | 128.68 | 4
Industrial | 12972 | 118.47 | 4
Industrial | 12976 | 140.68 | 4
Industrial | 12976 | 164.44 | 4
Industrial | 12976 | 164.44 | 4
Industrial | 12976 | 164.44 | 4
Industrial | 12977 | 115.6 | 4
Industrial | 12978 | 94.45 | 4
Industrial | 12978 | 138.73 | 4
Industrial | 12979 | 130.6 | 4
Industrial | 12980 | 136.86 | 4
Industrial | 12986 | 90.62 | 4
Industrial | 12986 | 139.66 | 4
Industrial | 12987 | 106.1 | 4
Industrial | 12988 | 131.15 | 4
Industrial | 12989 | 128.22 | 4
Industrial | 12990 | 124.15 | 4
Industrial | 12990 | 132.42 | 4
Industrial | 12990 | 156.05 | 4
Industrial | 12990.1602 | 124.15 | 4
Industrial | 12991 | 130.93 | 4
Industrial | 12992 | 129.27 | 4
Industrial | 12993.2002 | 85.78 | 4
Industrial | 12994 | 112.3 | 4
Industrial | 12996 | 91.4 | 4
Industrial | 12996 | 110.51 | 4
Industrial | 12996 | 127.16 | 4
Industrial | 12996 | 130.74 | 4
Industrial | 13000 | 107 | 4
Industrial | 13000 | 108.33 | 4
Industrial | 13000 | 110.17 | 4
Industrial | 13000 | 113.04 | 4
Industrial | 13000 | 113.04 | 4
Industrial | 13000 | 113.04 | 4
Industrial | 13000 | 116.07 | 4
Industrial | 13000 | 119.05 | 4
Industrial | 13000 | 122.99 | 4
Industrial | 13000 | 123.81 | 4
Industrial | 13000 | 125.24 | 4
Industrial | 13000 | 127.33 | 4
Industrial | 13000 | 128.59 | 4
Industrial | 13000 | 130 | 4
Industrial | 13000 | 130 | 4
Industrial | 13000 | 130 | 4
Industrial | 13000 | 130 | 4
Industrial | 13000 | 130 | 4
Industrial | 13000 | 130 | 4
Industrial | 13000 | 130 | 4
Industrial | 13000 | 130 | 4
Industrial | 13000 | 135.14 | 4
Industrial | 13000 | 135.42 | 4
Industrial | 13000 | 135.42 | 4
Industrial | 13000 | 135.67 | 4
Industrial | 13002.4004 | 129.25 | 4
Industrial | 13003 | 113.7 | 4
Industrial | 13003 | 118.21 | 4
Industrial | 13003 | 121.52 | 4
Industrial | 13003 | 130.03 | 4
Industrial | 13008 | 130.08 | 4
Industrial | 13008 | 130.62 | 4
Industrial | 13010 | 89.48 | 4
Industrial | 13010 | 89.5 | 4
Industrial | 13010 | 126.93 | 4
Industrial | 13013 | 119.28 | 4
Industrial | 13015 | 109.36 | 4
Industrial | 13017 | 87.54 | 4
Industrial | 13019 | 86.2 | 4
Industrial | 13020 | 130.2 | 4
Industrial | 13020 | 140 | 4
Industrial | 13024 | 126.57 | 4
Industrial | 13025 | 107.64 | 4
Industrial | 13026 | 124.29 | 4
Industrial | 13027.9697 | 122.93 | 4
Industrial | 13028 | 86.69 | 4
Industrial | 13030 | 99.31 | 4
Industrial | 13030 | 110.33 | 4
Industrial | 13030 | 113.3 | 4
Industrial | 13030 | 121.44 | 4
Industrial | 13030 | 122.23 | 4
Industrial | 13032 | 129.54 | 4
Industrial | 13034.46 | 136 | 4
Industrial | 13037 | 134.14 | 4
Industrial | 13038 | 116.93 | 4
Industrial | 13038.4004 | 108.78 | 4
Industrial | 13040 | 148.13 | 4
Industrial | 13040 | 159.67 | 4
Industrial | 13041.7998 | 86.95 | 4
Industrial | 13042 | 136.11 | 4
Industrial | 13045 | 88.26 | 4
Industrial | 13045 | 130.71 | 4
Industrial | 13045 | 132.41 | 4
Industrial | 13045 | 141.06 | 4
Industrial | 13046 | 132.72 | 4
Industrial | 13050 | 177.74 | 4
Industrial | 13054 | 128.48 | 4
Industrial | 13055 | 125.77 | 4
Industrial | 13058 | 134.18 | 4
Industrial | 13059 | 86.5 | 4
Industrial | 13059.4004 | 139.08 | 4
Industrial | 13060 | 147.74 | 4
Industrial | 13060 | 159.91 | 4
Industrial | 13060 | 178.73 | 4
Industrial | 13061 | 127.3 | 4
Industrial | 13061 | 137.24 | 4
Industrial | 13061 | 143.65 | 4
Industrial | 13062 | 106.37 | 4
Industrial | 13068 | 106.76 | 4
Industrial | 13068 | 113.63 | 4
Industrial | 13068 | 121.9 | 4
Industrial | 13070 | 156.62 | 4
Industrial | 13070 | 178.14 | 4
Industrial | 13075 | 87.2 | 4
Industrial | 13077 | 87.3 | 4
Industrial | 13077 | 90.06 | 4
Industrial | 13077.3896 | 116.1 | 4
Industrial | 13077.3896 | 116.1 | 4
Industrial | 13080 | 125.53 | 4
Industrial | 13086.4902 | 117.46 | 4
Industrial | 13090 | 88.09 | 4
Industrial | 13090 | 88.1 | 4
Industrial | 13090 | 128.08 | 4
Industrial | 13092 | 131.53 | 4
Industrial | 13093 | 126.5 | 4
Industrial | 13093 | 132.05 | 4
Industrial | 13098 | 89.7 | 4
Industrial | 13098 | 129.94 | 4
Industrial | 13098 | 137.43 | 4
Industrial | 13100 | 137.89 | 4
Industrial | 13100 | 137.89 | 4
Industrial | 13100 | 137.89 | 4
Industrial | 13100 | 137.89 | 4
Industrial | 13103 | 90.22 | 4
Industrial | 13104 | 126.61 | 4
Industrial | 13107.8701 | 106.92 | 4
Industrial | 13108 | 129.51 | 4
Industrial | 13110 | 113.11 | 4
Industrial | 13110 | 143.4198 | 4
Industrial | 13110 | 143.42 | 4
Industrial | 13111 | 111 | 4
Industrial | 13111 | 129.43 | 4
Industrial | 13111 | 131.16 | 4
Industrial | 13111 | 131.29 | 4
Industrial | 13114 | 149.12 | 4
Industrial | 13116.5996 | 109.31 | 4
Industrial | 13119 | 92.45 | 4
Industrial | 13119 | 110.43 | 4
Industrial | 13120 | 118.52 | 4
Industrial | 13121 | 129.02 | 4
Industrial | 13121.3799 | 107.11 | 4
Industrial | 13124 | 135.2 | 4
Industrial | 13126 | 135.73 | 4
Industrial | 13127 | 131.28 | 4
Industrial | 13128 | 128.58 | 4
Industrial | 13128 | 144.77 | 4
Industrial | 13130 | 126.93 | 4
Industrial | 13131 | 137.68 | 4
Industrial | 13131 | 145.22 | 4
Industrial | 13134 | 123.44 | 4
Industrial | 13138 | 127.93 | 4
Industrial | 13140 | 82.6 | 4
Industrial | 13140 | 107.2 | 4
Industrial | 13140 | 125.38 | 4
Industrial | 13142 | 112.1 | 4
Industrial | 13143 | 137.62 | 4
Industrial | 13149 | 109.58 | 4
Industrial | 13149.5098 | 115.12 | 4
Industrial | 13149.5098 | 115.12 | 4
Industrial | 13150 | 113.56 | 4
Industrial | 13150 | 124.76 | 4
Industrial | 13150 | 130.59 | 4
Industrial | 13150 | 133.9 | 4
Industrial | 13150 | 179.33 | 4
Industrial | 13150 | 180.01 | 4
Industrial | 13151 | 130.34 | 4
Industrial | 13155 | 129.86 | 4
Industrial | 13156 | 127.73 | 4
Industrial | 13157 | 89.32 | 4
Industrial | 13158 | 129 | 4
Industrial | 13158.2803 | 98.53 | 4
Industrial | 13160 | 110.4 | 4
Industrial | 13160 | 127.03 | 4
Industrial | 13160 | 128.02 | 4
Industrial | 13160 | 132.66 | 4
Industrial | 13160 | 159.44 | 4
Industrial | 13164 | 132.81 | 4
Industrial | 13164 | 146.27 | 4
Industrial | 13166 | 121.3 | 4
Industrial | 13166.5996 | 121.31 | 4
Industrial | 13167.6553 | 107.21 | 4
Industrial | 13169.2002 | 130 | 4
Industrial | 13171 | 113.7 | 4
Industrial | 13175 | 86.52 | 4
Industrial | 13178 | 83.19 | 4
Industrial | 13187 | 132.27 | 4
Industrial | 13192.0996 | 133.81 | 4
Industrial | 13194 | 121.05 | 4
Industrial | 13194 | 121.05 | 4
Industrial | 13197 | 93.66 | 4
Industrial | 13197 | 131.31 | 4
Industrial | 13200 | 88 | 4
Industrial | 13200 | 97.78 | 4
Industrial | 13200 | 97.78 | 4
Industrial | 13200.2305 | 130.57 | 4
Industrial | 13202.8936 | 111.04 | 4
Industrial | 13205 | 114 | 4
Industrial | 13210 | 127.02 | 4
Industrial | 13211 | 88.31 | 4
Industrial | 13211 | 113.01 | 4
Industrial | 13212 | 95.5 | 4
Industrial | 13215 | 130.33 | 4
Industrial | 13216 | 132.16 | 4
Industrial | 13217 | 130.65 | 4
Industrial | 13218 | 129.72 | 4
Industrial | 13220 | 83.14 | 4
Industrial | 13220 | 99.25 | 4
Industrial | 13222 | 132.22 | 4
Industrial | 13223 | 132.81 | 4
Industrial | 13226 | 82.9 | 4
Industrial | 13226 | 127.17 | 4
Industrial | 13226.8691 | 128.54 | 4
Industrial | 13227 | 129.04 | 4
Industrial | 13230 | 81.67 | 4
Industrial | 13230 | 88.32 | 4
Industrial | 13230 | 160.27 | 4
Industrial | 13232 | 89 | 4
Industrial | 13233 | 133.13 | 4
Industrial | 13233.4199 | 128.156 | 4
Industrial | 13234 | 130.51 | 4
Industrial | 13241 | 131.49 | 4
Industrial | 13242 | 116.46 | 4
Industrial | 13242 | 116.46 | 4
Industrial | 13242 | 116.46 | 4
Industrial | 13243 | 109.69 | 4
Industrial | 13243 | 131.44 | 4
Industrial | 13243 | 158.69 | 4
Industrial | 13244 | 127.96 | 4
Industrial | 13244.7998 | 128.79 | 4
Industrial | 13248 | 120.99 | 4
Industrial | 13249 | 127.41 | 4
Industrial | 13249 | 127.41 | 4
Industrial | 13249 | 132.73 | 4
Industrial | 13250 | 129.77 | 4
Industrial | 13253 | 90.4 | 4
Industrial | 13260 | 113.33 | 4
Industrial | 13260.1797 | 115.07 | 4
Industrial | 13263 | 126.31 | 4
Industrial | 13263 | 126.31 | 4
Industrial | 13266 | 124.33 | 4
Industrial | 13269 | 82.21 | 4
Industrial | 13271 | 123.45 | 4
Industrial | 13274 | 126.14 | 4
Industrial | 13274.0303 | 126.14 | 4
Industrial | 13275 | 135.53 | 4
Industrial | 13275 | 135.53 | 4
Industrial | 13275 | 135.53 | 4
Industrial | 13279 | 129.05 | 4
Industrial | 13281 | 112.51 | 4
Industrial | 13283 | 101.02 | 4
Industrial | 13283 | 141.5 | 4
Industrial | 13286 | 108.1 | 4
Industrial | 13287 | 112.6 | 4
Industrial | 13289 | 92.03 | 4
Industrial | 13293 | 88.62 | 4
Industrial | 13294 | 109.9 | 4
Industrial | 13300 | 122.47 | 4
Industrial | 13300 | 126.67 | 4
Industrial | 13302 | 113.6 | 4
Industrial | 13304 | 132.77 | 4
Industrial | 13308 | 149.53 | 4
Industrial | 13310 | 85.05 | 4
Industrial | 13312 | 139.58 | 4
Industrial | 13320 | 88.02 | 4
Industrial | 13320 | 119.35 | 4
Industrial | 13320 | 120.54 | 4
Industrial | 13320 | 136.5 | 4
Industrial | 13320 | 136.5 | 4
Industrial | 13322.7305 | 131.26 | 4
Industrial | 13322.7305 | 131.26 | 4
Industrial | 13322.7305 | 131.26 | 4
Industrial | 13329 | 133.29 | 4
Industrial | 13330 | 128.54 | 4
Industrial | 13330 | 136.06 | 4
Industrial | 13330 | 142.29 | 4
Industrial | 13333.2998 | 123.88 | 4
Industrial | 13333.4004 | 112.59 | 4
Industrial | 13337 | 89.41 | 4
Industrial | 13337 | 89.41 | 4
Industrial | 13338 | 129.75 | 4
Industrial | 13340 | 129.51 | 4
Industrial | 13347 | 121.78 | 4
Industrial | 13350 | 116.09 | 4
Industrial | 13350 | 124.53 | 4
Industrial | 13350.2002 | 129.61 | 4
Industrial | 13354 | 130.16 | 4
Industrial | 13357 | 134.15 | 4
Industrial | 13358 | 97.79 | 4
Industrial | 13358 | 132 | 4
Industrial | 13360 | 120.04 | 4
Industrial | 13362 | 131.65 | 4
Industrial | 13366 | 111.57 | 4
Industrial | 13369.1602 | 122.92 | 4
Industrial | 13370 | 83.9 | 4
Industrial | 13370 | 107.8 | 4
Industrial | 13370 | 112.54 | 4
Industrial | 13373 | 133.46 | 4
Industrial | 13377 | 133.64 | 4
Industrial | 13380 | 84.2 | 4
Industrial | 13380 | 134.22 | 4
Industrial | 13381 | 133.81 | 4
Industrial | 13383.4463 | 127.33 | 4
Industrial | 13384 | 151.92 | 4
Industrial | 13387.2002 | 126.89 | 4
Industrial | 13390 | 130.13 | 4
Industrial | 13390 | 163.83 | 4
Industrial | 13390.7002 | 132.84 | 4
Industrial | 13392 | 132.86 | 4
Industrial | 13393.8896 | 131.7 | 4
Industrial | 13400 | 67 | 4
Industrial | 13400 | 127.62 | 4
Industrial | 13402 | 127.4 | 4
Industrial | 13404.3096 | 130.05 | 4
Industrial | 13406 | 132.86 | 4
Industrial | 13408 | 116.59 | 4
Industrial | 13408 | 124.96 | 4
Industrial | 13410 | 129.07 | 4
Industrial | 13412 | 125.93 | 4
Industrial | 13413 | 110.76 | 4
Industrial | 13413.5215 | 116.05 | 4
Industrial | 13414 | 134.01 | 4
Industrial | 13415 | 110.59 | 4
Industrial | 13416 | 130.25 | 4
Industrial | 13416 | 134.16 | 4
Industrial | 13416 | 140.76 | 4
Industrial | 13421 | 147.65 | 4
Industrial | 13421.9004 | 129.03 | 4
Industrial | 13422 | 124.51 | 4
Industrial | 13422 | 129.03 | 4
Industrial | 13423 | 124.7 | 4
Industrial | 13423 | 124.7 | 4
Industrial | 13423 | 124.7 | 4
Industrial | 13428 | 128.13 | 4
Industrial | 13428 | 136.26 | 4
Industrial | 13430 | 83.2 | 4
Industrial | 13430 | 150.06 | 4
Industrial | 13432 | 134.89 | 4
Industrial | 13433 | 95.95 | 4
Industrial | 13440 | 103 | 4
Industrial | 13440 | 150.37 | 4
Industrial | 13442.8623 | 125.19 | 4
Industrial | 13443 | 102.46 | 4
Industrial | 13449 | 127.6 | 4
Industrial | 13449 | 135.44 | 4
Industrial | 13450 | 121.61 | 4
Industrial | 13450 | 133.3 | 4
Industrial | 13450 | 139.31 | 4
Industrial | 13452 | 106 | 4
Industrial | 13456 | 131.52 | 4
Industrial | 13457 | 134.57 | 4
Industrial | 13457.4004 | 130.91 | 4
Industrial | 13459 | 130.54 | 4
Industrial | 13460 | 114.75 | 4
Industrial | 13460 | 131.96 | 4
Industrial | 13462 | 135.76 | 4
Industrial | 13467 | 99.83 | 4
Industrial | 13467 | 125.63 | 4
Industrial | 13468 | 96.5 | 4
Industrial | 13469 | 100.69 | 4
Industrial | 13471 | 137.18 | 4
Industrial | 13472 | 97.4 | 4
Industrial | 13475 | 141.1 | 4
Industrial | 13480 | 122.1 | 4
Industrial | 13482 | 123.46 | 4
Industrial | 13482 | 136.32 | 4
Industrial | 13483 | 89.23 | 4
Industrial | 13485 | 130.04 | 4
Industrial | 13486 | 121.5 | 4
Industrial | 13487 | 129.81 | 4
Industrial | 13488 | 134.75 | 4
Industrial | 13488.2773 | 111.39 | 4
Industrial | 13491 | 134.51 | 4
Industrial | 13493 | 123.22 | 4
Industrial | 13495 | 78.73 | 4
Industrial | 13495 | 130.59 | 4
Industrial | 13498 | 128.19 | 4
Industrial | 13499.3164 | 147.6788 | 4
Industrial | 13499.3164 | 147.6788 | 4
Industrial | 13500 | 87.1 | 4
Industrial | 13500 | 96.43 | 4
Industrial | 13500 | 128.57 | 4
Industrial | 13504 | 78.15 | 4
Industrial | 13504.4199 | 133.71 | 4
Industrial | 13507 | 114.47 | 4
Industrial | 13507.5 | 114 | 4
Industrial | 13510 | 138.86 | 4
Industrial | 13510 | 165.28 | 4
Industrial | 13515.5996 | 132.83 | 4
Industrial | 13519 | 112.13 | 4
Industrial | 13520 | 117.57 | 4
Industrial | 13520 | 122.91 | 4
Industrial | 13520 | 126.12 | 4
Industrial | 13521.4004 | 122.92 | 4
Industrial | 13522 | 90.81 | 4
Industrial | 13522 | 90.81 | 4
Industrial | 13525 | 143.43 | 4
Industrial | 13526 | 130.56 | 4
Industrial | 13527 | 133.67 | 4
Industrial | 13528 | 131.34 | 4
Industrial | 13532 | 111.1 | 4
Industrial | 13532 | 111.1 | 4
Industrial | 13533 | 137.84 | 4
Industrial | 13535 | 113.5 | 4
Industrial | 13536 | 132.58 | 4
Industrial | 13537 | 151.23 | 4
Industrial | 13542 | 133.68 | 4
Industrial | 13542 | 138.89 | 4
Industrial | 13546 | 96.1 | 4
Industrial | 13547 | 111.04 | 4
Industrial | 13547 | 111.04 | 4
Industrial | 13547 | 111.04 | 4
Industrial | 13548 | 110.91 | 4
Industrial | 13548 | 127.81 | 4
Industrial | 13550 | 148.66 | 4
Industrial | 13554 | 129.58 | 4
Industrial | 13554 | 129.58 | 4
Industrial | 13555 | 132.5 | 4
Industrial | 13555 | 143.23 | 4
Industrial | 13560 | 96.86 | 4
Industrial | 13560 | 169.29 | 4
Industrial | 13562 | 133.62 | 4
Industrial | 13562.1797 | 104.51 | 4
Industrial | 13562.1797 | 104.51 | 4
Industrial | 13562.1797 | 105 | 4
Industrial | 13563 | 131.68 | 4
Industrial | 13564 | 134.56 | 4
Industrial | 13567 | 136.49 | 4
Industrial | 13570 | 152.85 | 4
Industrial | 13570.4199 | 143.34 | 4
Industrial | 13575 | 132.96 | 4
Industrial | 13576 | 130.29 | 4
Industrial | 13576 | 145.35 | 4
Industrial | 13578 | 103.73 | 4
Industrial | 13578 | 103.73 | 4
Industrial | 13578 | 103.73 | 4
Industrial | 13578.3604 | 103.7 | 4
Industrial | 13578.6201 | 134.4 | 4
Industrial | 13580 | 129.33 | 4
Industrial | 13580 | 130.33 | 4
Industrial | 13580 | 154.42 | 4
Industrial | 13581 | 135.81 | 4
Industrial | 13584 | 90.44 | 4
Industrial | 13584 | 90.44 | 4
Industrial | 13586.6699 | 131.5 | 4
Industrial | 13587 | 92.52 | 4
Industrial | 13587 | 134.26 | 4
Industrial | 13588 | 135.47 | 4
Industrial | 13600 | 108.8 | 4
Industrial | 13600.5996 | 130.4 | 4
Industrial | 13603.2002 | 134.42 | 4
Industrial | 13605 | 136.16 | 4
Industrial | 13607.5498 | 139.44 | 4
Industrial | 13613 | 110.39 | 4
Industrial | 13618 | 77.59 | 4
Industrial | 13623 | 151.37 | 4
Industrial | 13625 | 135.03 | 4
Industrial | 13625.7002 | 132.57 | 4
Industrial | 13625.7002 | 132.57 | 4
Industrial | 13627 | 133.08 | 4
Industrial | 13630 | 105 | 4
Industrial | 13630 | 105.01 | 4
Industrial | 13633 | 137.17 | 4
Industrial | 13638 | 124.21 | 4
Industrial | 13638.2002 | 124.21 | 4
Industrial | 13639 | 97.91 | 4
Industrial | 13640 | 134.7 | 4
Industrial | 13640 | 134.7 | 4
Industrial | 13641 | 136.88 | 4
Industrial | 13645 | 97.46 | 4
Industrial | 13647 | 136.33 | 4
Industrial | 13648 | 111.87 | 4
Industrial | 13648 | 111.87 | 4
Industrial | 13648 | 111.87 | 4
Industrial | 13650 | 90.76 | 4
Industrial | 13650 | 92.79 | 4
Industrial | 13650 | 127.28 | 4
Industrial | 13650 | 164 | 4
Industrial | 13653 | 132.42 | 4
Industrial | 13654.2002 | 131.08 | 4
Industrial | 13655 | 104.08 | 4
Industrial | 13656 | 132.71 | 4
Industrial | 13661 | 133.93 | 4
Industrial | 13661 | 138.55 | 4
Industrial | 13661 | 138.56 | 4
Industrial | 13663 | 136.49 | 4
Industrial | 13665 | 116.3 | 4
Industrial | 13667.0898 | 117.11 | 4
Industrial | 13667.0898 | 117.11 | 4
Industrial | 13669 | 86.07 | 4
Industrial | 13669 | 138.62 | 4
Industrial | 13670 | 108.1 | 4
Industrial | 13670 | 113.35 | 4
Industrial | 13675 | 135.26 | 4
Industrial | 13676 | 129.02 | 4
Industrial | 13676.2998 | 128.83 | 4
Industrial | 13677 | 133.3 | 4
Industrial | 13678 | 99.84 | 4
Industrial | 13678 | 153.74 | 4
Industrial | 13687.6602 | 129.75 | 4
Industrial | 13688 | 126.74 | 4
Industrial | 13688 | 126.74 | 4
Industrial | 13688 | 150.2 | 4
Industrial | 13689.7305 | 85.42 | 4
Industrial | 13691 | 113.9 | 4
Industrial | 13692 | 127.89 | 4
Industrial | 13694 | 132.18 | 4
Industrial | 13697 | 140.79 | 4
Industrial | 13699 | 109.33 | 4
Industrial | 13699 | 136.31 | 4
Industrial | 13709 | 133.1 | 4
Industrial | 13711.4004 | 135.76 | 4
Industrial | 13714 | 163.6516 | 4
Industrial | 13714 | 163.6516 | 4
Industrial | 13714 | 163.6516 | 4
Industrial | 13715 | 111.3 | 4
Industrial | 13715 | 137.15 | 4
Industrial | 13720 | 79.92 | 4
Industrial | 13720 | 134.51 | 4
Industrial | 13721 | 131.81 | 4
Industrial | 13721 | 143.68 | 4
Industrial | 13726 | 130.72 | 4
Industrial | 13727 | 130.98 | 4
Industrial | 13730 | 111.85 | 4
Industrial | 13730 | 137.98 | 4
Industrial | 13730 | 137.98 | 4
Industrial | 13730.1309 | 111.73 | 4
Industrial | 13732 | 137.76 | 4
Industrial | 13735 | 144.11 | 4
Industrial | 13737 | 119.45 | 4
Industrial | 13737 | 128.14 | 4
Industrial | 13739 | 93.9 | 4
Industrial | 13740 | 125.82 | 4
Industrial | 13740 | 165.88 | 4
Industrial | 13741 | 128.9 | 4
Industrial | 13741 | 128.9 | 4
Industrial | 13741.4004 | 128.91 | 4
Industrial | 13743 | 93.65 | 4
Industrial | 13743 | 111.91 | 4
Industrial | 13744 | 135.28 | 4
Industrial | 13745 | 93.6 | 4
Industrial | 13747 | 133.47 | 4
Industrial | 13750 | 85.94 | 4
Industrial | 13750 | 125 | 4
Industrial | 13750.9004 | 130.59 | 4
Industrial | 13751 | 138.19 | 4
Industrial | 13751.0303 | 125.01 | 4
Industrial | 13752 | 127.81 | 4
Industrial | 13752 | 135.49 | 4
Industrial | 13754 | 131.24 | 4
Industrial | 13754 | 137.54 | 4
Industrial | 13758 | 98.3 | 4
Industrial | 13765 | 124.68 | 4
Industrial | 13765 | 129.16 | 4
Industrial | 13766 | 85.24 | 4
Industrial | 13766 | 86.5 | 4
Industrial | 13766 | 141.25 | 4
Industrial | 13769 | 115.9 | 4
Industrial | 13770.8604 | 125.19 | 4
Industrial | 13774 | 114.71 | 4
Industrial | 13774 | 129.94 | 4
Industrial | 13774 | 129.94 | 4
Industrial | 13774 | 129.94 | 4
Industrial | 13777.7002 | 148.95 | 4
Industrial | 13780 | 118.59 | 4
Industrial | 13780 | 122.27 | 4
Industrial | 13780 | 122.27 | 4
Industrial | 13782 | 141.02 | 4
Industrial | 13784 | 134.35 | 4
Industrial | 13785 | 93.4 | 4
Industrial | 13787 | 91.91 | 4
Industrial | 13787 | 91.91 | 4
Industrial | 13787 | 133.34 | 4
Industrial | 13788 | 93.9 | 4
Industrial | 13789 | 133.87 | 4
Industrial | 13789 | 138.54 | 4
Industrial | 13790 | 123.02 | 4
Industrial | 13792 | 134.95 | 4
Industrial | 13792 | 140.99 | 4
Industrial | 13796 | 136.32 | 4
Industrial | 13799 | 136.62 | 4
Industrial | 13799 | 137.85 | 4
Industrial | 13800 | 102.3 | 4
Industrial | 13800 | 102.3 | 4
Industrial | 13800 | 102.3 | 4
Industrial | 13800 | 138 | 4
Industrial | 13805 | 103.64 | 4
Industrial | 13806 | 113.54 | 4
Industrial | 13811 | 125.55 | 4
Industrial | 13811 | 137.15 | 4
Industrial | 13815 | 138.98 | 4
Industrial | 13816 | 113.62 | 4
Industrial | 13817 | 136.67 | 4
Industrial | 13821 | 94.42 | 4
Industrial | 13825 | 96.07 | 4
Industrial | 13825 | 138.51 | 4
Industrial | 13829 | 94.69 | 4
Industrial | 13830 | 106.06 | 4
Industrial | 13830 | 135.46 | 4
Industrial | 13830 | 144.67 | 4
Industrial | 13830 | 150 | 4
Industrial | 13831 | 116.32 | 4
Industrial | 13832 | 141.36 | 4
Industrial | 13836 | 162.2 | 4
Industrial | 13838 | 91.29 | 4
Industrial | 13838 | 133.19 | 4
Industrial | 13839 | 119.3 | 4
Industrial | 13839 | 119.3 | 4
Industrial | 13839 | 119.3 | 4
Industrial | 13839 | 119.3 | 4
Industrial | 13839 | 128.97 | 4
Industrial | 13840 | 98.86 | 4
Industrial | 13843 | 130.82 | 4
Industrial | 13843 | 130.82 | 4
Industrial | 13843.8301 | 138.3 | 4
Industrial | 13844 | 140.88 | 4
Industrial | 13845 | 143.56 | 4
Industrial | 13848 | 139.32 | 4
Industrial | 13848 | 139.32 | 4
Industrial | 13849 | 93.96 | 4
Industrial | 13850 | 145.39 | 4
Industrial | 13850.4004 | 140.61 | 4
Industrial | 13852 | 134.88 | 4
Industrial | 13853 | 137.17 | 4
Industrial | 13857 | 115.86 | 4
Industrial | 13858 | 87.6 | 4
Industrial | 13860 | 91.8 | 4
Industrial | 13860 | 131.5 | 4
Industrial | 13860 | 140 | 4
Industrial | 13860 | 155.78 | 4
Industrial | 13864 | 115.92 | 4
Industrial | 13864 | 118.1 | 4
Industrial | 13865.1201 | 119.6 | 4
Industrial | 13865.1201 | 119.6 | 4
Industrial | 13870 | 129.63 | 4
Industrial | 13870 | 129.63 | 4
Industrial | 13873 | 105.12 | 4
Industrial | 13876 | 141.32 | 4
Industrial | 13879.7305 | 121.53 | 4
Industrial | 13879.7305 | 121.53 | 4
Industrial | 13879.7305 | 121.53 | 4
Industrial | 13879.7305 | 121.53 | 4
Industrial | 13879.7305 | 121.53 | 4
Industrial | 13879.7305 | 121.53 | 4
Industrial | 13880 | 99.14 | 4
Industrial | 13880 | 111.72 | 4
Industrial | 13880 | 139.25 | 4
Industrial | 13880 | 139.25 | 4
Industrial | 13882 | 138.68 | 4
Industrial | 13883.4004 | 93.55 | 4
Industrial | 13885.0996 | 132.58 | 4
Industrial | 13888 | 127.41 | 4
Industrial | 13888 | 127.41 | 4
Industrial | 13889 | 88.5 | 4
Industrial | 13894 | 138.87 | 4
Industrial | 13898 | 144.07 | 4
Industrial | 13900 | 104.03 | 4
Industrial | 13900 | 123.45 | 4
Industrial | 13900 | 123.45 | 4
Industrial | 13900 | 139.81 | 4
Industrial | 13902.3398 | 118.14 | 4
Industrial | 13904 | 140.49 | 4
Industrial | 13904 | 140.49 | 4
Industrial | 13907 | 134.76 | 4
Industrial | 13910 | 82 | 4
Industrial | 13910 | 92.49 | 4
Industrial | 13912 | 120.97 | 4
Industrial | 13912 | 129.78 | 4
Industrial | 13920 | 136.07 | 4
Industrial | 13920 | 170.42 | 4
Industrial | 13921 | 130.47 | 4
Industrial | 13928 | 114.54 | 4
Industrial | 13930 | 152.86 | 4
Industrial | 13931 | 99.9 | 4
Industrial | 13936 | 134 | 4
Industrial | 13936 | 134 | 4
Industrial | 13936 | 134 | 4
Industrial | 13940 | 90.5 | 4
Industrial | 13940 | 99.1 | 4
Industrial | 13940 | 104.8 | 4
Industrial | 13940 | 133.65 | 4
Industrial | 13942 | 139.42 | 4
Industrial | 13945 | 135.13 | 4
Industrial | 13948 | 116.23 | 4
Industrial | 13948.7998 | 113.26 | 4
Industrial | 13949 | 121 | 4
Industrial | 13950 | 97.18 | 4
Industrial | 13950 | 135.04 | 4
Industrial | 13951.5 | 91.68 | 4
Industrial | 13960 | 190.19 | 4
Industrial | 13960.4199 | 85.59 | 4
Industrial | 13961 | 139.05 | 4
Industrial | 13965 | 144.64 | 4
Industrial | 13967 | 116.39 | 4
Industrial | 13969 | 146.93 | 4
Industrial | 13970 | 94.19 | 4
Industrial | 13970 | 94.19 | 4
Industrial | 13970 | 130.56 | 4
Industrial | 13970 | 130.56 | 4
Industrial | 13973 | 106.91 | 4
Industrial | 13974 | 87.24 | 4
Industrial | 13976 | 130.37 | 4
Industrial | 13976 | 137.83 | 4
Industrial | 13981 | 96.7 | 4
Industrial | 13981 | 127.56 | 4
Industrial | 13985.2998 | 140.56 | 4
Industrial | 13987 | 120.37 | 4
Industrial | 13995 | 111.93 | 4
Industrial | 13995 | 138.02 | 4
Industrial | 13995 | 144.32 | 4
Industrial | 13998 | 127.25 | 4
Industrial | 14000 | 93.33 | 4
Industrial | 14000 | 100 | 4
Industrial | 14000 | 106.87 | 4
Industrial | 14000 | 112 | 4
Industrial | 14000 | 112 | 4
Industrial | 14000 | 112 | 4
Industrial | 14000 | 112 | 4
Industrial | 14000 | 114.72 | 4
Industrial | 14000 | 116.67 | 4
Industrial | 14000 | 127.27 | 4
Industrial | 14000 | 137.93 | 4
Industrial | 14000 | 140 | 4
Industrial | 14015 | 142.54 | 4
Industrial | 14016 | 142.41 | 4
Industrial | 14019 | 146.98 | 4
Industrial | 14020 | 136.24 | 4
Industrial | 14021.5596 | 140.22 | 4
Industrial | 14023 | 81.6 | 4
Industrial | 14023 | 82.63 | 4
Industrial | 14024 | 93.6 | 4
Industrial | 14025 | 142.13 | 4
Industrial | 14028 | 141.17 | 4
Industrial | 14030 | 79.27 | 4
Industrial | 14030 | 169.73 | 4
Industrial | 14033 | 118.12 | 4
Industrial | 14033 | 128.66 | 4
Industrial | 14034 | 139.64 | 4
Industrial | 14035 | 164.54 | 4
Industrial | 14037.4502 | 117.03 | 4
Industrial | 14037.4502 | 117.03 | 4
Industrial | 14037.4502 | 117.03 | 4
Industrial | 14040 | 148.56 | 4
Industrial | 14045 | 128.15 | 4
Industrial | 14048 | 139.78 | 4
Industrial | 14049 | 141.87 | 4
Industrial | 14051.3496 | 122.96 | 4
Industrial | 14051.3496 | 122.96 | 4
Industrial | 14051.3496 | 122.96 | 4
Industrial | 14051.3496 | 122.96 | 4
Industrial | 14051.3496 | 122.96 | 4
Industrial | 14051.3496 | 122.96 | 4
Industrial | 14060 | 87.4 | 4
Industrial | 14061 | 139.77 | 4
Industrial | 14062 | 93.75 | 4
Industrial | 14066 | 140.66 | 4
Industrial | 14067 | 140.75 | 4
Industrial | 14067 | 140.75 | 4
Industrial | 14068.8096 | 108.22 | 4
Industrial | 14074.2803 | 106.68 | 4
Industrial | 14075 | 94.27 | 4
Industrial | 14077 | 100.55 | 4
Industrial | 14080 | 127 | 4
Industrial | 14080 | 128 | 4
Industrial | 14080 | 129.17 | 4
Industrial | 14080.5 | 135.48 | 4
Industrial | 14080.7305 | 132.76 | 4
Industrial | 14082 | 91.52 | 4
Industrial | 14083 | 95.27 | 4
Industrial | 14086 | 112.6 | 4
Industrial | 14086 | 112.6 | 4
Industrial | 14087 | 127.82 | 4
Industrial | 14088 | 136.51 | 4
Industrial | 14089 | 130.82 | 4
Industrial | 14093 | 139.95 | 4
Industrial | 14097 | 101 | 4
Industrial | 14100 | 135.32 | 4
Industrial | 14100 | 141 | 4
Industrial | 14101 | 104.45 | 4
Industrial | 14101 | 104.45 | 4
Industrial | 14106 | 115.81 | 4
Industrial | 14106 | 132.33 | 4
Industrial | 14110 | 141.5246 | 4
Industrial | 14110 | 141.5246 | 4
Industrial | 14112 | 94.97 | 4
Industrial | 14112 | 94.97 | 4
Industrial | 14112 | 94.97 | 4
Industrial | 14112 | 95 | 4
Industrial | 14112 | 95 | 4
Industrial | 14114.1738 | 114.13 | 4
Industrial | 14115 | 137.04 | 4
Industrial | 14115 | 137.04 | 4
Industrial | 14115 | 137.04 | 4
Industrial | 14115 | 137.04 | 4
Industrial | 14117 | 115.52 | 4
Industrial | 14120 | 122.46 | 4
Industrial | 14120 | 131.84 | 4
Industrial | 14120 | 138.98 | 4
Industrial | 14123.377 | 139.97 | 4
Industrial | 14127 | 169.19 | 4
Industrial | 14129 | 142.83 | 4
Industrial | 14130 | 137.32 | 4
Industrial | 14130 | 145.34 | 4
Industrial | 14130 | 145.43 | 4
Industrial | 14131 | 131.21 | 4
Industrial | 14137 | 82.89 | 4
Industrial | 14137.9102 | 95 | 4
Industrial | 14138 | 116.94 | 4
Industrial | 14140 | 106.24 | 4
Industrial | 14143 | 79 | 4
Industrial | 14144 | 132.67 | 4
Industrial | 14145 | 85.31 | 4
Industrial | 14145 | 152.15 | 4
Industrial | 14148 | 128.85 | 4
Industrial | 14153 | 141.25 | 4
Industrial | 14156 | 134.82 | 4
Industrial | 14163 | 91.37 | 4
Industrial | 14164 | 143.81 | 4
Industrial | 14166 | 137.53 | 4
Industrial | 14170 | 104.05 | 4
Industrial | 14173 | 139.5 | 4
Industrial | 14174 | 90.86 | 4
Industrial | 14174.3799 | 95 | 4
Industrial | 14185 | 137.72 | 4
Industrial | 14186 | 124.77 | 4
Industrial | 14186 | 124.77 | 4
Industrial | 14187 | 94.58 | 4
Industrial | 14189 | 96.46 | 4
Industrial | 14190 | 102.5 | 4
Industrial | 14193 | 139.42 | 4
Industrial | 14193 | 149.15 | 4
Industrial | 14196.8604 | 141.97 | 4
Industrial | 14198 | 108.87 | 4
Industrial | 14198 | 146.37 | 4
Industrial | 14198 | 146.37 | 4
Industrial | 14198 | 146.37 | 4
Industrial | 14199 | 132.58 | 4
Industrial | 14199 | 143.66 | 4
Industrial | 14200 | 90.65 | 4
Industrial | 14200 | 139.22 | 4
Industrial | 14200 | 172.06 | 4
Industrial | 14202 | 91.46 | 4
Industrial | 14211 | 83.74 | 4
Industrial | 14215 | 94.56 | 4
Industrial | 14217.3516 | 115.34 | 4
Industrial | 14220 | 121.64 | 4
Industrial | 14223 | 95.71 | 4
Industrial | 14223.7002 | 78.01 | 4
Industrial | 14229 | 145.19 | 4
Industrial | 14230 | 83.62 | 4
Industrial | 14230 | 174.02 | 4
Industrial | 14239 | 132.91 | 4
Industrial | 14239 | 140.84 | 4
Industrial | 14240 | 139.61 | 4
Industrial | 14240 | 139.61 | 4
Industrial | 14254 | 94 | 4
Industrial | 14257 | 101.83 | 4
Industrial | 14259 | 130.46 | 4
Industrial | 14259 | 137.24 | 4
Industrial | 14260 | 106.1 | 4
Industrial | 14260 | 146.48 | 4
Industrial | 14260 | 194.94 | 4
Industrial | 14261 | 95.33 | 4
Industrial | 14265.8467 | 116.57 | 4
Industrial | 14270 | 95.2 | 4
Industrial | 14270 | 95.2 | 4
Industrial | 14270 | 142.9 | 4
Industrial | 14274 | 98.3 | 4
Industrial | 14276.2852 | 115.91 | 4
Industrial | 14278 | 119.08 | 4
Industrial | 14278 | 125.58 | 4
Industrial | 14279 | 90.6 | 4
Industrial | 14280 | 92.13 | 4
Industrial | 14283 | 130.32 | 4
Industrial | 14284 | 98.99 | 4
Industrial | 14290 | 85.62 | 4
Industrial | 14290 | 95.33 | 4
Industrial | 14290 | 95.33 | 4
Industrial | 14290 | 173.21 | 4
Industrial | 14291 | 135.85 | 4
Industrial | 14293 | 94.5 | 4
Industrial | 14294 | 147.12 | 4
Industrial | 14297 | 95.76 | 4
Industrial | 14302 | 96.19 | 4
Industrial | 14302 | 142.59 | 4
Industrial | 14303 | 139.27 | 4
Industrial | 14305 | 91.2 | 4
Industrial | 14310 | 81.52 | 4
Industrial | 14310 | 81.52 | 4
Industrial | 14310 | 81.94 | 4
Industrial | 14310 | 136.94 | 4
Industrial | 14310 | 174.53 | 4
Industrial | 14311 | 141.55 | 4
Industrial | 14319 | 143.19 | 4
Industrial | 14320 | 84.52 | 4
Industrial | 14323 | 155.68 | 4
Industrial | 14325 | 95.82 | 4
Industrial | 14327 | 97.17 | 4
Industrial | 14328 | 122.25 | 4
Industrial | 14330 | 143.3 | 4
Industrial | 14334 | 141.08 | 4
Industrial | 14338 | 86.06 | 4
Industrial | 14343 | 95.62 | 4
Industrial | 14350 | 107 | 4
Industrial | 14350 | 130.93 | 4
Industrial | 14350 | 137.58 | 4
Industrial | 14350 | 175.88 | 4
Industrial | 14352 | 78.04 | 4
Industrial | 14352 | 78.04 | 4
Industrial | 14352 | 78.04 | 4
Industrial | 14355.2998 | 118.64 | 4
Industrial | 14356.5996 | 94.93 | 4
Industrial | 14358 | 90.88 | 4
Industrial | 14358 | 107.79 | 4
Industrial | 14359 | 105.1 | 4
Industrial | 14360 | 131.26 | 4
Industrial | 14363 | 143.63 | 4
Industrial | 14367 | 103.66 | 4
Industrial | 14370 | 92.57 | 4
Industrial | 14374 | 115.92 | 4
Industrial | 14375 | 102.46 | 4
Industrial | 14375 | 131.04 | 4
Industrial | 14379 | 110.95 | 4
Industrial | 14380 | 80.3 | 4
Industrial | 14386 | 95.4 | 4
Industrial | 14386 | 95.4 | 4
Industrial | 14391 | 138.38 | 4
Industrial | 14392 | 133.38 | 4
Industrial | 14394 | 139.48 | 4
Industrial | 14394 | 143.94 | 4
Industrial | 14395 | 95.97 | 4
Industrial | 14396 | 130.75 | 4
Industrial | 14400 | 84.86 | 4
Industrial | 14400 | 96 | 4
Industrial | 14400 | 120 | 4
Industrial | 14400 | 120 | 4
Industrial | 14400 | 120 | 4
Industrial | 14400 | 120.5 | 4
Industrial | 14403 | 137.17 | 4
Industrial | 14405 | 96.68 | 4
Industrial | 14407 | 136.69 | 4
Industrial | 14408 | 121.28 | 4
Industrial | 14410 | 131 | 4
Industrial | 14410 | 162.22 | 4
Industrial | 14411.0195 | 145.13 | 4
Industrial | 14414 | 146.81 | 4
Industrial | 14420 | 84.06 | 4
Industrial | 14420 | 109.38 | 4
Industrial | 14423 | 81.87 | 4
Industrial | 14428 | 90 | 4
Industrial | 14428 | 90 | 4
Industrial | 14428 | 143.42 | 4
Industrial | 14430 | 162.3 | 4
Industrial | 14434 | 139.46 | 4
Industrial | 14434.6484 | 112.903 | 4
Industrial | 14435 | 114.93 | 4
Industrial | 14437 | 144.37 | 4
Industrial | 14439 | 139.1 | 4
Industrial | 14440 | 137.92 | 4
Industrial | 14444 | 96.52 | 4
Industrial | 14445 | 141.2 | 4
Industrial | 14447 | 106.4 | 4
Industrial | 14447 | 117.55 | 4
Industrial | 14450 | 101.03 | 4
Industrial | 14451 | 129 | 4
Industrial | 14455 | 110.5 | 4
Industrial | 14455 | 110.51 | 4
Industrial | 14455 | 110.51 | 4
Industrial | 14455 | 110.51 | 4
Industrial | 14461 | 144.61 | 4
Industrial | 14461.4199 | 99.06 | 4
Industrial | 14463 | 121.95 | 4
Industrial | 14463 | 122.15 | 4
Industrial | 14463 | 148.57 | 4
Industrial | 14466 | 140.58 | 4
Industrial | 14470 | 104.33 | 4
Industrial | 14470 | 129.43 | 4
Industrial | 14472 | 118.92 | 4
Industrial | 14474 | 144.6 | 4
Industrial | 14474 | 146.41 | 4
Industrial | 14478 | 95.24 | 4
Industrial | 14479.2803 | 130.44 | 4
Industrial | 14480 | 144.8 | 4
Industrial | 14480 | 144.8 | 4
Industrial | 14480 | 163.5 | 4
Industrial | 14484 | 131.79 | 4
Industrial | 14486 | 134.63 | 4
Industrial | 14486 | 150.99 | 4
Industrial | 14487.2432 | 115.43 | 4
Industrial | 14489 | 131.72 | 4
Industrial | 14490 | 126 | 4
Industrial | 14490 | 133.9 | 4
Industrial | 14491 | 155.53 | 4
Industrial | 14500 | 103.57 | 4
Industrial | 14500 | 103.57 | 4
Industrial | 14500 | 145 | 4
Industrial | 14501 | 96.1 | 4
Industrial | 14502.2998 | 140.15 | 4
Industrial | 14504 | 83.89 | 4
Industrial | 14504 | 83.89 | 4
Industrial | 14505 | 143.76 | 4
Industrial | 14507 | 101.6 | 4
Industrial | 14510 | 138.85 | 4
Industrial | 14513 | 93.31 | 4
Industrial | 14514 | 143.99 | 4
Industrial | 14520 | 110 | 4
Industrial | 14520 | 110 | 4
Industrial | 14520 | 125.93 | 4
Industrial | 14520 | 132 | 4
Industrial | 14520 | 135.57 | 4
Industrial | 14522 | 115.99 | 4
Industrial | 14529.0127 | 145.7273 | 4
Industrial | 14529.0127 | 145.7273 | 4
Industrial | 14530 | 103.36 | 4
Industrial | 14530 | 147.78 | 4
Industrial | 14530 | 147.78 | 4
Industrial | 14530 | 147.78 | 4
Industrial | 14530 | 147.78 | 4
Industrial | 14530 | 147.78 | 4
Industrial | 14530 | 147.78 | 4
Industrial | 14531 | 115.88 | 4
Industrial | 14531 | 122.94 | 4
Industrial | 14534 | 141.24 | 4
Industrial | 14538 | 117.43 | 4
Industrial | 14540 | 127.88 | 4
Industrial | 14540 | 127.88 | 4
Industrial | 14542 | 116.97 | 4
Industrial | 14545 | 139.86 | 4
Industrial | 14548 | 114.55 | 4
Industrial | 14549 | 140.03 | 4
Industrial | 14550 | 97 | 4
Industrial | 14550 | 139.64 | 4
Industrial | 14552 | 96.2 | 4
Industrial | 14553 | 110.5 | 4
Industrial | 14556 | 83.75 | 4
Industrial | 14556 | 121.9 | 4
Industrial | 14556 | 140.37 | 4
Industrial | 14558 | 90.12 | 4
Industrial | 14558.5996 | 129.12 | 4
Industrial | 14560 | 100.08 | 4
Industrial | 14560 | 116.72 | 4
Industrial | 14563 | 138.43 | 4
Industrial | 14566 | 122.4 | 4
Industrial | 14568 | 110.9 | 4
Industrial | 14575 | 119.66 | 4
Industrial | 14576 | 140.02 | 4
Industrial | 14578 | 111.6 | 4
Industrial | 14578 | 141.53 | 4
Industrial | 14579.6299 | 112.34 | 4
Industrial | 14580 | 85.48 | 4
Industrial | 14580 | 111.21 | 4
Industrial | 14582.1562 | 114.03 | 4
Industrial | 14583 | 120.52 | 4
Industrial | 14588 | 85.96 | 4
Industrial | 14590 | 121.68 | 4
Industrial | 14593 | 145.93 | 4
Industrial | 14593 | 145.93 | 4
Industrial | 14605 | 106.61 | 4
Industrial | 14605 | 118.45 | 4
Industrial | 14605.2002 | 118.45 | 4
Industrial | 14606 | 148.3 | 4
Industrial | 14608 | 97.39 | 4
Industrial | 14609 | 97.39 | 4
Industrial | 14611 | 121.45 | 4
Industrial | 14615 | 116.08 | 4
Industrial | 14617 | 96.49 | 4
Industrial | 14620 | 121.33 | 4
Industrial | 14620 | 136.76 | 4
Industrial | 14623 | 146.23 | 4
Industrial | 14627 | 85.3 | 4
Industrial | 14631 | 141.91 | 4
Industrial | 14638 | 89.9 | 4
Industrial | 14640 | 122.2 | 4
Industrial | 14643 | 109.11 | 4
Industrial | 14643 | 119.2 | 4
Industrial | 14650 | 107.48 | 4
Industrial | 14650 | 134.03 | 4
Industrial | 14655 | 123.92 | 4
Industrial | 14660 | 90.49 | 4
Industrial | 14660 | 92.8 | 4
Industrial | 14664 | 138.86 | 4
Industrial | 14665 | 127.19 | 4
Industrial | 14665 | 135.29 | 4
Industrial | 14668 | 122.34 | 4
Industrial | 14669 | 100.06 | 4
Industrial | 14670 | 132.28 | 4
Industrial | 14674 | 99.44 | 4
Industrial | 14675 | 123.94 | 4
Industrial | 14678.2305 | 130.18 | 4
Industrial | 14679 | 112.83 | 4
Industrial | 14680 | 100.2 | 4
Industrial | 14680 | 104.78 | 4
Industrial | 14684 | 123.6 | 4
Industrial | 14684.2695 | 106.15 | 4
Industrial | 14685 | 101.98 | 4
Industrial | 14690 | 142.5 | 4
Industrial | 14690 | 142.5 | 4
Industrial | 14693 | 117.26 | 4
Industrial | 14696 | 108.86 | 4
Industrial | 14696 | 140.63 | 4
Industrial | 14699 | 145.25 | 4
Industrial | 14700 | 86.23 | 4
Industrial | 14700 | 106.06 | 4
Industrial | 14700 | 106.06 | 4
Industrial | 14700 | 120.69 | 4
Industrial | 14700 | 126.72 | 4
Industrial | 14700 | 151.42 | 4
Industrial | 14704 | 121.78 | 4
Industrial | 14704 | 141.9 | 4
Industrial | 14710 | 96.46 | 4
Industrial | 14710 | 110.35 | 4
Industrial | 14711 | 96.59 | 4
Industrial | 14717 | 92.73 | 4
Industrial | 14720 | 129.92 | 4
Industrial | 14720 | 129.92 | 4
Industrial | 14720 | 131.9 | 4
Industrial | 14722 | 91.27 | 4
Industrial | 14725.25 | 124.32 | 4
Industrial | 14734 | 142.08 | 4
Industrial | 14740 | 103.78 | 4
Industrial | 14740 | 109.07 | 4
Industrial | 14742 | 134.75 | 4
Industrial | 14744 | 98.42 | 4
Industrial | 14748.46 | 95.66 | 4
Industrial | 14750 | 98.79 | 4
Industrial | 14750 | 105.36 | 4
Industrial | 14750 | 105.36 | 4
Industrial | 14750 | 105.36 | 4
Industrial | 14750 | 122.92 | 4
Industrial | 14750 | 130.76 | 4
Industrial | 14750 | 130.76 | 4
Industrial | 14750 | 137.8 | 4
Industrial | 14750 | 137.85 | 4
Industrial | 14751 | 124.09 | 4
Industrial | 14753 | 123.35 | 4
Industrial | 14755 | 121.21 | 4
Industrial | 14756 | 145.38 | 4
Industrial | 14761 | 89.61 | 4
Industrial | 14761 | 89.61 | 4
Industrial | 14768 | 129.54 | 4
Industrial | 14768 | 129.54 | 4
Industrial | 14768 | 129.54 | 4
Industrial | 14770 | 143.82 | 4
Industrial | 14772 | 142.04 | 4
Industrial | 14774 | 138.2 | 4
Industrial | 14776 | 87.07 | 4
Industrial | 14776 | 123.67 | 4
Industrial | 14778 | 128.28 | 4
Industrial | 14780 | 104.3 | 4
Industrial | 14780 | 121.55 | 4
Industrial | 14780 | 138.13 | 4
Industrial | 14780 | 138.13 | 4
Industrial | 14780 | 148.47 | 4
Industrial | 14782 | 107.9 | 4
Industrial | 14785 | 103.75 | 4
Industrial | 14785 | 104.95 | 4
Industrial | 14789 | 120.53 | 4
Industrial | 14790 | 112.9 | 4
Industrial | 14792 | 96.5 | 4
Industrial | 14792 | 123.5 | 4
Industrial | 14798 | 98.85 | 4
Industrial | 14807 | 96.99 | 4
Industrial | 14808 | 98.65 | 4
Industrial | 14808 | 98.65 | 4
Industrial | 14810 | 148.78 | 4
Industrial | 14811 | 121.09 | 4
Industrial | 14811 | 121.09 | 4
Industrial | 14811 | 121.09 | 4
Industrial | 14811 | 147.52 | 4
Industrial | 14815 | 98.77 | 4
Industrial | 14817 | 147.96 | 4
Industrial | 14823.4404 | 145.9 | 4
Industrial | 14825 | 127.89 | 4
Industrial | 14827 | 102.63 | 4
Industrial | 14830 | 143.01 | 4
Industrial | 14838 | 112.2 | 4
Industrial | 14838 | 112.2 | 4
Industrial | 14845 | 125.76 | 4
Industrial | 14845 | 125.76 | 4
Industrial | 14845 | 125.76 | 4
Industrial | 14847 | 99.31 | 4
Industrial | 14853 | 107.8 | 4
Industrial | 14854 | 122.15 | 4
Industrial | 14857 | 144.24 | 4
Industrial | 14858 | 148.58 | 4
Industrial | 14860 | 99.13 | 4
Industrial | 14861 | 97.1 | 4
Industrial | 14863 | 121.03 | 4
Industrial | 14863 | 138.13 | 4
Industrial | 14863 | 148.04 | 4
Industrial | 14864 | 99.42 | 4
Industrial | 14874 | 161.11 | 4
Industrial | 14876 | 144.29 | 4
Industrial | 14880 | 122.57 | 4
Industrial | 14880.25 | 117.91 | 4
Industrial | 14887 | 148.72 | 4
Industrial | 14889.5098 | 99.36 | 4
Industrial | 14889.5098 | 99.36 | 4
Industrial | 14890 | 146.27 | 4
Industrial | 14897 | 98.14 | 4
Industrial | 14900 | 143.13 | 4
Industrial | 14901 | 80.9 | 4
Industrial | 14901 | 80.9 | 4
Industrial | 14901 | 80.9 | 4
Industrial | 14910 | 122.62 | 4
Industrial | 14910 | 129.65 | 4
Industrial | 14910 | 139.09 | 4
Industrial | 14910 | 149.6387 | 4
Industrial | 14910 | 149.6387 | 4
Industrial | 14910.5996 | 99.5 | 4
Industrial | 14910.5996 | 99.5 | 4
Industrial | 14916 | 103.43 | 4
Industrial | 14917 | 145.96 | 4
Industrial | 14923 | 149.23 | 4
Industrial | 14924.9697 | 115.43 | 4
Industrial | 14929 | 101.56 | 4
Industrial | 14929 | 101.56 | 4
Industrial | 14930 | 122.88 | 4
Industrial | 14930 | 153.47 | 4
Industrial | 14930 | 166.98 | 4
Industrial | 14934 | 101.87 | 4
Industrial | 14935 | 150.55 | 4
Industrial | 14936 | 122.05 | 4
Industrial | 14940 | 89.5 | 4
Industrial | 14940 | 153.53 | 4
Industrial | 14940 | 168.76 | 4
Industrial | 14948 | 131.24 | 4
Industrial | 14949 | 94.2 | 4
Industrial | 14950 | 123.25 | 4
Industrial | 14952 | 104.45 | 4
Industrial | 14954 | 119.5 | 4
Industrial | 14958.9697 | 118.63 | 4
Industrial | 14961 | 100.48 | 4
Industrial | 14966.04 | 126.26 | 4
Industrial | 14968 | 130.04 | 4
Industrial | 14969 | 96.57 | 4
Industrial | 14970 | 127.4 | 4
Industrial | 14975 | 101.83 | 4
Industrial | 14981 | 148.47 | 4
Industrial | 14982 | 100.35 | 4
Industrial | 14982 | 117.62 | 4
Industrial | 14990 | 120.72 | 4
Industrial | 14992 | 125.25 | 4
Industrial | 14993 | 112.56 | 4
Industrial | 14994 | 90.33 | 4
Industrial | 14994 | 93.95 | 4
Industrial | 14998 | 100.66 | 4
Industrial | 14999 | 129.97 | 4
Industrial | 14999 | 149.18 | 4
Industrial | 14999 | 149.99 | 4
Industrial | 15000 | 75 | 4
Industrial | 15000 | 75 | 4
Industrial | 15000 | 93.75 | 4
Industrial | 15000 | 93.75 | 4
Industrial | 15000 | 93.75 | 4
Industrial | 15000 | 93.75 | 4
Industrial | 15000 | 96.77 | 4
Industrial | 15000 | 96.77 | 4
Industrial | 15000 | 99.14 | 4
Industrial | 15000 | 100 | 4
Industrial | 15000 | 100 | 4
Industrial | 15000 | 100 | 4
Industrial | 15000 | 100.67 | 4
Industrial | 15000 | 100.67 | 4
Industrial | 15000 | 104.9 | 4
Industrial | 15000 | 107.14 | 4
Industrial | 15000 | 110.43 | 4
Industrial | 15000 | 124.58 | 4
Industrial | 15000 | 125 | 4
Industrial | 15000 | 130.43 | 4
Industrial | 15000 | 130.43 | 4
Industrial | 15000 | 157.89 | 4
Industrial | 15002 | 126.72 | 4
Industrial | 15009 | 140.27 | 4
Industrial | 15009 | 140.27 | 4
Industrial | 15009 | 140.27 | 4
Industrial | 15010 | 87.71 | 4
Industrial | 15010 | 145.87 | 4
Industrial | 15011 | 150.11 | 4
Industrial | 15012 | 102.96 | 4
Industrial | 15012.0996 | 144.63 | 4
Industrial | 15020 | 97.04 | 4
Industrial | 15020 | 128.16 | 4
Industrial | 15022 | 122.43 | 4
Industrial | 15030 | 135.77 | 4
Industrial | 15040 | 89.26 | 4
Industrial | 15040 | 114.37 | 4
Industrial | 15040 | 125.33 | 4
Industrial | 15040 | 130.44 | 4
Industrial | 15040 | 140.43 | 4
Industrial | 15040 | 152.1 | 4
Industrial | 15042 | 113.95 | 4
Industrial | 15050 | 112.31 | 4
Industrial | 15050 | 120 | 4
Industrial | 15050 | 125.42 | 4
Industrial | 15050 | 125.42 | 4
Industrial | 15050 | 125.42 | 4
Industrial | 15052 | 125.96 | 4
Industrial | 15054 | 92.81 | 4
Industrial | 15060 | 80.47 | 4
Industrial | 15066 | 149.91 | 4
Industrial | 15068 | 105.67 | 4
Industrial | 15070 | 82.2 | 4
Industrial | 15073 | 141.93 | 4
Industrial | 15079 | 125.66 | 4
Industrial | 15080 | 88.87 | 4
Industrial | 15080 | 130.79 | 4
Industrial | 15080 | 133.33 | 4
Industrial | 15080 | 139.11 | 4
Industrial | 15080 | 145 | 4
Industrial | 15081 | 128.31 | 4
Industrial | 15081 | 128.31 | 4
Industrial | 15081 | 128.31 | 4
Industrial | 15081 | 128.31 | 4
Industrial | 15081 | 128.31 | 4
Industrial | 15081 | 128.31 | 4
Industrial | 15083 | 127.08 | 4
Industrial | 15087 | 83.68 | 4
Industrial | 15088 | 115.5 | 4
Industrial | 15089 | 136.18 | 4
Industrial | 15090 | 133.54 | 4
Industrial | 15096 | 108.3 | 4
Industrial | 15100 | 148.33 | 4
Industrial | 15105 | 146.79 | 4
Industrial | 15110 | 98 | 4
Industrial | 15110 | 152.84 | 4
Industrial | 15110.6797 | 93.06 | 4
Industrial | 15115 | 117.3 | 4
Industrial | 15117 | 109.3 | 4
Industrial | 15117 | 109.3 | 4
Industrial | 15118.1396 | 123.25 | 4
Industrial | 15120 | 130.91 | 4
Industrial | 15122 | 131.59 | 4
Industrial | 15125 | 120.9 | 4
Industrial | 15125 | 121 | 4
Industrial | 15127 | 85.61 | 4
Industrial | 15127 | 155.5 | 4
Industrial | 15130 | 103.48 | 4
Industrial | 15130 | 103.48 | 4
Industrial | 15130 | 103.48 | 4
Industrial | 15130 | 109.08 | 4
Industrial | 15137 | 113.83 | 4
Industrial | 15140 | 77.89 | 4
Industrial | 15140 | 108.38 | 4
Industrial | 15149 | 128.71 | 4
Industrial | 15150 | 88.45 | 4
Industrial | 15150 | 88.71 | 4
Industrial | 15154 | 76 | 4
Industrial | 15154 | 136.28 | 4
Industrial | 15154 | 144.32 | 4
Industrial | 15156 | 102.2 | 4
Industrial | 15156.9697 | 104.89 | 4
Industrial | 15157 | 104.89 | 4
Industrial | 15160 | 80.3 | 4
Industrial | 15163 | 131.62 | 4
Industrial | 15163 | 151.63 | 4
Industrial | 15165 | 103.66 | 4
Industrial | 15170 | 86.2 | 4
Industrial | 15170 | 105.44 | 4
Industrial | 15173 | 124.88 | 4
Industrial | 15173 | 130.58 | 4
Industrial | 15174 | 151.29 | 4
Industrial | 15177 | 99.49 | 4
Industrial | 15180 | 143.94 | 4
Industrial | 15184 | 118.81 | 4
Industrial | 15188 | 126.99 | 4
Industrial | 15189 | 123.29 | 4
Industrial | 15190 | 131.74 | 4
Industrial | 15190 | 141.83 | 4
Industrial | 15190 | 152.65 | 4
Industrial | 15198 | 102.3 | 4
Industrial | 15198 | 124.55 | 4
Industrial | 15198.1885 | 124.55 | 4
Industrial | 15200 | 89.36 | 4
Industrial | 15200 | 101.33 | 4
Industrial | 15200 | 101.33 | 4
Industrial | 15200 | 101.33 | 4
Industrial | 15200 | 126.67 | 4
Industrial | 15205 | 149.45 | 4
Industrial | 15209 | 131.91 | 4
Industrial | 15209 | 140.3 | 4
Industrial | 15210 | 83.85 | 4
Industrial | 15210 | 116.2 | 4
Industrial | 15210 | 117 | 4
Industrial | 15213 | 123.78 | 4
Industrial | 15213 | 132.4 | 4
Industrial | 15214 | 112.4 | 4
Industrial | 15215 | 83.51 | 4
Industrial | 15216 | 117.5 | 4
Industrial | 15216 | 117.5 | 4
Industrial | 15216 | 117.5 | 4
Industrial | 15220 | 78.53 | 4
Industrial | 15220 | 78.53 | 4
Industrial | 15220 | 132 | 4
Industrial | 15220 | 142.11 | 4
Industrial | 15220.7002 | 136.31 | 4
Industrial | 15222 | 84.12 | 4
Industrial | 15224 | 123.57 | 4
Industrial | 15229 | 102.7 | 4
Industrial | 15230 | 184.23 | 4
Industrial | 15238.1299 | 115 | 4
Industrial | 15239 | 144.17 | 4
Industrial | 15240 | 78.07 | 4
Industrial | 15240 | 82.51 | 4
Industrial | 15242 | 145.16 | 4
Industrial | 15242 | 148.89 | 4
Industrial | 15242 | 148.89 | 4
Industrial | 15243 | 90.84 | 4
Industrial | 15244 | 92.4 | 4
Industrial | 15246 | 107.67 | 4
Industrial | 15250 | 147.34 | 4
Industrial | 15254 | 128.51 | 4
Industrial | 15255 | 94.2 | 4
Industrial | 15255 | 99.71 | 4
Industrial | 15258.8203 | 84.96 | 4
Industrial | 15260 | 94 | 4
Industrial | 15260 | 129.98 | 4
Industrial | 15265 | 150.25 | 4
Industrial | 15266 | 148.21 | 4
Industrial | 15267 | 83.36 | 4
Industrial | 15267 | 108.9 | 4
Industrial | 15269 | 116.06 | 4
Industrial | 15270 | 109.9 | 4
Industrial | 15271 | 136.11 | 4
Industrial | 15274 | 111.9 | 4
Industrial | 15274 | 111.9 | 4
Industrial | 15274 | 126.13 | 4
Industrial | 15274 | 128 | 4
Industrial | 15275 | 105 | 4
Industrial | 15278 | 122.01 | 4
Industrial | 15279 | 113.18 | 4
Industrial | 15279 | 152.79 | 4
Industrial | 15280 | 89.88 | 4
Industrial | 15280 | 113.19 | 4
Industrial | 15280 | 186.66 | 4
Industrial | 15281 | 103.3 | 4
Industrial | 15285 | 101.95 | 4
Industrial | 15290 | 110.8 | 4
Industrial | 15292 | 97.16 | 4
Industrial | 15294 | 126.92 | 4
Industrial | 15300 | 114.26 | 4
Industrial | 15300 | 114.26 | 4
Industrial | 15302 | 105.5 | 4
Industrial | 15304 | 98.9 | 4
Industrial | 15310 | 102.75 | 4
Industrial | 15312 | 102.08 | 4
Industrial | 15330 | 103.37 | 4
Industrial | 15330 | 132.27 | 4
Industrial | 15330.6377 | 127.76 | 4
Industrial | 15331 | 121.58 | 4
Industrial | 15334 | 119.61 | 4
Industrial | 15335 | 97.2 | 4
Industrial | 15337.2002 | 139.13 | 4
Industrial | 15339.5801 | 93.27 | 4
Industrial | 15340 | 118 | 4
Industrial | 15343 | 148.82 | 4
Industrial | 15345 | 95.2 | 4
Industrial | 15350 | 90.06 | 4
Industrial | 15355 | 76.78 | 4
Industrial | 15359 | 118.44 | 4
Industrial | 15359 | 153.79 | 4
Industrial | 15360 | 91.43 | 4
Industrial | 15365 | 105.31 | 4
Industrial | 15369 | 102.46 | 4
Industrial | 15370 | 114.34 | 4
Industrial | 15370 | 121.7 | 4
Industrial | 15370 | 121.7 | 4
Industrial | 15370 | 127.02 | 4
Industrial | 15380 | 113.8 | 4
Industrial | 15381.5 | 108.17 | 4
Industrial | 15381.5 | 108.17 | 4
Industrial | 15384.0596 | 128.2 | 4
Industrial | 15390 | 126.1 | 4
Industrial | 15392 | 110.34 | 4
Industrial | 15395 | 127.97 | 4
Industrial | 15396 | 151.09 | 4
Industrial | 15396 | 151.09 | 4
Industrial | 15400 | 77 | 4
Industrial | 15400 | 89.65 | 4
Industrial | 15400 | 100.65 | 4
Industrial | 15400 | 122.03 | 4
Industrial | 15405 | 117.39 | 4
Industrial | 15406 | 103.05 | 4
Industrial | 15409 | 102.73 | 4
Industrial | 15409 | 126.72 | 4
Industrial | 15410 | 118.94 | 4
Industrial | 15412 | 98.92 | 4
Industrial | 15412 | 110.48 | 4
Industrial | 15418 | 101.43 | 4
Industrial | 15419 | 85.79 | 4
Industrial | 15419 | 148.98 | 4
Industrial | 15422 | 97.18 | 4
Industrial | 15422 | 105.56 | 4
Industrial | 15430 | 111.89 | 4
Industrial | 15430 | 131.77 | 4
Industrial | 15431 | 110.62 | 4
Industrial | 15433 | 127.65 | 4
Industrial | 15435 | 102.56 | 4
Industrial | 15439 | 114.91 | 4
Industrial | 15439 | 114.91 | 4
Industrial | 15439 | 114.91 | 4
Industrial | 15440 | 99.5 | 4
Industrial | 15440 | 106.43 | 4
Industrial | 15440 | 143.63 | 4
Industrial | 15440.5703 | 124.06 | 4
Industrial | 15440.5703 | 124.06 | 4
Industrial | 15440.5703 | 124.06 | 4
Industrial | 15441.0195 | 134.83 | 4
Industrial | 15444 | 93.04 | 4
Industrial | 15447 | 167.9 | 4
Industrial | 15450 | 111 | 4
Industrial | 15450 | 140.07 | 4
Industrial | 15451.4004 | 103.11 | 4
Industrial | 15451.4004 | 103.11 | 4
Industrial | 15461 | 103.07 | 4
Industrial | 15467 | 89.83 | 4
Industrial | 15467 | 145.92 | 4
Industrial | 15467 | 145.92 | 4
Industrial | 15467 | 145.92 | 4
Industrial | 15470 | 173.7 | 4
Industrial | 15471 | 107.41 | 4
Industrial | 15480 | 139.46 | 4
Industrial | 15480 | 139.46 | 4
Industrial | 15480 | 139.46 | 4
Industrial | 15480.5996 | 102.527 | 4
Industrial | 15481 | 107.28 | 4
Industrial | 15481 | 109.63 | 4
Industrial | 15488.4404 | 92.8 | 4
Industrial | 15489 | 118 | 4
Industrial | 15499 | 91.44 | 4
Industrial | 15500 | 103.33 | 4
Industrial | 15502.7002 | 100.56 | 4
Industrial | 15506 | 126.28 | 4
Industrial | 15507 | 82.51 | 4
Industrial | 15507 | 82.51 | 4
Industrial | 15510 | 87.4 | 4
Industrial | 15510 | 92.32 | 4
Industrial | 15513 | 111.93 | 4
Industrial | 15517 | 130.29 | 4
Industrial | 15520 | 99.2 | 4
Industrial | 15520 | 123.76 | 4
Industrial | 15524 | 124.69 | 4
Industrial | 15524 | 125.13 | 4
Industrial | 15524 | 125.13 | 4
Industrial | 15528 | 125.63 | 4
Industrial | 15529 | 140.79 | 4
Industrial | 15534 | 84.52 | 4
Industrial | 15535 | 99.8 | 4
Industrial | 15540 | 78.62 | 4
Industrial | 15540 | 78.62 | 4
Industrial | 15540 | 85.89 | 4
Industrial | 15545 | 152.22 | 4
Industrial | 15545 | 152.22 | 4
Industrial | 15545 | 152.22 | 4
Industrial | 15550 | 106.07 | 4
Industrial | 15550 | 128.62 | 4
Industrial | 15551 | 129.7 | 4
Industrial | 15552 | 100.4 | 4
Industrial | 15552 | 118.18 | 4
Industrial | 15554 | 118.55 | 4
Industrial | 15554 | 118.55 | 4
Industrial | 15554 | 118.55 | 4
Industrial | 15554.7998 | 118.6 | 4
Industrial | 15555 | 111.66 | 4
Industrial | 15559 | 120.43 | 4
Industrial | 15560 | 92.45 | 4
Industrial | 15560 | 175.64 | 4
Industrial | 15561.4697 | 106 | 4
Industrial | 15564 | 77.82 | 4
Industrial | 15564 | 111.97 | 4
Industrial | 15568.7002 | 124.95 | 4
Industrial | 15568.7002 | 124.95 | 4
Industrial | 15572 | 163.06 | 4
Industrial | 15575 | 86.05 | 4
Industrial | 15577 | 127.68 | 4
Industrial | 15580 | 113.6 | 4
Industrial | 15589 | 78.51 | 4
Industrial | 15593 | 102.38 | 4
Industrial | 15598 | 127.33 | 4
Industrial | 15600 | 93.29 | 4
Industrial | 15600 | 104 | 4
Industrial | 15600 | 104 | 4
Industrial | 15600 | 125.49 | 4
Industrial | 15600 | 129.78 | 4
Industrial | 15600 | 130 | 4
Industrial | 15600 | 130 | 4
Industrial | 15600 | 130 | 4
Industrial | 15600 | 130 | 4
Industrial | 15600 | 130 | 4
Industrial | 15600 | 160.53 | 4
Industrial | 15607 | 146.3 | 4
Industrial | 15618 | 105.07 | 4
Industrial | 15620 | 126.79 | 4
Industrial | 15620 | 135.47 | 4
Industrial | 15620 | 144.1 | 4
Industrial | 15626 | 104.9 | 4
Industrial | 15630 | 93 | 4
Industrial | 15631 | 98.25 | 4
Industrial | 15631 | 101.82 | 4
Industrial | 15632 | 130.7 | 4
Industrial | 15633 | 131.7 | 4
Industrial | 15640 | 135.65 | 4
Industrial | 15640 | 144.28 | 4
Industrial | 15640 | 151.99 | 4
Industrial | 15640.9502 | 117 | 4
Industrial | 15641 | 117 | 4
Industrial | 15644 | 128.55 | 4
Industrial | 15648 | 111.93 | 4
Industrial | 15654 | 111.97 | 4
Industrial | 15656 | 105.34 | 4
Industrial | 15658 | 120.9 | 4
Industrial | 15660 | 112 | 4
Industrial | 15660 | 141.59 | 4
Industrial | 15665 | 98.71 | 4
Industrial | 15667 | 108.05 | 4
Industrial | 15670 | 133.59 | 4
Industrial | 15670 | 133.59 | 4
Industrial | 15671 | 144.7 | 4
Industrial | 15672.3037 | 145.61 | 4
Industrial | 15676 | 101.6 | 4
Industrial | 15679 | 121.92 | 4
Industrial | 15679 | 157.74 | 4
Industrial | 15680 | 88.1 | 4
Industrial | 15680 | 176.3 | 4
Industrial | 15688 | 113.52 | 4
Industrial | 15690 | 142.02 | 4
Industrial | 15691 | 101.1 | 4
Industrial | 15699 | 77.76 | 4
Industrial | 15700 | 78.5 | 4
Industrial | 15700 | 78.5 | 4
Industrial | 15700 | 78.5 | 4
Industrial | 15700 | 87.2 | 4
Industrial | 15700 | 100.24 | 4
Industrial | 15701 | 129.76 | 4
Industrial | 15703 | 147.7 | 4
Industrial | 15708 | 93.78 | 4
Industrial | 15708.2998 | 130.9 | 4
Industrial | 15710 | 119.02 | 4
Industrial | 15710 | 144 | 4
Industrial | 15713 | 118.23 | 4
Industrial | 15718.9004 | 82.6 | 4
Industrial | 15720 | 152.31 | 4
Industrial | 15720 | 152.31 | 4
Industrial | 15720 | 177.47 | 4
Industrial | 15722 | 98.3 | 4
Industrial | 15724 | 84.83 | 4
Industrial | 15726 | 105.83 | 4
Industrial | 15726 | 138.31 | 4
Industrial | 15726.0996 | 144.78 | 4
Industrial | 15726.0996 | 144.78 | 4
Industrial | 15727 | 113.14 | 4
Industrial | 15727 | 128.59 | 4
Industrial | 15730 | 142.74 | 4
Industrial | 15730 | 157.93 | 4
Industrial | 15732 | 93.5 | 4
Industrial | 15732 | 108.57 | 4
Industrial | 15733 | 103.1 | 4
Industrial | 15733 | 104.12 | 4
Industrial | 15733.7002 | 80.6 | 4
Industrial | 15734 | 106.67 | 4
Industrial | 15735 | 128.03 | 4
Industrial | 15736 | 92.78 | 4
Industrial | 15737 | 127.53 | 4
Industrial | 15738 | 107.43 | 4
Industrial | 15750 | 119 | 4
Industrial | 15752 | 116.17 | 4
Industrial | 15758 | 96.1 | 4
Industrial | 15760 | 108.32 | 4
Industrial | 15760 | 138 | 4
Industrial | 15766 | 129.34 | 4
Industrial | 15766 | 154.27 | 4
Industrial | 15767 | 130.94 | 4
Industrial | 15767 | 132.27 | 4
Industrial | 15768 | 126.35 | 4
Industrial | 15769 | 106.05 | 4
Industrial | 15770 | 102.43 | 4
Industrial | 15770 | 129.9 | 4
Industrial | 15771 | 124.87 | 4
Industrial | 15776 | 136.83 | 4
Industrial | 15776 | 145.54 | 4
Industrial | 15777 | 149.26 | 4
Industrial | 15780 | 87.22 | 5 | 5
Industrial | 15780 | 101.3 | 5
Industrial | 15789 | 97.08 | 5
Industrial | 15790 | 115.28 | 5
Industrial | 15790.2998 | 131.26 | 5
Industrial | 15791 | 135.41 | 5
Industrial | 15793 | 81.49 | 5
Industrial | 15793 | 81.49 | 5
Industrial | 15793 | 109.98 | 5
Industrial | 15794 | 146.24 | 5
Industrial | 15795 | 79.51 | 5
Industrial | 15800 | 83.11 | 5
Industrial | 15800 | 105.33 | 5
Industrial | 15800 | 119.7 | 5
Industrial | 15800 | 152.95 | 5
Industrial | 15801 | 127.43 | 5
Industrial | 15801.0859 | 147.15 | 5
Industrial | 15806 | 113.39 | 5
Industrial | 15807 | 111.4 | 5
Industrial | 15807 | 137.09 | 5
Industrial | 15807 | 145.82 | 5
Industrial | 15810 | 106.11 | 5
Industrial | 15810 | 118.52 | 5
Industrial | 15810 | 118.52 | 5
Industrial | 15810 | 120.5 | 5
Industrial | 15810 | 159.94 | 5
Industrial | 15812 | 113.43 | 5
Industrial | 15818 | 113.47 | 5
Industrial | 15820 | 94.17 | 5
Industrial | 15820 | 125.06 | 5
Industrial | 15820 | 158.76 | 5
Industrial | 15822 | 92.65 | 5
Industrial | 15824 | 113.52 | 5
Industrial | 15826 | 106.34 | 5
Industrial | 15827 | 121.94 | 5
Industrial | 15830 | 113.15 | 5
Industrial | 15830 | 159.1 | 5
Industrial | 15834 | 94.42 | 5
Industrial | 15835 | 154.49 | 5
Industrial | 15837 | 105.3 | 5
Industrial | 15837 | 105.72 | 5
Industrial | 15837 | 153.91 | 5
Industrial | 15840 | 142.09 | 5
Industrial | 15841 | 107.25 | 5
Industrial | 15846 | 85.4 | 5
Industrial | 15850 | 147.84 | 5
Industrial | 15850 | 177.93 | 5
Industrial | 15850 | 178.95 | 5
Industrial | 15851.4697 | 131.25 | 5
Industrial | 15852 | 90.55 | 5
Industrial | 15853 | 79.9 | 5
Industrial | 15853 | 79.9 | 5
Industrial | 15853 | 101 | 5
Industrial | 15853 | 135.96 | 5
Industrial | 15853 | 135.96 | 5
Industrial | 15857 | 166.04 | 5
Industrial | 15859 | 113 | 5
Industrial | 15869 | 78.3 | 5
Industrial | 15869 | 78.3 | 5
Industrial | 15869 | 106.39 | 5
Industrial | 15870 | 85.13 | 5
Industrial | 15870 | 94.16 | 5
Industrial | 15871 | 107.16 | 5
Industrial | 15871 | 154.84 | 5
Industrial | 15875 | 108.96 | 5
Industrial | 15876 | 109.36 | 5
Industrial | 15876.9346 | 106.42 | 5
Industrial | 15880 | 113 | 5
Industrial | 15889.3447 | 105.01 | 5
Industrial | 15890 | 104.61 | 5
Industrial | 15890 | 114.32 | 5
Industrial | 15900 | 116.06 | 5
Industrial | 15901 | 106.01 | 5
Industrial | 15909 | 152.53 | 5
Industrial | 15910 | 102.25 | 5
Industrial | 15910 | 121.17 | 5
Industrial | 15910 | 127.08 | 5
Industrial | 15911 | 83.02 | 5
Industrial | 15915 | 108.93 | 5
Industrial | 15920 | 150.61 | 5
Industrial | 15922 | 99.39 | 5
Industrial | 15926 | 136.94 | 5
Industrial | 15926 | 136.94 | 5
Industrial | 15927.21 | 132.92 | 5
Industrial | 15930 | 135.53 | 5
Industrial | 15930 | 135.53 | 5
Industrial | 15930 | 135.53 | 5
Industrial | 15930 | 135.53 | 5
Industrial | 15930 | 135.53 | 5
Industrial | 15930 | 135.53 | 5
Industrial | 15930 | 136.51 | 5
Industrial | 15932 | 129.74 | 5
Industrial | 15933 | 102.1 | 5
Industrial | 15940 | 106.98 | 5
Industrial | 15940 | 134.86 | 5
Industrial | 15942 | 127.7 | 5
Industrial | 15950 | 110.2 | 5
Industrial | 15951.5098 | 130.44 | 5
Industrial | 15952 | 114.93 | 5
Industrial | 15952 | 127.92 | 5
Industrial | 15953.7002 | 106.24 | 5
Industrial | 15955.1055 | 104.26 | 5
Industrial | 15960 | 127.68 | 5
Industrial | 15965 | 160.61 | 5
Industrial | 15967 | 133.73 | 5
Industrial | 15980 | 93.87 | 5
Industrial | 15980 | 94.24 | 5
Industrial | 15985 | 121.37 | 5
Industrial | 15987 | 108.9 | 5
Industrial | 15990 | 107.52 | 5
Industrial | 15992 | 131.51 | 5
Industrial | 15996 | 93.99 | 5
Industrial | 15997 | 132.98 | 5
Industrial | 15997.8779 | 105.18 | 5
Industrial | 15998 | 152.36 | 5
Industrial | 15999 | 83.16 | 5
Industrial | 15999 | 106.07 | 5
Industrial | 16000 | 92.35 | 5
Industrial | 16000 | 99.38 | 5
Industrial | 16000 | 100 | 5
Industrial | 16000 | 100 | 5
Industrial | 16000 | 100 | 5
Industrial | 16000 | 100 | 5
Industrial | 16000 | 105.96 | 5
Industrial | 16000 | 109.59 | 5
Industrial | 16000 | 110.34 | 5
Industrial | 16000 | 115.06 | 5
Industrial | 16000 | 145.45 | 5
Industrial | 16001 | 106.67 | 5
Industrial | 16028 | 105.34 | 5
Industrial | 16030 | 106.65 | 5
Industrial | 16031 | 160.42 | 5
Industrial | 16032 | 102.44 | 5
Industrial | 16032 | 107.24 | 5
Industrial | 16032 | 107.24 | 5
Industrial | 16032 | 107.24 | 5
Industrial | 16034 | 118.95 | 5
Industrial | 16035 | 128.28 | 5
Industrial | 16041 | 90.17 | 5
Industrial | 16052.4902 | 105.68 | 5
Industrial | 16054 | 155.71 | 5
Industrial | 16059 | 94.3 | 5
Industrial | 16061 | 150.1 | 5
Industrial | 16062 | 136.23 | 5
Industrial | 16063 | 156.1 | 5
Industrial | 16069 | 86.3 | 5
Industrial | 16070 | 90.69 | 5
Industrial | 16070 | 160.06 | 5
Industrial | 16070 | 162.57 | 5
Industrial | 16071 | 92.7 | 5
Industrial | 16073 | 154.85 | 5
Industrial | 16075 | 157.18 | 5
Industrial | 16077.1699 | 78 | 5
Industrial | 16085 | 80.43 | 5
Industrial | 16086 | 109.4 | 5
Industrial | 16088 | 148.14 | 5
Industrial | 16090 | 107.27 | 5
Industrial | 16090 | 153.97 | 5
Industrial | 16095 | 134.24 | 5
Industrial | 16096 | 95.81 | 5
Industrial | 16096 | 132.59 | 5
Industrial | 16100 | 111 | 5
Industrial | 16101 | 108.07 | 5
Industrial | 16106.7402 | 110.35 | 5
Industrial | 16108 | 132.18 | 5
Industrial | 16108 | 132.18 | 5
Industrial | 16115 | 113.65 | 5
Industrial | 16115 | 113.65 | 5
Industrial | 16115 | 113.65 | 5
Industrial | 16118 | 120.37 | 5
Industrial | 16119 | 110.17 | 5
Industrial | 16120 | 130.99 | 5
Industrial | 16125 | 91.52 | 5
Industrial | 16125 | 106.65 | 5
Industrial | 16125 | 111.98 | 5
Industrial | 16125 | 117.87 | 5
Industrial | 16127 | 110.08 | 5
Industrial | 16129 | 138.33 | 5
Industrial | 16129 | 138.33 | 5
Industrial | 16133 | 82.56 | 5
Industrial | 16135 | 109.23 | 5
Industrial | 16135.6396 | 95.23 | 5
Industrial | 16140 | 155.94 | 5
Industrial | 16150 | 84.05 | 5
Industrial | 16150 | 87.73 | 5
Industrial | 16150 | 87.77 | 5
Industrial | 16150 | 116.35 | 5
Industrial | 16150 | 160.86 | 5
Industrial | 16154 | 117.57 | 5
Industrial | 16159.2998 | 136.85 | 5
Industrial | 16160 | 160 | 5
Industrial | 16169 | 103 | 5
Industrial | 16169 | 103.65 | 5
Industrial | 16169 | 104 | 5
Industrial | 16169 | 128 | 5
Industrial | 16170 | 128.33 | 5
Industrial | 16170 | 154.89 | 5
Industrial | 16172 | 110.39 | 5
Industrial | 16173 | 106.4 | 5
Industrial | 16174 | 96.68 | 5
Industrial | 16174 | 144.41 | 5
Industrial | 16175 | 133.57 | 5
Industrial | 16175 | 133.57 | 5
Industrial | 16175 | 133.57 | 5
Industrial | 16176 | 105.04 | 5
Industrial | 16178 | 109.2 | 5
Industrial | 16179 | 107.5 | 5
Industrial | 16180 | 89.38 | 5
Industrial | 16180 | 89.38 | 5
Industrial | 16180 | 115.96 | 5
Industrial | 16180 | 134.83 | 5
Industrial | 16180 | 150.23 | 5
Industrial | 16183 | 126.73 | 5
Industrial | 16183 | 126.73 | 5
Industrial | 16183 | 126.73 | 5
Industrial | 16184 | 78.89 | 5
Industrial | 16186.8701 | 106 | 5
Industrial | 16189 | 96.36 | 5
Industrial | 16189 | 103.8 | 5
Industrial | 16190 | 163.78 | 5
Industrial | 16190.5 | 108.81 | 5
Industrial | 16198 | 119.1 | 5
Industrial | 16198.9502 | 122 | 5
Industrial | 16200 | 108 | 5
Industrial | 16200 | 108 | 5
Industrial | 16200 | 110.35 | 5
Industrial | 16200 | 110.35 | 5
Industrial | 16200 | 140.5 | 5
Industrial | 16200 | 149.45 | 5
Industrial | 16201 | 115.72 | 5
Industrial | 16207 | 158.66 | 5
Industrial | 16208 | 139.36 | 5
Industrial | 16208 | 139.36 | 5
Industrial | 16212 | 105.96 | 5
Industrial | 16213 | 82.68 | 5
Industrial | 16213.96 | 110.6 | 5
Industrial | 16216 | 117.76 | 5
Industrial | 16217 | 113.17 | 5
Industrial | 16217 | 113.41 | 5
Industrial | 16218 | 102.06 | 5
Industrial | 16220 | 134.94 | 5
Industrial | 16220 | 164.44 | 5
Industrial | 16220 | 164.44 | 5
Industrial | 16220 | 164.44 | 5
Industrial | 16223 | 107.15 | 5
Industrial | 16226 | 135.56 | 5
Industrial | 16230 | 91.08 | 5
Industrial | 16230 | 111.01 | 5
Industrial | 16234.4004 | 87.71 | 5
Industrial | 16235 | 110.89 | 5
Industrial | 16235 | 115.8 | 5
Industrial | 16236 | 81.24 | 5
Industrial | 16236.9004 | 114.3 | 5
Industrial | 16239 | 119.14 | 5
Industrial | 16240 | 160.95 | 5
Industrial | 16242 | 136.03 | 5
Industrial | 16242 | 161.93 | 5
Industrial | 16249 | 112.37 | 5
Industrial | 16249 | 112.37 | 5
Industrial | 16250 | 125 | 5
Industrial | 16250 | 164.42 | 5
Industrial | 16255.9541 | 130.78 | 5
Industrial | 16257 | 113.69 | 5
Industrial | 16257 | 113.69 | 5
Industrial | 16262 | 107.11 | 5
Industrial | 16265 | 137.22 | 5
Industrial | 16268 | 79.01 | 5
Industrial | 16268 | 141.83 | 5
Industrial | 16269 | 109.29 | 5
Industrial | 16270 | 89.93 | 5
Industrial | 16270 | 132.9 | 5
Industrial | 16270 | 133.69 | 5
Industrial | 16270 | 153.35 | 5
Industrial | 16274 | 105.1 | 5
Industrial | 16274 | 106.37 | 5
Industrial | 16279 | 106.4 | 5
Industrial | 16280 | 135.67 | 5
Industrial | 16280 | 155.79 | 5
Industrial | 16282 | 118.4 | 5
Industrial | 16290 | 123.97 | 5
Industrial | 16290 | 147.55 | 5
Industrial | 16297 | 82.93 | 5
Industrial | 16298 | 141.35 | 5
Industrial | 16298 | 151.19 | 5
Industrial | 16299 | 107.23 | 5
Industrial | 16300 | 86.02 | 5
Industrial | 16300 | 86.02 | 5
Industrial | 16303 | 108.69 | 5
Industrial | 16304 | 106.56 | 5
Industrial | 16305 | 129.82 | 5
Industrial | 16310 | 82.3 | 5
Industrial | 16310 | 116.58 | 5
Industrial | 16310 | 137.41 | 5
Industrial | 16312 | 138.12 | 5
Industrial | 16316 | 133.96 | 5
Industrial | 16316.2998 | 109.34 | 5
Industrial | 16317 | 112.14 | 5
Industrial | 16317 | 113.08 | 5
Industrial | 16320 | 76.62 | 5
Industrial | 16323 | 131.75 | 5
Industrial | 16326 | 89.8 | 5
Industrial | 16326.5801 | 99.37 | 5
Industrial | 16327 | 136.51 | 5
Industrial | 16328 | 95.09 | 5
Industrial | 16329 | 112.85 | 5
Industrial | 16329.3896 | 104.92 | 5
Industrial | 16330 | 92.33 | 5
Industrial | 16330 | 109.3 | 5
Industrial | 16332 | 157.8 | 5
Industrial | 16336 | 118.38 | 5
Industrial | 16337 | 105.81 | 5
Industrial | 16341 | 106.8 | 5
Industrial | 16342 | 103.02 | 5
Industrial | 16351 | 79.4 | 5
Industrial | 16351 | 79.4 | 5
Industrial | 16353 | 106.88 | 5
Industrial | 16358 | 107.56 | 5
Industrial | 16359 | 109.06 | 5
Industrial | 16360 | 96.2 | 5
Industrial | 16360 | 99.8 | 5
Industrial | 16360 | 109.07 | 5
Industrial | 16360 | 157.92 | 5
Industrial | 16361 | 92.7 | 5
Industrial | 16361 | 109.07 | 5
Industrial | 16362 | 141.91 | 5
Industrial | 16362 | 150.94 | 5
Industrial | 16369.2002 | 110.19 | 5
Industrial | 16372 | 131.08 | 5
Industrial | 16373 | 109.15 | 5
Industrial | 16374 | 94.54 | 5
Industrial | 16375 | 91.99 | 5
Industrial | 16380 | 87.09 | 5
Industrial | 16380 | 93.62 | 5
Industrial | 16380 | 117.84 | 5
Industrial | 16380 | 121.91 | 5
Industrial | 16380 | 124.85 | 5
Industrial | 16380 | 136.39 | 5
Industrial | 16380 | 136.5 | 5
Industrial | 16380 | 148.5 | 5
Industrial | 16384 | 139.91 | 5
Industrial | 16390 | 137.34 | 5
Industrial | 16393 | 106.79 | 5
Industrial | 16394 | 142.19 | 5
Industrial | 16394 | 151.24 | 5
Industrial | 16397.8008 | 87.97 | 5
Industrial | 16399 | 80.39 | 5
Industrial | 16399 | 115.81 | 5
Industrial | 16400 | 78.1 | 5
Industrial | 16400 | 109.33 | 5
Industrial | 16400 | 109.33 | 5
Industrial | 16403 | 107.21 | 5
Industrial | 16403.6406 | 109.21 | 5
Industrial | 16403.9004 | 117.67 | 5
Industrial | 16404 | 131.23 | 5
Industrial | 16409 | 136.74 | 5
Industrial | 16410 | 109.4 | 5
Industrial | 16411 | 109.41 | 5
Industrial | 16412 | 93.3 | 5
Industrial | 16418 | 94.96 | 5
Industrial | 16419 | 107.31 | 5
Industrial | 16420 | 109.47 | 5
Industrial | 16420.8906 | 82.236 | 5
Industrial | 16426 | 148.83 | 5
Industrial | 16427 | 133.66 | 5
Industrial | 16429.4004 | 105.05 | 5
Industrial | 16430 | 132.07 | 5
Industrial | 16434 | 89.73 | 5
Industrial | 16434 | 111.04 | 5
Industrial | 16434 | 111.04 | 5
Industrial | 16434 | 111.04 | 5
Industrial | 16434 | 111.04 | 5
Industrial | 16434 | 136.72 | 5
Industrial | 16438 | 107.44 | 5
Industrial | 16439.3008 | 137.91 | 5
Industrial | 16440 | 114.71 | 5
Industrial | 16444 | 117.04 | 5
Industrial | 16449 | 136.17 | 5
Industrial | 16450 | 109.67 | 5
Industrial | 16450 | 136.78 | 5
Industrial | 16450 | 136.78 | 5
Industrial | 16450.375 | 110.49 | 5
Industrial | 16453.8906 | 112.93 | 5
Industrial | 16453.8906 | 112.93 | 5
Industrial | 16453.8906 | 112.93 | 5
Industrial | 16454 | 108.39 | 5
Industrial | 16455 | 107.55 | 5
Industrial | 16455 | 110.73 | 5
Industrial | 16457.6992 | 118.66 | 5
Industrial | 16458 | 126.11 | 5
Industrial | 16459 | 109.09 | 5
Industrial | 16459 | 109.09 | 5
Industrial | 16460 | 118.76 | 5
Industrial | 16464 | 110.5 | 5
Industrial | 16464 | 110.5 | 5
Industrial | 16464 | 110.5 | 5
Industrial | 16464 | 110.5 | 5
Industrial | 16465 | 107.9 | 5
Industrial | 16469.3008 | 109.29 | 5
Industrial | 16471 | 149.33 | 5
Industrial | 16472 | 111.75 | 5
Industrial | 16474 | 107.67 | 5
Industrial | 16480 | 137.33 | 5
Industrial | 16480 | 149.95 | 5
Industrial | 16485 | 82.43 | 5
Industrial | 16495 | 81.22 | 5
Industrial | 16495 | 81.22 | 5
Industrial | 16495 | 108.96 | 5
Industrial | 16497 | 159.24 | 5
Industrial | 16500 | 126.92 | 5
Industrial | 16500 | 127.41 | 5
Industrial | 16500 | 127.41 | 5
Industrial | 16500 | 151.38 | 5
Industrial | 16502 | 110.6 | 5
Industrial | 16505 | 97.03 | 5
Industrial | 16505.6699 | 110.33 | 5
Industrial | 16505.6699 | 110.33 | 5
Industrial | 16514 | 98.95 | 5
Industrial | 16514 | 107.5 | 5
Industrial | 16514 | 135.03 | 5
Industrial | 16517 | 107.95 | 5
Industrial | 16517 | 112.74 | 5
Industrial | 16520 | 80.86 | 5
Industrial | 16526.8691 | 95.62 | 5
Industrial | 16527 | 119.67 | 5
Industrial | 16530 | 119.01 | 5
Industrial | 16530 | 143.37 | 5
Industrial | 16530 | 152.49 | 5
Industrial | 16530 | 154.486 | 5
Industrial | 16530 | 154.486 | 5
Industrial | 16530 | 154.486 | 5
Industrial | 16530.8008 | 135.83 | 5
Industrial | 16531 | 81.11 | 5
Industrial | 16536 | 111 | 5
Industrial | 16538 | 95.05 | 5
Industrial | 16538 | 148.99 | 5
Industrial | 16538.3008 | 152.23 | 5
Industrial | 16540 | 153.43 | 5
Industrial | 16543 | 119.01 | 5
Industrial | 16544 | 130.27 | 5
Industrial | 16544 | 150.54 | 5
Industrial | 16546.0332 | 109.65 | 5
Industrial | 16548 | 122.1 | 5
Industrial | 16550 | 131.35 | 5
Industrial | 16550 | 131.35 | 5
Industrial | 16554 | 106.85 | 5
Industrial | 16557 | 108.13 | 5
Industrial | 16557 | 111.87 | 5
Industrial | 16557 | 111.87 | 5
Industrial | 16557 | 111.87 | 5
Industrial | 16560 | 90.99 | 5
Industrial | 16560 | 91.24 | 5
Industrial | 16564.5898 | 106.61 | 5
Industrial | 16570 | 130.88 | 5
Industrial | 16571 | 108.7 | 5
Industrial | 16572 | 95.79 | 5
Industrial | 16576 | 110.51 | 5
Industrial | 16582 | 117.85 | 5
Industrial | 16583 | 145.46 | 5
Industrial | 16583 | 145.46 | 5
Industrial | 16583 | 145.46 | 5
Industrial | 16583.5605 | 100.02 | 5
Industrial | 16590 | 93.1 | 5
Industrial | 16590 | 141.79 | 5
Industrial | 16590 | 141.79 | 5
Industrial | 16600 | 118.57 | 5
Industrial | 16600 | 118.57 | 5
Industrial | 16603.6992 | 110.14 | 5
Industrial | 16605.8008 | 80.6 | 5
Industrial | 16606 | 136.56 | 5
Industrial | 16610 | 110.44 | 5
Industrial | 16610.752 | 110.74 | 5
Industrial | 16614 | 108.9 | 5
Industrial | 16614 | 108.9 | 5
Industrial | 16618 | 130.95 | 5
Industrial | 16621 | 137.82 | 5
Industrial | 16624 | 94.2 | 5
Industrial | 16626 | 119.96 | 5
Industrial | 16629 | 129.51 | 5
Industrial | 16630 | 136.76 | 5
Industrial | 16632 | 111.85 | 5
Industrial | 16636 | 108.73 | 5
Industrial | 16638 | 78.35 | 5
Industrial | 16638 | 141.36 | 5
Industrial | 16639 | 113.73 | 5
Industrial | 16639 | 113.73 | 5
Industrial | 16640 | 109 | 5
Industrial | 16641 | 108.76 | 5
Industrial | 16642 | 81.06 | 5
Industrial | 16642 | 104.21 | 5
Industrial | 16649 | 108.82 | 5
Industrial | 16650 | 103.7 | 5
Industrial | 16650 | 110.63 | 5
Industrial | 16650 | 154.45 | 5
Industrial | 16651 | 85.04 | 5
Industrial | 16654 | 87.24 | 5
Industrial | 16662 | 121.3 | 5
Industrial | 16666 | 139.23 | 5
Industrial | 16666.8906 | 114.94 | 5
Industrial | 16672 | 99.95 | 5
Industrial | 16672 | 115.81 | 5
Industrial | 16679 | 133.33 | 5
Industrial | 16680 | 129.91 | 5
Industrial | 16680 | 129.91 | 5
Industrial | 16680 | 152.89 | 5
Industrial | 16680.0605 | 90 | 5
Industrial | 16682 | 113.79 | 5
Industrial | 16682 | 113.79 | 5
Industrial | 16683 | 109.04 | 5
Industrial | 16685 | 80.72 | 5
Industrial | 16690 | 153.54 | 5
Industrial | 16690 | 187.53 | 5
Industrial | 16697 | 120.21 | 5
Industrial | 16698 | 91.2 | 5
Industrial | 16700 | 93.61 | 5
Industrial | 16700 | 114 | 5
Industrial | 16705 | 128.8 | 5
Industrial | 16706 | 120.19 | 5
Industrial | 16707 | 80.29 | 5
Industrial | 16712.3809 | 110.52 | 5
Industrial | 16715 | 109.53 | 5
Industrial | 16716 | 109.25 | 5
Industrial | 16718 | 112.6 | 5
Industrial | 16720 | 140.29 | 5
Industrial | 16722 | 134.75 | 5
Industrial | 16724 | 142.09 | 5
Industrial | 16737 | 113.86 | 5
Industrial | 16738 | 109.4 | 5
Industrial | 16738 | 109.4 | 5
Industrial | 16740 | 78.69 | 5
Industrial | 16741.1992 | 142.84 | 5
Industrial | 16742 | 111.2 | 5
Industrial | 16745 | 81.92 | 5
Industrial | 16747 | 93.09 | 5
Industrial | 16747 | 98.45 | 5
Industrial | 16750 | 92.03 | 5
Industrial | 16752 | 111 | 5
Industrial | 16756 | 102 | 5
Industrial | 16757 | 124.31 | 5
Industrial | 16760 | 130.73 | 5
Industrial | 16760 | 145.36 | 5
Industrial | 16760 | 155.47 | 5
Industrial | 16765 | 89.27 | 5
Industrial | 16770 | 162.66 | 5
Industrial | 16771.5996 | 120.7 | 5
Industrial | 16773 | 115.6 | 5
Industrial | 16776 | 129.85 | 5
Industrial | 16784 | 80.65 | 5
Industrial | 16786.1992 | 105.91 | 5
Industrial | 16790 | 162.07 | 5
Industrial | 16792 | 121.15 | 5
Industrial | 16798 | 130.22 | 5
Industrial | 16800 | 139.6 | 5
Industrial | 16800 | 140 | 5
Industrial | 16801 | 123.52 | 5
Industrial | 16804 | 112.78 | 5
Industrial | 16806 | 134.13 | 5
Industrial | 16808 | 85.52 | 5
Industrial | 16809 | 85.11 | 5
Industrial | 16810 | 163.05 | 5
Industrial | 16812 | 134.82 | 5
Industrial | 16813 | 140.11 | 5
Industrial | 16813 | 142.85 | 5
Industrial | 16814 | 80.74 | 5
Industrial | 16819 | 102.5 | 5
Industrial | 16822 | 112.15 | 5
Industrial | 16822 | 134.79 | 5
Industrial | 16824 | 111.95 | 5
Industrial | 16828 | 112.19 | 5
Industrial | 16828 | 115.82 | 5
Industrial | 16830 | 94.5 | 5
Industrial | 16830 | 94.55 | 5
Industrial | 16830 | 109.36 | 5
Industrial | 16830 | 111.98 | 5
Industrial | 16830.1992 | 140.96 | 5
Industrial | 16833.4004 | 121.1 | 5
Industrial | 16835 | 138.79 | 5
Industrial | 16835 | 138.79 | 5
Industrial | 16836.8691 | 129.77 | 5
Industrial | 16836.8691 | 129.77 | 5
Industrial | 16836.8691 | 129.77 | 5
Industrial | 16837 | 112 | 5
Industrial | 16840 | 110.07 | 5
Industrial | 16840 | 132.81 | 5
Industrial | 16846.5996 | 128 | 5
Industrial | 16848 | 116.81 | 5
Industrial | 16850 | 74.55 | 5
Industrial | 16850.4004 | 127.85 | 5
Industrial | 16852 | 132.17 | 5
Industrial | 16854 | 101.29 | 5
Industrial | 16855 | 112.06 | 5
Industrial | 16860 | 169.01 | 5
Industrial | 16865 | 82.91 | 5
Industrial | 16869 | 121.36 | 5
Industrial | 16870 | 93.41 | 5
Industrial | 16870 | 161.28 | 5
Industrial | 16884 | 110.35 | 5
Industrial | 16885 | 93.86 | 5
Industrial | 16888 | 110.38 | 5
Industrial | 16889.9004 | 154.68 | 5
Industrial | 16889.9004 | 154.68 | 5
Industrial | 16890 | 92.3 | 5
Industrial | 16890 | 97.29 | 5
Industrial | 16890 | 97.29 | 5
Industrial | 16893 | 93.85 | 5
Industrial | 16894 | 110.42 | 5
Industrial | 16899 | 108.75 | 5
Industrial | 16899 | 108.75 | 5
Industrial | 16899 | 110.45 | 5
Industrial | 16899.2305 | 109.91 | 5
Industrial | 16900 | 94.84 | 5
Industrial | 16900 | 112.67 | 5
Industrial | 16900.0723 | 126.91 | 5
Industrial | 16906 | 112.33 | 5
Industrial | 16907 | 122.69 | 5
Industrial | 16908 | 113.71 | 5
Industrial | 16909.7793 | 113.64 | 5
Industrial | 16909.7793 | 113.64 | 5
Industrial | 16910 | 121.67 | 5
Industrial | 16912 | 121.76 | 5
Industrial | 16914 | 108.08 | 5
Industrial | 16918 | 131.25 | 5
Industrial | 16920 | 114.4 | 5
Industrial | 16920 | 127.86 | 5
Industrial | 16926 | 110.56 | 5
Industrial | 16930 | 94.06 | 5
Industrial | 16930 | 94.11 | 5
Industrial | 16931 | 113.48 | 5
Industrial | 16931 | 113.48 | 5
Industrial | 16933 | 133.23 | 5
Industrial | 16933 | 161.42 | 5
Industrial | 16937 | 114.98 | 5
Industrial | 16941 | 100.3 | 5
Industrial | 16948 | 115.58 | 5
Industrial | 16950 | 104.37 | 5
Industrial | 16952 | 135.29 | 5
Industrial | 16954 | 107.03 | 5
Industrial | 16955 | 118.52 | 5
Industrial | 16959 | 122.36 | 5
Industrial | 16963 | 113.09 | 5
Industrial | 16970 | 112.61 | 5
Industrial | 16980 | 132.02 | 5
Industrial | 16988 | 99.87 | 5
Industrial | 16989 | 124.83 | 5
Industrial | 16990 | 83.4 | 5
Industrial | 16995 | 139.5 | 5
Industrial | 16998.4805 | 111.36 | 5
Industrial | 16999 | 133.53 | 5
Industrial | 16999.4004 | 90.9 | 5
Industrial | 17000 | 85 | 5
Industrial | 17000 | 85 | 5
Industrial | 17000 | 85 | 5
Industrial | 17000 | 85 | 5
Industrial | 17000 | 85 | 5
Industrial | 17000 | 100 | 5
Industrial | 17000 | 100.21 | 5
Industrial | 17000 | 111.11 | 5
Industrial | 17000 | 113.33 | 5
Industrial | 17000 | 119.72 | 5
Industrial | 17000 | 119.72 | 5
Industrial | 17000 | 128.79 | 5
Industrial | 17000 | 132.81 | 5
Industrial | 17000 | 132.81 | 5
Industrial | 17000 | 146.55 | 5
Industrial | 17005 | 128.83 | 5
Industrial | 17005.5 | 129.53 | 5
Industrial | 17006 | 127.77 | 5
Industrial | 17009 | 129.94 | 5
Industrial | 17010 | 100 | 5
Industrial | 17010.0195 | 140 | 5
Industrial | 17013.4004 | 106.97 | 5
Industrial | 17013.5605 | 110.199 | 5
Industrial | 17018.8945 | 130.39 | 5
Industrial | 17020 | 116.7 | 5
Industrial | 17020 | 139.74 | 5
Industrial | 17020 | 149.43 | 5
Industrial | 17026.6992 | 117.18 | 5
Industrial | 17026.6992 | 117.18 | 5
Industrial | 17026.6992 | 117.18 | 5
Industrial | 17028 | 141.9 | 5
Industrial | 17028 | 146.04 | 5
Industrial | 17028 | 146.04 | 5
Industrial | 17035.4004 | 142.95 | 5
Industrial | 17039 | 114.43 | 5
Industrial | 17042 | 114.68 | 5
Industrial | 17042 | 114.68 | 5
Industrial | 17043.7793 | 113.15 | 5
Industrial | 17044 | 98.46 | 5
Industrial | 17044 | 98.46 | 5
Industrial | 17044 | 128.54 | 5
Industrial | 17050 | 98.51 | 5
Industrial | 17051 | 112.25 | 5
Industrial | 17053 | 111.46 | 5
Industrial | 17056.4082 | 110.27 | 5
Industrial | 17058 | 90.51 | 5
Industrial | 17060 | 108.2 | 5
Industrial | 17067.1992 | 143.07 | 5
Industrial | 17069 | 101 | 5
Industrial | 17069 | 144.53 | 5
Industrial | 17073 | 130.03 | 5
Industrial | 17074 | 164.81 | 5
Industrial | 17075 | 124.36 | 5
Industrial | 17082 | 127 | 5
Industrial | 17084 | 123.71 | 5
Industrial | 17086 | 141.91 | 5
Industrial | 17086 | 141.91 | 5
Industrial | 17090 | 169.38 | 5
Industrial | 17093 | 111.72 | 5
Industrial | 17094 | 142.57 | 5
Industrial | 17095.5996 | 130.96 | 5
Industrial | 17096 | 110.3 | 5
Industrial | 17097 | 142.36 | 5
Industrial | 17098.1309 | 110.34 | 5
Industrial | 17098.1309 | 110.34 | 5
Industrial | 17100 | 91.65 | 5
Industrial | 17100 | 104.27 | 5
Industrial | 17100 | 123.82 | 5
Industrial | 17100 | 131.54 | 5
Industrial | 17100 | 131.54 | 5
Industrial | 17101 | 111.77 | 5
Industrial | 17101 | 111.77 | 5
Industrial | 17105 | 90.95 | 5
Industrial | 17110 | 111.83 | 5
Industrial | 17110 | 170.42 | 5
Industrial | 17113 | 119.67 | 5
Industrial | 17113 | 119.67 | 5
Industrial | 17120 | 194.46 | 5
Industrial | 17121 | 139.65 | 5
Industrial | 17122 | 111.91 | 5
Industrial | 17122 | 124.33 | 5
Industrial | 17128 | 121.73 | 5
Industrial | 17128 | 123.01 | 5
Industrial | 17130 | 114.31 | 5
Industrial | 17130 | 116.5 | 5
Industrial | 17132 | 113.3 | 5
Industrial | 17137.5703 | 82.83 | 5
Industrial | 17140.3398 | 137.72 | 5
Industrial | 17150 | 125.46 | 5
Industrial | 17150 | 160.28 | 5
Industrial | 17152 | 138.66 | 5
Industrial | 17153 | 112.11 | 5
Industrial | 17153.2031 | 108.1 | 5
Industrial | 17154 | 127.35 | 5
Industrial | 17155 | 114.37 | 5
Industrial | 17159 | 114.39 | 5
Industrial | 17159 | 135.43 | 5
Industrial | 17160 | 132 | 5
Industrial | 17160 | 164.05 | 5
Industrial | 17165 | 117.97 | 5
Industrial | 17168 | 148.9 | 5
Industrial | 17168 | 158.38 | 5
Industrial | 17169 | 98.8 | 5
Industrial | 17170 | 127.66 | 5
Industrial | 17170 | 142.85 | 5
Industrial | 17171 | 116.65 | 5
Industrial | 17173 | 125.17 | 5
Industrial | 17175 | 95.31 | 5
Industrial | 17185.6992 | 132.42 | 5
Industrial | 17188 | 106.23 | 5
Industrial | 17190 | 93.93 | 5
Industrial | 17190 | 100.7 | 5
Industrial | 17190 | 100.82 | 5
Industrial | 17190 | 100.82 | 5
Industrial | 17190 | 104.2 | 5
Industrial | 17190 | 111.1 | 5
Industrial | 17190 | 173.76 | 5
Industrial | 17194 | 103.58 | 5
Industrial | 17196 | 115.5 | 5
Industrial | 17197 | 113.5 | 5
Industrial | 17198 | 114.89 | 5
Industrial | 17200 | 111.04 | 5
Industrial | 17200 | 114.67 | 5
Industrial | 17200 | 166.02 | 5
Industrial | 17201 | 114.67 | 5
Industrial | 17203 | 86 | 5
Industrial | 17203 | 110.4 | 5
Industrial | 17203.6992 | 146.71 | 5
Industrial | 17204 | 78.9 | 5
Industrial | 17204 | 84.25 | 5
Industrial | 17204 | 84.25 | 5
Industrial | 17204 | 112.44 | 5
Industrial | 17205 | 114.7 | 5
Industrial | 17209 | 112.48 | 5
Industrial | 17211.5996 | 127.49 | 5
Industrial | 17214 | 117.42 | 5
Industrial | 17215 | 114.92 | 5
Industrial | 17217 | 89.24 | 5
Industrial | 17220 | 160.93 | 5
Industrial | 17220.8008 | 115.43 | 5
Industrial | 17221 | 125.15 | 5
Industrial | 17224 | 112.2 | 5
Industrial | 17230 | 101.29 | 5
Industrial | 17237 | 112.02 | 5
Industrial | 17242 | 141.68 | 5
Industrial | 17244 | 112.93 | 5
Industrial | 17244 | 117.31 | 5
Industrial | 17244 | 117.47 | 5
Industrial | 17250 | 110.9 | 5
Industrial | 17250 | 118.48 | 5
Industrial | 17250 | 128.73 | 5
Industrial | 17250 | 128.73 | 5
Industrial | 17250 | 128.73 | 5
Industrial | 17255 | 112.78 | 5
Industrial | 17258 | 95.93 | 5
Industrial | 17260 | 118.54 | 5
Industrial | 17260 | 171.06 | 5
Industrial | 17263 | 112.83 | 5
Industrial | 17268 | 116.19 | 5
Industrial | 17277 | 116.23 | 5
Industrial | 17280 | 84.29 | 5
Industrial | 17280 | 118.84 | 5
Industrial | 17280 | 143.52 | 5
Industrial | 17280 | 171.77 | 5
Industrial | 17280 | 172.11 | 5
Industrial | 17287 | 112.99 | 5
Industrial | 17287 | 128.15 | 5
Industrial | 17290 | 113.53 | 5
Industrial | 17290 | 119.41 | 5
Industrial | 17290 | 128.09 | 5
Industrial | 17300 | 108.81 | 5
Industrial | 17300 | 108.81 | 5
Industrial | 17300 | 115.33 | 5
Industrial | 17300 | 129.88 | 5
Industrial | 17303 | 116.36 | 5
Industrial | 17305 | 117.52 | 5
Industrial | 17310 | 86.6 | 5
Industrial | 17310 | 106.59 | 5
Industrial | 17310 | 106.59 | 5
Industrial | 17310 | 111.53 | 5
Industrial | 17311.1465 | 111.66 | 5
Industrial | 17314 | 115.81 | 5
Industrial | 17314 | 116.91 | 5
Industrial | 17320 | 97.19 | 5
Industrial | 17320 | 136.38 | 5
Industrial | 17320 | 143.25 | 5
Industrial | 17326 | 146.71 | 5
Industrial | 17330 | 127.71 | 5
Industrial | 17334 | 131.74 | 5
Industrial | 17334 | 131.74 | 5
Industrial | 17338 | 117.95 | 5
Industrial | 17340 | 165.62 | 5
Industrial | 17340 | 165.77 | 5
Industrial | 17340 | 171.51 | 5
Industrial | 17345 | 86.7 | 5
Industrial | 17346 | 118.81 | 5
Industrial | 17346 | 128.49 | 5
Industrial | 17348 | 118.74 | 5
Industrial | 17348 | 126.54 | 5
Industrial | 17349 | 110.31 | 5
Industrial | 17353 | 116.93 | 5
Industrial | 17360 | 150.56 | 5
Industrial | 17360 | 157.96 | 5
Industrial | 17360 | 161.04 | 5
Industrial | 17362.3066 | 116.65 | 5
Industrial | 17368 | 84.43 | 5
Industrial | 17369 | 130.29 | 5
Industrial | 17369.0996 | 130.29 | 5
Industrial | 17371 | 118.9 | 5
Industrial | 17371 | 118.9 | 5
Industrial | 17375 | 109.99 | 5
Industrial | 17375 | 115.83 | 5
Industrial | 17377 | 116.86 | 5
Industrial | 17380 | 111.18 | 5
Industrial | 17380 | 115 | 5
Industrial | 17380 | 166.16 | 5
Industrial | 17386 | 121.91 | 5
Industrial | 17389 | 121.18 | 5
Industrial | 17390 | 115.63 | 5
Industrial | 17390 | 144.08 | 5
Industrial | 17390 | 144.92 | 5
Industrial | 17391 | 80.89 | 5
Industrial | 17391 | 80.89 | 5
Industrial | 17391 | 83.65 | 5
Industrial | 17398 | 84.17 | 5
Industrial | 17400 | 113.73 | 5
Industrial | 17400 | 119.59 | 5
Industrial | 17400 | 133.54 | 5
Industrial | 17400 | 152.63 | 5
Industrial | 17401.4004 | 139.82 | 5
Industrial | 17401.4004 | 139.82 | 5
Industrial | 17401.4004 | 139.82 | 5
Industrial | 17403 | 133 | 5
Industrial | 17407 | 96.87 | 5
Industrial | 17407 | 117.61 | 5
Industrial | 17410 | 86.03 | 5
Industrial | 17410 | 112.6 | 5
Industrial | 17410 | 112.6 | 5
Industrial | 17410 | 142.94 | 5
Industrial | 17410 | 149.7 | 5
Industrial | 17410 | 149.7 | 5
Industrial | 17411.8008 | 119.18 | 5
Industrial | 17411.8008 | 119.18 | 5
Industrial | 17411.8008 | 119.18 | 5
Industrial | 17413 | 118.94 | 5
Industrial | 17413 | 147.57 | 5
Industrial | 17415 | 113.82 | 5
Industrial | 17416 | 85.49 | 5
Industrial | 17420 | 130 | 5
Industrial | 17420 | 151.48 | 5
Industrial | 17422.4492 | 116 | 5
Industrial | 17423 | 122.18 | 5
Industrial | 17424 | 130.44 | 5
Industrial | 17424 | 130.44 | 5
Industrial | 17424 | 130.44 | 5
Industrial | 17424.0996 | 130.44 | 5
Industrial | 17426.9004 | 116.1 | 5
Industrial | 17427.4492 | 114.73 | 5
Industrial | 17428 | 132.73 | 5
Industrial | 17428 | 136 | 5
Industrial | 17430 | 103.2 | 5
Industrial | 17439 | 119.53 | 5
Industrial | 17439 | 144.72 | 5
Industrial | 17439.1992 | 106.53 | 5
Industrial | 17444 | 137.35 | 5
Industrial | 17445 | 89.63 | 5
Industrial | 17447 | 137.38 | 5
Industrial | 17452 | 115.96 | 5
Industrial | 17453 | 119.38 | 5
Industrial | 17454 | 113.04 | 5
Industrial | 17456 | 102.32 | 5
Industrial | 17457 | 112 | 5
Industrial | 17458 | 117.56 | 5
Industrial | 17461 | 114.12 | 5
Industrial | 17461 | 115.78 | 5
Industrial | 17462 | 114.13 | 5
Industrial | 17463 | 126.54 | 5
Industrial | 17464 | 112.1 | 5
Industrial | 17467 | 114.16 | 5
Industrial | 17471 | 133.98 | 5
Industrial | 17472 | 102.72 | 5
Industrial | 17472 | 158.98 | 5
Industrial | 17473.3906 | 144.84 | 5
Industrial | 17477 | 128.51 | 5
Industrial | 17479 | 114.1 | 5
Industrial | 17480 | 88.31 | 5
Industrial | 17481 | 134.99 | 5
Industrial | 17484 | 90.54 | 5
Industrial | 17484 | 90.54 | 5
Industrial | 17489 | 106.84 | 5
Industrial | 17489 | 115.25 | 5
Industrial | 17489 | 118.25 | 5
Industrial | 17495 | 134.37 | 5
Industrial | 17499 | 81.05 | 5
Industrial | 17499.9199 | 114.95 | 5
Industrial | 17499.9199 | 114.95 | 5
Industrial | 17500 | 85.37 | 5
Industrial | 17500 | 87.5 | 5
Industrial | 17500 | 116.67 | 5
Industrial | 17500 | 140 | 5
Industrial | 17500 | 166.98 | 5
Industrial | 17501 | 116.56 | 5
Industrial | 17502 | 114.39 | 5
Industrial | 17502 | 137.27 | 5
Industrial | 17502 | 145.49 | 5
Industrial | 17506.6602 | 88.59 | 5
Industrial | 17507 | 88.59 | 5
Industrial | 17507 | 117.89 | 5
Industrial | 17513 | 146.43 | 5
Industrial | 17520 | 110.54 | 5
Industrial | 17520 | 110.54 | 5
Industrial | 17520 | 120.33 | 5
Industrial | 17520 | 141.52 | 5
Industrial | 17524 | 116.9 | 5
Industrial | 17524 | 116.9 | 5
Industrial | 17525 | 133 | 5
Industrial | 17528 | 100.9 | 5
Industrial | 17528 | 113.82 | 5
Industrial | 17530 | 110.18 | 5
Industrial | 17533 | 152.06 | 5
Industrial | 17533 | 162.64 | 5
Industrial | 17539 | 118.29 | 5
Industrial | 17543 | 129.56 | 5
Industrial | 17547 | 114.69 | 5
Industrial | 17548.3594 | 117.07 | 5
Industrial | 17548.3594 | 117.07 | 5
Industrial | 17550 | 130 | 5
Industrial | 17550 | 130 | 5
Industrial | 17550 | 130 | 5
Industrial | 17550 | 130 | 5
Industrial | 17550 | 130 | 5
Industrial | 17550 | 130 | 5
Industrial | 17558 | 111.55 | 5
Industrial | 17559 | 97.55 | 5
Industrial | 17563.584 | 114.04 | 5
Industrial | 17566 | 88.9 | 5
Industrial | 17568 | 152.37 | 5
Industrial | 17568 | 162.97 | 5
Industrial | 17568.7891 | 116.89 | 5
Industrial | 17571 | 116.06 | 5
Industrial | 17575 | 130.09 | 5
Industrial | 17575 | 141.85 | 5
Industrial | 17583 | 97.74 | 5
Industrial | 17583 | 148.88 | 5
Industrial | 17588 | 140.48 | 5
Industrial | 17589 | 117.26 | 5
Industrial | 17596.2207 | 146.84 | 5
Industrial | 17598 | 114.42 | 5
Industrial | 17598 | 114.42 | 5
Industrial | 17600 | 99.73 | 5
Industrial | 17600 | 99.73 | 5
Industrial | 17600 | 112.82 | 5
Industrial | 17600 | 115.49 | 5
Industrial | 17600 | 122.48 | 5
Industrial | 17600 | 131.44 | 5
Industrial | 17602.9492 | 97.85 | 5
Industrial | 17609 | 115.09 | 5
Industrial | 17618.4004 | 136.58 | 5
Industrial | 17620 | 164.67 | 5
Industrial | 17624 | 140.99 | 5
Industrial | 17630 | 137.67 | 5
Industrial | 17632 | 134.39 | 5
Industrial | 17633 | 143.71 | 5
Industrial | 17636 | 81.16 | 5
Industrial | 17636 | 115.27 | 5
Industrial | 17638 | 146.37 | 5
Industrial | 17639 | 111.92 | 5
Industrial | 17640 | 128.48 | 5
Industrial | 17650 | 114.02 | 5
Industrial | 17650 | 114.02 | 5
Industrial | 17650 | 137.57 | 5
Industrial | 17650 | 137.57 | 5
Industrial | 17650 | 143.81 | 5
Industrial | 17650 | 163.73 | 5
Industrial | 17655 | 112.17 | 5
Industrial | 17660 | 101.18 | 5
Industrial | 17660 | 148.9 | 5
Industrial | 17662.8496 | 116.06 | 5
Industrial | 17663 | 131.62 | 5
Industrial | 17664 | 147.2 | 5
Industrial | 17665 | 74.16 | 5
Industrial | 17670 | 106.83 | 5
Industrial | 17672 | 108.95 | 5
Industrial | 17672 | 108.95 | 5
Industrial | 17672 | 137.63 | 5
Industrial | 17673 | 85.13 | 5
Industrial | 17673 | 120.06 | 5
Industrial | 17676 | 88.38 | 5
Industrial | 17676 | 115.53 | 5
Industrial | 17679 | 85.34 | 5
Industrial | 17679 | 85.34 | 5
Industrial | 17682 | 114.59 | 5
Industrial | 17685 | 131 | 5
Industrial | 17685 | 131 | 5
Industrial | 17686 | 112.15 | 5
Industrial | 17687 | 114.55 | 5
Industrial | 17691 | 117.94 | 5
Industrial | 17691.9805 | 123.62 | 5
Industrial | 17691.9805 | 123.62 | 5
Industrial | 17694 | 115.65 | 5
Industrial | 17698 | 114.62 | 5
Industrial | 17700 | 104.12 | 5
Industrial | 17700 | 135.53 | 5
Industrial | 17701 | 128.27 | 5
Industrial | 17702 | 114.65 | 5
Industrial | 17705 | 84.19 | 5
Industrial | 17705 | 114 | 5
Industrial | 17710 | 113.7 | 5
Industrial | 17710 | 116.09 | 5
Industrial | 17712 | 118.47 | 5
Industrial | 17714.7695 | 116.94 | 5
Industrial | 17715 | 115.78 | 5
Industrial | 17718 | 115.8 | 5
Industrial | 17723 | 115.84 | 5
Industrial | 17726 | 126.16 | 5
Industrial | 17729 | 113.06 | 5
Industrial | 17729 | 113.06 | 5
Industrial | 17729 | 113.06 | 5
Industrial | 17730 | 163.11 | 5
Industrial | 17730 | 165.7 | 5
Industrial | 17732.1191 | 117.67 | 5
Industrial | 17732.1191 | 117.67 | 5
Industrial | 17735 | 96.91 | 5
Industrial | 17735 | 102.16 | 5
Industrial | 17735 | 102.16 | 5
Industrial | 17740 | 116.44 | 5
Industrial | 17744 | 119.33 | 5
Industrial | 17745 | 115.23 | 5
Industrial | 17745 | 124.88 | 5
Industrial | 17750 | 147.18 | 5
Industrial | 17751 | 108.2 | 5
Industrial | 17756 | 141.26 | 5
Industrial | 17763 | 119.17 | 5
Industrial | 17763 | 119.17 | 5
Industrial | 17763 | 119.2 | 5
Industrial | 17770 | 122.05 | 5
Industrial | 17771.9297 | 89.64 | 5
Industrial | 17775.4004 | 126.97 | 5
Industrial | 17776 | 119.62 | 5
Industrial | 17779 | 91.4 | 5
Industrial | 17780 | 85.19 | 5
Industrial | 17780 | 85.19 | 5
Industrial | 17780 | 116.67 | 5
Industrial | 17780 | 122.62 | 5
Industrial | 17780 | 122.7 | 5
Industrial | 17780 | 123.82 | 5
Industrial | 17783 | 114.21 | 5
Industrial | 17786 | 144 | 5
Industrial | 17790 | 96.48 | 5
Industrial | 17790 | 131.19 | 5
Industrial | 17791 | 85.17 | 5
Industrial | 17795 | 119.03 | 5
Industrial | 17796 | 98 | 5
Industrial | 17796 | 98 | 5
Industrial | 17800 | 114.84 | 5
Industrial | 17800 | 115.58 | 5
Industrial | 17800.2207 | 115.24 | 5
Industrial | 17800.2207 | 115.24 | 5
Industrial | 17805 | 154.42 | 5
Industrial | 17805 | 164.25 | 5
Industrial | 17806 | 120 | 5
Industrial | 17808 | 122.7 | 5
Industrial | 17808 | 122.73 | 5
Industrial | 17808 | 145.13 | 5
Industrial | 17810 | 104.7 | 5
Industrial | 17810 | 117.3 | 5
Industrial | 17810 | 136.27 | 5
Industrial | 17811 | 126.86 | 5
Industrial | 17811 | 138.61 | 5
Industrial | 17812 | 120.19 | 5
Industrial | 17812 | 134.84 | 5
Industrial | 17812.7266 | 136.23 | 5
Industrial | 17815 | 84.63 | 5
Industrial | 17816.6699 | 97.65 | 5
Industrial | 17819 | 122.64 | 5
Industrial | 17821 | 114.24 | 5
Industrial | 17824 | 127.31 | 5
Industrial | 17825 | 121.84 | 5
Industrial | 17825 | 121.84 | 5
Industrial | 17825 | 130.59 | 5
Industrial | 17827 | 129.18 | 5
Industrial | 17827 | 142.62 | 5
Industrial | 17830 | 134.57 | 5
Industrial | 17830 | 134.57 | 5
Industrial | 17830.3301 | 111.044 | 5
Industrial | 17833 | 120.33 | 5
Industrial | 17833 | 124.88 | 5
Industrial | 17837 | 110.79 | 5
Industrial | 17837 | 110.79 | 5
Industrial | 17837 | 111.48 | 5
Industrial | 17839 | 120.11 | 5
Industrial | 17839.5898 | 143.34 | 5
Industrial | 17840 | 79.43 | 5
Industrial | 17840 | 151.06 | 5
Industrial | 17840 | 165.49 | 5
Industrial | 17841 | 127.9 | 5
Industrial | 17843 | 97.4 | 5
Industrial | 17844 | 140.17 | 5
Industrial | 17846 | 89.13 | 5
Industrial | 17849 | 123.69 | 5
Industrial | 17850 | 81.5 | 5
Industrial | 17850 | 105 | 5
Industrial | 17853 | 116.69 | 5
Industrial | 17860 | 165.68 | 5
Industrial | 17867 | 120.24 | 5
Industrial | 17873.582 | 127.2 | 5
Industrial | 17874 | 121.51 | 5
Industrial | 17882 | 89.08 | 5
Industrial | 17883 | 125.23 | 5
Industrial | 17892 | 116.53 | 5
Industrial | 17894 | 139.8 | 5
Industrial | 17895 | 86.32 | 5
Industrial | 17897 | 124.7 | 5
Industrial | 17897 | 124.7 | 5
Industrial | 17897 | 124.7 | 5
Industrial | 17897 | 124.7 | 5
Industrial | 17897 | 124.7 | 5
Industrial | 17897 | 124.7 | 5
Industrial | 17897 | 137.99 | 5
Industrial | 17897.2402 | 120.36 | 5
Industrial | 17897.2402 | 120.36 | 5
Industrial | 17900 | 88.18 | 5
Industrial | 17900 | 123.96 | 5
Industrial | 17901 | 117 | 5
Industrial | 17908.3008 | 127.92 | 5
Industrial | 17910 | 138.3 | 5
Industrial | 17912 | 148.28 | 5
Industrial | 17916 | 126.44 | 5
Industrial | 17920 | 101.24 | 5
Industrial | 17920 | 101.47 | 5
Industrial | 17920 | 115.61 | 5
Industrial | 17927 | 117.17 | 5
Industrial | 17928.1895 | 118.18 | 5
Industrial | 17928.5703 | 112 | 5
Industrial | 17930.7793 | 118 | 5
Industrial | 17933 | 117.21 | 5
Industrial | 17941 | 122.63 | 5
Industrial | 17943 | 122.56 | 5
Industrial | 17946 | 117.88 | 5
Industrial | 17951 | 118.1 | 5
Industrial | 17951 | 118.1 | 5
Industrial | 17951 | 118.1 | 5
Industrial | 17952 | 85.93 | 5
Industrial | 17955.3496 | 85.04 | 5
Industrial | 17957.0996 | 118.22 | 5
Industrial | 17957.0996 | 118.22 | 5
Industrial | 17960 | 117.39 | 5
Industrial | 17962 | 118.09 | 5
Industrial | 17963.5996 | 88.14 | 5
Industrial | 17965 | 126.86 | 5
Industrial | 17970 | 106.58 | 5
Industrial | 17979.9004 | 118.06 | 5
Industrial | 17980 | 120.19 | 5
Industrial | 17989 | 111.04 | 5
Industrial | 17989 | 111.04 | 5
Industrial | 17989 | 111.04 | 5
Industrial | 17990.2969 | 117.14 | 5
Industrial | 17991 | 120.9 | 5
Industrial | 17991 | 125.37 | 5
Industrial | 17997 | 100.43 | 5
Industrial | 17997 | 119.82 | 5
Industrial | 18000 | 81.8 | 5
Industrial | 18000 | 85.71 | 5
Industrial | 18000 | 85.71 | 5
Industrial | 18000 | 87.8 | 5
Industrial | 18000 | 87.8 | 5
Industrial | 18000 | 90 | 5
Industrial | 18000 | 90 | 5
Industrial | 18000 | 90 | 5
Industrial | 18000 | 90 | 5
Industrial | 18000 | 92.3 | 5
Industrial | 18000 | 101.12 | 5
Industrial | 18000 | 105.26 | 5
Industrial | 18000 | 112.5 | 5
Industrial | 18000 | 120 | 5
Industrial | 18000 | 120 | 5
Industrial | 18000 | 125.3 | 5
Industrial | 18002 | 111.8 | 5
Industrial | 18004 | 80.52 | 5
Industrial | 18004 | 117.9 | 5
Industrial | 18007 | 141.23 | 5
Industrial | 18007.8105 | 100.1 | 5
Industrial | 18010 | 88.58 | 5
Industrial | 18010 | 116.27 | 5
Industrial | 18010 | 172.18 | 5
Industrial | 18012 | 123.29 | 5
Industrial | 18012.4395 | 112.92 | 5
Industrial | 18014 | 117.74 | 5
Industrial | 18021 | 120.46 | 5
Industrial | 18026 | 124.83 | 5
Industrial | 18031 | 130.66 | 5
Industrial | 18033.0371 | 140.2 | 5
Industrial | 18037 | 119.13 | 5
Industrial | 18039 | 93.95 | 5
Industrial | 18039 | 93.95 | 5
Industrial | 18041 | 120.92 | 5
Industrial | 18046 | 175.54 | 5
Industrial | 18046.5996 | 120.2 | 5
Industrial | 18050 | 98.63 | 5
Industrial | 18050 | 105.87 | 5
Industrial | 18050 | 105.87 | 5
Industrial | 18050 | 119.62 | 5
Industrial | 18052.1992 | 89.04 | 5
Industrial | 18054 | 137.71 | 5
Industrial | 18059 | 88.57 | 5
Industrial | 18062 | 135.81 | 5
Industrial | 18063 | 129.67 | 5
Industrial | 18069 | 132.67 | 5
Industrial | 18069 | 132.67 | 5
Industrial | 18069 | 132.67 | 5
Industrial | 18073 | 88.4 | 5
Industrial | 18073 | 124.9 | 5
Industrial | 18078 | 112.43 | 5
Industrial | 18078 | 112.43 | 5
Industrial | 18078 | 112.43 | 5
Industrial | 18080 | 115.6 | 5
Industrial | 18088 | 144.7 | 5
Industrial | 18090 | 173.11 | 5
Industrial | 18093 | 146.38 | 5
Industrial | 18094 | 125.2 | 5
Industrial | 18097 | 139.1 | 5
Industrial | 18100 | 118.3 | 5
Industrial | 18100 | 138.73 | 5
Industrial | 18100 | 139.23 | 5
Industrial | 18106 | 114.83 | 5
Industrial | 18109 | 103.56 | 5
Industrial | 18109 | 103.56 | 5
Industrial | 18110 | 120.41 | 5
Industrial | 18114 | 109.1 | 5
Industrial | 18115 | 129.76 | 5
Industrial | 18120 | 112.41 | 5
Industrial | 18121 | 118.44 | 5
Industrial | 18123 | 111.87 | 5
Industrial | 18123 | 111.87 | 5
Industrial | 18123 | 111.87 | 5
Industrial | 18130 | 122.01 | 5
Industrial | 18142 | 93.95 | 5
Industrial | 18142 | 93.95 | 5
Industrial | 18143.8008 | 120.96 | 5
Industrial | 18144 | 135.5 | 5
Industrial | 18147 | 78.12 | 5
Industrial | 18147 | 78.12 | 5
Industrial | 18147 | 118.61 | 5
Industrial | 18148 | 79.8 | 5
Industrial | 18153 | 119.19 | 5
Industrial | 18157 | 112.08 | 5
Industrial | 18159.8809 | 100.89 | 5
Industrial | 18170.3984 | 113.183 | 5
Industrial | 18171 | 119.23 | 5
Industrial | 18175 | 128.6 | 5
Industrial | 18176.5996 | 117.42 | 5
Industrial | 18182 | 101.01 | 5
Industrial | 18184.8301 | 121.31 | 5
Industrial | 18184.8301 | 121.31 | 5
Industrial | 18188 | 116.59 | 5
Industrial | 18195 | 118.92 | 5
Industrial | 18199 | 115.18 | 5
Industrial | 18200 | 79.04 | 5
Industrial | 18200 | 88 | 5
Industrial | 18200 | 93.91 | 5
Industrial | 18200 | 99.45 | 5
Industrial | 18200 | 104.84 | 5
Industrial | 18200 | 104.84 | 5
Industrial | 18200 | 121.33 | 5
Industrial | 18204 | 131.55 | 5
Industrial | 18206.5293 | 116.84 | 5
Industrial | 18210 | 101.5 | 5
Industrial | 18211 | 75 | 5
Industrial | 18211 | 75 | 5
Industrial | 18218 | 115.09 | 5
Industrial | 18227 | 91.9 | 5
Industrial | 18227 | 124.08 | 5
Industrial | 18228 | 121.36 | 5
Industrial | 18228.1992 | 102.68 | 5
Industrial | 18230 | 125.29 | 5
Industrial | 18230 | 141.65 | 5
Industrial | 18231 | 129.65 | 5
Industrial | 18231 | 129.65 | 5
Industrial | 18233 | 130.24 | 5
Industrial | 18240 | 114 | 5
Industrial | 18240 | 120.08 | 5
Industrial | 18244 | 118.78 | 5
Industrial | 18250 | 96.8 | 5
Industrial | 18250 | 138.15 | 5
Industrial | 18250 | 174.31 | 5
Industrial | 18251 | 128.98 | 5
Industrial | 18252 | 108 | 5
Industrial | 18254 | 132.16 | 5
Industrial | 18256 | 122.68 | 5
Industrial | 18257 | 89.38 | 5
Industrial | 18257 | 125.74 | 5
Industrial | 18258 | 116.07 | 5
Industrial | 18258 | 116.07 | 5
Industrial | 18258 | 116.07 | 5
Industrial | 18263 | 118.6 | 5
Industrial | 18266 | 142.59 | 5
Industrial | 18267 | 122.69 | 5
Industrial | 18267 | 127.3 | 5
Industrial | 18270 | 124.88 | 5
Industrial | 18270 | 124.88 | 5
Industrial | 18270 | 124.88 | 5
Industrial | 18276 | 81.74 | 5
Industrial | 18278.2578 | 140.39 | 5
Industrial | 18278.5 | 119.78 | 5
Industrial | 18280 | 142.37 | 5
Industrial | 18291 | 91.91 | 5
Industrial | 18292 | 147.52 | 5
Industrial | 18293 | 142.8 | 5
Industrial | 18294 | 95.77 | 5
Industrial | 18297 | 120.17 | 5
Industrial | 18305 | 114.98 | 5
Industrial | 18308 | 115.44 | 5
Industrial | 18310 | 181.11 | 5
Industrial | 18315 | 130.82 | 5
Industrial | 18325 | 119.38 | 5
Industrial | 18333 | 125.57 | 5
Industrial | 18344 | 126.25 | 5
Industrial | 18346.9902 | 101.98 | 5
Industrial | 18350 | 121.52 | 5
Industrial | 18350 | 133.16 | 5
Industrial | 18350 | 138.18 | 5
Industrial | 18350 | 156.57 | 5
Industrial | 18351 | 117.3 | 5
Industrial | 18355.0898 | 122.37 | 5
Industrial | 18357 | 84.61 | 5
Industrial | 18363 | 126.29 | 5
Industrial | 18363 | 126.29 | 5
Industrial | 18366 | 99.33 | 5
Industrial | 18370 | 171.52 | 5
Industrial | 18371 | 91.1 | 5
Industrial | 18372 | 117.17 | 5
Industrial | 18372 | 120.08 | 5
Industrial | 18374 | 115.56 | 5
Industrial | 18377 | 120.11 | 5
Industrial | 18380 | 127.99 | 5
Industrial | 18385 | 113.8 | 5
Industrial | 18386 | 120.01 | 5
Industrial | 18390 | 126.48 | 5
Industrial | 18390.2188 | 120.12 | 5
Industrial | 18400 | 92 | 5
Industrial | 18400 | 115 | 5
Industrial | 18400 | 117.2 | 5
Industrial | 18400 | 121.53 | 5
Industrial | 18408 | 75.1 | 5
Industrial | 18408.0293 | 123.83 | 5
Industrial | 18410 | 183.18 | 5
Industrial | 18410.9004 | 131.51 | 5
Industrial | 18418 | 119.6 | 5
Industrial | 18430 | 119.83 | 5
Industrial | 18430 | 126.23 | 5
Industrial | 18432 | 102.4 | 5
Industrial | 18432 | 118.92 | 5
Industrial | 18432 | 119.12 | 5
Industrial | 18434 | 140.93 | 5
Industrial | 18438 | 120.51 | 5
Industrial | 18440 | 117.9 | 5
Industrial | 18440 | 119.74 | 5
Industrial | 18443 | 127.11 | 5
Industrial | 18443.3008 | 91.18 | 5
Industrial | 18449 | 144.45 | 5
Industrial | 18450 | 94.17 | 5
Industrial | 18450 | 117.52 | 5
Industrial | 18450.5234 | 118.63 | 5
Industrial | 18452 | 123.18 | 5
Industrial | 18453.5996 | 129.86 | 5
Industrial | 18472 | 122.74 | 5
Industrial | 18475 | 113.32 | 5
Industrial | 18476 | 121.23 | 5
Industrial | 18476 | 128.57 | 5
Industrial | 18479 | 98.12 | 5
Industrial | 18479 | 126.57 | 5
Industrial | 18480 | 121.26 | 5
Industrial | 18480 | 128.78 | 5
Industrial | 18480 | 128.96 | 5
Industrial | 18480 | 142.04 | 5
Industrial | 18484 | 136.21 | 5
Industrial | 18488.5 | 116.28 | 5
Industrial | 18489 | 126.12 | 5
Industrial | 18489.1094 | 126.12 | 5
Industrial | 18489.1094 | 126.12 | 5
Industrial | 18489.1094 | 127.86 | 5
Industrial | 18489.1094 | 127.86 | 5
Industrial | 18491 | 101.3 | 5
Industrial | 18491 | 131.75 | 5
Industrial | 18492 | 128.12 | 5
Industrial | 18497 | 95.3 | 5
Industrial | 18500 | 88.93 | 5
Industrial | 18500 | 108.82 | 5
Industrial | 18500 | 115.71 | 5
Industrial | 18500 | 122.17 | 5
Industrial | 18500 | 122.44 | 5
Industrial | 18500 | 123.09 | 5
Industrial | 18500 | 123.33 | 5
Industrial | 18500 | 123.33 | 5
Industrial | 18500 | 123.33 | 5
Industrial | 18501 | 137.96 | 5
Industrial | 18510 | 133.32 | 5
Industrial | 18510 | 176.79 | 5
Industrial | 18512 | 126.02 | 5
Industrial | 18515 | 79.29 | 5
Industrial | 18515 | 79.29 | 5
Industrial | 18515 | 106.26 | 5
Industrial | 18515 | 148.95 | 5
Industrial | 18515.4199 | 144.23 | 5
Industrial | 18517 | 119.39 | 5
Industrial | 18520 | 115.75 | 5
Industrial | 18520 | 115.75 | 5
Industrial | 18520 | 116.7 | 5
Industrial | 18520 | 121.84 | 5
Industrial | 18520 | 127.2 | 5
Industrial | 18520 | 137.49 | 5
Industrial | 18521 | 126.25 | 5
Industrial | 18522 | 123.98 | 5
Industrial | 18522 | 123.98 | 5
Industrial | 18523 | 124.4 | 5
Industrial | 18529 | 91.58 | 5
Industrial | 18530 | 108.11 | 5
Industrial | 18535 | 142.8 | 5
Industrial | 18536 | 133.81 | 5
Industrial | 18539 | 80.9 | 5
Industrial | 18540 | 91.87 | 5
Industrial | 18549 | 82.96 | 5
Industrial | 18551 | 114.44 | 5
Industrial | 18553 | 123.03 | 5
Industrial | 18560 | 111 | 5
Industrial | 18560 | 111 | 5
Industrial | 18560 | 111 | 5
Industrial | 18560 | 111 | 5
Industrial | 18560 | 111 | 5
Industrial | 18560 | 111 | 5
Industrial | 18560 | 128.8 | 5
Industrial | 18560 | 173.46 | 5
Industrial | 18561.0996 | 124.91 | 5
Industrial | 18562 | 96.43 | 5
Industrial | 18562 | 96.43 | 5
Industrial | 18562 | 117.88 | 5
Industrial | 18565 | 130.65 | 5
Industrial | 18567.5391 | 123.78 | 5
Industrial | 18570 | 150.24 | 5
Industrial | 18572 | 89.58 | 5
Industrial | 18575 | 122.04 | 5
Industrial | 18577 | 98.77 | 5
Industrial | 18577 | 121.66 | 5
Industrial | 18578 | 138.49 | 5
Industrial | 18579 | 121.91 | 5
Industrial | 18580 | 121.92 | 5
Industrial | 18580 | 129.75 | 5
Industrial | 18580 | 177.63 | 5
Industrial | 18582.6992 | 132.73 | 5
Industrial | 18584 | 90.39 | 5
Industrial | 18586 | 124.91 | 5
Industrial | 18589 | 96.57 | 5
Industrial | 18589 | 96.57 | 5
Industrial | 18590 | 119.7 | 5
Industrial | 18590 | 119.7 | 5
Industrial | 18590 | 135.89 | 5
Industrial | 18595 | 118.48 | 5
Industrial | 18600 | 125.17 | 5
Industrial | 18603 | 116.27 | 5
Industrial | 18603 | 117 | 5
Industrial | 18604 | 121.59 | 5
Industrial | 18607 | 122.9 | 5
Industrial | 18618 | 130.74 | 5
Industrial | 18628 | 92 | 5
Industrial | 18629 | 116.62 | 5
Industrial | 18630 | 138 | 5
Industrial | 18630.4004 | 93.01 | 5
Industrial | 18635 | 143.13 | 5
Industrial | 18639 | 127.23 | 5
Industrial | 18644 | 126.83 | 5
Industrial | 18645 | 131.31 | 5
Industrial | 18645.8809 | 101.31 | 5
Industrial | 18647 | 102.46 | 5
Industrial | 18647 | 116.9 | 5
Industrial | 18650 | 105.36 | 5
Industrial | 18650 | 105.37 | 5
Industrial | 18650 | 120.32 | 5
Industrial | 18650 | 138.05 | 5
Industrial | 18651.2695 | 124.34 | 5
Industrial | 18653 | 181.27 | 5
Industrial | 18657.1992 | 125.55 | 5
Industrial | 18660 | 121.72 | 5
Industrial | 18660.3965 | 124.24 | 5
Industrial | 18663 | 143.89 | 5
Industrial | 18665 | 122.47 | 5
Industrial | 18665 | 129.98 | 5
Industrial | 18666.3008 | 90.83 | 5
Industrial | 18675 | 125.17 | 5
Industrial | 18676 | 123.52 | 5
Industrial | 18677 | 127.92 | 5
Industrial | 18677 | 127.92 | 5
Industrial | 18677 | 127.92 | 5
Industrial | 18678 | 105.53 | 5
Industrial | 18678 | 127.58 | 5
Industrial | 18682 | 105.55 | 5
Industrial | 18689 | 119.8 | 5
Industrial | 18700 | 122.22 | 5
Industrial | 18700 | 133.57 | 5
Industrial | 18700 | 137.5 | 5
Industrial | 18700 | 137.5 | 5
Industrial | 18700 | 145.75 | 5
Industrial | 18701 | 129.24 | 5
Industrial | 18702 | 122.64 | 5
Industrial | 18706 | 143.12 | 5
Industrial | 18707 | 87.58 | 5
Industrial | 18707 | 140.44 | 5
Industrial | 18710 | 119.94 | 5
Industrial | 18712 | 116.08 | 5
Industrial | 18713 | 98.49 | 5
Industrial | 18714 | 128.71 | 5
Industrial | 18720 | 125.47 | 5
Industrial | 18723 | 133.74 | 5
Industrial | 18723 | 146.84 | 5
Industrial | 18725 | 124.92 | 5
Industrial | 18727 | 144.05 | 5
Industrial | 18727 | 144.05 | 5
Industrial | 18727 | 144.05 | 5
Industrial | 18729 | 144.74 | 5
Industrial | 18730 | 87.12 | 5
Industrial | 18730 | 87.12 | 5
Industrial | 18730 | 178.89 | 5
Industrial | 18732 | 131.47 | 5
Industrial | 18733 | 90.84 | 5
Industrial | 18733.2949 | 145.33 | 5
Industrial | 18738 | 105.86 | 5
Industrial | 18740 | 121.85 | 5
Industrial | 18740 | 128.44 | 5
Industrial | 18746 | 88.2 | 5
Industrial | 18746.7305 | 123.07 | 5
Industrial | 18746.7305 | 123.07 | 5
Industrial | 18748 | 116.59 | 5
Industrial | 18750 | 124.67 | 5
Industrial | 18750 | 175.23 | 5
Industrial | 18752 | 132.06 | 5
Industrial | 18753 | 126.62 | 5
Industrial | 18757 | 84.3 | 5
Industrial | 18761 | 124.33 | 5
Industrial | 18763 | 78.66 | 5
Industrial | 18763 | 78.66 | 5
Industrial | 18765 | 129.86 | 5
Industrial | 18767 | 150.14 | 5
Industrial | 18769 | 106.04 | 5
Industrial | 18770.3105 | 131.52 | 5
Industrial | 18774 | 89.57 | 5
Industrial | 18778.9102 | 104.39 | 5
Industrial | 18780 | 133.29 | 5
Industrial | 18780 | 179.71 | 5
Industrial | 18781 | 153.94 | 5
Industrial | 18785 | 98.15 | 5
Industrial | 18786 | 126.42 | 5
Industrial | 18788 | 94.41 | 5
Industrial | 18789 | 136.44 | 5
Industrial | 18791.9004 | 122.18 | 5
Industrial | 18791.9004 | 122.18 | 5
Industrial | 18795 | 91.5 | 5
Industrial | 18795 | 128.03 | 5
Industrial | 18802 | 125.1 | 5
Industrial | 18810 | 121.12 | 5
Industrial | 18814 | 106.29 | 5
Industrial | 18814 | 113.75 | 5
Industrial | 18821 | 84.17 | 5
Industrial | 18822.7402 | 97.78 | 5
Industrial | 18822.7402 | 97.78 | 5
Industrial | 18823 | 124.16 | 5
Industrial | 18828 | 183.15 | 5
Industrial | 18830 | 96.4 | 5
Industrial | 18830 | 134.31 | 5
Industrial | 18831.9043 | 105.83 | 5
Industrial | 18832 | 126.33 | 5
Industrial | 18846 | 93.35 | 5
Industrial | 18846 | 93.35 | 5
Industrial | 18852 | 128.31 | 5
Industrial | 18852 | 128.31 | 5
Industrial | 18852 | 128.31 | 5
Industrial | 18858 | 107.1 | 5
Industrial | 18860 | 129.36 | 5
Industrial | 18861 | 121.45 | 5
Industrial | 18861 | 123.27 | 5
Industrial | 18864 | 106.58 | 5
Industrial | 18866.3008 | 134.76 | 5
Industrial | 18867 | 136.18 | 5
Industrial | 18869 | 102.29 | 5
Industrial | 18871 | 124.4 | 5
Industrial | 18878 | 93.14 | 5
Industrial | 18880 | 116.76 | 5
Industrial | 18881 | 95.31 | 5
Industrial | 18884 | 130.14 | 5
Industrial | 18886 | 97.45 | 5
Industrial | 18887 | 90.98 | 5
Industrial | 18890 | 142.57 | 5
Industrial | 18893 | 106.06 | 5
Industrial | 18895 | 128.19 | 5
Industrial | 18896.1992 | 125.97 | 5
Industrial | 18896.1992 | 127.85 | 5
Industrial | 18897 | 119.6 | 5
Industrial | 18900 | 94.5 | 5
Industrial | 18900 | 94.5 | 5
Industrial | 18900 | 123.53 | 5
Industrial | 18900 | 124.6 | 5
Industrial | 18900 | 140 | 5
Industrial | 18900 | 145.38 | 5
Industrial | 18900 | 145.38 | 5
Industrial | 18900 | 145.38 | 5
Industrial | 18900 | 145.38 | 5
Industrial | 18903 | 125.5 | 5
Industrial | 18905.6992 | 136.88 | 5
Industrial | 18908 | 126.05 | 5
Industrial | 18908 | 139.24 | 5
Industrial | 18920 | 115.37 | 5
Industrial | 18920 | 115.37 | 5
Industrial | 18920 | 124.15 | 5
Industrial | 18920 | 131.48 | 5
Industrial | 18920 | 176.82 | 5
Industrial | 18930 | 156.58 | 5
Industrial | 18932 | 102.48 | 5
Industrial | 18932.5 | 94.51 | 5
Industrial | 18933 | 105.07 | 5
Industrial | 18936 | 117.32 | 5
Industrial | 18947 | 107.05 | 5
Industrial | 18950 | 116.47 | 5
Industrial | 18950 | 131.87 | 5
Industrial | 18956.0996 | 126.37 | 5
Industrial | 18958 | 105.54 | 5
Industrial | 18958 | 128.53 | 5
Industrial | 18969.0293 | 146 | 5
Industrial | 18970 | 130.11 | 5
Industrial | 18970 | 137.66 | 5
Industrial | 18970 | 144.15 | 5
Industrial | 18973 | 126.49 | 5
Industrial | 18974 | 107.2 | 5
Industrial | 18975 | 122.42 | 5
Industrial | 18980 | 138.44 | 5
Industrial | 18982 | 128.6 | 5
Industrial | 18983 | 92.1 | 5
Industrial | 18983 | 122.87 | 5
Industrial | 18985 | 125.81 | 5
Industrial | 18985 | 125.81 | 5
Industrial | 18990 | 94.12 | 5
Industrial | 18990 | 124.77 | 5
Industrial | 18995 | 127.74 | 5
Industrial | 18999 | 144.92 | 5
Industrial | 19000 | 76 | 5
Industrial | 19000 | 88.37 | 5
Industrial | 19000 | 88.79 | 5
Industrial | 19000 | 90.48 | 5
Industrial | 19000 | 90.48 | 5
Industrial | 19000 | 92.68 | 5
Industrial | 19000 | 95 | 5
Industrial | 19000 | 95 | 5
Industrial | 19000 | 111.11 | 5
Industrial | 19000 | 118.75 | 5
Industrial | 19000 | 126.67 | 5
Industrial | 19000 | 126.67 | 5
Industrial | 19000 | 126.67 | 5
Industrial | 19000 | 126.67 | 5
Industrial | 19000 | 127.69 | 5
Industrial | 19004 | 81.37 | 5
Industrial | 19007 | 131.08 | 5
Industrial | 19008 | 127.06 | 5
Industrial | 19011 | 108.39 | 5
Industrial | 19012 | 108.02 | 5
Industrial | 19012 | 108.21 | 5
Industrial | 19012 | 128.11 | 5
Industrial | 19017 | 126.78 | 5
Industrial | 19019 | 129.56 | 5
Industrial | 19020 | 133.57 | 5
Industrial | 19020 | 157.58 | 5
Industrial | 19026 | 126.84 | 5
Industrial | 19029 | 95.15 | 5
Industrial | 19030 | 123.09 | 5
Industrial | 19030 | 143.62 | 5
Industrial | 19033 | 145.96 | 5
Industrial | 19036 | 128.36 | 5
Industrial | 19040 | 140 | 5
Industrial | 19040 | 140 | 5
Industrial | 19043 | 109.95 | 5
Industrial | 19046 | 124.08 | 5
Industrial | 19046 | 151.16 | 5
Industrial | 19050 | 156.28 | 5
Industrial | 19051 | 130.22 | 5
Industrial | 19053.459 | 105.67 | 5
Industrial | 19060 | 126.14 | 5
Industrial | 19060 | 127.58 | 5
Industrial | 19062.1582 | 104.06 | 5
Industrial | 19066 | 120.82 | 5
Industrial | 19068 | 98.1 | 5
Industrial | 19069 | 99.53 | 5
Industrial | 19070 | 139.6 | 5
Industrial | 19073 | 132.73 | 5
Industrial | 19075 | 119.59 | 5
Industrial | 19075 | 127.85 | 5
Industrial | 19076 | 120.05 | 5
Industrial | 19076 | 122.28 | 5
Industrial | 19080 | 118.07 | 5
Industrial | 19080 | 165.48 | 5
Industrial | 19080 | 176.99 | 5
Industrial | 19080 | 176.99 | 5
Industrial | 19083 | 107.81 | 5
Industrial | 19084 | 119.88 | 5
Industrial | 19087 | 90.46 | 5
Industrial | 19094 | 85.39 | 5
Industrial | 19100 | 119.38 | 5
Industrial | 19100 | 127.33 | 5
Industrial | 19104 | 149.02 | 5
Industrial | 19107 | 122.09 | 5
Industrial | 19109 | 107.96 | 5
Industrial | 19110 | 104.43 | 5
Industrial | 19110 | 110.06 | 5
Industrial | 19110 | 110.08 | 5
Industrial | 19112 | 126.57 | 5
Industrial | 19112 | 126.65 | 5
Industrial | 19112 | 128.44 | 5
Industrial | 19115 | 150.73 | 5
Industrial | 19118 | 126.61 | 5
Industrial | 19119.8398 | 127.47 | 5
Industrial | 19120 | 122.64 | 5
Industrial | 19120 | 140.59 | 5
Industrial | 19121 | 99.18 | 5
Industrial | 19124 | 124.75 | 5
Industrial | 19128 | 97.9 | 5
Industrial | 19130 | 81.36 | 5
Industrial | 19130 | 81.36 | 5
Industrial | 19138 | 127.59 | 5
Industrial | 19140 | 117.71 | 5
Industrial | 19144 | 125.04 | 5
Industrial | 19145 | 99.2 | 5
Industrial | 19145 | 99.2 | 5
Industrial | 19150 | 179.14 | 5
Industrial | 19152 | 79.8 | 5
Industrial | 19152 | 104.64 | 5
Industrial | 19155 | 101.76 | 5
Industrial | 19155 | 108.22 | 5
Industrial | 19156 | 128.39 | 5
Industrial | 19158 | 87.3 | 5
Industrial | 19168 | 108.29 | 5
Industrial | 19170 | 108.31 | 5
Industrial | 19172 | 127.03 | 5
Industrial | 19173 | 126.3 | 5
Industrial | 19177 | 151.12 | 5
Industrial | 19180 | 100.68 | 5
Industrial | 19180 | 100.68 | 5
Industrial | 19180 | 104.35 | 5
Industrial | 19180 | 132.46 | 5
Industrial | 19180 | 136.42 | 5
Industrial | 19180 | 149.49 | 5
Industrial | 19180.1797 | 104.35 | 5
Industrial | 19182 | 129.52 | 5
Industrial | 19182 | 134.99 | 5
Industrial | 19183 | 124 | 5
Industrial | 19183 | 124 | 5
Industrial | 19183 | 124 | 5
Industrial | 19191 | 135.82 | 5
Industrial | 19193 | 121.94 | 5
Industrial | 19193.5508 | 128.63 | 5
Industrial | 19193.5508 | 128.63 | 5
Industrial | 19194.5 | 125.16 | 5
Industrial | 19196 | 132.57 | 5
Industrial | 19199 | 129.61 | 5
Industrial | 19199 | 129.61 | 5
Industrial | 19199 | 130.21 | 5
Industrial | 19205 | 106.69 | 5
Industrial | 19205 | 123.11 | 5
Industrial | 19205 | 123.66 | 5
Industrial | 19210 | 120.82 | 5
Industrial | 19211 | 103.5 | 5
Industrial | 19211 | 127.82 | 5
Industrial | 19215 | 132.15 | 5
Industrial | 19216 | 109.2 | 5
Industrial | 19218 | 94.92 | 5
Industrial | 19219 | 123.2 | 5
Industrial | 19220 | 115.09 | 5
Industrial | 19220 | 128.65 | 5
Industrial | 19220 | 128.91 | 5
Industrial | 19220 | 143.006 | 5
Industrial | 19220 | 143.006 | 5
Industrial | 19220 | 157.93 | 5
Industrial | 19226 | 108.62 | 5
Industrial | 19226 | 125.66 | 5
Industrial | 19230 | 179.55 | 5
Industrial | 19235 | 118.22 | 5
Industrial | 19238 | 125.08 | 5
Industrial | 19238 | 129.03 | 5
Industrial | 19239 | 107.7 | 5
Industrial | 19240 | 129.82 | 5
Industrial | 19247 | 130.22 | 5
Industrial | 19248 | 124.53 | 5
Industrial | 19253 | 122.63 | 5
Industrial | 19254 | 139.32 | 5
Industrial | 19256 | 108.79 | 5
Industrial | 19256 | 122.34 | 5
Industrial | 19256 | 125.12 | 5
Industrial | 19257 | 101.4 | 5
Industrial | 19258 | 118.22 | 5
Industrial | 19260 | 123.7 | 5
Industrial | 19263 | 106.48 | 5
Industrial | 19268 | 108.86 | 5
Industrial | 19268 | 140.34 | 5
Industrial | 19270 | 126.43 | 5
Industrial | 19271.7109 | 124.05 | 5
Industrial | 19272 | 124.05 | 5
Industrial | 19272 | 126.62 | 5
Industrial | 19278 | 128.18 | 5
Industrial | 19279 | 108.92 | 5
Industrial | 19279 | 131.96 | 5
Industrial | 19280 | 120.5 | 5
Industrial | 19280 | 140.83 | 5
Industrial | 19282 | 108.3 | 5
Industrial | 19282 | 120.14 | 5
Industrial | 19282 | 127.02 | 5
Industrial | 19283 | 130.03 | 5
Industrial | 19285 | 122.52 | 5
Industrial | 19287 | 137.29 | 5
Industrial | 19287 | 137.29 | 5
Industrial | 19288 | 94.34 | 5
Industrial | 19292 | 105.1 | 5
Industrial | 19298 | 130.04 | 5
Industrial | 19300 | 80.42 | 5
Industrial | 19300 | 80.42 | 5
Industrial | 19300 | 96.5 | 5
Industrial | 19300 | 104.3 | 5
Industrial | 19300 | 116.97 | 5
Industrial | 19300 | 125.9 | 5
Industrial | 19300 | 132.55 | 5
Industrial | 19312 | 126.8 | 5
Industrial | 19316 | 109.13 | 5
Industrial | 19319 | 93 | 5
Industrial | 19319.5 | 133.88 | 5
Industrial | 19320 | 109.15 | 5
Industrial | 19325 | 111 | 5
Industrial | 19325 | 148.31 | 5
Industrial | 19329.5 | 128.85 | 5
Industrial | 19331 | 121.05 | 5
Industrial | 19331 | 129.48 | 5
Industrial | 19335 | 129.42 | 5
Industrial | 19336 | 98.7 | 5
Industrial | 19340 | 125.83 | 5
Industrial | 19340 | 131.12 | 5
Industrial | 19342 | 128.69 | 5
Industrial | 19345 | 117.31 | 5
Industrial | 19345 | 131.69 | 5
Industrial | 19345 | 137.59 | 5
Industrial | 19346 | 100.24 | 5
Industrial | 19349 | 91.27 | 5
Industrial | 19350 | 120.34 | 5
Industrial | 19350 | 142.49 | 5
Industrial | 19356 | 99.6 | 5
Industrial | 19360 | 110 | 5
Industrial | 19360 | 110 | 5
Industrial | 19360 | 122.92 | 5
Industrial | 19368 | 121.28 | 5
Industrial | 19368.5898 | 100.62 | 5
Industrial | 19368.5898 | 100.62 | 5
Industrial | 19370 | 144.55 | 5
Industrial | 19370 | 144.55 | 5
Industrial | 19370 | 144.55 | 5
Industrial | 19374 | 122.85 | 5
Industrial | 19377.1992 | 128.84 | 5
Industrial | 19380 | 143.24 | 5
Industrial | 19384 | 124.18 | 5
Industrial | 19386 | 131.97 | 5
Industrial | 19388 | 125 | 5
Industrial | 19389 | 119.3 | 5
Industrial | 19390 | 110.3 | 5
Industrial | 19393 | 125.28 | 5
Industrial | 19393 | 133.47 | 5
Industrial | 19395 | 130.87 | 5
Industrial | 19397.4609 | 100.77 | 5
Industrial | 19397.4609 | 100.77 | 5
Industrial | 19399 | 127.29 | 5
Industrial | 19399 | 135.37 | 5
Industrial | 19400 | 103.19 | 5
Industrial | 19400 | 134.26 | 5
Industrial | 19400 | 145.65 | 5
Industrial | 19407 | 104.45 | 5
Industrial | 19408.2305 | 93.02 | 5
Industrial | 19410 | 128.88 | 5
Industrial | 19410 | 129.4 | 5
Industrial | 19411 | 128.15 | 5
Industrial | 19412 | 103.26 | 5
Industrial | 19412 | 126.46 | 5
Industrial | 19413 | 128.39 | 5
Industrial | 19419 | 128.94 | 5
Industrial | 19422 | 130.7 | 5
Industrial | 19422 | 131.32 | 5
Industrial | 19424 | 130.27 | 5
Industrial | 19426 | 156.6613 | 5
Industrial | 19426 | 156.6613 | 5
Industrial | 19426 | 156.6613 | 5
Industrial | 19427.1309 | 92.42 | 5
Industrial | 19430 | 128.77 | 5
Industrial | 19433 | 123.15 | 5
Industrial | 19434 | 117.78 | 5
Industrial | 19438 | 128.3 | 5
Industrial | 19438.4004 | 131.07 | 5
Industrial | 19439 | 132.06 | 5
Industrial | 19440 | 97.69 | 5
Industrial | 19440 | 110.14 | 5
Industrial | 19442 | 126.82 | 5
Industrial | 19442 | 129.1 | 5
Industrial | 19446.5098 | 124.87 | 5
Industrial | 19447 | 124.87 | 5
Industrial | 19447.9004 | 129.65 | 5
Industrial | 19448 | 126.95 | 5
Industrial | 19448 | 126.95 | 5
Industrial | 19452.5996 | 129.68 | 5
Industrial | 19453 | 115.52 | 5
Industrial | 19454 | 99 | 5
Industrial | 19457 | 109.93 | 5
Industrial | 19458 | 130.24 | 5
Industrial | 19459 | 130.07 | 5
Industrial | 19464 | 103.2 | 5
Industrial | 19464 | 109.97 | 5
Industrial | 19464 | 126.8 | 5
Industrial | 19464 | 164.43 | 5
Industrial | 19464 | 164.43 | 5
Industrial | 19464 | 164.43 | 5
Industrial | 19466.4609 | 105.6 | 5
Industrial | 19468 | 131.99 | 5
Industrial | 19470 | 133.54 | 5
Industrial | 19470 | 136.73 | 5
Industrial | 19470 | 185.96 | 5
Industrial | 19476 | 87.1 | 5
Industrial | 19476 | 130.89 | 5
Industrial | 19478 | 129.85 | 5
Industrial | 19480 | 125.6 | 5
Industrial | 19480 | 126.66 | 5
Industrial | 19480 | 133.42 | 5
Industrial | 19485 | 155.01 | 5
Industrial | 19487 | 126.13 | 5
Industrial | 19488.4863 | 129.23 | 5
Industrial | 19491 | 132.5 | 5
Industrial | 19494 | 130.39 | 5
Industrial | 19495 | 123.4 | 5
Industrial | 19495.5996 | 129.97 | 5
Industrial | 19500 | 97.5 | 5
Industrial | 19500 | 98.95 | 5
Industrial | 19500 | 116.21 | 5
Industrial | 19500 | 122.84 | 5
Industrial | 19500 | 127.4 | 5
Industrial | 19500 | 128.97 | 5
Industrial | 19500 | 129.74 | 5
Industrial | 19500 | 130 | 5
Industrial | 19500 | 130 | 5
Industrial | 19500 | 130 | 5
Industrial | 19500 | 130 | 5
Industrial | 19500 | 130 | 5
Industrial | 19500 | 130 | 5
Industrial | 19500 | 133.2 | 5
Industrial | 19501 | 132.21 | 5
Industrial | 19504 | 127.98 | 5
Industrial | 19504 | 136.2 | 5
Industrial | 19507 | 132.16 | 5
Industrial | 19510 | 106.3 | 5
Industrial | 19511 | 130.07 | 5
Industrial | 19515 | 110.25 | 5
Industrial | 19518.0605 | 104 | 5
Industrial | 19518.0605 | 104.09 | 5
Industrial | 19518.0605 | 104.09 | 5
Industrial | 19523.8008 | 142.95 | 5
Industrial | 19532 | 130.3 | 5
Industrial | 19535 | 90.82 | 5
Industrial | 19535 | 130.49 | 5
Industrial | 19537 | 130.25 | 5
Industrial | 19537 | 130.25 | 5
Industrial | 19537.8496 | 108.85 | 5
Industrial | 19538 | 100.6 | 5
Industrial | 19538 | 108.85 | 5
Industrial | 19543 | 125.52 | 5
Industrial | 19543 | 131.25 | 5
Industrial | 19544 | 130.47 | 5
Industrial | 19550 | 99 | 5
Industrial | 19562 | 127.19 | 5
Industrial | 19568 | 110.55 | 5
Industrial | 19571 | 139 | 5
Industrial | 19573 | 100.72 | 5
Industrial | 19578 | 118.65 | 5
Industrial | 19580 | 120.02 | 5
Industrial | 19583 | 124.42 | 5
Industrial | 19583 | 134.68 | 5
Industrial | 19584 | 105.2337 | 5
Industrial | 19584 | 105.2337 | 5
Industrial | 19587 | 128.19 | 5
Industrial | 19594 | 110.7 | 5
Industrial | 19594 | 110.7 | 5
Industrial | 19595 | 123.39 | 5
Industrial | 19595 | 132.04 | 5
Industrial | 19596 | 110.71 | 5
Industrial | 19598 | 130.39 | 5
Industrial | 19600 | 128.02 | 5
Industrial | 19601 | 125.65 | 5
Industrial | 19606 | 110.77 | 5
Industrial | 19606.8008 | 95.04 | 5
Industrial | 19607 | 130.98 | 5
Industrial | 19610 | 110.79 | 5
Industrial | 19610 | 132.77 | 5
Industrial | 19616 | 132.36 | 5
Industrial | 19617 | 125.75 | 5
Industrial | 19617 | 125.75 | 5
Industrial | 19618 | 107.5 | 5
Industrial | 19620 | 132.57 | 5
Industrial | 19621.8008 | 95.14 | 5
Industrial | 19622 | 110.86 | 5
Industrial | 19622.8008 | 130.47 | 5
Industrial | 19630 | 127.63 | 5
Industrial | 19630 | 130.52 | 5
Industrial | 19630 | 134.45 | 5
Industrial | 19631 | 125 | 5
Industrial | 19631 | 130.44 | 5
Industrial | 19631 | 135.11 | 5
Industrial | 19634 | 136.44 | 5
Industrial | 19636 | 130.39 | 5
Industrial | 19639 | 119.02 | 5
Industrial | 19639 | 119.02 | 5
Industrial | 19648 | 131.95 | 5
Industrial | 19650 | 124 | 5
Industrial | 19652 | 131.01 | 5
Industrial | 19653 | 97.75 | 5
Industrial | 19653 | 127.37 | 5
Industrial | 19656.5996 | 111.01 | 5
Industrial | 19666 | 94.9 | 5
Industrial | 19668 | 121.6 | 5
Industrial | 19668.5 | 128.66 | 5
Industrial | 19670 | 132.19 | 5
Industrial | 19671 | 128.71 | 5
Industrial | 19671 | 128.71 | 5
Industrial | 19672 | 108.69 | 5
Industrial | 19675 | 103.72 | 5
Industrial | 19680 | 112.52 | 5
Industrial | 19682 | 133.71 | 5
Industrial | 19685 | 105.21 | 5
Industrial | 19687 | 131.95 | 5
Industrial | 19690 | 111.62 | 5
Industrial | 19690 | 119.33 | 5
Industrial | 19690 | 126.79 | 5
Industrial | 19691 | 133.41 | 5
Industrial | 19692 | 94.57 | 5
Industrial | 19697 | 107.4 | 5
Industrial | 19697 | 132.37 | 5
Industrial | 19700 | 95.17 | 5
Industrial | 19700 | 98.5 | 5
Industrial | 19700 | 133.29 | 5
Industrial | 19700 | 137.19 | 5
Industrial | 19708 | 130.52 | 5
Industrial | 19710 | 117.1 | 5
Industrial | 19710 | 126.92 | 5
Industrial | 19710 | 129.5 | 5
Industrial | 19710 | 130.62 | 5
Industrial | 19712.8496 | 128.3 | 5
Industrial | 19719 | 130.94 | 5
Industrial | 19720 | 136.19 | 5
Industrial | 19730 | 130.15 | 5
Industrial | 19730 | 131.27 | 5
Industrial | 19731 | 131.54 | 5
Industrial | 19731 | 133.47 | 5
Industrial | 19735 | 111.5 | 5
Industrial | 19736 | 127.99 | 5
Industrial | 19741 | 131.04 | 5
Industrial | 19742 | 131.09 | 5
Industrial | 19742.3008 | 141.02 | 5
Industrial | 19742.3008 | 141.28 | 5
Industrial | 19743 | 131.8 | 5
Industrial | 19747 | 121.09 | 5
Industrial | 19747 | 121.09 | 5
Industrial | 19747 | 121.09 | 5
Industrial | 19747 | 121.09 | 5
Industrial | 19747 | 121.09 | 5
Industrial | 19747 | 121.09 | 5
Industrial | 19747 | 130.69 | 5
Industrial | 19749 | 111.58 | 5
Industrial | 19753 | 108.52 | 5
Industrial | 19761 | 137.33 | 5
Industrial | 19767 | 108.19 | 5
Industrial | 19769 | 122.56 | 5
Industrial | 19769 | 129.12 | 5
Industrial | 19770 | 97.8 | 5
Industrial | 19770 | 113.17 | 5
Industrial | 19775 | 129.59 | 5
Industrial | 19778 | 128.43 | 5
Industrial | 19779 | 130.73 | 5
Industrial | 19789 | 90.61 | 5
Industrial | 19790.7598 | 147.2527 | 5
Industrial | 19790.7598 | 147.2527 | 5
Industrial | 19796.3008 | 128.75 | 5
Industrial | 19796.3008 | 128.75 | 5
Industrial | 19796.3008 | 128.75 | 5
Industrial | 19796.3008 | 128.75 | 5
Industrial | 19796.3008 | 128.75 | 5
Industrial | 19796.3008 | 128.75 | 5
Industrial | 19797 | 123.73 | 5
Industrial | 19797 | 123.73 | 5
Industrial | 19797 | 152.64 | 5
Industrial | 19800 | 120 | 5
Industrial | 19800 | 135.71 | 5
Industrial | 19809 | 111.92 | 5
Industrial | 19822 | 129.39 | 5
Industrial | 19822 | 130.24 | 5
Industrial | 19825 | 161.44 | 5
Industrial | 19825.0293 | 128.81 | 5
Industrial | 19825.0293 | 128.81 | 5
Industrial | 19825.0293 | 128.81 | 5
Industrial | 19825.0293 | 128.81 | 5
Industrial | 19825.0293 | 128.81 | 5
Industrial | 19825.0293 | 128.81 | 5
Industrial | 19828 | 123.93 | 5
Industrial | 19829 | 97.2 | 5
Industrial | 19830 | 131.5 | 5
Industrial | 19830 | 131.5 | 5
Industrial | 19833 | 128.62 | 5
Industrial | 19834 | 130.92 | 5
Industrial | 19837 | 135.87 | 5
Industrial | 19840 | 79.33 | 5
Industrial | 19840 | 130.53 | 5
Industrial | 19840 | 136.17 | 5
Industrial | 19845 | 102.2 | 5
Industrial | 19849 | 91.3 | 5
Industrial | 19850 | 80.33 | 5
Industrial | 19851 | 131.64 | 5
Industrial | 19853 | 84.5 | 5
Industrial | 19854 | 107.203 | 5
Industrial | 19854 | 107.203 | 5
Industrial | 19859 | 122.97 | 5
Industrial | 19860 | 117.86 | 5
Industrial | 19860 | 128.05 | 5
Industrial | 19861 | 130.32 | 5
Industrial | 19861 | 138.02 | 5
Industrial | 19865 | 139.21 | 5
Industrial | 19866.8242 | 128.51 | 5
Industrial | 19871 | 137.61 | 5
Industrial | 19873 | 128.46 | 5
Industrial | 19876 | 116.57 | 5
Industrial | 19876 | 116.57 | 5
Industrial | 19876 | 116.57 | 5
Industrial | 19883 | 127.37 | 5
Industrial | 19883 | 135.63 | 5
Industrial | 19885 | 125.38 | 5
Industrial | 19886 | 83.77 | 5
Industrial | 19886 | 83.77 | 5
Industrial | 19886.4004 | 120.01 | 5
Industrial | 19886.4004 | 120.01 | 5
Industrial | 19888 | 112.36 | 5
Industrial | 19890 | 132.16 | 5
Industrial | 19898 | 130.39 | 5
Industrial | 19899 | 87.85 | 5
Industrial | 19900 | 82.92 | 5
Industrial | 19900 | 103.11 | 5
Industrial | 19900 | 129.39 | 5
Industrial | 19900 | 136.11 | 5
Industrial | 19901 | 130.93 | 5
Industrial | 19901 | 130.93 | 5
Industrial | 19905 | 115.73 | 5
Industrial | 19905 | 130.1 | 5
Industrial | 19910 | 129.38 | 5
Industrial | 19910 | 129.38 | 5
Industrial | 19911 | 109.58 | 5
Industrial | 19911 | 109.58 | 5
Industrial | 19913 | 134.18 | 5
Industrial | 19913.0117 | 106.8295 | 5
Industrial | 19913.0117 | 106.8295 | 5
Industrial | 19914 | 133.47 | 5
Industrial | 19915.5996 | 123.85 | 5
Industrial | 19915.5996 | 123.85 | 5
Industrial | 19915.5996 | 123.85 | 5
Industrial | 19917 | 112.53 | 5
Industrial | 19917 | 132.78 | 5
Industrial | 19923.2891 | 107.81 | 5
Industrial | 19924 | 130.9 | 5
Industrial | 19925 | 130.83 | 5
Industrial | 19926 | 132.05 | 5
Industrial | 19931 | 130.35 | 5
Industrial | 19931 | 131.82 | 5
Industrial | 19932.6602 | 129.87 | 5
Industrial | 19936 | 103.3 | 5
Industrial | 19939 | 132.4 | 5
Industrial | 19940 | 145.23 | 5
Industrial | 19943 | 124.64 | 5
Industrial | 19948 | 134.14 | 5
Industrial | 19949 | 129.96 | 5
Industrial | 19949.0195 | 132.99 | 5
Industrial | 19952 | 106.94 | 5
Industrial | 19953 | 136.76 | 5
Industrial | 19960 | 139.78 | 5
Industrial | 19962 | 118.47 | 5
Industrial | 19965 | 96.22 | 5
Industrial | 19967 | 130.16 | 5
Industrial | 19969 | 99.85 | 5
Industrial | 19972 | 110.61 | 5
Industrial | 19973 | 139.09 | 5
Industrial | 19976.7793 | 103.78 | 5
Industrial | 19976.7793 | 103.78 | 5
Industrial | 19980 | 131.62 | 5
Industrial | 19981 | 130.99 | 5
Industrial | 19983 | 109.44 | 5
Industrial | 19983 | 132.51 | 5
Industrial | 19984 | 132.03 | 5
Industrial | 19986 | 128.21 | 5
Industrial | 19987 | 96.28 | 5
Industrial | 19990 | 139.4 | 5
Industrial | 19992 | 106.42 | 5
Industrial | 19997 | 98 | 5
Industrial | 19997.9883 | 125.73 | 5
Industrial | 19999 | 133.95 | 5
Industrial | 20000 | 86.96 | 5
Industrial | 20000 | 86.96 | 5
Industrial | 20000 | 94.34 | 5
Industrial | 20000 | 95.24 | 5
Industrial | 20000 | 97.56 | 5
Industrial | 20000 | 98.04 | 5
Industrial | 20000 | 99.01 | 5
Industrial | 20000 | 100 | 5
Industrial | 20000 | 105.82 | 5
Industrial | 20000 | 114.94 | 5
Industrial | 20000 | 114.94 | 5
Industrial | 20000 | 122.7 | 5
Industrial | 20000 | 122.7 | 5
Industrial | 20000 | 122.7 | 5
Industrial | 20000 | 122.7 | 5
Industrial | 20000 | 125 | 5
Industrial | 20000 | 125 | 5
Industrial | 20000 | 126.58 | 5
Industrial | 20000 | 126.58 | 5
Industrial | 20000 | 128.78 | 5
Industrial | 20000 | 137.08 | 5
Industrial | 20000 | 140.85 | 5
Industrial | 20000 | 140.85 | 5
Industrial | 20003 | 129.13 | 5
Industrial | 20004.0879 | 133.18 | 5
Industrial | 20021 | 134.64 | 5
Industrial | 20025 | 87.48 | 5
Industrial | 20025 | 87.48 | 5
Industrial | 20027 | 91.6 | 5
Industrial | 20028 | 133.52 | 5
Industrial | 20030 | 191.49 | 5
Industrial | 20031 | 113.17 | 5
Industrial | 20032 | 87.21 | 5
Industrial | 20034 | 113.19 | 5
Industrial | 20040 | 129.37 | 5
Industrial | 20042 | 134.15 | 5
Industrial | 20044.4004 | 129.45 | 5
Industrial | 20046 | 130.34 | 5
Industrial | 20046 | 134.45 | 5
Industrial | 20050 | 125.55 | 5
Industrial | 20050 | 129.1 | 5
Industrial | 20052 | 140.03 | 5
Industrial | 20053 | 133.66 | 5
Industrial | 20060 | 132.41 | 5
Industrial | 20060.4004 | 128.35 | 5
Industrial | 20061 | 132.5 | 5
Industrial | 20062.1992 | 95.23 | 5
Industrial | 20063 | 94.33 | 5
Industrial | 20064 | 138.37 | 5
Industrial | 20066 | 125.41 | 5
Industrial | 20066 | 125.41 | 5
Industrial | 20066 | 125.41 | 5
Industrial | 20067 | 134.77 | 5
Industrial | 20068 | 135.41 | 5
Industrial | 20068.3594 | 111 | 5
Industrial | 20070 | 105.7 | 5
Industrial | 20070 | 127.59 | 5
Industrial | 20071 | 121.35 | 5
Industrial | 20075 | 133.48 | 5
Industrial | 20076 | 100.88 | 5
Industrial | 20079.9902 | 115.81 | 5
Industrial | 20079.9902 | 115.81 | 5
Industrial | 20079.9902 | 115.81 | 5
Industrial | 20088 | 125.24 | 5
Industrial | 20088 | 125.24 | 5
Industrial | 20088.4395 | 133.92 | 5
Industrial | 20090 | 113.5 | 5
Industrial | 20093 | 91.29 | 5
Industrial | 20093 | 131.41 | 5
Industrial | 20094 | 137.63 | 5
Industrial | 20098 | 103.8 | 5
Industrial | 20098 | 103.81 | 5
Industrial | 20098 | 132.14 | 5
Industrial | 20098 | 132.14 | 5
Industrial | 20100 | 120.4 | 5
Industrial | 20100 | 128.06 | 5
Industrial | 20100 | 131.02 | 5
Industrial | 20100 | 135.54 | 5
Industrial | 20100 | 163.02 | 5
Industrial | 20101 | 132.42 | 5
Industrial | 20102.1699 | 142.97 | 5
Industrial | 20106 | 113.59 | 5
Industrial | 20109 | 130.66 | 5
Industrial | 20118 | 134.84 | 5
Industrial | 20120 | 137.43 | 5
Industrial | 20120 | 148.27 | 5
Industrial | 20127.1191 | 130.31 | 5
Industrial | 20128 | 113.72 | 5
Industrial | 20129 | 130.96 | 5
Industrial | 20130 | 87.9 | 6 | 6
Industrial | 20130 | 136.75 | 6
Industrial | 20130 | 136.75 | 6
Industrial | 20132 | 102.5 | 6
Industrial | 20132 | 113.74 | 6
Industrial | 20134 | 90.86 | 6
Industrial | 20140 | 98.94 | 6
Industrial | 20140 | 131.55 | 6
Industrial | 20140 | 131.55 | 6
Industrial | 20140 | 131.55 | 6
Industrial | 20141 | 128.29 | 6
Industrial | 20144 | 137.31 | 6
Industrial | 20145 | 129.01 | 6
Industrial | 20145 | 134.3 | 6
Industrial | 20148 | 97.95 | 6
Industrial | 20150 | 139.35 | 6
Industrial | 20150 | 188.49 | 6
Industrial | 20150 | 188.49 | 6
Industrial | 20153 | 158.81 | 6
Industrial | 20160 | 94.69 | 6
Industrial | 20161 | 135.22 | 6
Industrial | 20161.3008 | 106.91 | 6
Industrial | 20162 | 129.83 | 6
Industrial | 20162.3164 | 127.06 | 6
Industrial | 20163 | 129.25 | 6
Industrial | 20167.0098 | 130.7 | 6
Industrial | 20171 | 134.83 | 6
Industrial | 20186 | 122.49 | 6
Industrial | 20187.5469 | 108.3023 | 6
Industrial | 20187.5469 | 108.3023 | 6
Industrial | 20190 | 148.3468 | 6
Industrial | 20190 | 148.3468 | 6
Industrial | 20193 | 100.97 | 6
Industrial | 20199 | 92.27 | 6
Industrial | 20200 | 147.45 | 6
Industrial | 20202 | 136.5 | 6
Industrial | 20203 | 134.51 | 6
Industrial | 20203.8203 | 130.6 | 6
Industrial | 20205 | 126.44 | 6
Industrial | 20208 | 105.52 | 6
Industrial | 20209 | 103.43 | 6
Industrial | 20209 | 113.24 | 6
Industrial | 20212 | 93 | 6
Industrial | 20221 | 130.27 | 6
Industrial | 20224 | 113.85 | 6
Industrial | 20226 | 139.78 | 6
Industrial | 20227 | 96.33 | 6
Industrial | 20230 | 91.04 | 6
Industrial | 20230 | 121.5 | 6
Industrial | 20235 | 136.17 | 6
Industrial | 20236 | 119.6 | 6
Industrial | 20238 | 109.6 | 6
Industrial | 20241 | 110.31 | 6
Industrial | 20241.7715 | 135.68 | 6
Industrial | 20243 | 133.35 | 6
Industrial | 20247 | 155.4 | 6
Industrial | 20250 | 132.87 | 6
Industrial | 20255 | 126.69 | 6
Industrial | 20259 | 134.88 | 6
Industrial | 20259.0996 | 96.36 | 6
Industrial | 20262 | 146.04 | 6
Industrial | 20263 | 114.48 | 6
Industrial | 20265 | 114.49 | 6
Industrial | 20269 | 140.17 | 6
Industrial | 20275 | 114.55 | 6
Industrial | 20287 | 135.88 | 6
Industrial | 20289 | 136.35 | 6
Industrial | 20289 | 139.92 | 6
Industrial | 20290 | 107.01 | 6
Industrial | 20292 | 129.58 | 6
Industrial | 20293 | 137.95 | 6
Industrial | 20297 | 97.11 | 6
Industrial | 20297 | 130.61 | 6
Industrial | 20299 | 128.96 | 6
Industrial | 20300 | 84.58 | 6
Industrial | 20300 | 97.76 | 6
Industrial | 20300 | 105.73 | 6
Industrial | 20300 | 127.67 | 6
Industrial | 20306 | 136.93 | 6
Industrial | 20311 | 105.2 | 6
Industrial | 20311 | 120.54 | 6
Industrial | 20313 | 105.29 | 6
Industrial | 20314 | 144.66 | 6
Industrial | 20320 | 147.67 | 6
Industrial | 20320 | 160.13 | 6
Industrial | 20324 | 131.89 | 6
Industrial | 20325 | 125.11 | 6
Industrial | 20325.2754 | 129.96 | 6
Industrial | 20330 | 141.18 | 6
Industrial | 20334 | 132.21 | 6
Industrial | 20334 | 136.38 | 6
Industrial | 20336 | 136.85 | 6
Industrial | 20342 | 131.49 | 6
Industrial | 20342 | 131.49 | 6
Industrial | 20343 | 138.86 | 6
Industrial | 20347 | 107.9 | 6
Industrial | 20347.0996 | 107.9 | 6
Industrial | 20350 | 168.04 | 6
Industrial | 20350 | 168.6 | 6
Industrial | 20351 | 130.29 | 6
Industrial | 20357 | 131.51 | 6
Industrial | 20357.3008 | 123.08 | 6
Industrial | 20357.3008 | 123.08 | 6
Industrial | 20357.3008 | 123.08 | 6
Industrial | 20360 | 150.26 | 6
Industrial | 20366 | 96.72 | 6
Industrial | 20366 | 137.89 | 6
Industrial | 20369 | 128.42 | 6
Industrial | 20370 | 135.8 | 6
Industrial | 20373.0996 | 133.77 | 6
Industrial | 20380 | 150.74 | 6
Industrial | 20382 | 94.19 | 6
Industrial | 20384 | 132.54 | 6
Industrial | 20384 | 135.62 | 6
Industrial | 20384 | 136.71 | 6
Industrial | 20384 | 136.71 | 6
Industrial | 20385 | 101.93 | 6
Industrial | 20385 | 141.66 | 6
Industrial | 20390 | 102.46 | 6
Industrial | 20390 | 128.64 | 6
Industrial | 20390 | 146.16 | 6
Industrial | 20396 | 132.27 | 6
Industrial | 20396 | 137.72 | 6
Industrial | 20398 | 128.63 | 6
Industrial | 20398 | 136.35 | 6
Industrial | 20400 | 102 | 6
Industrial | 20400 | 142.66 | 6
Industrial | 20405 | 108.16 | 6
Industrial | 20407 | 131.07 | 6
Industrial | 20408.1016 | 137.11 | 6
Industrial | 20418 | 115.36 | 6
Industrial | 20419 | 103.55 | 6
Industrial | 20419.3301 | 103.55 | 6
Industrial | 20420 | 148.83 | 6
Industrial | 20421 | 132.26 | 6
Industrial | 20423 | 135.97 | 6
Industrial | 20424 | 136.8 | 6
Industrial | 20427 | 137.19 | 6
Industrial | 20430 | 167.73 | 6
Industrial | 20431 | 131.47 | 6
Industrial | 20432 | 134.42 | 6
Industrial | 20432.1797 | 136.21 | 6
Industrial | 20433 | 127.07 | 6
Industrial | 20435 | 106.05 | 6
Industrial | 20435 | 106.05 | 6
Industrial | 20441 | 121.67 | 6
Industrial | 20443 | 135.92 | 6
Industrial | 20444 | 130.47 | 6
Industrial | 20444 | 138.32 | 6
Industrial | 20444 | 161.1 | 6
Industrial | 20447 | 115.52 | 6
Industrial | 20448 | 138.44 | 6
Industrial | 20448 | 148.93 | 6
Industrial | 20449 | 137.33 | 6
Industrial | 20450 | 143.01 | 6
Industrial | 20455 | 108.06 | 6
Industrial | 20458 | 140.12 | 6
Industrial | 20470 | 123.54 | 6
Industrial | 20476 | 137.15 | 6
Industrial | 20478 | 131.27 | 6
Industrial | 20480 | 99.9 | 6
Industrial | 20480 | 102.4 | 6
Industrial | 20480 | 102.4 | 6
Industrial | 20480 | 134.74 | 6
Industrial | 20482 | 131.63 | 6
Industrial | 20486.3008 | 135.63 | 6
Industrial | 20488.1504 | 130.19 | 6
Industrial | 20490 | 167.68 | 6
Industrial | 20491 | 133.23 | 6
Industrial | 20491 | 137.43 | 6
Industrial | 20492 | 135.17 | 6
Industrial | 20493 | 130.5 | 6
Industrial | 20494 | 107.37 | 6
Industrial | 20494 | 108.57 | 6
Industrial | 20495 | 89.2 | 6
Industrial | 20495 | 140.28 | 6
Industrial | 20495 | 140.28 | 6
Industrial | 20495 | 140.28 | 6
Industrial | 20499 | 84.4 | 6
Industrial | 20500 | 107.05 | 6
Industrial | 20500 | 124.24 | 6
Industrial | 20500 | 128.13 | 6
Industrial | 20500 | 134.51 | 6
Industrial | 20500 | 136.67 | 6
Industrial | 20500 | 143.6 | 6
Industrial | 20502 | 132 | 6
Industrial | 20503 | 94.49 | 6
Industrial | 20508 | 89.4 | 6
Industrial | 20508 | 139.41 | 6
Industrial | 20510 | 160.23 | 6
Industrial | 20518 | 136.79 | 6
Industrial | 20521 | 138.56 | 6
Industrial | 20521 | 138.56 | 6
Industrial | 20530 | 139.66 | 6
Industrial | 20530 | 139.66 | 6
Industrial | 20530 | 150.96 | 6
Industrial | 20536 | 136.36 | 6
Industrial | 20540 | 135.49 | 6
Industrial | 20540 | 141.56 | 6
Industrial | 20540 | 161.73 | 6
Industrial | 20543 | 111.04 | 6
Industrial | 20543 | 111.04 | 6
Industrial | 20543 | 111.04 | 6
Industrial | 20543 | 133.05 | 6
Industrial | 20548 | 138.37 | 6
Industrial | 20549 | 97.85 | 6
Industrial | 20550 | 147.31 | 6
Industrial | 20551 | 136.37 | 6
Industrial | 20560 | 136.52 | 6
Industrial | 20560 | 137.62 | 6
Industrial | 20560 | 144.69 | 6
Industrial | 20564 | 84.35 | 6
Industrial | 20565 | 116.19 | 6
Industrial | 20567 | 99.94 | 6
Industrial | 20567 | 116.2 | 6
Industrial | 20569 | 116.21 | 6
Industrial | 20570 | 93.37 | 6
Industrial | 20571 | 131.87 | 6
Industrial | 20572 | 96.81 | 6
Industrial | 20584 | 136.27 | 6
Industrial | 20586 | 107.8 | 6
Industrial | 20586 | 107.84 | 6
Industrial | 20588 | 138.27 | 6
Industrial | 20589 | 102.58 | 6
Industrial | 20590 | 107 | 6
Industrial | 20591 | 159.87 | 6
Industrial | 20598 | 136.23 | 6
Industrial | 20599.2832 | 114.33 | 6
Industrial | 20600 | 137.33 | 6
Industrial | 20602 | 134.48 | 6
Industrial | 20607 | 124.79 | 6
Industrial | 20607.5996 | 131.99 | 6
Industrial | 20609 | 127.22 | 6
Industrial | 20609 | 127.22 | 6
Industrial | 20612 | 97.59 | 6
Industrial | 20615 | 100.62 | 6
Industrial | 20615 | 124.94 | 6
Industrial | 20620 | 103.97 | 6
Industrial | 20628 | 136.43 | 6
Industrial | 20630 | 133.1 | 6
Industrial | 20630 | 141.88 | 6
Industrial | 20630 | 170.5 | 6
Industrial | 20640 | 139.46 | 6
Industrial | 20640 | 139.46 | 6
Industrial | 20640 | 139.46 | 6
Industrial | 20640 | 169.6 | 6
Industrial | 20642 | 109.39 | 6
Industrial | 20642 | 116.62 | 6
Industrial | 20643 | 89.4 | 6
Industrial | 20643 | 111.7 | 6
Industrial | 20648 | 94.8 | 6
Industrial | 20649 | 135.49 | 6
Industrial | 20652 | 136.05 | 6
Industrial | 20653 | 116.16 | 6
Industrial | 20656 | 134.04 | 6
Industrial | 20660 | 161.66 | 6
Industrial | 20662 | 116.67 | 6
Industrial | 20667 | 82.5 | 6
Industrial | 20668 | 125.82 | 6
Industrial | 20669 | 140.13 | 6
Industrial | 20670 | 126.51 | 6
Industrial | 20672 | 132.94 | 6
Industrial | 20674 | 136.64 | 6
Industrial | 20676 | 82.51 | 6
Industrial | 20677 | 137.85 | 6
Industrial | 20690 | 131.37 | 6
Industrial | 20690.5 | 140.85 | 6
Industrial | 20691 | 135.86 | 6
Industrial | 20693 | 125.41 | 6
Industrial | 20693 | 129.74 | 6
Industrial | 20696 | 111.87 | 6
Industrial | 20696 | 111.87 | 6
Industrial | 20696 | 111.87 | 6
Industrial | 20697 | 104.48 | 6
Industrial | 20700 | 108.95 | 6
Industrial | 20700 | 115.47 | 6
Industrial | 20700 | 138 | 6
Industrial | 20704 | 150.57 | 6
Industrial | 20706.8398 | 138.05 | 6
Industrial | 20709 | 133.52 | 6
Industrial | 20709 | 136.69 | 6
Industrial | 20711 | 99.27 | 6
Industrial | 20712 | 133.63 | 6
Industrial | 20716 | 98.5 | 6
Industrial | 20717 | 115.16 | 6
Industrial | 20723 | 126.59 | 6
Industrial | 20723 | 138.15 | 6
Industrial | 20727 | 133.81 | 6
Industrial | 20728 | 100.82 | 6
Industrial | 20729 | 134.43 | 6
Industrial | 20734 | 129.59 | 6
Industrial | 20736 | 86.3 | 6
Industrial | 20736 | 95.56 | 6
Industrial | 20738 | 133.97 | 6
Industrial | 20738.3008 | 83.61 | 6
Industrial | 20740 | 130.52 | 6
Industrial | 20742 | 109.51 | 6
Industrial | 20743 | 139.4 | 6
Industrial | 20744 | 95.86 | 6
Industrial | 20746 | 110.76 | 6
Industrial | 20749 | 108.35 | 6
Industrial | 20749.1992 | 138.88 | 6
Industrial | 20754 | 129.55 | 6
Industrial | 20756.0293 | 132.3 | 6
Industrial | 20763 | 129.35 | 6
Industrial | 20763 | 129.77 | 6
Industrial | 20765 | 137.97 | 6
Industrial | 20768 | 150.11 | 6
Industrial | 20772.3008 | 130.54 | 6
Industrial | 20773 | 93.7 | 6
Industrial | 20773 | 135.07 | 6
Industrial | 20773 | 139.32 | 6
Industrial | 20778 | 143.61 | 6
Industrial | 20789.5645 | 152.7521 | 6
Industrial | 20789.5645 | 152.7521 | 6
Industrial | 20790 | 84.44 | 6
Industrial | 20790 | 143.68 | 6
Industrial | 20790 | 146.51 | 6
Industrial | 20799 | 139.87 | 6
Industrial | 20800 | 113.6 | 6
Industrial | 20800 | 113.6 | 6
Industrial | 20800 | 113.6 | 6
Industrial | 20800 | 113.6 | 6
Industrial | 20800 | 126.91 | 6
Industrial | 20800 | 127.37 | 6
Industrial | 20802.75 | 94.83 | 6
Industrial | 20803.6992 | 123.9 | 6
Industrial | 20807 | 92.04 | 6
Industrial | 20808 | 139 | 6
Industrial | 20812.9062 | 124.63 | 6
Industrial | 20818 | 107.2 | 6
Industrial | 20818 | 107.2 | 6
Industrial | 20819.3008 | 138.8 | 6
Industrial | 20820 | 130.94 | 6
Industrial | 20825 | 127.76 | 6
Industrial | 20828 | 139.6 | 6
Industrial | 20830 | 110.56 | 6
Industrial | 20831 | 138.05 | 6
Industrial | 20832 | 130.18 | 6
Industrial | 20832.5195 | 135.45 | 6
Industrial | 20840 | 130.9 | 6
Industrial | 20841 | 132.66 | 6
Industrial | 20842 | 135.87 | 6
Industrial | 20845.6309 | 124.82 | 6
Industrial | 20847 | 102.3 | 6
Industrial | 20847 | 127.04 | 6
Industrial | 20851.5996 | 129.53 | 6
Industrial | 20854 | 117.43 | 6
Industrial | 20861 | 120.72 | 6
Industrial | 20861 | 134.59 | 6
Industrial | 20864 | 102.27 | 6
Industrial | 20864 | 130.05 | 6
Industrial | 20864 | 139.84 | 6
Industrial | 20870 | 134.65 | 6
Industrial | 20870 | 134.65 | 6
Industrial | 20870 | 134.65 | 6
Industrial | 20870 | 134.65 | 6
Industrial | 20872 | 123.21 | 6
Industrial | 20874 | 102.5 | 6
Industrial | 20879 | 142.32 | 6
Industrial | 20881 | 96.9 | 6
Industrial | 20884 | 132.18 | 6
Industrial | 20886 | 96.7 | 6
Industrial | 20888 | 135.11 | 6
Industrial | 20891 | 117.7 | 6
Industrial | 20893 | 109.81 | 6
Industrial | 20893 | 109.81 | 6
Industrial | 20893 | 109.81 | 6
Industrial | 20894 | 104.31 | 6
Industrial | 20894 | 104.67 | 6
Industrial | 20894 | 104.67 | 6
Industrial | 20894 | 109.8 | 6
Industrial | 20898 | 99.09 | 6
Industrial | 20900 | 87.08 | 6
Industrial | 20900 | 87.08 | 6
Industrial | 20900 | 104.5 | 6
Industrial | 20902 | 130.15 | 6
Industrial | 20904 | 134 | 6
Industrial | 20904 | 134 | 6
Industrial | 20904 | 134 | 6
Industrial | 20906.8203 | 107.96 | 6
Industrial | 20909 | 110.76 | 6
Industrial | 20910 | 147.36 | 6
Industrial | 20917 | 126.31 | 6
Industrial | 20918 | 110.4 | 6
Industrial | 20920 | 84.1 | 6
Industrial | 20920 | 146.91 | 6
Industrial | 20922 | 96.1 | 6
Industrial | 20924 | 139.68 | 6
Industrial | 20938 | 137.48 | 6
Industrial | 20940 | 112.76 | 6
Industrial | 20940 | 143.03 | 6
Industrial | 20943 | 138.7 | 6
Industrial | 20949.9004 | 132.58 | 6
Industrial | 20950 | 141.27 | 6
Industrial | 20954 | 140.44 | 6
Industrial | 20954.8809 | 140.81 | 6
Industrial | 20959 | 133.58 | 6
Industrial | 20960 | 131 | 6
Industrial | 20960 | 131.58 | 6
Industrial | 20960 | 146.16 | 6
Industrial | 20962 | 136.83 | 6
Industrial | 20965 | 94.36 | 6
Industrial | 20969 | 109.5 | 6
Industrial | 20972 | 143.64 | 6
Industrial | 20972 | 143.64 | 6
Industrial | 20972 | 143.64 | 6
Industrial | 20979.3008 | 134.37 | 6
Industrial | 20984 | 129.05 | 6
Industrial | 20985 | 99.51 | 6
Industrial | 20985 | 107.58 | 6
Industrial | 20986 | 137.61 | 6
Industrial | 20987 | 130.84 | 6
Industrial | 20992.4395 | 139.95 | 6
Industrial | 20995 | 138.86 | 6
Industrial | 21000 | 86.99 | 6
Industrial | 21000 | 109.66 | 6
Industrial | 21000 | 113.51 | 6
Industrial | 21000 | 131.25 | 6
Industrial | 21000 | 138.08 | 6
Industrial | 21000 | 138.25 | 6
Industrial | 21000 | 138.6 | 6
Industrial | 21002 | 137.81 | 6
Industrial | 21006 | 131.29 | 6
Industrial | 21011 | 84 | 6
Industrial | 21012 | 142.07 | 6
Industrial | 21012.9961 | 113.99 | 6
Industrial | 21015 | 139.82 | 6
Industrial | 21018 | 90.4 | 6
Industrial | 21018 | 135.78 | 6
Industrial | 21019 | 138.47 | 6
Industrial | 21021 | 129.76 | 6
Industrial | 21025 | 128.29 | 6
Industrial | 21030 | 153.17 | 6
Industrial | 21040 | 129.88 | 6
Industrial | 21040 | 145 | 6
Industrial | 21040 | 146.72 | 6
Industrial | 21043 | 135.9 | 6
Industrial | 21043 | 135.94 | 6
Industrial | 21043 | 135.94 | 6
Industrial | 21044 | 86.92 | 6
Industrial | 21057 | 110.8 | 6
Industrial | 21058.3008 | 127.16 | 6
Industrial | 21058.3008 | 127.16 | 6
Industrial | 21060 | 109.57 | 6
Industrial | 21060 | 130 | 6
Industrial | 21065 | 139.97 | 6
Industrial | 21066 | 130.84 | 6
Industrial | 21070 | 138.07 | 6
Industrial | 21075 | 142.25 | 6
Industrial | 21080 | 126.15 | 6
Industrial | 21080 | 130.12 | 6
Industrial | 21080 | 137.87 | 6
Industrial | 21086 | 108.3 | 6
Industrial | 21090 | 95.6 | 6
Industrial | 21092.5 | 131.83 | 6
Industrial | 21098 | 108.81 | 6
Industrial | 21098 | 108.81 | 6
Industrial | 21098 | 141.31 | 6
Industrial | 21100 | 87.92 | 6
Industrial | 21106 | 128.23 | 6
Industrial | 21108.3457 | 116.55 | 6
Industrial | 21110 | 136.46 | 6
Industrial | 21113.3809 | 141.18 | 6
Industrial | 21115 | 101.18 | 6
Industrial | 21115 | 119.29 | 6
Industrial | 21117 | 107.9 | 6
Industrial | 21117 | 119.31 | 6
Industrial | 21118 | 137.31 | 6
Industrial | 21119.3008 | 95.43 | 6
Industrial | 21121.0898 | 84.926 | 6
Industrial | 21124 | 97.1 | 6
Industrial | 21126 | 108.23 | 6
Industrial | 21137 | 129.09 | 6
Industrial | 21140 | 92.19 | 6
Industrial | 21140 | 124.79 | 6
Industrial | 21141 | 135.52 | 6
Industrial | 21143 | 145.46 | 6
Industrial | 21149 | 110.71 | 6
Industrial | 21151 | 104.45 | 6
Industrial | 21155 | 97.18 | 6
Industrial | 21158 | 110.6 | 6
Industrial | 21158 | 143.7 | 6
Industrial | 21159 | 139.85 | 6
Industrial | 21160 | 130.62 | 6
Industrial | 21160 | 142.11 | 6
Industrial | 21161 | 141.94 | 6
Industrial | 21163.6914 | 117.19 | 6
Industrial | 21166 | 131.55 | 6
Industrial | 21170 | 88.33 | 6
Industrial | 21170 | 88.33 | 6
Industrial | 21176 | 140.33 | 6
Industrial | 21177 | 114.22 | 6
Industrial | 21179 | 84.55 | 6
Industrial | 21179.2637 | 140.73 | 6
Industrial | 21183 | 114.38 | 6
Industrial | 21188 | 142.11 | 6
Industrial | 21190 | 126.58 | 6
Industrial | 21193 | 117.8 | 6
Industrial | 21207 | 104.92 | 6
Industrial | 21210 | 135.1 | 6
Industrial | 21214 | 109.25 | 6
Industrial | 21220 | 86.11 | 6
Industrial | 21220 | 86.11 | 6
Industrial | 21220 | 86.26 | 6
Industrial | 21220 | 97.5 | 6
Industrial | 21220 | 139.61 | 6
Industrial | 21220 | 139.61 | 6
Industrial | 21220 | 139.61 | 6
Industrial | 21220 | 139.61 | 6
Industrial | 21220 | 139.61 | 6
Industrial | 21220 | 139.61 | 6
Industrial | 21220 | 139.97 | 6
Industrial | 21222 | 131 | 6
Industrial | 21229.043 | 113.4 | 6
Industrial | 21230 | 120.15 | 6
Industrial | 21230 | 159.62 | 6
Industrial | 21240 | 110.63 | 6
Industrial | 21240 | 135.53 | 6
Industrial | 21240 | 135.53 | 6
Industrial | 21240 | 135.53 | 6
Industrial | 21241 | 88.93 | 6
Industrial | 21242 | 132.02 | 6
Industrial | 21243 | 141.53 | 6
Industrial | 21244 | 115.08 | 6
Industrial | 21249 | 137.89 | 6
Industrial | 21250 | 144.85 | 6
Industrial | 21267 | 109.44 | 6
Industrial | 21267 | 139.82 | 6
Industrial | 21276 | 142.22 | 6
Industrial | 21278 | 114.06 | 6
Industrial | 21294 | 126.75 | 6
Industrial | 21295 | 97.8 | 6
Industrial | 21299 | 141.99 | 6
Industrial | 21301 | 109.45 | 6
Industrial | 21308.8008 | 114 | 6
Industrial | 21310 | 91.3 | 6
Industrial | 21310 | 102.2 | 6
Industrial | 21310 | 102.21 | 6
Industrial | 21310 | 109.25 | 6
Industrial | 21310 | 109.25 | 6
Industrial | 21310 | 148.3 | 6
Industrial | 21318 | 112.73 | 6
Industrial | 21320 | 89.24 | 6
Industrial | 21320 | 142.32 | 6
Industrial | 21322 | 129.22 | 6
Industrial | 21327 | 125.9 | 6
Industrial | 21330 | 112.62 | 6
Industrial | 21333 | 141.47 | 6
Industrial | 21335.3008 | 105.1 | 6
Industrial | 21335.3008 | 105.1 | 6
Industrial | 21336 | 138.82 | 6
Industrial | 21337 | 107.22 | 6
Industrial | 21337.7891 | 141.38 | 6
Industrial | 21340 | 100.1 | 6
Industrial | 21340 | 130.76 | 6
Industrial | 21340 | 138.39 | 6
Industrial | 21341 | 113.25 | 6
Industrial | 21342 | 142.66 | 6
Industrial | 21343 | 134.23 | 6
Industrial | 21343.4746 | 140.14 | 6
Industrial | 21346 | 140.71 | 6
Industrial | 21347 | 138.98 | 6
Industrial | 21350 | 122 | 6
Industrial | 21350 | 136.25 | 6
Industrial | 21352 | 138.83 | 6
Industrial | 21352 | 143.21 | 6
Industrial | 21354.0996 | 137.38 | 6
Industrial | 21360 | 145.31 | 6
Industrial | 21360 | 156.94 | 6
Industrial | 21365.2598 | 105.71 | 6
Industrial | 21370 | 155.42 | 6
Industrial | 21378 | 141.39 | 6
Industrial | 21379 | 120.85 | 6
Industrial | 21380 | 107.98 | 6
Industrial | 21380 | 112.53 | 6
Industrial | 21380 | 127.79 | 6
Industrial | 21382 | 98.17 | 6
Industrial | 21382 | 107.7 | 6
Industrial | 21384 | 132 | 6
Industrial | 21387 | 126.63 | 6
Industrial | 21390 | 102.34 | 6
Industrial | 21394 | 139.74 | 6
Industrial | 21400 | 107 | 6
Industrial | 21400 | 109.74 | 6
Industrial | 21400 | 118.89 | 6
Industrial | 21400 | 132.92 | 6
Industrial | 21417 | 119.65 | 6
Industrial | 21420 | 116.41 | 6
Industrial | 21431 | 106.68 | 6
Industrial | 21432 | 96.32 | 6
Industrial | 21436 | 132.73 | 6
Industrial | 21446 | 78.67 | 6
Industrial | 21446.0059 | 106.38 | 6
Industrial | 21450 | 89.46 | 6
Industrial | 21466 | 102.66 | 6
Industrial | 21466 | 132.51 | 6
Industrial | 21470 | 101.4 | 6
Industrial | 21477 | 137.67 | 6
Industrial | 21479 | 115.23 | 6
Industrial | 21479 | 115.2307 | 6
Industrial | 21480 | 150 | 6
Industrial | 21480 | 156.33 | 6
Industrial | 21481 | 98.04 | 6
Industrial | 21495 | 109.8 | 6
Industrial | 21495 | 136.91 | 6
Industrial | 21495 | 140.95 | 6
Industrial | 21499 | 103.84 | 6
Industrial | 21500 | 103.17 | 6
Industrial | 21500 | 107 | 6
Industrial | 21500 | 107 | 6
Industrial | 21500 | 107.5 | 6
Industrial | 21500 | 113.4 | 6
Industrial | 21500 | 113.4 | 6
Industrial | 21500 | 134.38 | 6
Industrial | 21500 | 139.33 | 6
Industrial | 21500 | 139.33 | 6
Industrial | 21502 | 130.71 | 6
Industrial | 21502 | 135.33 | 6
Industrial | 21502 | 135.33 | 6
Industrial | 21503 | 133.81 | 6
Industrial | 21508 | 132.77 | 6
Industrial | 21508 | 143.58 | 6
Industrial | 21513 | 116.79 | 6
Industrial | 21513 | 137.29 | 6
Industrial | 21520 | 141.21 | 6
Industrial | 21520 | 148.01 | 6
Industrial | 21531 | 130.73 | 6
Industrial | 21531 | 137.58 | 6
Industrial | 21533 | 90.16 | 6
Industrial | 21540 | 144.76 | 6
Industrial | 21541.7793 | 109.8 | 6
Industrial | 21543 | 111.56 | 6
Industrial | 21544 | 106.97 | 6
Industrial | 21550 | 140.12 | 6
Industrial | 21550 | 147.8 | 6
Industrial | 21552 | 130.22 | 6
Industrial | 21555.834 | 129.08 | 6
Industrial | 21558.9297 | 96.81 | 6
Industrial | 21559 | 138.79 | 6
Industrial | 21572 | 138.46 | 6
Industrial | 21575 | 148.9 | 6
Industrial | 21580 | 117.24 | 6
Industrial | 21586 | 107.34 | 6
Industrial | 21588 | 141.19 | 6
Industrial | 21590 | 116.5 | 6
Industrial | 21592 | 120.02 | 6
Industrial | 21600 | 97.74 | 6
Industrial | 21604 | 120.36 | 6
Industrial | 21609 | 141.42 | 6
Industrial | 21610 | 90.7 | 6
Industrial | 21611 | 147.82 | 6
Industrial | 21612 | 92 | 6
Industrial | 21618 | 141.54 | 6
Industrial | 21620 | 109.3 | 6
Industrial | 21624 | 116.57 | 6
Industrial | 21624 | 135.63 | 6
Industrial | 21628 | 100.1 | 6
Industrial | 21629 | 138.65 | 6
Industrial | 21630 | 107.19 | 6
Industrial | 21630 | 142.96 | 6
Industrial | 21630 | 165 | 6
Industrial | 21632 | 133.28 | 6
Industrial | 21636 | 99.43 | 6
Industrial | 21636 | 133.56 | 6
Industrial | 21640 | 99.92 | 6
Industrial | 21641 | 111.01 | 6
Industrial | 21645 | 140.73 | 6
Industrial | 21645 | 145.17 | 6
Industrial | 21648 | 119.8 | 6
Industrial | 21648 | 119.8 | 6
Industrial | 21648 | 119.8 | 6
Industrial | 21650 | 86.74 | 6
Industrial | 21651 | 99.27 | 6
Industrial | 21655 | 141.35 | 6
Industrial | 21656 | 129.2 | 6
Industrial | 21657 | 109.32 | 6
Industrial | 21657 | 147.52 | 6
Industrial | 21660 | 146.16 | 6
Industrial | 21663 | 140.85 | 6
Industrial | 21663 | 145.29 | 6
Industrial | 21666 | 105.33 | 6
Industrial | 21668 | 144.17 | 6
Industrial | 21670.2402 | 88.26 | 6
Industrial | 21671 | 155.01 | 6
Industrial | 21677 | 129.72 | 6
Industrial | 21680 | 86.1 | 6
Industrial | 21682.5 | 130.62 | 6
Industrial | 21682.5 | 130.62 | 6
Industrial | 21683 | 113.23 | 6
Industrial | 21689 | 100 | 6
Industrial | 21690 | 89.85 | 6
Industrial | 21693 | 135.33 | 6
Industrial | 21693 | 140.68 | 6
Industrial | 21699 | 103.08 | 6
Industrial | 21700 | 136.39 | 6
Industrial | 21704.3066 | 117.97 | 6
Industrial | 21712 | 139.99 | 6
Industrial | 21713 | 114.64 | 6
Industrial | 21717 | 142.69 | 6
Industrial | 21718 | 108.37 | 6
Industrial | 21720 | 160.41 | 6
Industrial | 21723 | 134.76 | 6
Industrial | 21725 | 104.29 | 6
Industrial | 21726 | 103 | 6
Industrial | 21730 | 105 | 6
Industrial | 21736 | 108.14 | 6
Industrial | 21737 | 143.57 | 6
Industrial | 21740 | 112.24 | 6
Industrial | 21740 | 138.74 | 6
Industrial | 21746 | 141.76 | 6
Industrial | 21750 | 143.09 | 6
Industrial | 21750 | 148.26 | 6
Industrial | 21756 | 97.3 | 6
Industrial | 21760 | 108.37 | 6
Industrial | 21760 | 130.53 | 6
Industrial | 21761 | 117.44 | 6
Industrial | 21763 | 108.71 | 6
Industrial | 21768 | 158.43 | 6
Industrial | 21769 | 144.26 | 6
Industrial | 21773 | 131 | 6
Industrial | 21775 | 111.1 | 6
Industrial | 21781 | 122.71 | 6
Industrial | 21785.6602 | 108.825 | 6
Industrial | 21786 | 132.68 | 6
Industrial | 21786.873 | 105.41 | 6
Industrial | 21794 | 136.55 | 6
Industrial | 21798 | 93.51 | 6
Industrial | 21800 | 157.97 | 6
Industrial | 21805 | 143.55 | 6
Industrial | 21811 | 104.46 | 6
Industrial | 21815 | 147 | 6
Industrial | 21817 | 144.29 | 6
Industrial | 21820 | 111.1 | 6
Industrial | 21820 | 114.84 | 6
Industrial | 21828 | 142.11 | 6
Industrial | 21834 | 118.06 | 6
Industrial | 21839.8477 | 117.1666 | 6
Industrial | 21839.8477 | 117.1666 | 6
Industrial | 21845 | 140.25 | 6
Industrial | 21850 | 110.63 | 6
Industrial | 21850 | 137.51 | 6
Industrial | 21850 | 148.14 | 6
Industrial | 21850 | 171.91 | 6
Industrial | 21852 | 118.76 | 6
Industrial | 21858 | 135.09 | 6
Industrial | 21858 | 150.54 | 6
Industrial | 21860 | 90.33 | 6
Industrial | 21860 | 95.29 | 6
Industrial | 21860 | 95.29 | 6
Industrial | 21860 | 113.03 | 6
Industrial | 21860 | 140.97 | 6
Industrial | 21860 | 150.14 | 6
Industrial | 21867.0703 | 110 | 6
Industrial | 21869 | 101.25 | 6
Industrial | 21871 | 111.9 | 6
Industrial | 21874 | 111.49 | 6
Industrial | 21876 | 105.73 | 6
Industrial | 21889 | 141.22 | 6
Industrial | 21890 | 136.73 | 6
Industrial | 21890 | 136.73 | 6
Industrial | 21893 | 90 | 6
Industrial | 21893 | 90 | 6
Industrial | 21898 | 114.75 | 6
Industrial | 21899 | 112.82 | 6
Industrial | 21900 | 112.31 | 6
Industrial | 21906 | 150.25 | 6
Industrial | 21906.4551 | 115.85 | 6
Industrial | 21908 | 104.82 | 6
Industrial | 21908 | 114.4 | 6
Industrial | 21909.4492 | 110.27 | 6
Industrial | 21910 | 76.64 | 6
Industrial | 21910 | 139.91 | 6
Industrial | 21914 | 142.39 | 6
Industrial | 21918.3613 | 130.98 | 6
Industrial | 21920 | 141.24 | 6
Industrial | 21920 | 149.93 | 6
Industrial | 21921 | 142.51 | 6
Industrial | 21922 | 98.04 | 6
Industrial | 21924 | 142.64 | 6
Industrial | 21930 | 135.64 | 6
Industrial | 21934 | 143.64 | 6
Industrial | 21935 | 136.15 | 6
Industrial | 21941 | 106.05 | 6
Industrial | 21941 | 110.04 | 6
Industrial | 21941 | 135.94 | 6
Industrial | 21950 | 81.4 | 6
Industrial | 21950 | 180.81 | 6
Industrial | 21957 | 137.15 | 6
Industrial | 21958 | 99.36 | 6
Industrial | 21964 | 135.58 | 6
Industrial | 21967 | 112.25 | 6
Industrial | 21970 | 90.22 | 6
Industrial | 21970 | 90.22 | 6
Industrial | 21970 | 171.64 | 6
Industrial | 21980 | 171.72 | 6
Industrial | 21986 | 97.01 | 6
Industrial | 21989 | 137.26 | 6
Industrial | 21990 | 173.29 | 6
Industrial | 21997.6504 | 112.77 | 6
Industrial | 22000 | 93.62 | 6
Industrial | 22000 | 99 | 6
Industrial | 22000 | 110 | 6
Industrial | 22005 | 140.73 | 6
Industrial | 22007 | 132.6 | 6
Industrial | 22010 | 112.01 | 6
Industrial | 22014 | 107.81 | 6
Industrial | 22015 | 111.5 | 6
Industrial | 22015 | 148.35 | 6
Industrial | 22020 | 115.71 | 6
Industrial | 22027 | 133.58 | 6
Industrial | 22027 | 143.22 | 6
Industrial | 22027 | 147.73 | 6
Industrial | 22030 | 111.49 | 6
Industrial | 22030 | 134.74 | 6
Industrial | 22033 | 116.7 | 6
Industrial | 22040 | 180.51 | 6
Industrial | 22044 | 108.86 | 6
Industrial | 22048 | 137.8 | 6
Industrial | 22051 | 101.2 | 6
Industrial | 22054 | 142.93 | 6
Industrial | 22057 | 142.58 | 6
Industrial | 22058.5527 | 155.3419 | 6
Industrial | 22058.5527 | 155.3419 | 6
Industrial | 22058.5527 | 155.3419 | 6
Industrial | 22060 | 90.63 | 6
Industrial | 22060 | 95.54 | 6
Industrial | 22060 | 95.54 | 6
Industrial | 22060 | 129.69 | 6
Industrial | 22068 | 120.52 | 6
Industrial | 22068 | 141.46 | 6
Industrial | 22068.2402 | 110.03 | 6
Industrial | 22068.2402 | 110.03 | 6
Industrial | 22070 | 145.77 | 6
Industrial | 22074 | 95.15 | 6
Industrial | 22076 | 126.87 | 6
Industrial | 22077 | 135.61 | 6
Industrial | 22090 | 103 | 6
Industrial | 22090 | 126.59 | 6
Industrial | 22090 | 143.91 | 6
Industrial | 22101 | 122.85 | 6
Industrial | 22120 | 92.01 | 6
Industrial | 22120 | 139.29 | 6
Industrial | 22122 | 101.2 | 6
Industrial | 22130 | 131.02 | 6
Industrial | 22130 | 150.85 | 6
Industrial | 22132 | 115.57 | 6
Industrial | 22133 | 92.22 | 6
Industrial | 22146 | 112.8 | 6
Industrial | 22146 | 137.64 | 6
Industrial | 22152 | 88.98 | 6
Industrial | 22152 | 111.82 | 6
Industrial | 22152 | 115.08 | 6
Industrial | 22152 | 115.08 | 6
Industrial | 22160 | 155.95 | 6
Industrial | 22165 | 85.47 | 6
Industrial | 22168 | 114.03 | 6
Industrial | 22169 | 118.89 | 6
Industrial | 22169.2109 | 103.92 | 6
Industrial | 22170 | 115.59 | 6
Industrial | 22170 | 115.59 | 6
Industrial | 22170 | 126.4 | 6
Industrial | 22172 | 136.86 | 6
Industrial | 22173 | 113.5 | 6
Industrial | 22184 | 106.65 | 6
Industrial | 22185 | 89.13 | 6
Industrial | 22185 | 106.3009 | 6
Industrial | 22185 | 106.3009 | 6
Industrial | 22186 | 113.19 | 6
Industrial | 22190 | 130.41 | 6
Industrial | 22190 | 155.83 | 6
Industrial | 22190 | 173.36 | 6
Industrial | 22193 | 140.89 | 6
Industrial | 22197 | 99.27 | 6
Industrial | 22198 | 114.13 | 6
Industrial | 22200 | 111 | 6
Industrial | 22200 | 138.75 | 6
Industrial | 22200 | 139.89 | 6
Industrial | 22200 | 143.69 | 6
Industrial | 22209 | 139.28 | 6
Industrial | 22210 | 92 | 6
Industrial | 22210 | 130.57 | 6
Industrial | 22210 | 153.28 | 6
Industrial | 22212 | 112.2 | 6
Industrial | 22217 | 111.09 | 6
Industrial | 22217.5742 | 106.14 | 6
Industrial | 22218 | 128.15 | 6
Industrial | 22219 | 141.34 | 6
Industrial | 22220 | 136.4 | 6
Industrial | 22222 | 101.98 | 6
Industrial | 22230 | 139.2 | 6
Industrial | 22240 | 105.9 | 6
Industrial | 22240 | 133.09 | 6
Industrial | 22240 | 133.98 | 6
Industrial | 22246 | 101.58 | 6
Industrial | 22253 | 117.6 | 6
Industrial | 22254 | 133.1 | 6
Industrial | 22260 | 154.26 | 6
Industrial | 22261 | 108.85 | 6
Industrial | 22264 | 139.59 | 6
Industrial | 22266 | 142.27 | 6
Industrial | 22270 | 112.42 | 6
Industrial | 22270 | 139.89 | 6
Industrial | 22278 | 139.15 | 6
Industrial | 22278 | 139.15 | 6
Industrial | 22290 | 154.68 | 6
Industrial | 22290 | 175.51 | 6
Industrial | 22291 | 116.76 | 6
Industrial | 22293 | 109.51 | 6
Industrial | 22299.3008 | 90.07 | 6
Industrial | 22300 | 91.4 | 6
Industrial | 22300 | 92.04 | 6
Industrial | 22305 | 136.59 | 6
Industrial | 22306 | 106.53 | 6
Industrial | 22315 | 92.48 | 6
Industrial | 22322 | 136.36 | 6
Industrial | 22329.9004 | 143.92 | 6
Industrial | 22330 | 123.57 | 6
Industrial | 22334 | 143.35 | 6
Industrial | 22344 | 106.91 | 6
Industrial | 22345 | 139.39 | 6
Industrial | 22345 | 139.39 | 6
Industrial | 22346 | 147.21 | 6
Industrial | 22347 | 160.89 | 6
Industrial | 22350 | 138.13 | 6
Industrial | 22350 | 144.47 | 6
Industrial | 22355 | 100.5 | 6
Industrial | 22355 | 115.77 | 6
Industrial | 22356.6992 | 110.19 | 6
Industrial | 22357 | 116.75 | 6
Industrial | 22358 | 104.87 | 6
Industrial | 22364 | 107.36 | 6
Industrial | 22370 | 115.01 | 6
Industrial | 22371 | 124.7 | 6
Industrial | 22371 | 124.7 | 6
Industrial | 22371 | 124.7 | 6
Industrial | 22372 | 110.32 | 6
Industrial | 22373 | 143.79 | 6
Industrial | 22376 | 138.48 | 6
Industrial | 22377 | 110.56 | 6
Industrial | 22381 | 116.02 | 6
Industrial | 22381 | 145.9 | 6
Industrial | 22382 | 125.25 | 6
Industrial | 22383 | 141.49 | 6
Industrial | 22384 | 92.5 | 6
Industrial | 22384 | 97.58 | 6
Industrial | 22384 | 97.58 | 6
Industrial | 22388 | 116.18 | 6
Industrial | 22388 | 116.18 | 6
Industrial | 22388 | 116.18 | 6
Industrial | 22388 | 121.01 | 6
Industrial | 22389 | 112.56 | 6
Industrial | 22389 | 116.2 | 6
Industrial | 22390 | 92.79 | 6
Industrial | 22390 | 111.6 | 6
Industrial | 22393 | 143.45 | 6
Industrial | 22410 | 110.1 | 6
Industrial | 22410 | 156.28 | 6
Industrial | 22410 | 157.59 | 6
Industrial | 22420 | 117.8 | 6
Industrial | 22420 | 117.82 | 6
Industrial | 22420 | 117.82 | 6
Industrial | 22420 | 117.82 | 6
Industrial | 22420 | 157.78 | 6
Industrial | 22421.0996 | 144.5 | 6
Industrial | 22425 | 134.45 | 6
Industrial | 22430 | 120.85 | 6
Industrial | 22433.9609 | 111 | 6
Industrial | 22438 | 137.24 | 6
Industrial | 22439.0996 | 112.7 | 6
Industrial | 22440 | 132.39 | 6
Industrial | 22440 | 184.09 | 6
Industrial | 22443 | 115.78 | 6
Industrial | 22450 | 99.26 | 6
Industrial | 22450 | 153.24 | 6
Industrial | 22450 | 163.39 | 6
Industrial | 22460 | 104.07 | 6
Industrial | 22470 | 103.84 | 6
Industrial | 22470 | 104 | 6
Industrial | 22472.5 | 124.16 | 6
Industrial | 22473 | 100.51 | 6
Industrial | 22477 | 107.18 | 6
Industrial | 22479 | 149.46 | 6
Industrial | 22480 | 142.01 | 6
Industrial | 22484 | 103.18 | 6
Industrial | 22488.9004 | 159.72 | 6
Industrial | 22490 | 132.28 | 6
Industrial | 22490 | 132.28 | 6
Industrial | 22495 | 146.26 | 6
Industrial | 22495 | 150.87 | 6
Industrial | 22496 | 111.12 | 6
Industrial | 22499 | 78.61 | 6
Industrial | 22500 | 98.9 | 6
Industrial | 22500 | 121.62 | 6
Industrial | 22500 | 121.62 | 6
Industrial | 22501 | 123.29 | 6
Industrial | 22508 | 111.37 | 6
Industrial | 22508 | 148.18 | 6
Industrial | 22509.7598 | 145.6 | 6
Industrial | 22510 | 127.1 | 6
Industrial | 22510 | 134.87 | 6
Industrial | 22514 | 114.11 | 6
Industrial | 22518.8008 | 112.5 | 6
Industrial | 22521 | 150.14 | 6
Industrial | 22525 | 106.7 | 6
Industrial | 22529 | 95.1 | 6
Industrial | 22535 | 109.93 | 6
Industrial | 22539 | 107.84 | 6
Industrial | 22540 | 94.07 | 6
Industrial | 22540 | 157.18 | 6
Industrial | 22542 | 111.04 | 6
Industrial | 22542 | 111.04 | 6
Industrial | 22542 | 111.04 | 6
Industrial | 22544 | 147.54 | 6
Industrial | 22545.9004 | 111.12 | 6
Industrial | 22545.9004 | 111.12 | 6
Industrial | 22554 | 108.75 | 6
Industrial | 22554 | 113.11 | 6
Industrial | 22556.4004 | 130.1 | 6
Industrial | 22556.4004 | 130.1 | 6
Industrial | 22556.4004 | 130.1 | 6
Industrial | 22560.6992 | 118.5 | 6
Industrial | 22572 | 118.63 | 6
Industrial | 22574 | 112.13 | 6
Industrial | 22579 | 134.08 | 6
Industrial | 22590 | 96.87 | 6
Industrial | 22590 | 96.87 | 6
Industrial | 22590 | 114.09 | 6
Industrial | 22590 | 114.09 | 6
Industrial | 22595 | 148.36 | 6
Industrial | 22599 | 151.47 | 6
Industrial | 22600 | 107.62 | 6
Industrial | 22600 | 144.32 | 6
Industrial | 22602 | 113.07 | 6
Industrial | 22608 | 109.75 | 6
Industrial | 22609 | 118.06 | 6
Industrial | 22609.4004 | 144.18 | 6
Industrial | 22610 | 86.1 | 6
Industrial | 22610 | 135.07 | 6
Industrial | 22610 | 138.88 | 6
Industrial | 22610 | 209.74 | 6
Industrial | 22611 | 113.06 | 6
Industrial | 22612 | 104.3 | 6
Industrial | 22616 | 102.8 | 6
Industrial | 22616 | 102.8 | 6
Industrial | 22617 | 146.96 | 6
Industrial | 22622 | 128.31 | 6
Industrial | 22622 | 128.31 | 6
Industrial | 22622 | 128.31 | 6
Industrial | 22622 | 128.31 | 6
Industrial | 22622 | 128.31 | 6
Industrial | 22622 | 128.31 | 6
Industrial | 22630.373 | 135.51 | 6
Industrial | 22631 | 141.36 | 6
Industrial | 22632 | 106.11 | 6
Industrial | 22636.4805 | 115.32 | 6
Industrial | 22637 | 108.675 | 6
Industrial | 22637 | 108.675 | 6
Industrial | 22640 | 157.66 | 6
Industrial | 22649.8301 | 120.03 | 6
Industrial | 22651 | 131.02 | 6
Industrial | 22665 | 141.57 | 6
Industrial | 22666 | 108.7098 | 6
Industrial | 22666 | 108.7098 | 6
Industrial | 22666 | 141.57 | 6
Industrial | 22669 | 117 | 6
Industrial | 22669 | 117 | 6
Industrial | 22672 | 136.09 | 6
Industrial | 22677 | 110.89 | 6
Industrial | 22678 | 116.75 | 6
Industrial | 22680 | 92.6 | 6
Industrial | 22680 | 135 | 6
Industrial | 22680 | 137.45 | 6
Industrial | 22680 | 141.13 | 6
Industrial | 22681 | 139.75 | 6
Industrial | 22685 | 151.23 | 6
Industrial | 22687 | 153.6 | 6
Industrial | 22690 | 144.8 | 6
Industrial | 22696.1895 | 135.91 | 6
Industrial | 22700 | 108.1 | 6
Industrial | 22700 | 108.1 | 6
Industrial | 22707 | 112.47 | 6
Industrial | 22709 | 102.29 | 6
Industrial | 22709 | 111.87 | 6
Industrial | 22709 | 111.87 | 6
Industrial | 22710 | 156.73 | 6
Industrial | 22716 | 115.31 | 6
Industrial | 22719 | 113.54 | 6
Industrial | 22719.2598 | 113.31 | 6
Industrial | 22719.2598 | 113.31 | 6
Industrial | 22720 | 94.67 | 6
Industrial | 22720 | 122.81 | 6
Industrial | 22720 | 142 | 6
Industrial | 22720 | 143.62 | 6
Industrial | 22721 | 145.87 | 6
Industrial | 22724 | 131.05 | 6
Industrial | 22726 | 111.6 | 6
Industrial | 22730 | 147.69 | 6
Industrial | 22732 | 116.81 | 6
Industrial | 22734 | 104 | 6
Industrial | 22735.5996 | 145.6 | 6
Industrial | 22736 | 139.82 | 6
Industrial | 22738 | 116.07 | 6
Industrial | 22741 | 141.87 | 6
Industrial | 22741 | 141.87 | 6
Industrial | 22749 | 101.74 | 6
Industrial | 22753 | 134.71 | 6
Industrial | 22754 | 139.85 | 6
Industrial | 22754.3008 | 146.52 | 6
Industrial | 22756 | 146.67 | 6
Industrial | 22756 | 146.67 | 6
Industrial | 22757 | 109.83 | 6
Industrial | 22759.5996 | 125.05 | 6
Industrial | 22760 | 134.04 | 6
Industrial | 22763 | 113.01 | 6
Industrial | 22769.9609 | 105.18 | 6
Industrial | 22770 | 143.84 | 6
Industrial | 22773 | 126.52 | 6
Industrial | 22774 | 109.39 | 6
Industrial | 22780 | 82.1 | 6
Industrial | 22780 | 112.68 | 6
Industrial | 22780 | 134.87 | 6
Industrial | 22784 | 131.32 | 6
Industrial | 22785 | 95.9 | 6
Industrial | 22787.7695 | 114.864 | 6
Industrial | 22792 | 100 | 6
Industrial | 22795 | 118.42 | 6
Industrial | 22795 | 118.42 | 6
Industrial | 22800 | 93.67 | 6
Industrial | 22800 | 99.77 | 6
Industrial | 22800 | 100.92 | 6
Industrial | 22800 | 142.5 | 6
Industrial | 22803 | 145.24 | 6
Industrial | 22807 | 145.36 | 6
Industrial | 22810 | 124.51 | 6
Industrial | 22813.1641 | 112.1 | 6
Industrial | 22815 | 116.58 | 6
Industrial | 22819 | 113.3 | 6
Industrial | 22820 | 147.13 | 6
Industrial | 22821 | 109.82 | 6
Industrial | 22825 | 103.05 | 6
Industrial | 22829 | 111.04 | 6
Industrial | 22829 | 118.59 | 6
Industrial | 22829 | 118.59 | 6
Industrial | 22830 | 122.35 | 6
Industrial | 22830.9531 | 136.71 | 6
Industrial | 22833 | 119.23 | 6
Industrial | 22847 | 119 | 6
Industrial | 22850 | 120.52 | 6
Industrial | 22850 | 120.52 | 6
Industrial | 22880 | 111.72 | 6
Industrial | 22887 | 110.1396 | 6
Industrial | 22887 | 110.1396 | 6
Industrial | 22889 | 150.29 | 6
Industrial | 22890 | 138.14 | 6
Industrial | 22891 | 105.1 | 6
Industrial | 22897 | 153.57 | 6
Industrial | 22900 | 133.45 | 6
Industrial | 22903 | 125.21 | 6
Industrial | 22903.1309 | 125.22 | 6
Industrial | 22906 | 114.91 | 6
Industrial | 22912.5703 | 114.82 | 6
Industrial | 22912.5703 | 114.82 | 6
Industrial | 22917 | 149.2 | 6
Industrial | 22918 | 129.12 | 6
Industrial | 22918 | 145.97 | 6
Industrial | 22919 | 148.54 | 6
Industrial | 22920 | 110.51 | 6
Industrial | 22920 | 114.6 | 6
Industrial | 22920 | 114.94 | 6
Industrial | 22935.0703 | 127.41 | 6
Industrial | 22941 | 145.75 | 6
Industrial | 22946 | 107.43 | 6
Industrial | 22953 | 94.85 | 6
Industrial | 22953 | 100.06 | 6
Industrial | 22953 | 100.06 | 6
Industrial | 22954 | 111.38 | 6
Industrial | 22958 | 102.4 | 6
Industrial | 22964 | 122.25 | 6
Industrial | 22964 | 144.43 | 6
Industrial | 22966.5 | 130.38 | 6
Industrial | 22966.5 | 130.38 | 6
Industrial | 22984 | 121.3 | 6
Industrial | 22986 | 100 | 6
Industrial | 22992 | 113.04 | 6
Industrial | 22996 | 108.68 | 6
Industrial | 22999 | 152.58 | 6
Industrial | 23000 | 100 | 6
Industrial | 23000 | 107.98 | 6
Industrial | 23000 | 121.05 | 6
Industrial | 23000 | 127.78 | 6
Industrial | 23000 | 129.94 | 6
Industrial | 23000 | 130.31 | 6
Industrial | 23000 | 135.29 | 6
Industrial | 23000 | 135.29 | 6
Industrial | 23000 | 135.29 | 6
Industrial | 23000 | 151.12 | 6
Industrial | 23000 | 151.72 | 6
Industrial | 23013 | 154.24 | 6
Industrial | 23020.3008 | 132.7 | 6
Industrial | 23020.3008 | 132.7 | 6
Industrial | 23022 | 130.61 | 6
Industrial | 23022 | 130.61 | 6
Industrial | 23022.8008 | 130.62 | 6
Industrial | 23022.8008 | 130.62 | 6
Industrial | 23024 | 102.97 | 6
Industrial | 23029.8008 | 126.54 | 6
Industrial | 23032 | 116.38 | 6
Industrial | 23036.4004 | 149.2 | 6
Industrial | 23040 | 124.81 | 6
Industrial | 23045 | 96.33 | 6
Industrial | 23048 | 104.29 | 6
Industrial | 23050 | 106.2 | 6
Industrial | 23050 | 114.68 | 6
Industrial | 23050 | 114.68 | 6
Industrial | 23051.1309 | 143.98 | 6
Industrial | 23058 | 120.41 | 6
Industrial | 23058 | 151.4 | 6
Industrial | 23060 | 150.82 | 6
Industrial | 23067 | 95.32 | 6
Industrial | 23067 | 100.55 | 6
Industrial | 23067 | 100.55 | 6
Industrial | 23072.4004 | 119.361 | 6
Industrial | 23073 | 150.02 | 6
Industrial | 23073 | 154.75 | 6
Industrial | 23075 | 130.17 | 6
Industrial | 23076 | 78.85 | 6
Industrial | 23084.1406 | 98.88 | 6
Industrial | 23090 | 99.61 | 6
Industrial | 23100 | 105 | 6
Industrial | 23100 | 105 | 6
Industrial | 23100 | 136.77 | 6
Industrial | 23101 | 140.26 | 6
Industrial | 23111 | 140.58 | 6
Industrial | 23120 | 107.6 | 6
Industrial | 23122 | 106.11 | 6
Industrial | 23124 | 115.62 | 6
Industrial | 23125.3809 | 135.66 | 6
Industrial | 23130 | 115.65 | 6
Industrial | 23130 | 135.06 | 6
Industrial | 23130.6992 | 134.76 | 6
Industrial | 23130.6992 | 134.76 | 6
Industrial | 23133 | 104.67 | 6
Industrial | 23137 | 144.34 | 6
Industrial | 23137 | 144.34 | 6
Industrial | 23139 | 104.7 | 6
Industrial | 23139 | 153.52 | 6
Industrial | 23140 | 115.12 | 6
Industrial | 23140 | 130 | 6
Industrial | 23140 | 130 | 6
Industrial | 23140 | 130 | 6
Industrial | 23140 | 130 | 6
Industrial | 23140 | 130 | 6
Industrial | 23140 | 130 | 6
Industrial | 23140 | 130 | 6
Industrial | 23143.8105 | 127.09 | 6
Industrial | 23144 | 127.09 | 6
Industrial | 23161 | 97.4 | 6
Industrial | 23163 | 95.16 | 6
Industrial | 23163 | 100.32 | 6
Industrial | 23163 | 100.32 | 6
Industrial | 23168.8691 | 114.98 | 6
Industrial | 23168.8691 | 114.98 | 6
Industrial | 23170 | 105 | 6
Industrial | 23170 | 149.2 | 6
Industrial | 23179 | 117.01 | 6
Industrial | 23180 | 113.13 | 6
Industrial | 23185 | 131.35 | 6
Industrial | 23190 | 146.03 | 6
Industrial | 23194 | 116.18 | 6
Industrial | 23196 | 126.34 | 6
Industrial | 23199 | 117.53 | 6
Industrial | 23212 | 96.72 | 6
Industrial | 23220 | 116.1 | 6
Industrial | 23220 | 116.8 | 6
Industrial | 23220 | 116.8 | 6
Industrial | 23220 | 116.8 | 6
Industrial | 23225 | 136.46 | 6
Industrial | 23227 | 77 | 6
Industrial | 23230 | 121 | 6
Industrial | 23230 | 145.73 | 6
Industrial | 23240 | 140.85 | 6
Industrial | 23243 | 118.47 | 6
Industrial | 23251 | 91.4 | 6
Industrial | 23253.6758 | 140.85 | 6
Industrial | 23261 | 151.24 | 6
Industrial | 23261.6973 | 139.29 | 6
Industrial | 23264.8008 | 131.58 | 6
Industrial | 23271 | 120.39 | 6
Industrial | 23281 | 119.39 | 6
Industrial | 23283 | 98.2 | 6
Industrial | 23283 | 121.58 | 6
Industrial | 23284 | 125.79 | 6
Industrial | 23284 | 128.21 | 6
Industrial | 23295 | 127.3 | 6
Industrial | 23300 | 132.92 | 6
Industrial | 23300 | 148.41 | 6
Industrial | 23304 | 150.35 | 6
Industrial | 23304 | 153.9 | 6
Industrial | 23304 | 153.9 | 6
Industrial | 23306 | 152.93 | 6
Industrial | 23310 | 91.36 | 6
Industrial | 23312.0566 | 145.7 | 6
Industrial | 23318 | 131 | 6
Industrial | 23320 | 118.98 | 6
Industrial | 23330 | 105.57 | 6
Industrial | 23330 | 123.64 | 6
Industrial | 23333 | 114.94 | 6
Industrial | 23339 | 108.59 | 6
Industrial | 23346 | 109.09 | 6
Industrial | 23346 | 109.09 | 6
Industrial | 23346 | 109.09 | 6
Industrial | 23346 | 109.09 | 6
Industrial | 23350 | 150.14 | 6
Industrial | 23370 | 150.87 | 6
Industrial | 23371 | 112.2 | 6
Industrial | 23373.6309 | 129.85 | 6
Industrial | 23378 | 103.66 | 6
Industrial | 23380 | 101.2 | 6
Industrial | 23390 | 131.26 | 6
Industrial | 23390 | 131.26 | 6
Industrial | 23391 | 152.09 | 6
Industrial | 23391 | 156.88 | 6
Industrial | 23392 | 116.44 | 6
Industrial | 23395 | 118.1 | 6
Industrial | 23400 | 97.7 | 6
Industrial | 23400 | 123.16 | 6
Industrial | 23400 | 125.46 | 6
Industrial | 23405 | 105.9 | 6
Industrial | 23410 | 104.7 | 6
Industrial | 23410 | 139.01 | 6
Industrial | 23412 | 118.96 | 6
Industrial | 23416.1992 | 133.39 | 6
Industrial | 23420 | 116.52 | 6
Industrial | 23437 | 142.04 | 6
Industrial | 23440 | 152.41 | 6
Industrial | 23440 | 157.21 | 6
Industrial | 23444 | 77.84 | 6
Industrial | 23445 | 107.5 | 6
Industrial | 23446 | 155.38 | 6
Industrial | 23450 | 129.99 | 6
Industrial | 23454.4707 | 140.45 | 6
Industrial | 23462 | 122.52 | 6
Industrial | 23470 | 117.35 | 6
Industrial | 23472 | 111.25 | 6
Industrial | 23480 | 106.24 | 6
Industrial | 23480 | 117.52 | 6
Industrial | 23491.1992 | 129.07 | 6
Industrial | 23497 | 117.25 | 6
Industrial | 23500 | 104.91 | 6
Industrial | 23500 | 121.95 | 6
Industrial | 23500 | 127.03 | 6
Industrial | 23500 | 127.03 | 6
Industrial | 23503 | 97.12 | 6
Industrial | 23503 | 102.45 | 6
Industrial | 23503 | 102.45 | 6
Industrial | 23509 | 113 | 6
Industrial | 23509 | 122 | 6
Industrial | 23510 | 120.31 | 6
Industrial | 23510 | 122.13 | 6
Industrial | 23510 | 122.13 | 6
Industrial | 23515 | 106.4 | 6
Industrial | 23516.5996 | 136.85 | 6
Industrial | 23516.5996 | 136.85 | 6
Industrial | 23517.0996 | 128.93 | 6
Industrial | 23519 | 91.28 | 6
Industrial | 23520 | 100.25 | 6
Industrial | 23520 | 100.25 | 6
Industrial | 23530 | 115.61 | 6
Industrial | 23535 | 147.09 | 6
Industrial | 23537 | 115.1 | 6
Industrial | 23537 | 118.75 | 6
Industrial | 23537 | 156.81 | 6
Industrial | 23543 | 130.58 | 6
Industrial | 23550 | 149.62 | 6
Industrial | 23552 | 147.2 | 6
Industrial | 23557 | 114.91 | 6
Industrial | 23560 | 138.43 | 6
Industrial | 23561 | 84.78 | 6
Industrial | 23562 | 96.23 | 6
Industrial | 23567.5996 | 135.25 | 6
Industrial | 23570 | 100.84 | 6
Industrial | 23574.4902 | 119.643 | 6
Industrial | 23575 | 126.41 | 6
Industrial | 23577 | 138.85 | 6
Industrial | 23578 | 117.91 | 6
Industrial | 23579 | 121.48 | 6
Industrial | 23580 | 124.76 | 6
Industrial | 23580 | 133.9 | 6
Industrial | 23580 | 160.52 | 6
Industrial | 23586 | 79.31 | 6
Industrial | 23586 | 79.31 | 6
Industrial | 23587 | 120.96 | 6
Industrial | 23587 | 131.77 | 6
Industrial | 23587.3008 | 118.1 | 6
Industrial | 23590 | 119.28 | 6
Industrial | 23600 | 118 | 6
Industrial | 23600 | 118 | 6
Industrial | 23600 | 160 | 6
Industrial | 23601 | 106.79 | 6
Industrial | 23601 | 106.79 | 6
Industrial | 23602 | 133.42 | 6
Industrial | 23609 | 124.45 | 6
Industrial | 23612.4707 | 146 | 6
Industrial | 23617 | 114.65 | 6
Industrial | 23625 | 120.67 | 6
Industrial | 23627 | 112.22 | 6
Industrial | 23629 | 148.24 | 6
Industrial | 23630 | 140 | 6
Industrial | 23633 | 119.96 | 6
Industrial | 23641 | 99.7 | 6
Industrial | 23642.9707 | 111.05 | 6
Industrial | 23644.7402 | 118.22 | 6
Industrial | 23648 | 132.26 | 6
Industrial | 23650 | 147.81 | 6
Industrial | 23651 | 148.22 | 6
Industrial | 23653 | 107.03 | 6
Industrial | 23655 | 152.61 | 6
Industrial | 23655 | 156.36 | 6
Industrial | 23655 | 156.36 | 6
Industrial | 23658 | 131.43 | 6
Industrial | 23660 | 105.53 | 6
Industrial | 23660 | 184.56 | 6
Industrial | 23665 | 107.08 | 6
Industrial | 23666.0996 | 116.7 | 6
Industrial | 23679 | 132.28 | 6
Industrial | 23680 | 107.15 | 6
Industrial | 23689 | 113.56 | 6
Industrial | 23690 | 123.32 | 6
Industrial | 23690 | 123.32 | 6
Industrial | 23691 | 97.69 | 6
Industrial | 23691 | 97.69 | 6
Industrial | 23693 | 106.77 | 6
Industrial | 23696 | 99.9 | 6
Industrial | 23698 | 107.23 | 6
Industrial | 23700 | 111.27 | 6
Industrial | 23700 | 119.7 | 6
Industrial | 23708 | 120.71 | 6
Industrial | 23710 | 109.77 | 6
Industrial | 23711.9004 | 95.28 | 6
Industrial | 23712 | 123.82 | 6
Industrial | 23720 | 127.17 | 6
Industrial | 23720 | 127.17 | 6
Industrial | 23720 | 141.78 | 6
Industrial | 23726.1094 | 116.36 | 6
Industrial | 23734 | 128.29 | 6
Industrial | 23734.7891 | 131.04 | 6
Industrial | 23734.7891 | 131.04 | 6
Industrial | 23736 | 140.83 | 6
Industrial | 23740 | 117.35 | 6
Industrial | 23740 | 131.96 | 6
Industrial | 23740 | 131.96 | 6
Industrial | 23744 | 114.61 | 6
Industrial | 23750 | 129.22 | 6
Industrial | 23750 | 131.8 | 6
Industrial | 23750 | 143.59 | 6
Industrial | 23756 | 107.49 | 6
Industrial | 23761 | 107.52 | 6
Industrial | 23773 | 123.39 | 6
Industrial | 23773 | 123.39 | 6
Industrial | 23773 | 123.39 | 6
Industrial | 23773.8008 | 123.8 | 6
Industrial | 23778 | 136 | 6
Industrial | 23780 | 109.85 | 6
Industrial | 23780 | 109.85 | 6
Industrial | 23782 | 116.46 | 6
Industrial | 23792 | 110.4 | 6
Industrial | 23792 | 110.4 | 6
Industrial | 23793 | 133.52 | 6
Industrial | 23794 | 128.13 | 6
Industrial | 23798 | 131.92 | 6
Industrial | 23800 | 117.82 | 6
Industrial | 23800 | 129.35 | 6
Industrial | 23800 | 132.96 | 6
Industrial | 23806 | 108.21 | 6
Industrial | 23806 | 108.21 | 6
Industrial | 23819 | 108.27 | 6
Industrial | 23819.8809 | 108.29 | 6
Industrial | 23827 | 131.93 | 6
Industrial | 23828.8008 | 96.74 | 6
Industrial | 23830 | 149.69 | 6
Industrial | 23832 | 134.43 | 6
Industrial | 23835 | 107.85 | 6
Industrial | 23840 | 122.07 | 6
Industrial | 23842 | 122.27 | 6
Industrial | 23842 | 122.27 | 6
Industrial | 23842 | 123.16 | 6
Industrial | 23850 | 112.61 | 6
Industrial | 23850 | 154.67 | 6
Industrial | 23852 | 89.76 | 6
Industrial | 23853 | 135.07 | 6
Industrial | 23854 | 86.33 | 6
Industrial | 23856 | 161.47 | 6
Industrial | 23859 | 131.39 | 6
Industrial | 23860 | 134.2 | 6
Industrial | 23863.5 | 118.78 | 6
Industrial | 23863.5 | 118.78 | 6
Industrial | 23865 | 96 | 6
Industrial | 23866 | 111 | 6
Industrial | 23869 | 131.15 | 6
Industrial | 23874 | 96.32 | 6
Industrial | 23877 | 125.63 | 6
Industrial | 23878.082 | 141.78 | 6
Industrial | 23888 | 128.02 | 6
Industrial | 23890 | 133.76 | 6
Industrial | 23890 | 165.21 | 6
Industrial | 23902 | 120.23 | 6
Industrial | 23908 | 115.27 | 6
Industrial | 23908 | 119.9 | 6
Industrial | 23910 | 115.12 | 6
Industrial | 23910 | 140.64 | 6
Industrial | 23910 | 147.87 | 6
Industrial | 23915 | 117.29 | 6
Industrial | 23920 | 92.05 | 6
Industrial | 23928.5996 | 131.48 | 6
Industrial | 23930 | 149.47 | 6
Industrial | 23930 | 149.47 | 6
Industrial | 23934 | 117.9 | 6
Industrial | 23934 | 117.9 | 6
Industrial | 23934 | 117.9 | 6
Industrial | 23940 | 98.36 | 6
Industrial | 23940 | 104.76 | 6
Industrial | 23940 | 105.96 | 6
Industrial | 23940 | 168.24 | 6
Industrial | 23940.2305 | 138.61 | 6
Industrial | 23946 | 118.37 | 6
Industrial | 23950 | 102.8 | 6
Industrial | 23950 | 130.52 | 6
Industrial | 23955 | 102.24 | 6
Industrial | 23955 | 108.39 | 6
Industrial | 23960.9805 | 109.21 | 6
Industrial | 23960.9805 | 109.21 | 6
Industrial | 23962 | 125.13 | 6
Industrial | 23964 | 117.17 | 6
Industrial | 23966.5801 | 112.84 | 6
Industrial | 23967 | 96.49 | 6
Industrial | 23967 | 128.23 | 6
Industrial | 23982 | 84.3 | 6
Industrial | 23988 | 134.31 | 6
Industrial | 23989 | 132.03 | 6
Industrial | 23989.4902 | 133.8 | 6
Industrial | 23989.4902 | 133.8 | 6
Industrial | 23999 | 155.13 | 6
Industrial | 24000 | 118.34 | 6
Industrial | 24000 | 119.76 | 6
Industrial | 24000 | 120 | 6
Industrial | 24000 | 127.66 | 6
Industrial | 24000 | 127.66 | 6
Industrial | 24000 | 127.66 | 6
Industrial | 24000 | 127.66 | 6
Industrial | 24000 | 129.73 | 6
Industrial | 24000 | 138.33 | 6
Industrial | 24000 | 139.19 | 6
Industrial | 24000 | 143.71 | 6
Industrial | 24009 | 111.15 | 6
Industrial | 24010 | 137.91 | 6
Industrial | 24013 | 122.08 | 6
Industrial | 24014 | 104.55 | 6
Industrial | 24014 | 116.52 | 6
Industrial | 24020 | 76.31 | 6
Industrial | 24020 | 148.3632 | 6
Industrial | 24020 | 148.3632 | 6
Industrial | 24020 | 153.09 | 6
Industrial | 24021 | 96.47 | 6
Industrial | 24021 | 121.32 | 6
Industrial | 24022.8398 | 128.54 | 6
Industrial | 24024 | 115.61 | 6
Industrial | 24026 | 119.71 | 6
Industrial | 24030 | 108 | 6
Industrial | 24031 | 122.51 | 6
Industrial | 24032 | 101.3 | 6
Industrial | 24034 | 123.7 | 6
Industrial | 24036 | 130.63 | 6
Industrial | 24038 | 142.41 | 6
Industrial | 24040 | 85.9 | 6
Industrial | 24040 | 119.3 | 6
Industrial | 24040 | 161.45 | 6
Industrial | 24040 | 166.6 | 6
Industrial | 24054 | 108.84 | 6
Industrial | 24054 | 126.53 | 6
Industrial | 24057.5 | 111.79 | 6
Industrial | 24058 | 111.79 | 6
Industrial | 24058 | 126.49 | 6
Industrial | 24061 | 99.43 | 6
Industrial | 24064 | 79.71 | 6
Industrial | 24073 | 150.74 | 6
Industrial | 24081 | 129.45 | 6
Industrial | 24086 | 109.73 | 6
Industrial | 24100 | 116.2 | 6
Industrial | 24100 | 121.17 | 6
Industrial | 24100 | 122.58 | 6
Industrial | 24106 | 109.08 | 6
Industrial | 24112 | 142 | 6
Industrial | 24112.5996 | 138.98 | 6
Industrial | 24112.5996 | 138.99 | 6
Industrial | 24112.5996 | 138.99 | 6
Industrial | 24112.5996 | 138.99 | 6
Industrial | 24112.5996 | 138.99 | 6
Industrial | 24118 | 109.13 | 6
Industrial | 24120 | 129.8 | 6
Industrial | 24123.5996 | 139.04 | 6
Industrial | 24123.5996 | 139.04 | 6
Industrial | 24123.5996 | 139.05 | 6
Industrial | 24123.5996 | 139.1 | 6
Industrial | 24128 | 121.9 | 6
Industrial | 24130 | 125 | 6
Industrial | 24143 | 112.29 | 6
Industrial | 24148 | 131.89 | 6
Industrial | 24150 | 123.03 | 6
Industrial | 24150 | 123.03 | 6
Industrial | 24150 | 123.03 | 6
Industrial | 24151 | 115.94 | 6
Industrial | 24151 | 115.94 | 6
Industrial | 24151 | 115.94 | 6
Industrial | 24153 | 122.17 | 6
Industrial | 24154.7852 | 115.18 | 6
Industrial | 24162 | 99.27 | 6
Industrial | 24162 | 104.64 | 6
Industrial | 24162 | 104.64 | 6
Industrial | 24167 | 122.2 | 6
Industrial | 24176 | 95.18 | 6
Industrial | 24190 | 189.73 | 6
Industrial | 24191 | 89.88 | 6
Industrial | 24193 | 109.47 | 6
Industrial | 24200 | 117.53 | 6
Industrial | 24200 | 167.36 | 6
Industrial | 24201 | 80.67 | 6
Industrial | 24201 | 115.19 | 6
Industrial | 24205 | 126.68 | 6
Industrial | 24206 | 120.91 | 6
Industrial | 24213 | 126.44 | 6
Industrial | 24215 | 123.13 | 6
Industrial | 24215 | 123.13 | 6
Industrial | 24216.8008 | 115.7 | 6
Industrial | 24218.1914 | 144.24 | 6
Industrial | 24220 | 100.08 | 6
Industrial | 24220 | 105.58 | 6
Industrial | 24220 | 105.6 | 6
Industrial | 24222 | 108.72 | 6
Industrial | 24222 | 108.72 | 6
Industrial | 24222 | 108.72 | 6
Industrial | 24230 | 109.64 | 6
Industrial | 24230 | 124.07 | 6
Industrial | 24233 | 154.45 | 6
Industrial | 24235 | 129.46 | 6
Industrial | 24239 | 131.96 | 6
Industrial | 24240 | 103.66 | 6
Industrial | 24240 | 124.31 | 6
Industrial | 24245 | 120.86 | 6
Industrial | 24248 | 121.73 | 6
Industrial | 24251.373 | 101.05 | 6
Industrial | 24260 | 167.54 | 6
Industrial | 24267.9004 | 129.85 | 6
Industrial | 24268 | 136.57 | 6
Industrial | 24270 | 168.66 | 6
Industrial | 24280 | 119.27 | 6
Industrial | 24286.3594 | 108.95 | 6
Industrial | 24286.3594 | 108.95 | 6
Industrial | 24290 | 97.55 | 6
Industrial | 24290.5 | 117.29 | 6
Industrial | 24293 | 133.99 | 6
Industrial | 24295 | 109.93 | 6
Industrial | 24296 | 117.15 | 6
Industrial | 24296 | 121.85 | 6
Industrial | 24297 | 106.6 | 6
Industrial | 24300 | 128.1 | 6
Industrial | 24310 | 118.07 | 6
Industrial | 24311 | 110 | 6
Industrial | 24315 | 126.77 | 6
Industrial | 24317 | 117.7 | 6
Industrial | 24317 | 119 | 6
Industrial | 24318 | 110.04 | 6
Industrial | 24330 | 127.7 | 6
Industrial | 24335.4668 | 120.59 | 6
Industrial | 24338 | 117.29 | 6
Industrial | 24338 | 118.84 | 6
Industrial | 24350 | 117.41 | 6
Industrial | 24350 | 122.3 | 6
Industrial | 24353 | 81.2 | 6
Industrial | 24355 | 128.05 | 7 | 7
Industrial | 24355 | 128.05 | 7
Industrial | 24356 | 151.47 | 7
Industrial | 24358 | 117.1058 | 7
Industrial | 24358 | 117.1058 | 7
Industrial | 24360 | 98.2 | 7
Industrial | 24360 | 116.72 | 7
Industrial | 24360 | 144.57 | 7
Industrial | 24366.4805 | 112.28 | 7
Industrial | 24371 | 85.87 | 7
Industrial | 24376 | 136.1 | 7
Industrial | 24378 | 157.28 | 7
Industrial | 24388 | 131.4 | 7
Industrial | 24389 | 110.36 | 7
Industrial | 24390 | 77.54 | 7
Industrial | 24390 | 117.6 | 7
Industrial | 24390 | 122.32 | 7
Industrial | 24394 | 123.2 | 7
Industrial | 24402 | 127.7 | 7
Industrial | 24402 | 127.72 | 7
Industrial | 24402 | 127.72 | 7
Industrial | 24402 | 127.72 | 7
Industrial | 24403 | 134.82 | 7
Industrial | 24405 | 120.52 | 7
Industrial | 24407.5 | 119.47 | 7
Industrial | 24410 | 129.15 | 7
Industrial | 24414 | 120.68 | 7
Industrial | 24420 | 102.86 | 7
Industrial | 24421 | 117.13 | 7
Industrial | 24426 | 152.38 | 7
Industrial | 24426 | 152.38 | 7
Industrial | 24428 | 123.31 | 7
Industrial | 24431.2695 | 114.51 | 7
Industrial | 24433.2949 | 113.564 | 7
Industrial | 24440 | 121 | 7
Industrial | 24440 | 121 | 7
Industrial | 24446 | 124.09 | 7
Industrial | 24449 | 100.65 | 7
Industrial | 24450 | 168.85 | 7
Industrial | 24454 | 119.29 | 7
Industrial | 24455 | 120.47 | 7
Industrial | 24455 | 120.47 | 7
Industrial | 24458 | 113.76 | 7
Industrial | 24459 | 131.5 | 7
Industrial | 24461 | 110.68 | 7
Industrial | 24462.4062 | 113.95 | 7
Industrial | 24464.7305 | 127.69 | 7
Industrial | 24470 | 126.26 | 7
Industrial | 24471 | 164.79 | 7
Industrial | 24480 | 123.57 | 7
Industrial | 24488 | 129.7 | 7
Industrial | 24500 | 100.82 | 7
Industrial | 24500 | 122.5 | 7
Industrial | 24500 | 128.95 | 7
Industrial | 24502.7188 | 153.14 | 7
Industrial | 24504 | 161.84 | 7
Industrial | 24507 | 121.12 | 7
Industrial | 24510 | 125.01 | 7
Industrial | 24510 | 131.49 | 7
Industrial | 24512 | 114.01 | 7
Industrial | 24515.9414 | 123.07 | 7
Industrial | 24528 | 128.15 | 7
Industrial | 24530 | 115.55 | 7
Industrial | 24530 | 127.3 | 7
Industrial | 24530 | 132.59 | 7
Industrial | 24530 | 138.9 | 7
Industrial | 24530.0508 | 122.65 | 7
Industrial | 24539 | 105.09 | 7
Industrial | 24540 | 102.25 | 7
Industrial | 24543.75 | 122.72 | 7
Industrial | 24544 | 90.27 | 7
Industrial | 24544.0605 | 110.97 | 7
Industrial | 24544.0605 | 110.97 | 7
Industrial | 24548 | 123.11 | 7
Industrial | 24550 | 119 | 7
Industrial | 24550 | 130.1 | 7
Industrial | 24552.5996 | 121.07 | 7
Industrial | 24552.5996 | 121.07 | 7
Industrial | 24553.8438 | 116.9 | 7
Industrial | 24559.5605 | 155.34 | 7
Industrial | 24560 | 110.43 | 7
Industrial | 24563 | 93.4 | 7
Industrial | 24564 | 138 | 7
Industrial | 24570 | 124.34 | 7
Industrial | 24571 | 116.56 | 7
Industrial | 24576.8594 | 154.38 | 7
Industrial | 24577.3203 | 122.89 | 7
Industrial | 24583 | 103.12 | 7
Industrial | 24591.498 | 122.96 | 7
Industrial | 24592 | 123.45 | 7
Industrial | 24593 | 111.28 | 7
Industrial | 24594 | 128.29 | 7
Industrial | 24596 | 119.63 | 7
Industrial | 24597 | 108.6 | 7
Industrial | 24597 | 108.6 | 7
Industrial | 24600 | 122.75 | 7
Industrial | 24601 | 88.27 | 7
Industrial | 24604 | 133.62 | 7
Industrial | 24607.9004 | 126.78 | 7
Industrial | 24612.6133 | 117.37 | 7
Industrial | 24615 | 126.23 | 7
Industrial | 24615 | 126.23 | 7
Industrial | 24620 | 128.04 | 7
Industrial | 24620.0996 | 153.35 | 7
Industrial | 24623.3301 | 124.51 | 7
Industrial | 24625 | 118.45 | 7
Industrial | 24627 | 154.4 | 7
Industrial | 24628 | 112.92 | 7
Industrial | 24630 | 105.5 | 7
Industrial | 24630 | 105.5 | 7
Industrial | 24630 | 124.83 | 7
Industrial | 24630 | 124.83 | 7
Industrial | 24647 | 145.15 | 7
Industrial | 24650 | 133.17 | 7
Industrial | 24651 | 111.04 | 7
Industrial | 24651 | 111.04 | 7
Industrial | 24651 | 111.04 | 7
Industrial | 24653 | 102.72 | 7
Industrial | 24660 | 97.16 | 7
Industrial | 24660 | 97.16 | 7
Industrial | 24665 | 122.1 | 7
Industrial | 24668 | 137.73 | 7
Industrial | 24670 | 126.45 | 7
Industrial | 24672.9961 | 114.338 | 7
Industrial | 24675 | 120.31 | 7
Industrial | 24683 | 111.69 | 7
Industrial | 24684 | 114.7 | 7
Industrial | 24684 | 114.7 | 7
Industrial | 24684 | 121.09 | 7
Industrial | 24684 | 121.09 | 7
Industrial | 24684 | 121.09 | 7
Industrial | 24685 | 88.54 | 7
Industrial | 24687 | 113.04 | 7
Industrial | 24696 | 111.75 | 7
Industrial | 24698.9004 | 127.71 | 7
Industrial | 24700 | 87 | 7
Industrial | 24701 | 98.18 | 7
Industrial | 24705 | 121.58 | 7
Industrial | 24715 | 127.99 | 7
Industrial | 24717 | 163.31 | 7
Industrial | 24727 | 134.68 | 7
Industrial | 24733.3008 | 152.769 | 7
Industrial | 24733.3008 | 152.769 | 7
Industrial | 24735 | 121.31 | 7
Industrial | 24739 | 121.09 | 7
Industrial | 24739 | 122.41 | 7
Industrial | 24741.8438 | 105.09 | 7
Industrial | 24750 | 128.5 | 7
Industrial | 24750 | 157.74 | 7
Industrial | 24750 | 160.61 | 7
Industrial | 24750 | 161.03 | 7
Industrial | 24756 | 118.51 | 7
Industrial | 24756 | 118.51 | 7
Industrial | 24760 | 79.16 | 7
Industrial | 24760 | 112.04 | 7
Industrial | 24765 | 108.14 | 7
Industrial | 24765 | 128.65 | 7
Industrial | 24771 | 89.55 | 7
Industrial | 24776 | 123.57 | 7
Industrial | 24781 | 139.06 | 7
Industrial | 24785 | 133.97 | 7
Industrial | 24800 | 112.73 | 7
Industrial | 24800 | 124 | 7
Industrial | 24813 | 125.44 | 7
Industrial | 24814 | 130.94 | 7
Industrial | 24816 | 126.1 | 7
Industrial | 24819 | 113.9 | 7
Industrial | 24820 | 128.5 | 7
Industrial | 24820 | 147.04 | 7
Industrial | 24821 | 141.35 | 7
Industrial | 24821 | 158.3 | 7
Industrial | 24823 | 123.07 | 7
Industrial | 24828 | 112.34 | 7
Industrial | 24835 | 111.87 | 7
Industrial | 24835 | 111.87 | 7
Industrial | 24835 | 111.87 | 7
Industrial | 24837 | 112.38 | 7
Industrial | 24840 | 78.42 | 7
Industrial | 24842 | 124.38 | 7
Industrial | 24845 | 137.19 | 7
Industrial | 24846 | 114.3 | 7
Industrial | 24847 | 129.21 | 7
Industrial | 24848.5 | 124.24 | 7
Industrial | 24850 | 127.5 | 7
Industrial | 24850 | 165.67 | 7
Industrial | 24857 | 120.84 | 7
Industrial | 24863 | 125.38 | 7
Industrial | 24867 | 139.94 | 7
Industrial | 24870 | 128 | 7
Industrial | 24870 | 141.31 | 7
Industrial | 24871 | 131.31 | 7
Industrial | 24880 | 108.17 | 7
Industrial | 24880 | 108.17 | 7
Industrial | 24882 | 120.0289 | 7
Industrial | 24882 | 120.0289 | 7
Industrial | 24884 | 108.19 | 7
Industrial | 24894 | 116.16 | 7
Industrial | 24900 | 120.46 | 7
Industrial | 24900 | 123.1 | 7
Industrial | 24900 | 131.75 | 7
Industrial | 24911 | 110.98 | 7
Industrial | 24920 | 140 | 7
Industrial | 24924 | 123.02 | 7
Industrial | 24934 | 86.82 | 7
Industrial | 24934 | 86.82 | 7
Industrial | 24934 | 128.33 | 7
Industrial | 24943 | 139.11 | 7
Industrial | 24950 | 124.75 | 7
Industrial | 24953 | 86.02 | 7
Industrial | 24957 | 160.5 | 7
Industrial | 24959 | 135.94 | 7
Industrial | 24961 | 127.68 | 7
Industrial | 24970 | 133.89 | 7
Industrial | 24979 | 98.93 | 7
Industrial | 24988 | 104.51 | 7
Industrial | 24990 | 129.95 | 7
Industrial | 24993 | 126.27 | 7
Industrial | 24998 | 94.08 | 7
Industrial | 25000 | 111.11 | 7
Industrial | 25000 | 111.11 | 7
Industrial | 25000 | 119.05 | 7
Industrial | 25000 | 123.15 | 7
Industrial | 25000 | 125 | 7
Industrial | 25000 | 125 | 7
Industrial | 25000 | 125 | 7
Industrial | 25000 | 131.58 | 7
Industrial | 25000 | 132.21 | 7
Industrial | 25000 | 135.14 | 7
Industrial | 25000 | 135.14 | 7
Industrial | 25000 | 135.14 | 7
Industrial | 25000 | 135.14 | 7
Industrial | 25001.6699 | 116.47 | 7
Industrial | 25002 | 130.7 | 7
Industrial | 25010 | 129.59 | 7
Industrial | 25013 | 152.28 | 7
Industrial | 25031 | 116.42 | 7
Industrial | 25032 | 125.16 | 7
Industrial | 25039 | 126.4 | 7
Industrial | 25040 | 135.35 | 7
Industrial | 25042 | 151.68 | 7
Industrial | 25045 | 118.7 | 7
Industrial | 25045 | 118.7 | 7
Industrial | 25047 | 126.18 | 7
Industrial | 25047 | 161.49 | 7
Industrial | 25050 | 125.25 | 7
Industrial | 25053 | 126.15 | 7
Industrial | 25055 | 86.04 | 7
Industrial | 25060 | 129.58 | 7
Industrial | 25064 | 128.14 | 7
Industrial | 25073 | 90.32 | 7
Industrial | 25075 | 132.88 | 7
Industrial | 25075 | 132.88 | 7
Industrial | 25075 | 145.42 | 7
Industrial | 25079 | 123.42 | 7
Industrial | 25080 | 127.37 | 7
Industrial | 25083 | 129.09 | 7
Industrial | 25083.6797 | 127.59 | 7
Industrial | 25085 | 100.74 | 7
Industrial | 25087 | 136.28 | 7
Industrial | 25090 | 139.08 | 7
Industrial | 25090 | 139.08 | 7
Industrial | 25090 | 139.08 | 7
Industrial | 25090 | 139.08 | 7
Industrial | 25091 | 133.18 | 7
Industrial | 25095 | 121 | 7
Industrial | 25096 | 125.04 | 7
Industrial | 25100 | 114.09 | 7
Industrial | 25100 | 137.53 | 7
Industrial | 25108.4004 | 141.28 | 7
Industrial | 25110 | 128.97 | 7
Industrial | 25110 | 133.35 | 7
Industrial | 25119 | 130.08 | 7
Industrial | 25122 | 158 | 7
Industrial | 25124 | 129.44 | 7
Industrial | 25128.4102 | 123.48 | 7
Industrial | 25133 | 114.5 | 7
Industrial | 25137 | 140.04 | 7
Industrial | 25138 | 123.95 | 7
Industrial | 25138 | 125.44 | 7
Industrial | 25140 | 133.16 | 7
Industrial | 25142 | 142.61 | 7
Industrial | 25149 | 90.08 | 7
Industrial | 25151 | 127.28 | 7
Industrial | 25152 | 139.81 | 7
Industrial | 25160 | 130.43 | 7
Industrial | 25161 | 114.37 | 7
Industrial | 25161 | 117.1 | 7
Industrial | 25162 | 79.5 | 7
Industrial | 25164 | 117.04 | 7
Industrial | 25170 | 74.34 | 7
Industrial | 25172 | 125.86 | 7
Industrial | 25179 | 160.58 | 7
Industrial | 25180 | 125.15 | 7
Industrial | 25184 | 148.32 | 7
Industrial | 25197 | 126.17 | 7
Industrial | 25200 | 105 | 7
Industrial | 25200 | 122.93 | 7
Industrial | 25200 | 124.14 | 7
Industrial | 25200 | 126 | 7
Industrial | 25200 | 133.62 | 7
Industrial | 25202 | 126.91 | 7
Industrial | 25213 | 126.13 | 7
Industrial | 25220 | 142.97 | 7
Industrial | 25221 | 126.17 | 7
Industrial | 25222 | 124.74 | 7
Industrial | 25222 | 140.12 | 7
Industrial | 25227 | 130.37 | 7
Industrial | 25227 | 130.37 | 7
Industrial | 25227 | 130.37 | 7
Industrial | 25227 | 130.4 | 7
Industrial | 25231.5 | 117.36 | 7
Industrial | 25232 | 128.02 | 7
Industrial | 25232 | 128.02 | 7
Industrial | 25240 | 197.19 | 7
Industrial | 25244 | 128.4 | 7
Industrial | 25250 | 140.28 | 7
Industrial | 25251 | 122.94 | 7
Industrial | 25252 | 126.26 | 7
Industrial | 25253 | 118.23 | 7
Industrial | 25265 | 118.33 | 7
Industrial | 25268 | 117.91 | 7
Industrial | 25268 | 127.55 | 7
Industrial | 25268.0996 | 129.85 | 7
Industrial | 25276.2637 | 103.81 | 7
Industrial | 25276.8008 | 146.5 | 7
Industrial | 25276.8008 | 146.5 | 7
Industrial | 25280 | 124.65 | 7
Industrial | 25285 | 131.01 | 7
Industrial | 25291 | 127.86 | 7
Industrial | 25293 | 128.59 | 7
Industrial | 25297 | 106.07 | 7
Industrial | 25299 | 115 | 7
Industrial | 25299 | 117.67 | 7
Industrial | 25300 | 106.73 | 7
Industrial | 25300 | 126.5 | 7
Industrial | 25300 | 136.76 | 7
Industrial | 25301 | 117.62 | 7
Industrial | 25301 | 130.75 | 7
Industrial | 25307 | 134.76 | 7
Industrial | 25310 | 120.52 | 7
Industrial | 25310 | 134.41 | 7
Industrial | 25311 | 122.7 | 7
Industrial | 25319 | 117.76 | 7
Industrial | 25320 | 105.4 | 7
Industrial | 25320 | 124.79 | 7
Industrial | 25320 | 129.12 | 7
Industrial | 25324 | 110.68 | 7
Industrial | 25324.0566 | 125.26 | 7
Industrial | 25330 | 164.69 | 7
Industrial | 25330 | 169.89 | 7
Industrial | 25334 | 127.69 | 7
Industrial | 25340 | 114.66 | 7
Industrial | 25340 | 121.07 | 7
Industrial | 25345 | 129.44 | 7
Industrial | 25352 | 140.38 | 7
Industrial | 25353 | 106.1 | 7
Industrial | 25353 | 146.01 | 7
Industrial | 25355 | 127.86 | 7
Industrial | 25356 | 107.3 | 7
Industrial | 25361 | 140.35 | 7
Industrial | 25365.4609 | 111.91 | 7
Industrial | 25365.4609 | 111.91 | 7
Industrial | 25370 | 104.23 | 7
Industrial | 25370 | 109.86 | 7
Industrial | 25370 | 109.87 | 7
Industrial | 25381.6895 | 106.5 | 7
Industrial | 25388.0996 | 85.22 | 7
Industrial | 25394 | 133.93 | 7
Industrial | 25399 | 106.15 | 7
Industrial | 25405 | 104.27 | 7
Industrial | 25405 | 127.73 | 7
Industrial | 25406 | 125.9 | 7
Industrial | 25408 | 131.04 | 7
Industrial | 25418.3164 | 118.56 | 7
Industrial | 25420 | 124.42 | 7
Industrial | 25424 | 103.45 | 7
Industrial | 25425 | 126.81 | 7
Industrial | 25427 | 138.42 | 7
Industrial | 25437 | 135.59 | 7
Industrial | 25437 | 135.59 | 7
Industrial | 25438 | 123.43 | 7
Industrial | 25445 | 134.77 | 7
Industrial | 25445 | 134.77 | 7
Industrial | 25447 | 127.43 | 7
Industrial | 25467 | 126.64 | 7
Industrial | 25467 | 126.64 | 7
Industrial | 25470 | 122.04 | 7
Industrial | 25479.9004 | 127.4 | 7
Industrial | 25480 | 94.41 | 7
Industrial | 25480 | 138.93 | 7
Industrial | 25486 | 104.62 | 7
Industrial | 25488 | 118.27 | 7
Industrial | 25488 | 118.27 | 7
Industrial | 25489 | 115.33 | 7
Industrial | 25490 | 93.62 | 7
Industrial | 25500 | 126.55 | 7
Industrial | 25500 | 126.74 | 7
Industrial | 25500 | 126.87 | 7
Industrial | 25500 | 127.18 | 7
Industrial | 25500 | 127.44 | 7
Industrial | 25500 | 127.5 | 7
Industrial | 25500 | 132.26 | 7
Industrial | 25500 | 133.93 | 7
Industrial | 25511 | 144.37 | 7
Industrial | 25514.2656 | 127.57 | 7
Industrial | 25516 | 122.58 | 7
Industrial | 25520 | 127.12 | 7
Industrial | 25520 | 141.2286 | 7
Industrial | 25520 | 141.2286 | 7
Industrial | 25523.5293 | 148.65 | 7
Industrial | 25524 | 128.39 | 7
Industrial | 25527 | 105.3 | 7
Industrial | 25527.6992 | 105.3 | 7
Industrial | 25530 | 102.53 | 7
Industrial | 25546 | 123.17 | 7
Industrial | 25546 | 128.44 | 7
Industrial | 25550 | 106.77 | 7
Industrial | 25550 | 131.84 | 7
Industrial | 25558 | 130.07 | 7
Industrial | 25561 | 129.03 | 7
Industrial | 25568.5996 | 127.47 | 7
Industrial | 25570 | 123.05 | 7
Industrial | 25574 | 126.92 | 7
Industrial | 25579 | 125.45 | 7
Industrial | 25580 | 128.35 | 7
Industrial | 25586 | 127.38 | 7
Industrial | 25589 | 84.59 | 7
Industrial | 25590 | 121.57 | 7
Industrial | 25593 | 107.53 | 7
Industrial | 25602 | 121.32 | 7
Industrial | 25603 | 130.36 | 7
Industrial | 25606 | 155.28 | 7
Industrial | 25612 | 131.01 | 7
Industrial | 25619 | 127.84 | 7
Industrial | 25639 | 131.68 | 7
Industrial | 25640 | 126.73 | 7
Industrial | 25641 | 119.93 | 7
Industrial | 25643 | 126.57 | 7
Industrial | 25644 | 127.74 | 7
Industrial | 25648 | 95.16 | 7
Industrial | 25650 | 107.4 | 7
Industrial | 25653 | 119.04 | 7
Industrial | 25656 | 123.82 | 7
Industrial | 25660 | 123.72 | 7
Industrial | 25660 | 126.1 | 7
Industrial | 25660 | 126.1 | 7
Industrial | 25660 | 129.9 | 7
Industrial | 25662.4609 | 128.31 | 7
Industrial | 25664 | 128 | 7
Industrial | 25673 | 106.04 | 7
Industrial | 25673 | 127.41 | 7
Industrial | 25675 | 91.01 | 7
Industrial | 25680 | 135.59 | 7
Industrial | 25695 | 140.03 | 7
Industrial | 25695 | 143.63 | 7
Industrial | 25699 | 129.14 | 7
Industrial | 25700 | 119.53 | 7
Industrial | 25700 | 144.3 | 7
Industrial | 25719 | 117.98 | 7
Industrial | 25721 | 132.15 | 7
Industrial | 25723 | 111.9 | 7
Industrial | 25724 | 128.94 | 7
Industrial | 25724 | 148.35 | 7
Industrial | 25730 | 87.55 | 7
Industrial | 25731 | 112.12 | 7
Industrial | 25740 | 98.2 | 7
Industrial | 25740 | 126.99 | 7
Industrial | 25742 | 126.81 | 7
Industrial | 25742 | 126.81 | 7
Industrial | 25746 | 126.95 | 7
Industrial | 25753 | 119.78 | 7
Industrial | 25761 | 127.21 | 7
Industrial | 25766 | 142.99 | 7
Industrial | 25768 | 130.6 | 7
Industrial | 25775 | 98.32 | 7
Industrial | 25777 | 128.89 | 7
Industrial | 25780 | 107.87 | 7
Industrial | 25780.2305 | 128.9 | 7
Industrial | 25782 | 124.55 | 7
Industrial | 25785 | 121.63 | 7
Industrial | 25785 | 121.63 | 7
Industrial | 25792 | 107.8 | 7
Industrial | 25793 | 116.5 | 7
Industrial | 25797.6797 | 133.44 | 7
Industrial | 25798 | 126.49 | 7
Industrial | 25799 | 129.97 | 7
Industrial | 25801 | 129.33 | 7
Industrial | 25804 | 143.44 | 7
Industrial | 25810 | 130.42 | 7
Industrial | 25811 | 124.45 | 7
Industrial | 25811 | 129.64 | 7
Industrial | 25811.8008 | 106.05 | 7
Industrial | 25811.8008 | 106.05 | 7
Industrial | 25813 | 133.83 | 7
Industrial | 25814 | 126.2 | 7
Industrial | 25817 | 82.22 | 7
Industrial | 25820 | 178.69 | 7
Industrial | 25830 | 146.51 | 7
Industrial | 25835.1406 | 129.07 | 7
Industrial | 25838 | 145.4 | 7
Industrial | 25839 | 122.6 | 7
Industrial | 25842.8301 | 126.74 | 7
Industrial | 25853 | 124 | 7
Industrial | 25853 | 124 | 7
Industrial | 25853 | 124.11 | 7
Industrial | 25854 | 124.66 | 7
Industrial | 25854 | 129.66 | 7
Industrial | 25856 | 127.01 | 7
Industrial | 25863 | 132.79 | 7
Industrial | 25869 | 118.47 | 7
Industrial | 25869 | 130.85 | 7
Industrial | 25870 | 129.74 | 7
Industrial | 25870 | 143.8 | 7
Industrial | 25873 | 90.09 | 7
Industrial | 25873 | 90.09 | 7
Industrial | 25873 | 129.56 | 7
Industrial | 25897 | 132.19 | 7
Industrial | 25903 | 127.66 | 7
Industrial | 25912 | 123.47 | 7
Industrial | 25928 | 125.01 | 7
Industrial | 25928 | 127.85 | 7
Industrial | 25938 | 116.84 | 7
Industrial | 25942 | 126.67 | 7
Industrial | 25946 | 125.4 | 7
Industrial | 25946 | 125.4 | 7
Industrial | 25947 | 127.19 | 7
Industrial | 25950 | 92.68 | 7
Industrial | 25950 | 113 | 7
Industrial | 25951 | 132.74 | 7
Industrial | 25956.5996 | 117.19 | 7
Industrial | 25959 | 129.79 | 7
Industrial | 25962 | 130.7 | 7
Industrial | 25979 | 130.22 | 7
Industrial | 25992 | 143.54 | 7
Industrial | 25999 | 127.26 | 7
Industrial | 26000 | 104 | 7
Industrial | 26000 | 109.24 | 7
Industrial | 26000 | 109.24 | 7
Industrial | 26000 | 120.37 | 7
Industrial | 26000 | 126.64 | 7
Industrial | 26000 | 130 | 7
Industrial | 26000 | 130 | 7
Industrial | 26000 | 130 | 7
Industrial | 26000 | 130 | 7
Industrial | 26000 | 130 | 7
Industrial | 26000 | 135.35 | 7
Industrial | 26000 | 137.57 | 7
Industrial | 26001 | 128.08 | 7
Industrial | 26001 | 128.08 | 7
Industrial | 26008.3008 | 87.33 | 7
Industrial | 26014 | 111.92 | 7
Industrial | 26016 | 129.69 | 7
Industrial | 26018 | 119.35 | 7
Industrial | 26019 | 117.68 | 7
Industrial | 26019 | 152.43 | 7
Industrial | 26020 | 130.23 | 7
Industrial | 26020 | 137.24 | 7
Industrial | 26023.9004 | 130.12 | 7
Industrial | 26034 | 119.42 | 7
Industrial | 26034 | 132.69 | 7
Industrial | 26036 | 124.76 | 7
Industrial | 26036.2695 | 124.76 | 7
Industrial | 26044 | 107.8 | 7
Industrial | 26045.4707 | 128.18 | 7
Industrial | 26060 | 113.9 | 7
Industrial | 26062 | 130.18 | 7
Industrial | 26080 | 134.29 | 7
Industrial | 26080 | 179.61 | 7
Industrial | 26081.1992 | 130.41 | 7
Industrial | 26090 | 170.19 | 7
Industrial | 26098.8008 | 129.97 | 7
Industrial | 26099 | 120.83 | 7
Industrial | 26102 | 120.84 | 7
Industrial | 26102 | 128.41 | 7
Industrial | 26103 | 146.73 | 7
Industrial | 26104 | 125.8 | 7
Industrial | 26110 | 135.71 | 7
Industrial | 26110.0605 | 128.3 | 7
Industrial | 26112 | 144.87 | 7
Industrial | 26118 | 126.6 | 7
Industrial | 26118.3008 | 128.97 | 7
Industrial | 26124 | 121.23 | 7
Industrial | 26124 | 121.23 | 7
Industrial | 26145 | 131.98 | 7
Industrial | 26148.625 | 130.74 | 7
Industrial | 26150 | 130.75 | 7
Industrial | 26156 | 127.28 | 7
Industrial | 26161 | 119.62 | 7
Industrial | 26161 | 141.41 | 7
Industrial | 26166 | 123.08 | 7
Industrial | 26167 | 85.45 | 7
Industrial | 26167 | 128.97 | 7
Industrial | 26167 | 131.16 | 7
Industrial | 26168 | 130.51 | 7
Industrial | 26177 | 147.48 | 7
Industrial | 26180 | 126.23 | 7
Industrial | 26189 | 145.33 | 7
Industrial | 26199 | 141.23 | 7
Industrial | 26200 | 132.26 | 7
Industrial | 26200 | 136.81 | 7
Industrial | 26201 | 132.46 | 7
Industrial | 26202 | 127.81 | 7
Industrial | 26210 | 109.67 | 7
Industrial | 26222 | 123.72 | 7
Industrial | 26230 | 132.2 | 7
Industrial | 26230 | 148.44 | 7
Industrial | 26239 | 133.4 | 7
Industrial | 26240.2617 | 106.11 | 7
Industrial | 26260 | 90.09 | 7
Industrial | 26263 | 86.74 | 7
Industrial | 26266 | 111.84 | 7
Industrial | 26266 | 118.58 | 7
Industrial | 26267 | 131.59 | 7
Industrial | 26275 | 136.28 | 7
Industrial | 26277.8457 | 145.4225 | 7
Industrial | 26277.8457 | 145.4225 | 7
Industrial | 26278 | 122.22 | 7
Industrial | 26278 | 122.77 | 7
Industrial | 26290 | 128.12 | 7
Industrial | 26291 | 87.28 | 7
Industrial | 26291 | 87.28 | 7
Industrial | 26296 | 142.48 | 7
Industrial | 26300 | 128.11 | 7
Industrial | 26310 | 132.74 | 7
Industrial | 26314 | 128.86 | 7
Industrial | 26314 | 128.86 | 7
Industrial | 26317 | 130.54 | 7
Industrial | 26318 | 92.3 | 7
Industrial | 26318 | 112.66 | 7
Industrial | 26320 | 130.36 | 7
Industrial | 26321 | 131.6 | 7
Industrial | 26326 | 135.28 | 7
Industrial | 26330 | 135.16 | 7
Industrial | 26330 | 155.89 | 7
Industrial | 26331 | 130.48 | 7
Industrial | 26333.6309 | 130.3 | 7
Industrial | 26344 | 96.5 | 7
Industrial | 26345.6992 | 131.07 | 7
Industrial | 26355 | 130.02 | 7
Industrial | 26367 | 114.8 | 7
Industrial | 26367 | 128.37 | 7
Industrial | 26370 | 134.13 | 7
Industrial | 26380 | 117 | 7
Industrial | 26380 | 122.97 | 7
Industrial | 26380 | 122.97 | 7
Industrial | 26397 | 144.88 | 7
Industrial | 26400 | 139.68 | 7
Industrial | 26408 | 132.04 | 7
Industrial | 26415 | 121.17 | 7
Industrial | 26417.0996 | 125.58 | 7
Industrial | 26432 | 123 | 7
Industrial | 26435 | 123.01 | 7
Industrial | 26455 | 89.83 | 7
Industrial | 26455 | 130.19 | 7
Industrial | 26456 | 128.49 | 7
Industrial | 26459 | 98.73 | 7
Industrial | 26460 | 117.6 | 7
Industrial | 26465 | 132.32 | 7
Industrial | 26470 | 133.28 | 7
Industrial | 26480 | 126.28 | 7
Industrial | 26482.9199 | 132.41 | 7
Industrial | 26490 | 126.5 | 7
Industrial | 26491 | 132.52 | 7
Industrial | 26500 | 125 | 7
Industrial | 26500 | 144.26 | 7
Industrial | 26502 | 134.32 | 7
Industrial | 26505 | 136.34 | 7
Industrial | 26510 | 134.84 | 7
Industrial | 26513 | 131.19 | 7
Industrial | 26515 | 132.18 | 7
Industrial | 26517 | 131.58 | 7
Industrial | 26519.0293 | 130.7 | 7
Industrial | 26520 | 116.68 | 7
Industrial | 26520 | 147.33 | 7
Industrial | 26522 | 85.97 | 7
Industrial | 26527.5 | 132.64 | 7
Industrial | 26529 | 119.5 | 7
Industrial | 26529.9746 | 128.6 | 7
Industrial | 26530 | 124.38 | 7
Industrial | 26530 | 150.48 | 7
Industrial | 26531 | 112.8 | 7
Industrial | 26536 | 127.39 | 7
Industrial | 26538 | 139.2 | 7
Industrial | 26541 | 131.96 | 7
Industrial | 26542 | 102.72 | 7
Industrial | 26546 | 89.6 | 7
Industrial | 26549 | 109.3 | 7
Industrial | 26550 | 135.53 | 7
Industrial | 26550 | 135.53 | 7
Industrial | 26550 | 135.53 | 7
Industrial | 26555 | 118.76 | 7
Industrial | 26559 | 127.26 | 7
Industrial | 26573 | 132.34 | 7
Industrial | 26582 | 130.75 | 7
Industrial | 26582 | 135.07 | 7
Industrial | 26582 | 147.35 | 7
Industrial | 26582 | 147.35 | 7
Industrial | 26583 | 132.92 | 7
Industrial | 26591 | 107 | 7
Industrial | 26591 | 123.91 | 7
Industrial | 26600 | 94.66 | 7
Industrial | 26600 | 103.5 | 7
Industrial | 26600 | 103.5 | 7
Industrial | 26600 | 106.6 | 7
Industrial | 26605 | 133.16 | 7
Industrial | 26606.9004 | 86.83 | 7
Industrial | 26609 | 123.76 | 7
Industrial | 26610 | 111.7 | 7
Industrial | 26612 | 131.48 | 7
Industrial | 26618 | 127.73 | 7
Industrial | 26619.4395 | 132.96 | 7
Industrial | 26630 | 143.95 | 7
Industrial | 26630 | 143.95 | 7
Industrial | 26630 | 143.95 | 7
Industrial | 26633 | 120.24 | 7
Industrial | 26637 | 138.09 | 7
Industrial | 26640 | 112.93 | 7
Industrial | 26645 | 109.65 | 7
Industrial | 26661 | 107.07 | 7
Industrial | 26670 | 129.59 | 7
Industrial | 26670 | 135.93 | 7
Industrial | 26670 | 149.66 | 7
Industrial | 26672 | 131.45 | 7
Industrial | 26675 | 132.38 | 7
Industrial | 26676 | 160.89 | 7
Industrial | 26680 | 127.29 | 7
Industrial | 26680 | 128.08 | 7
Industrial | 26687 | 130.31 | 7
Industrial | 26688 | 116.03 | 7
Industrial | 26688 | 116.03 | 7
Industrial | 26701 | 140.68 | 7
Industrial | 26702 | 133.71 | 7
Industrial | 26705.0801 | 132.4 | 7
Industrial | 26710 | 92.2 | 7
Industrial | 26719 | 132.14 | 7
Industrial | 26725.6777 | 112.64 | 7
Industrial | 26728 | 137.99 | 7
Industrial | 26730 | 121.5 | 7
Industrial | 26737 | 103.51 | 7
Industrial | 26740 | 130.12 | 7
Industrial | 26742 | 109.69 | 7
Industrial | 26753 | 125.25 | 7
Industrial | 26760 | 128.78 | 7
Industrial | 26760.0801 | 133.6 | 7
Industrial | 26761 | 79.046 | 7
Industrial | 26764 | 87.92 | 7
Industrial | 26769 | 132.78 | 7
Industrial | 26776 | 132.03 | 7
Industrial | 26781.8105 | 109.01 | 7
Industrial | 26788 | 133.01 | 7
Industrial | 26799 | 135.62 | 7
Industrial | 26807 | 132.84 | 7
Industrial | 26809 | 128.61 | 7
Industrial | 26829 | 151.92 | 7
Industrial | 26830 | 133.3 | 7
Industrial | 26830 | 148.73 | 7
Industrial | 26830 | 148.73 | 7
Industrial | 26833 | 122.08 | 7
Industrial | 26840 | 132.15 | 7
Industrial | 26841 | 134 | 7
Industrial | 26845 | 124.7 | 7
Industrial | 26845 | 124.7 | 7
Industrial | 26845 | 124.7 | 7
Industrial | 26845 | 124.7 | 7
Industrial | 26845 | 124.7 | 7
Industrial | 26845 | 124.7 | 7
Industrial | 26855 | 132.55 | 7
Industrial | 26860 | 148.91 | 7
Industrial | 26867 | 130.99 | 7
Industrial | 26874 | 124.82 | 7
Industrial | 26880 | 129.42 | 7
Industrial | 26896 | 135.56 | 7
Industrial | 26897 | 132.43 | 7
Industrial | 26900 | 127.49 | 7
Industrial | 26900 | 129.64 | 7
Industrial | 26900 | 132.64 | 7
Industrial | 26902.5801 | 93.29 | 7
Industrial | 26912.8809 | 143.75 | 7
Industrial | 26913 | 127.01 | 7
Industrial | 26917 | 149.46 | 7
Industrial | 26919 | 130.23 | 7
Industrial | 26925 | 130.82 | 7
Industrial | 26946 | 100.46 | 7
Industrial | 26953 | 132.51 | 7
Industrial | 26955 | 141.05 | 7
Industrial | 26959 | 125 | 7
Industrial | 26960 | 137.06 | 7
Industrial | 26965 | 141.25 | 7
Industrial | 26966 | 133.8 | 7
Industrial | 26975 | 89.06 | 7
Industrial | 26977 | 136.11 | 7
Industrial | 26982 | 138.72 | 7
Industrial | 26983 | 111.04 | 7
Industrial | 26983 | 111.04 | 7
Industrial | 26983 | 111.04 | 7
Industrial | 26985 | 128.5 | 7
Industrial | 26988 | 122.73 | 7
Industrial | 26990 | 130.89 | 7
Industrial | 26990 | 143.72 | 7
Industrial | 27000 | 103.85 | 7
Industrial | 27000 | 131.58 | 7
Industrial | 27005 | 125.6 | 7
Industrial | 27006 | 113.2 | 7
Industrial | 27008 | 126.74 | 7
Industrial | 27009 | 130.98 | 7
Industrial | 27014 | 146.1 | 7
Industrial | 27022 | 131.56 | 7
Industrial | 27023 | 119.73 | 7
Industrial | 27023 | 128.96 | 7
Industrial | 27027.0996 | 90.69 | 7
Industrial | 27030 | 168.94 | 7
Industrial | 27032.3008 | 136.58 | 7
Industrial | 27034.3008 | 139.16 | 7
Industrial | 27034.3008 | 139.16 | 7
Industrial | 27034.3008 | 139.16 | 7
Industrial | 27034.3301 | 139.16 | 7
Industrial | 27034.3301 | 139.16 | 7
Industrial | 27034.3301 | 139.16 | 7
Industrial | 27036 | 129.05 | 7
Industrial | 27040 | 122.63 | 7
Industrial | 27041 | 131.14 | 7
Industrial | 27041 | 138.81 | 7
Industrial | 27056 | 92.6 | 7
Industrial | 27060 | 113.08 | 7
Industrial | 27060 | 144.97 | 7
Industrial | 27066 | 136.42 | 7
Industrial | 27068 | 91.38 | 7
Industrial | 27070 | 127.39 | 7
Industrial | 27070 | 131.28 | 7
Industrial | 27071 | 125.91 | 7
Industrial | 27079 | 133.99 | 7
Industrial | 27096 | 137.1 | 7
Industrial | 27109 | 134.87 | 7
Industrial | 27115 | 113.9 | 7
Industrial | 27116 | 129.87 | 7
Industrial | 27140 | 99.71 | 7
Industrial | 27140 | 123.36 | 7
Industrial | 27150 | 115.09 | 7
Industrial | 27153 | 113.4 | 7
Industrial | 27156 | 118.4 | 7
Industrial | 27160 | 140.73 | 7
Industrial | 27170 | 133.91 | 7
Industrial | 27172 | 132.61 | 7
Industrial | 27176 | 80.06 | 7
Industrial | 27179 | 144.42 | 7
Industrial | 27180 | 127.5 | 7
Industrial | 27181 | 129.43 | 7
Industrial | 27182 | 130.06 | 7
Industrial | 27184 | 111.87 | 7
Industrial | 27184 | 111.87 | 7
Industrial | 27184 | 111.87 | 7
Industrial | 27185 | 123.01 | 7
Industrial | 27185.0996 | 145.2 | 7
Industrial | 27186 | 90.59 | 7
Industrial | 27187 | 126.16 | 7
Industrial | 27197 | 132.22 | 7
Industrial | 27200 | 129.52 | 7
Industrial | 27200 | 131.15 | 7
Industrial | 27200 | 135.32 | 7
Industrial | 27201 | 140.72 | 7
Industrial | 27208 | 115.73 | 7
Industrial | 27208 | 126.61 | 7
Industrial | 27209 | 134.7 | 7
Industrial | 27210 | 150.58 | 7
Industrial | 27211 | 127.69 | 7
Industrial | 27229 | 137.59 | 7
Industrial | 27229.3105 | 140.77 | 7
Industrial | 27239.1992 | 129.23 | 7
Industrial | 27240 | 160.05 | 7
Industrial | 27241 | 132.5 | 7
Industrial | 27243 | 129.73 | 7
Industrial | 27255 | 128.44 | 7
Industrial | 27259 | 134.15 | 7
Industrial | 27279 | 130.58 | 7
Industrial | 27280 | 145.57 | 7
Industrial | 27281 | 128.27 | 7
Industrial | 27285 | 120.3 | 7
Industrial | 27294 | 131.28 | 7
Industrial | 27299.0996 | 91.78 | 7
Industrial | 27303 | 136.31 | 7
Industrial | 27303 | 136.31 | 7
Industrial | 27304 | 131.14 | 7
Industrial | 27310 | 132.44 | 7
Industrial | 27310 | 135 | 7
Industrial | 27312 | 136.39 | 7
Industrial | 27315 | 122.54 | 7
Industrial | 27330.5996 | 135.3 | 7
Industrial | 27336 | 130.98 | 7
Industrial | 27338 | 138.21 | 7
Industrial | 27340.5996 | 151.02 | 7
Industrial | 27340.8887 | 112.84 | 7
Industrial | 27347.3301 | 136.74 | 7
Industrial | 27349 | 124.31 | 7
Industrial | 27350 | 142.6 | 7
Industrial | 27357 | 128.2 | 7
Industrial | 27357 | 136.31 | 7
Industrial | 27357 | 138.1 | 7
Industrial | 27368.8008 | 131.54 | 7
Industrial | 27370 | 98.24 | 7
Industrial | 27382 | 109.53 | 7
Industrial | 27400 | 137 | 7
Industrial | 27400 | 139.09 | 7
Industrial | 27404 | 135.53 | 7
Industrial | 27406 | 128.49 | 7
Industrial | 27415 | 121.95 | 7
Industrial | 27424 | 131.49 | 7
Industrial | 27426 | 133.01 | 7
Industrial | 27431 | 140.74 | 7
Industrial | 27437 | 115.67 | 7
Industrial | 27442 | 122.29 | 7
Industrial | 27445 | 138.26 | 7
Industrial | 27456 | 126.18 | 7
Industrial | 27458 | 133.16 | 7
Industrial | 27460 | 144.68 | 7
Industrial | 27462 | 99.45 | 7
Industrial | 27462 | 131.73 | 7
Industrial | 27464 | 135.56 | 7
Industrial | 27467 | 137.34 | 7
Industrial | 27469 | 128.12 | 7
Industrial | 27470 | 113.37 | 7
Industrial | 27475 | 127.49 | 7
Industrial | 27477 | 120.72 | 7
Industrial | 27490 | 115.02 | 7
Industrial | 27490 | 126.45 | 7
Industrial | 27500 | 132.85 | 7
Industrial | 27500 | 134.76 | 7
Industrial | 27500 | 134.76 | 7
Industrial | 27500 | 140.09 | 7
Industrial | 27500 | 166.67 | 7
Industrial | 27505 | 140.47 | 7
Industrial | 27511 | 131.13 | 7
Industrial | 27516 | 117.74 | 7
Industrial | 27516 | 130.53 | 7
Industrial | 27519 | 126.64 | 7
Industrial | 27549 | 110.35 | 7
Industrial | 27550 | 139.31 | 7
Industrial | 27555 | 130.1 | 7
Industrial | 27561.5 | 135.86 | 7
Industrial | 27561.5 | 135.86 | 7
Industrial | 27570 | 130.7 | 7
Industrial | 27570 | 130.7 | 7
Industrial | 27573 | 138.14 | 7
Industrial | 27575 | 152.43 | 7
Industrial | 27584 | 108.89 | 7
Industrial | 27586 | 132.43 | 7
Industrial | 27594 | 140.57 | 7
Industrial | 27599.3301 | 141.44 | 7
Industrial | 27599.3301 | 141.44 | 7
Industrial | 27599.3301 | 141.44 | 7
Industrial | 27599.3301 | 141.44 | 7
Industrial | 27599.3301 | 141.44 | 7
Industrial | 27599.3301 | 141.44 | 7
Industrial | 27600 | 136.63 | 7
Industrial | 27601 | 115.84 | 7
Industrial | 27610 | 136.68 | 7
Industrial | 27610.1992 | 137.02 | 7
Industrial | 27612 | 127.42 | 7
Industrial | 27613 | 112.71 | 7
Industrial | 27614 | 125.24 | 7
Industrial | 27615 | 115.3 | 7
Industrial | 27624 | 104.32 | 7
Industrial | 27624 | 105.64 | 7
Industrial | 27624 | 105.64 | 7
Industrial | 27628 | 110.69 | 7
Industrial | 27631 | 95.2 | 7
Industrial | 27632 | 137.68 | 7
Industrial | 27644 | 157.0682 | 7
Industrial | 27644 | 157.0682 | 7
Industrial | 27644 | 157.0682 | 7
Industrial | 27651 | 137.29 | 7
Industrial | 27656 | 138.84 | 7
Industrial | 27660 | 128.71 | 7
Industrial | 27663 | 97.56 | 7
Industrial | 27671 | 116.6 | 7
Industrial | 27672 | 106.72 | 7
Industrial | 27672 | 143.53 | 7
Industrial | 27678 | 128.73 | 7
Industrial | 27678 | 130.04 | 7
Industrial | 27680 | 127.39 | 7
Industrial | 27692 | 127.26 | 7
Industrial | 27696.8125 | 104.84 | 7
Industrial | 27700 | 132.41 | 7
Industrial | 27701 | 123.28 | 7
Industrial | 27701.0293 | 94 | 7
Industrial | 27706 | 137.5 | 7
Industrial | 27708 | 138.54 | 7
Industrial | 27709 | 138.96 | 7
Industrial | 27710.2871 | 115.82 | 7
Industrial | 27711 | 96.76 | 7
Industrial | 27711 | 129.61 | 7
Industrial | 27712 | 91.07 | 7
Industrial | 27718 | 130.75 | 7
Industrial | 27718.4004 | 135.15 | 7
Industrial | 27718.5 | 130.49 | 7
Industrial | 27730 | 162.35 | 7
Industrial | 27731 | 129.52 | 7
Industrial | 27732 | 134.49 | 7
Industrial | 27734 | 139.03 | 7
Industrial | 27739 | 125.29 | 7
Industrial | 27744 | 133.32 | 7
Industrial | 27745 | 98.14 | 7
Industrial | 27749 | 138.4 | 7
Industrial | 27749 | 138.4 | 7
Industrial | 27749.1992 | 138.4 | 7
Industrial | 27750 | 157.13 | 7
Industrial | 27751.6992 | 134.87 | 7
Industrial | 27753 | 127.31 | 7
Industrial | 27764 | 126.2 | 7
Industrial | 27768 | 138.49 | 7
Industrial | 27785 | 136.13 | 7
Industrial | 27787 | 147.8 | 7
Industrial | 27798 | 120.03 | 7
Industrial | 27800 | 115.83 | 7
Industrial | 27821 | 135.47 | 7
Industrial | 27822 | 108.26 | 7
Industrial | 27822 | 108.26 | 7
Industrial | 27822 | 135.72 | 7
Industrial | 27837 | 118 | 7
Industrial | 27845 | 139.36 | 7
Industrial | 27850 | 111.4446 | 7
Industrial | 27850 | 111.4446 | 7
Industrial | 27858 | 93.8 | 7
Industrial | 27860 | 154.35 | 7
Industrial | 27862.1309 | 139.1 | 7
Industrial | 27870 | 110.63 | 7
Industrial | 27870 | 127.652 | 7
Industrial | 27870 | 127.652 | 7
Industrial | 27872 | 134 | 7
Industrial | 27872 | 134 | 7
Industrial | 27872 | 134 | 7
Industrial | 27884 | 136.42 | 7
Industrial | 27900 | 132.99 | 7
Industrial | 27905 | 129.79 | 7
Industrial | 27911.8164 | 113.92 | 7
Industrial | 27916 | 89.5 | 7
Industrial | 27928 | 119.35 | 7
Industrial | 27928 | 137.54 | 7
Industrial | 27935 | 136.87 | 7
Industrial | 27941.8906 | 137 | 7
Industrial | 27943 | 121.33 | 7
Industrial | 27948.8008 | 132.61 | 7
Industrial | 27949 | 132.61 | 7
Industrial | 27949 | 138.36 | 7
Industrial | 27967 | 140.89 | 7
Industrial | 27986.7188 | 139.1 | 7
Industrial | 27995 | 139.07 | 7
Industrial | 27996 | 115.7 | 7
Industrial | 27999.3418 | 117.17 | 7
Industrial | 28000 | 119.66 | 7
Industrial | 28000 | 127.27 | 7
Industrial | 28000 | 137.04 | 7
Industrial | 28000 | 137.07 | 7
Industrial | 28003 | 112.6 | 7
Industrial | 28016 | 129.4 | 8 | 8
Industrial | 28023 | 136.23 | 8
Industrial | 28027 | 128.27 | 8
Industrial | 28031 | 131.29 | 8
Industrial | 28031 | 131.29 | 8
Industrial | 28031 | 131.37 | 8
Industrial | 28035 | 140.81 | 8
Industrial | 28040 | 127.4372 | 8
Industrial | 28040 | 127.4372 | 8
Industrial | 28040.3008 | 114.26 | 8
Industrial | 28040.3008 | 114.26 | 8
Industrial | 28043 | 155.79 | 8
Industrial | 28046 | 139.19 | 8
Industrial | 28050 | 140.04 | 8
Industrial | 28061.5352 | 117.51 | 8
Industrial | 28065 | 82.5 | 8
Industrial | 28069.8008 | 137.65 | 8
Industrial | 28080 | 143.85 | 8
Industrial | 28081 | 131.37 | 8
Industrial | 28090 | 114.48 | 8
Industrial | 28092 | 130.48 | 8
Industrial | 28113 | 139.87 | 8
Industrial | 28115 | 118.13 | 8
Industrial | 28116 | 112.06 | 8
Industrial | 28120 | 105.0885 | 8
Industrial | 28120 | 105.0885 | 8
Industrial | 28123 | 124.99 | 8
Industrial | 28124 | 116.21 | 8
Industrial | 28126 | 141.48 | 8
Industrial | 28134 | 123.18 | 8
Industrial | 28138.1895 | 146.55 | 8
Industrial | 28142 | 114.4 | 8
Industrial | 28148 | 134.49 | 8
Industrial | 28150 | 137.37 | 8
Industrial | 28151 | 141.25 | 8
Industrial | 28153 | 114.12 | 8
Industrial | 28160 | 136.53 | 8
Industrial | 28160 | 136.53 | 8
Industrial | 28166 | 132.61 | 8
Industrial | 28170 | 142.92 | 8
Industrial | 28171 | 141.26 | 8
Industrial | 28195 | 138.21 | 8
Industrial | 28196 | 137.81 | 8
Industrial | 28201 | 104.45 | 8
Industrial | 28201 | 104.45 | 8
Industrial | 28203 | 138.59 | 8
Industrial | 28205 | 128.02 | 8
Industrial | 28207 | 83.873 | 8
Industrial | 28207 | 107.5 | 8
Industrial | 28208 | 126.61 | 8
Industrial | 28208 | 126.61 | 8
Industrial | 28208 | 126.61 | 8
Industrial | 28224 | 78.2 | 8
Industrial | 28226 | 143.28 | 8
Industrial | 28236 | 141.46 | 8
Industrial | 28237 | 82.23 | 8
Industrial | 28244 | 92.76 | 8
Industrial | 28263 | 106.3 | 8
Industrial | 28271 | 141.71 | 8
Industrial | 28271 | 141.71 | 8
Industrial | 28271.7168 | 115.07 | 8
Industrial | 28274 | 120.37 | 8
Industrial | 28278.9102 | 139.2 | 8
Industrial | 28289 | 140.04 | 8
Industrial | 28290 | 137.2036 | 8
Industrial | 28290 | 137.2036 | 8
Industrial | 28301 | 139.62 | 8
Industrial | 28301 | 139.62 | 8
Industrial | 28302 | 102.22 | 8
Industrial | 28304 | 139.15 | 8
Industrial | 28316 | 130.55 | 8
Industrial | 28319 | 131.29 | 8
Industrial | 28328.8691 | 91.552 | 8
Industrial | 28331 | 141.44 | 8
Industrial | 28333 | 122.17 | 8
Industrial | 28333 | 139.09 | 8
Industrial | 28340 | 123.81 | 8
Industrial | 28360 | 94.82 | 8
Industrial | 28361 | 144.4 | 8
Industrial | 28369 | 139.2 | 8
Industrial | 28370 | 120.26 | 8
Industrial | 28370 | 141.57 | 8
Industrial | 28373 | 142.58 | 8
Industrial | 28383.3164 | 103.73 | 8
Industrial | 28387 | 139.49 | 8
Industrial | 28388 | 136.81 | 8
Industrial | 28391 | 116.4 | 8
Industrial | 28391 | 140.69 | 8
Industrial | 28400 | 138.67 | 8
Industrial | 28400 | 140.8 | 8
Industrial | 28402 | 135.31 | 8
Industrial | 28410 | 115.82 | 8
Industrial | 28420 | 143.68 | 8
Industrial | 28433 | 107.21 | 8
Industrial | 28466 | 97.15 | 8
Industrial | 28468 | 141.21 | 8
Industrial | 28476 | 141.67 | 8
Industrial | 28480 | 79.8 | 8
Industrial | 28489 | 144.39 | 8
Industrial | 28493 | 139.81 | 8
Industrial | 28501 | 158.16 | 8
Industrial | 28502 | 122.27 | 8
Industrial | 28505 | 126.13 | 8
Industrial | 28505 | 126.13 | 8
Industrial | 28512 | 139.22 | 8
Industrial | 28527 | 106.42 | 8
Industrial | 28545.8047 | 106.78 | 8
Industrial | 28549.0996 | 143.13 | 8
Industrial | 28551 | 141.27 | 8
Industrial | 28554 | 129.5 | 8
Industrial | 28560 | 101.64 | 8
Industrial | 28560 | 102 | 8
Industrial | 28560 | 102 | 8
Industrial | 28560 | 102 | 8
Industrial | 28560 | 102 | 8
Industrial | 28560 | 102 | 8
Industrial | 28570 | 90.88 | 8
Industrial | 28583 | 132.82 | 8
Industrial | 28586 | 141.73 | 8
Industrial | 28600 | 106.5586 | 8
Industrial | 28600 | 106.5586 | 8
Industrial | 28600 | 147.73 | 8
Industrial | 28600 | 151 | 8
Industrial | 28610 | 134.51 | 8
Industrial | 28625.9004 | 142.83 | 8
Industrial | 28628 | 112.28 | 8
Industrial | 28628 | 155.25 | 8
Industrial | 28646 | 117.88 | 8
Industrial | 28670 | 136.65 | 8
Industrial | 28675 | 143.16 | 8
Industrial | 28676 | 133.44 | 8
Industrial | 28678 | 143.89 | 8
Industrial | 28679 | 138.41 | 8
Industrial | 28690 | 136.29 | 8
Industrial | 28700 | 112.81 | 8
Industrial | 28700 | 124.78 | 8
Industrial | 28701 | 140.24 | 8
Industrial | 28704 | 136.3 | 8
Industrial | 28715 | 136.92 | 8
Industrial | 28720 | 134.58 | 8
Industrial | 28730 | 139.4863 | 8
Industrial | 28730 | 139.4863 | 8
Industrial | 28734 | 133.4 | 8
Industrial | 28761 | 120.9 | 8
Industrial | 28765 | 142.26 | 8
Industrial | 28770 | 107.7 | 8
Industrial | 28770 | 107.7 | 8
Industrial | 28790 | 95.49 | 8
Industrial | 28800 | 139.8778 | 8
Industrial | 28800 | 139.8778 | 8
Industrial | 28804 | 139.17 | 8
Industrial | 28804.7461 | 128.86 | 8
Industrial | 28812 | 123.05 | 8
Industrial | 28815 | 88.4 | 8
Industrial | 28817 | 141.59 | 8
Industrial | 28830 | 128.76 | 8
Industrial | 28834 | 131.18 | 8
Industrial | 28851.4004 | 144.84 | 8
Industrial | 28860 | 115.5125 | 8
Industrial | 28860 | 115.5125 | 8
Industrial | 28861 | 145.32 | 8
Industrial | 28873 | 138.48 | 8
Industrial | 28889 | 145.76 | 8
Industrial | 28890 | 112.33 | 8
Industrial | 28890 | 115.7777 | 8
Industrial | 28890 | 115.7777 | 8
Industrial | 28938 | 124.89 | 8
Industrial | 28940 | 132.7602 | 8
Industrial | 28940 | 132.7602 | 8
Industrial | 28951 | 141.22 | 8
Industrial | 28962 | 144.59 | 8
Industrial | 28963.9004 | 142.31 | 8
Industrial | 28971 | 143.2 | 8
Industrial | 28972 | 134.63 | 8
Industrial | 28989 | 118.61 | 8
Industrial | 28990 | 130 | 8
Industrial | 28990 | 131.7583 | 8
Industrial | 28990 | 131.7583 | 8
Industrial | 28996.5 | 118.74 | 8
Industrial | 29000 | 118.37 | 8
Industrial | 29000 | 120.83 | 8
Industrial | 29016 | 120.9 | 8
Industrial | 29020 | 127.47 | 8
Industrial | 29031 | 118.93 | 8
Industrial | 29032 | 143.94 | 8
Industrial | 29046 | 123.13 | 8
Industrial | 29061.4004 | 97.44 | 8
Industrial | 29075 | 144.15 | 8
Industrial | 29075 | 144.15 | 8
Industrial | 29090 | 115.7 | 8
Industrial | 29090 | 143.94 | 8
Industrial | 29096 | 143.26 | 8
Industrial | 29096 | 144.25 | 8
Industrial | 29099 | 140.78 | 8
Industrial | 29123 | 135.08 | 8
Industrial | 29129 | 128.95 | 8
Industrial | 29132.3281 | 119.01 | 8
Industrial | 29140 | 127.42 | 8
Industrial | 29154 | 106.01 | 8
Industrial | 29160 | 121.5 | 8
Industrial | 29163 | 129.1 | 8
Industrial | 29168 | 121.13 | 8
Industrial | 29170 | 142.85 | 8
Industrial | 29171 | 149.52 | 8
Industrial | 29188 | 129.26 | 8
Industrial | 29193 | 144.87 | 8
Industrial | 29199 | 131.59 | 8
Industrial | 29205 | 130.09 | 8
Industrial | 29212 | 106.2 | 8
Industrial | 29213 | 131 | 8
Industrial | 29213 | 146.87 | 8
Industrial | 29214 | 115.29 | 8
Industrial | 29217 | 134.31 | 8
Industrial | 29217 | 134.31 | 8
Industrial | 29217 | 134.31 | 8
Industrial | 29233 | 112.68 | 8
Industrial | 29234 | 127.83 | 8
Industrial | 29235 | 132.89 | 8
Industrial | 29235 | 142.75 | 8
Industrial | 29239.4004 | 117.29 | 8
Industrial | 29251 | 127.18 | 8
Industrial | 29251 | 135.8 | 8
Industrial | 29266 | 130.25 | 8
Industrial | 29271 | 132.75 | 8
Industrial | 29287.1406 | 99 | 8
Industrial | 29294 | 93.59 | 8
Industrial | 29312 | 117.11 | 8
Industrial | 29320 | 120.31 | 8
Industrial | 29324 | 138.58 | 8
Industrial | 29328 | 134.53 | 8
Industrial | 29329 | 97.82 | 8
Industrial | 29330 | 125.34 | 8
Industrial | 29338 | 121.3 | 8
Industrial | 29356 | 128.53 | 8
Industrial | 29378 | 135.26 | 8
Industrial | 29388 | 130.61 | 8
Industrial | 29391.4004 | 131.8 | 8
Industrial | 29392 | 108.86 | 8
Industrial | 29392 | 108.86 | 8
Industrial | 29399 | 142.02 | 8
Industrial | 29400 | 103.63 | 8
Industrial | 29400 | 147 | 8
Industrial | 29402 | 85 | 8
Industrial | 29410.4004 | 120.09 | 8
Industrial | 29410.4004 | 120.09 | 8
Industrial | 29412 | 123.68 | 8
Industrial | 29424 | 102.67 | 8
Industrial | 29426 | 149.07 | 8
Industrial | 29437 | 121.19 | 8
Industrial | 29443.9004 | 151.15 | 8
Industrial | 29453 | 130.38 | 8
Industrial | 29463 | 132 | 8
Industrial | 29465 | 151.26 | 8
Industrial | 29477 | 156.79 | 8
Industrial | 29480 | 98.37 | 8
Industrial | 29480 | 109.9467 | 8
Industrial | 29480 | 109.9467 | 8
Industrial | 29487 | 126.39 | 8
Industrial | 29500 | 98.66 | 8
Industrial | 29500 | 98.66 | 8
Industrial | 29500 | 98.66 | 8
Industrial | 29500 | 98.66 | 8
Industrial | 29510 | 140.99 | 8
Industrial | 29516 | 120.57 | 8
Industrial | 29518 | 123.4 | 8
Industrial | 29519 | 126.7 | 8
Industrial | 29519.0898 | 126.7 | 8
Industrial | 29519.0898 | 126.7 | 8
Industrial | 29519.0898 | 127.78 | 8
Industrial | 29519.0898 | 127.78 | 8
Industrial | 29540 | 118.4224 | 8
Industrial | 29540 | 118.4224 | 8
Industrial | 29576.5996 | 140.44 | 8
Industrial | 29578 | 130.93 | 8
Industrial | 29580 | 114.78 | 8
Industrial | 29597.4004 | 145.8 | 8
Industrial | 29602 | 125.49 | 8
Industrial | 29603 | 130.16 | 8
Industrial | 29610 | 131 | 8
Industrial | 29613 | 131.09 | 8
Industrial | 29614 | 134.68 | 8
Industrial | 29625 | 137.92 | 8
Industrial | 29629.5 | 83.2 | 8
Industrial | 29640 | 141.08 | 8
Industrial | 29644.0703 | 123.52 | 8
Industrial | 29645 | 146.18 | 8
Industrial | 29650 | 148.25 | 8
Industrial | 29660 | 121.31 | 8
Industrial | 29660 | 121.31 | 8
Industrial | 29674.7109 | 143 | 8
Industrial | 29676 | 121.09 | 8
Industrial | 29676 | 121.09 | 8
Industrial | 29676 | 121.09 | 8
Industrial | 29676 | 121.31 | 8
Industrial | 29676 | 121.31 | 8
Industrial | 29676 | 121.31 | 8
Industrial | 29699 | 148.16 | 8
Industrial | 29703 | 123.56 | 8
Industrial | 29710.7109 | 99.01 | 8
Industrial | 29727 | 138.14 | 8
Industrial | 29743 | 147.46 | 8
Industrial | 29750 | 137.86 | 8
Industrial | 29759 | 130.01 | 8
Industrial | 29771.6797 | 144.36 | 8
Industrial | 29780 | 124.03 | 8
Industrial | 29790 | 142.41 | 8
Industrial | 29790 | 142.41 | 8
Industrial | 29800 | 120.65 | 8
Industrial | 29802 | 139.65 | 8
Industrial | 29810 | 136.2942 | 8
Industrial | 29810 | 136.2942 | 8
Industrial | 29819 | 146.03 | 8
Industrial | 29829 | 130.31 | 8
Industrial | 29835.0996 | 149.4 | 8
Industrial | 29835.0996 | 149.4 | 8
Industrial | 29844 | 125.13 | 8
Industrial | 29847 | 144.33 | 8
Industrial | 29847.0293 | 118.72 | 8
Industrial | 29851 | 125.16 | 8
Industrial | 29858 | 129.2 | 8
Industrial | 29860 | 82.1 | 8
Industrial | 29880 | 115.42 | 8
Industrial | 29892 | 124.03 | 8
Industrial | 29904.8008 | 153.91 | 8
Industrial | 29908 | 132.39 | 8
Industrial | 29923 | 105.41 | 8
Industrial | 29925.5996 | 97.26 | 8
Industrial | 29927 | 99.26 | 8
Industrial | 29929.5 | 126.61 | 8
Industrial | 29937 | 126.85 | 8
Industrial | 29940 | 142.9117 | 8
Industrial | 29940 | 142.9117 | 8
Industrial | 29951 | 110.31 | 8
Industrial | 30000 | 100 | 8
Industrial | 30000 | 100 | 8
Industrial | 30000 | 110.29 | 8
Industrial | 30000 | 110.29 | 8
Industrial | 30000 | 123.97 | 8
Industrial | 30000 | 124.48 | 8
Industrial | 30000 | 124.48 | 8
Industrial | 30000 | 124.48 | 8
Industrial | 30000 | 157.89 | 8
Industrial | 30010 | 136.1121 | 8
Industrial | 30010 | 136.1121 | 8
Industrial | 30015 | 135.94 | 8
Industrial | 30026 | 98.18 | 8
Industrial | 30030 | 119.8324 | 8
Industrial | 30030 | 119.8324 | 8
Industrial | 30030 | 145.3569 | 8
Industrial | 30030 | 145.3569 | 8
Industrial | 30030 | 145.5104 | 8
Industrial | 30030 | 145.5104 | 8
Industrial | 30050 | 112.1507 | 8
Industrial | 30050 | 112.1507 | 8
Industrial | 30060 | 146.35 | 8
Industrial | 30065 | 125.9 | 8
Industrial | 30083 | 128.23 | 8
Industrial | 30091 | 136.22 | 8
Industrial | 30093 | 133.39 | 8
Industrial | 30099 | 125.41 | 8
Industrial | 30099 | 125.41 | 8
Industrial | 30099 | 125.41 | 8
Industrial | 30101 | 140 | 8
Industrial | 30120 | 121.94 | 8
Industrial | 30150 | 131.09 | 8
Industrial | 30151 | 131.32 | 8
Industrial | 30151 | 147.87 | 8
Industrial | 30156.3008 | 124.36 | 8
Industrial | 30163 | 128.31 | 8
Industrial | 30163 | 128.31 | 8
Industrial | 30163 | 128.31 | 8
Industrial | 30174 | 126.83 | 8
Industrial | 30182 | 161.83 | 8
Industrial | 30187 | 148.85 | 8
Industrial | 30191 | 147.32 | 8
Industrial | 30191 | 147.32 | 8
Industrial | 30191 | 147.32 | 8
Industrial | 30198 | 126.14 | 8
Industrial | 30200 | 125.83 | 8
Industrial | 30207 | 135.76 | 8
Industrial | 30218 | 126.49 | 8
Industrial | 30249 | 149.15 | 8
Industrial | 30249 | 149.15 | 8
Industrial | 30249 | 149.15 | 8
Industrial | 30276 | 126.36 | 8
Industrial | 30284 | 99.78 | 8
Industrial | 30300 | 150.52 | 8
Industrial | 30311.4102 | 111.67 | 8
Industrial | 30312 | 105.54 | 8
Industrial | 30316 | 143.14 | 8
Industrial | 30317 | 100.74 | 8
Industrial | 30330 | 130.85 | 8
Industrial | 30342 | 129.39 | 8
Industrial | 30370.4688 | 124.11 | 8
Industrial | 30390 | 106.3 | 8
Industrial | 30407 | 132.61 | 8
Industrial | 30447 | 123.52 | 8
Industrial | 30453 | 127.95 | 8
Industrial | 30454 | 127.53 | 8
Industrial | 30460 | 122.1 | 8
Industrial | 30490.3008 | 126.52 | 8
Industrial | 30500 | 127.08 | 8
Industrial | 30501 | 149.33 | 8
Industrial | 30501 | 152.51 | 8
Industrial | 30511 | 132.08 | 8
Industrial | 30523 | 128.52 | 8
Industrial | 30527 | 128.48 | 8
Industrial | 30533.3008 | 87.31 | 8
Industrial | 30534 | 134.45 | 8
Industrial | 30534 | 134.45 | 8
Industrial | 30535 | 129.11 | 8
Industrial | 30540 | 97.57 | 8
Industrial | 30552 | 128.1 | 8
Industrial | 30558.6895 | 127.33 | 8
Industrial | 30564 | 126.93 | 8
Industrial | 30569.9004 | 126.9 | 8
Industrial | 30578 | 112.9 | 8
Industrial | 30581 | 144.45 | 8
Industrial | 30584 | 114.83 | 8
Industrial | 30586 | 130.93 | 8
Industrial | 30593 | 102.25 | 8
Industrial | 30595 | 131.08 | 8
Industrial | 30595 | 131.08 | 8
Industrial | 30600 | 106.62 | 8
Industrial | 30620 | 139.9157 | 8
Industrial | 30620 | 139.9157 | 8
Industrial | 30630 | 138.8486 | 8
Industrial | 30630 | 138.8486 | 8
Industrial | 30651.7832 | 104.64 | 8
Industrial | 30654 | 126.15 | 8
Industrial | 30675 | 102.49 | 8
Industrial | 30677 | 138.62 | 8
Industrial | 30678 | 127.15 | 8
Industrial | 30683 | 129.86 | 8
Industrial | 30684 | 145.49 | 8
Industrial | 30700 | 104.78 | 8
Industrial | 30700 | 104.78 | 8
Industrial | 30700 | 104.78 | 8
Industrial | 30700 | 104.78 | 8
Industrial | 30721.6797 | 118.36 | 8
Industrial | 30724 | 106.98 | 8
Industrial | 30729 | 149.61 | 8
Industrial | 30740 | 136.39 | 8
Industrial | 30750 | 121 | 8
Industrial | 30750 | 139.52 | 8
Industrial | 30762 | 101.89 | 8
Industrial | 30764 | 131.19 | 8
Industrial | 30770 | 114.4504 | 8
Industrial | 30770 | 114.4504 | 8
Industrial | 30771 | 126.71 | 8
Industrial | 30771.3398 | 126.87 | 8
Industrial | 30780 | 102.7 | 8
Industrial | 30790 | 95.02 | 8
Industrial | 30794 | 148.05 | 8
Industrial | 30797 | 132.46 | 8
Industrial | 30810 | 92.13 | 8
Industrial | 30815 | 127.86 | 8
Industrial | 30815 | 127.86 | 8
Industrial | 30816 | 124.2 | 8
Industrial | 30829.1016 | 147.1556 | 8
Industrial | 30829.1016 | 147.1556 | 8
Industrial | 30830 | 143.8 | 8
Industrial | 30842 | 107.65 | 8
Industrial | 30842 | 122.78 | 8
Industrial | 30847 | 105.28 | 8
Industrial | 30848.7559 | 127.9 | 8
Industrial | 30851 | 109.01 | 8
Industrial | 30851 | 109.01 | 8
Industrial | 30860 | 131.32 | 8
Industrial | 30880 | 129.42 | 8
Industrial | 30884 | 142.06 | 8
Industrial | 30884 | 142.06 | 8
Industrial | 30889 | 155 | 8
Industrial | 30891 | 102.3 | 8
Industrial | 30891.7441 | 128.45 | 8
Industrial | 30909 | 104.67 | 8
Industrial | 30910 | 123.1788 | 8
Industrial | 30910 | 123.18 | 8
Industrial | 30910 | 123.6182 | 8
Industrial | 30910 | 123.6182 | 8
Industrial | 30921 | 164.47 | 8
Industrial | 30934 | 130.25 | 8
Industrial | 30940 | 149.8864 | 8
Industrial | 30940 | 149.89 | 8
Industrial | 30953 | 133.16 | 8
Industrial | 30960 | 149.9441 | 8
Industrial | 30960 | 149.9441 | 8
Industrial | 30996 | 131.45 | 8
Industrial | 31012.6992 | 128.74 | 8
Industrial | 31016 | 129.61 | 8
Industrial | 31017 | 107.19 | 8
Industrial | 31023 | 115.46 | 8
Industrial | 31035 | 127.09 | 8
Industrial | 31046 | 107.65 | 8
Industrial | 31060 | 115.8834 | 8
Industrial | 31060 | 115.8834 | 8
Industrial | 31079 | 130.53 | 8
Industrial | 31087.5996 | 126.99 | 8
Industrial | 31087.5996 | 126.99 | 8
Industrial | 31112 | 122.97 | 8
Industrial | 31125 | 124.5 | 8
Industrial | 31130 | 107.64 | 8
Industrial | 31144 | 148.3 | 8
Industrial | 31150 | 80.24 | 8
Industrial | 31157 | 132.41 | 8
Industrial | 31160 | 128.13 | 8
Industrial | 31167 | 132.57 | 8
Industrial | 31190 | 130.23 | 8
Industrial | 31196 | 109.11 | 8
Industrial | 31200 | 104 | 8
Industrial | 31200 | 127.29 | 8
Industrial | 31208.8008 | 89.18 | 8
Industrial | 31218 | 107.87 | 8
Industrial | 31221 | 130.69 | 8
Industrial | 31222 | 130.23 | 8
Industrial | 31231 | 135.73 | 8
Industrial | 31231 | 135.73 | 8
Industrial | 31233 | 127.69 | 8
Industrial | 31239.1992 | 146.03 | 8
Industrial | 31241 | 126.74 | 8
Industrial | 31255 | 127.26 | 8
Industrial | 31265 | 107.7 | 8
Industrial | 31265.7891 | 116.32 | 8
Industrial | 31270 | 77.6 | 8
Industrial | 31302 | 69.36 | 8
Industrial | 31316.1797 | 125.26 | 8
Industrial | 31318 | 129.73 | 8
Industrial | 31318 | 133.19 | 8
Industrial | 31320 | 98.4 | 8
Industrial | 31329 | 98.2 | 8
Industrial | 31331 | 133.72 | 8
Industrial | 31341 | 108.37 | 8
Industrial | 31345 | 103.96 | 8
Industrial | 31356.3008 | 126.85 | 8
Industrial | 31360 | 141.64 | 8
Industrial | 31361 | 127.54 | 8
Industrial | 31361.2285 | 113.89 | 8
Industrial | 31362 | 157.57 | 8
Industrial | 31390 | 108.4785 | 8
Industrial | 31390 | 108.4785 | 8
Industrial | 31395 | 129.68 | 8
Industrial | 31402 | 167.03 | 8
Industrial | 31406 | 128.52 | 8
Industrial | 31407 | 130.86 | 8
Industrial | 31409 | 81.5 | 8
Industrial | 31413 | 153.76 | 8
Industrial | 31424.4004 | 129.85 | 8
Industrial | 31427 | 131.27 | 8
Industrial | 31433 | 147.64 | 8
Industrial | 31444.3203 | 130.8 | 8
Industrial | 31444.8379 | 117.38 | 8
Industrial | 31453 | 109.52 | 8
Industrial | 31477.5996 | 90.01 | 8
Industrial | 31478 | 132.43 | 8
Industrial | 31480 | 99.973 | 8
Industrial | 31480 | 99.973 | 8
Industrial | 31482 | 132.56 | 8
Industrial | 31488 | 146.38 | 8
Industrial | 31488 | 151.82 | 8
Industrial | 31490.3672 | 103.66 | 8
Industrial | 31500 | 113.93 | 8
Industrial | 31502 | 128.58 | 8
Industrial | 31505 | 117.81 | 8
Industrial | 31505 | 155.97 | 8
Industrial | 31510.459 | 117.62 | 8
Industrial | 31523 | 131.84 | 8
Industrial | 31553 | 109.1 | 8
Industrial | 31553 | 129.32 | 8
Industrial | 31560 | 117.4426 | 8
Industrial | 31560 | 117.4426 | 8
Industrial | 31560.1992 | 128.45 | 8
Industrial | 31561 | 132.78 | 8
Industrial | 31565 | 107.73 | 8
Industrial | 31573 | 115.4 | 8
Industrial | 31579 | 130.22 | 8
Industrial | 31582 | 103.31 | 8
Industrial | 31592.5 | 130.06 | 8
Industrial | 31595 | 131.59 | 8
Industrial | 31600 | 105.33 | 8
Industrial | 31600 | 119.02 | 8
Industrial | 31603 | 128.82 | 8
Industrial | 31613 | 152.65 | 8
Industrial | 31614 | 155.734 | 8
Industrial | 31614 | 155.734 | 8
Industrial | 31614 | 155.734 | 8
Industrial | 31630 | 126.4088 | 8
Industrial | 31630 | 126.4088 | 8
Industrial | 31632.5 | 126.53 | 8
Industrial | 31635 | 140.85 | 8
Industrial | 31640 | 109.71 | 8
Industrial | 31640 | 127.89 | 8
Industrial | 31658 | 135.04 | 8
Industrial | 31665 | 136.85 | 8
Industrial | 31701 | 154.73 | 8
Industrial | 31703 | 108.2 | 8
Industrial | 31705.6621 | 130.75 | 8
Industrial | 31709.9199 | 107.01 | 8
Industrial | 31710 | 109.84 | 8
Industrial | 31727 | 156.14 | 8
Industrial | 31753 | 131.1 | 8
Industrial | 31773 | 131.84 | 8
Industrial | 31774 | 132.5 | 8
Industrial | 31785 | 103.57 | 8
Industrial | 31818 | 128.71 | 8
Industrial | 31824 | 130.91 | 8
Industrial | 31830 | 108.1 | 8
Industrial | 31839 | 105.47 | 8
Industrial | 31857 | 128.92 | 8
Industrial | 31860 | 135.53 | 8
Industrial | 31860 | 135.53 | 8
Industrial | 31860 | 135.53 | 8
Industrial | 31865 | 153.2 | 8
Industrial | 31870 | 129.13 | 8
Industrial | 31875 | 123.12 | 8
Industrial | 31875 | 123.12 | 8
Industrial | 31875 | 123.12 | 8
Industrial | 31881 | 111.01 | 8
Industrial | 31890 | 130.38 | 8
Industrial | 31913 | 134.6 | 8
Industrial | 31928 | 148.57 | 8
Industrial | 31937 | 133.97 | 8
Industrial | 31940.1602 | 133.08 | 8
Industrial | 31954 | 132.48 | 8
Industrial | 31970 | 110.4062 | 8
Industrial | 31970 | 152.62 | 8
Industrial | 31970 | 152.62 | 8
Industrial | 31976 | 115.72 | 8
Industrial | 31979 | 132.53 | 8
Industrial | 31980 | 135.45 | 8
Industrial | 31982 | 130.7 | 8
Industrial | 31998 | 149.24 | 8
Industrial | 32000 | 124.51 | 8
Industrial | 32000 | 130.08 | 8
Industrial | 32000 | 133.33 | 8
Industrial | 32007 | 129.32 | 8
Industrial | 32010 | 101.5868 | 8
Industrial | 32012 | 133.44 | 8
Industrial | 32042 | 149.87 | 8
Industrial | 32058 | 133.41 | 8
Industrial | 32062 | 127.23 | 8
Industrial | 32064 | 107.24 | 8
Industrial | 32064 | 107.24 | 8
Industrial | 32064 | 107.24 | 8
Industrial | 32073 | 129.17 | 8
Industrial | 32086 | 155.23 | 8
Industrial | 32093 | 131.42 | 8
Industrial | 32094 | 131.56 | 8
Industrial | 32100 | 130.54 | 8
Industrial | 32105 | 127.4 | 8
Industrial | 32108 | 158.04 | 8
Industrial | 32128 | 136.31 | 8
Industrial | 32136 | 134.24 | 8
Industrial | 32151 | 134.86 | 8
Industrial | 32178 | 139.36 | 8
Industrial | 32188 | 155.72 | 8
Industrial | 32190 | 107.8 | 8
Industrial | 32207 | 135.95 | 8
Industrial | 32220 | 87.5 | 9 | 9
Industrial | 32240 | 131.11 | 9
Industrial | 32248 | 131.57 | 9
Industrial | 32250 | 111.4321 | 9
Industrial | 32250 | 111.4321 | 9
Industrial | 32257 | 133.62 | 9
Industrial | 32263 | 111.68 | 9
Industrial | 32267 | 158.64 | 9
Industrial | 32300 | 135.43 | 9
Industrial | 32310 | 130.33 | 9
Industrial | 32310 | 133.07 | 9
Industrial | 32320 | 102.6941 | 9
Industrial | 32320 | 102.6941 | 9
Industrial | 32352 | 134.41 | 9
Industrial | 32360 | 113.74 | 9
Industrial | 32370 | 117.6697 | 9
Industrial | 32370 | 117.6697 | 9
Industrial | 32372 | 110.48 | 9
Industrial | 32375 | 134 | 9
Industrial | 32384 | 85.04 | 9
Industrial | 32384 | 85.04 | 9
Industrial | 32394.6406 | 131.9 | 9
Industrial | 32400 | 118.5215 | 9
Industrial | 32400 | 118.5215 | 9
Industrial | 32419 | 133.69 | 9
Industrial | 32430.1992 | 136.95 | 9
Industrial | 32436 | 136.86 | 9
Industrial | 32440 | 129.86 | 9
Industrial | 32449 | 112.51 | 9
Industrial | 32450 | 112.1692 | 9
Industrial | 32450 | 112.1692 | 9
Industrial | 32475 | 114.75 | 9
Industrial | 32475 | 114.75 | 9
Industrial | 32486.5801 | 135.36 | 9
Industrial | 32517 | 130.75 | 9
Industrial | 32522 | 158.41 | 9
Industrial | 32543 | 106.7 | 9
Industrial | 32548 | 139.09 | 9
Industrial | 32550 | 108.1 | 9
Industrial | 32590 | 105.91 | 9
Industrial | 32590 | 106.13 | 9
Industrial | 32590 | 128.46 | 9
Industrial | 32593.5996 | 139.23 | 9
Industrial | 32596 | 94.15 | 9
Industrial | 32602 | 163.03 | 9
Industrial | 32603 | 173.42 | 9
Industrial | 32649.8008 | 106.761 | 9
Industrial | 32674 | 101.8 | 9
Industrial | 32674 | 105.6 | 9
Industrial | 32690 | 128.6 | 9
Industrial | 32690 | 136.38 | 9
Industrial | 32700 | 136.99 | 9
Industrial | 32701 | 135.69 | 9
Industrial | 32727 | 137.45 | 9
Industrial | 32728 | 135.98 | 9
Industrial | 32750 | 145.39 | 9
Industrial | 32759 | 133.69 | 9
Industrial | 32760 | 104.0092 | 9
Industrial | 32760 | 104.0092 | 9
Industrial | 32781 | 158.67 | 9
Industrial | 32789 | 133.94 | 9
Industrial | 32830.3906 | 144.49 | 9
Industrial | 32833.4414 | 135.9 | 9
Industrial | 32846.3359 | 119.36 | 9
Industrial | 32850 | 124.06 | 9
Industrial | 32851 | 78.24 | 9
Industrial | 32880 | 131.26 | 9
Industrial | 32889 | 125.96 | 9
Industrial | 32898 | 138.17 | 9
Industrial | 32898 | 149.6 | 9
Industrial | 32900 | 120.2863 | 9
Industrial | 32900 | 120.2863 | 9
Industrial | 32904 | 132.41 | 9
Industrial | 32910 | 110 | 9
Industrial | 32919 | 133.71 | 9
Industrial | 32930 | 115.71 | 9
Industrial | 32942.1016 | 81.94 | 9
Industrial | 32947 | 137.91 | 9
Industrial | 32966 | 73.12 | 9
Industrial | 32966 | 135.83 | 9
Industrial | 32980 | 129.18 | 9
Industrial | 32989 | 102 | 9
Industrial | 32991 | 165.68 | 9
Industrial | 33008 | 131.56 | 9
Industrial | 33010 | 107.42 | 9
Industrial | 33016.7148 | 138.78 | 9
Industrial | 33020 | 107.7 | 9
Industrial | 33020 | 111.25 | 9
Industrial | 33020 | 128.2186 | 9
Industrial | 33020 | 128.2186 | 9
Industrial | 33020 | 140.15 | 9
Industrial | 33025 | 114.97 | 9
Industrial | 33039 | 175.74 | 9
Industrial | 33056 | 112.86 | 9
Industrial | 33056 | 135.2 | 9
Industrial | 33058 | 144.99 | 9
Industrial | 33070 | 114.67 | 9
Industrial | 33102 | 109.6 | 9
Industrial | 33111.1328 | 127.37 | 9
Industrial | 33120 | 129.0016 | 9
Industrial | 33120 | 129.0016 | 9
Industrial | 33132 | 125.93 | 9
Industrial | 33140 | 112.22 | 9
Industrial | 33150 | 102 | 9
Industrial | 33168 | 129.97 | 9
Industrial | 33200 | 141.1 | 9
Industrial | 33218 | 135.09 | 9
Industrial | 33220 | 132.72 | 9
Industrial | 33230 | 114.754 | 9
Industrial | 33230 | 114.754 | 9
Industrial | 33237 | 108.21 | 9
Industrial | 33237 | 112.14 | 9
Industrial | 33245 | 159.83 | 9
Industrial | 33250 | 121.0099 | 9
Industrial | 33250 | 121.0099 | 9
Industrial | 33250 | 150.73 | 9
Industrial | 33255 | 77.91 | 9
Industrial | 33280 | 136.79 | 9
Industrial | 33319 | 111.85 | 9
Industrial | 33330 | 141.29 | 9
Industrial | 33368 | 108.62 | 9
Industrial | 33372 | 136.32 | 9
Industrial | 33376 | 86.37 | 9
Industrial | 33410 | 138.17 | 9
Industrial | 33420.6992 | 104.44 | 9
Industrial | 33476 | 104.16 | 9
Industrial | 33480 | 137.38 | 9
Industrial | 33484 | 139.75 | 9
Industrial | 33500 | 90.47 | 9
Industrial | 33500 | 95.69 | 9
Industrial | 33500 | 95.69 | 9
Industrial | 33500 | 139.58 | 9
Industrial | 33508 | 127.65 | 9
Industrial | 33548 | 111.11 | 9
Industrial | 33552.8008 | 138.31 | 9
Industrial | 33558 | 95.93 | 9
Industrial | 33567.6992 | 121.67 | 9
Industrial | 33574 | 137.6 | 9
Industrial | 33594 | 166.39 | 9
Industrial | 33596 | 115.57 | 9
Industrial | 33600 | 102.35 | 9
Industrial | 33603 | 88.24 | 9
Industrial | 33603 | 88.24 | 9
Industrial | 33609 | 140.04 | 9
Industrial | 33620 | 101.6 | 9
Industrial | 33642 | 86.82 | 9
Industrial | 33670 | 106.7033 | 9
Industrial | 33670 | 106.7033 | 9
Industrial | 33670 | 142.91 | 9
Industrial | 33678.2305 | 142.51 | 9
Industrial | 33712 | 132.72 | 9
Industrial | 33720 | 107.39 | 9
Industrial | 33724 | 137.15 | 9
Industrial | 33726 | 127.75 | 9
Industrial | 33726 | 127.9 | 9
Industrial | 33727 | 127.14 | 9
Industrial | 33730 | 131.2625 | 9
Industrial | 33730 | 131.2625 | 9
Industrial | 33735 | 140.1 | 9
Industrial | 33740 | 102.43 | 9
Industrial | 33769 | 132.12 | 9
Industrial | 33772.0312 | 141.8 | 9
Industrial | 33793 | 117.17 | 9
Industrial | 33801 | 135.86 | 9
Industrial | 33813 | 130.2 | 9
Industrial | 33816.8008 | 114.67 | 9
Industrial | 33820 | 142.94 | 9
Industrial | 33836 | 128.29 | 9
Industrial | 33848 | 91.41 | 9
Industrial | 33848 | 98.42 | 9
Industrial | 33848 | 99.75 | 9
Industrial | 33870 | 118.88 | 9
Industrial | 33874 | 140.44 | 9
Industrial | 33879 | 83.6 | 9
Industrial | 33900 | 116.9086 | 9
Industrial | 33900 | 116.9086 | 9
Industrial | 33903 | 88.17 | 9
Industrial | 33913 | 114.84 | 9
Industrial | 33914.1562 | 130.02 | 9
Industrial | 33917 | 139.52 | 9
Industrial | 33930 | 103 | 9
Industrial | 33930 | 103.45 | 9
Industrial | 33930 | 132.2271 | 9
Industrial | 33930 | 132.2271 | 9
Industrial | 33948 | 145.05 | 9
Industrial | 33958 | 135.83 | 9
Industrial | 33971 | 112.15 | 9
Industrial | 33990 | 153.32 | 9
Industrial | 34000 | 126.39 | 9
Industrial | 34000 | 146.55 | 9
Industrial | 34050 | 92 | 9
Industrial | 34050 | 162.07 | 9
Industrial | 34055 | 142.49 | 9
Industrial | 34060 | 115.32 | 9
Industrial | 34070 | 162.16 | 9
Industrial | 34074 | 141.5 | 9
Industrial | 34104.3008 | 145.03 | 9
Industrial | 34114 | 110.9 | 9
Industrial | 34127 | 117.4 | 9
Industrial | 34138 | 138.27 | 9
Industrial | 34173 | 154.28 | 9
Industrial | 34192 | 151.96 | 9
Industrial | 34200 | 138.46 | 9
Industrial | 34222 | 110.45 | 9
Industrial | 34276 | 88.61 | 9
Industrial | 34300 | 128.95 | 9
Industrial | 34303 | 88.16 | 9
Industrial | 34319.8008 | 131.18 | 9
Industrial | 34320 | 105.73 | 9
Industrial | 34320 | 137.28 | 9
Industrial | 34325.8008 | 130.29 | 9
Industrial | 34330 | 142.1532 | 9
Industrial | 34330 | 142.1532 | 9
Industrial | 34331 | 129.55 | 9
Industrial | 34331.8008 | 129.42 | 9
Industrial | 34341 | 116.69 | 9
Industrial | 34355 | 109.02 | 9
Industrial | 34403 | 141.23 | 9
Industrial | 34432 | 82.69 | 9
Industrial | 34439 | 119.41 | 9
Industrial | 34441 | 113.26 | 9
Industrial | 34460 | 118.7297 | 9
Industrial | 34460 | 118.7297 | 9
Industrial | 34503 | 146.95 | 9
Industrial | 34515 | 168.12 | 9
Industrial | 34522 | 140.56 | 9
Industrial | 34530 | 115.3414 | 9
Industrial | 34530 | 115.3414 | 9
Industrial | 34560 | 109.3979 | 9
Industrial | 34560 | 109.3979 | 9
Industrial | 34580 | 119.121 | 9
Industrial | 34580 | 119.121 | 9
Industrial | 34588 | 118.09 | 9
Industrial | 34591 | 111.62 | 9
Industrial | 34640 | 125.7209 | 9
Industrial | 34640 | 125.7209 | 9
Industrial | 34649 | 142 | 9
Industrial | 34650 | 104.64 | 9
Industrial | 34650 | 105 | 9
Industrial | 34660 | 119.23 | 9
Industrial | 34673.7891 | 147.13 | 9
Industrial | 34680 | 89.66 | 9
Industrial | 34710 | 109.8241 | 9
Industrial | 34710 | 109.8241 | 9
Industrial | 34715 | 131 | 9
Industrial | 34730 | 135.45 | 9
Industrial | 34738 | 153.06 | 9
Industrial | 34740 | 126.64 | 9
Industrial | 34740 | 126.64 | 9
Industrial | 34754.6992 | 116.9 | 9
Industrial | 34758 | 163.95 | 9
Industrial | 34770 | 129.16 | 9
Industrial | 34779 | 117.78 | 9
Industrial | 34780 | 145.58 | 9
Industrial | 34795 | 143.96 | 9
Industrial | 34810.6406 | 113.87 | 9
Industrial | 34821.293 | 116.72 | 9
Industrial | 34830 | 128.95 | 9
Industrial | 34840 | 138.47 | 9
Industrial | 34867 | 110.41 | 9
Industrial | 34890.3359 | 117.55 | 9
Industrial | 34909 | 112.83 | 9
Industrial | 34927.8008 | 86.459 | 9
Industrial | 34945 | 143.22 | 9
Industrial | 34959.3789 | 117.71 | 9
Industrial | 34965 | 114.83 | 9
Industrial | 34970 | 137.14 | 9
Industrial | 34980 | 127.76 | 9
Industrial | 35000 | 111.82 | 9
Industrial | 35000 | 116.67 | 9
Industrial | 35000 | 125 | 9
Industrial | 35000 | 140 | 9
Industrial | 35013 | 145.64 | 9
Industrial | 35020 | 140.08 | 9
Industrial | 35030 | 96.66 | 9
Industrial | 35048 | 118.01 | 9
Industrial | 35066 | 80.43 | 9
Industrial | 35109 | 137.63 | 9
Industrial | 35115.3789 | 148.9 | 9
Industrial | 35175 | 94.99 | 9
Industrial | 35175 | 100.47 | 9
Industrial | 35175 | 100.47 | 9
Industrial | 35194 | 84 | 9
Industrial | 35240 | 136.6734 | 9
Industrial | 35240 | 136.6734 | 9
Industrial | 35248 | 127.25 | 9
Industrial | 35250 | 127.3473 | 9
Industrial | 35250 | 127.3473 | 9
Industrial | 35258 | 113.96 | 9
Industrial | 35258 | 155.58 | 9
Industrial | 35262.6602 | 148.75 | 9
Industrial | 35270 | 143.67 | 9
Industrial | 35273.3984 | 87.94 | 9
Industrial | 35300 | 127.99 | 9
Industrial | 35311 | 112.17 | 9
Industrial | 35318 | 147.59 | 9
Industrial | 35319 | 143.63 | 9
Industrial | 35326 | 165.85 | 9
Industrial | 35342 | 140.47 | 9
Industrial | 35349.4688 | 146.3746 | 9
Industrial | 35349.4688 | 146.3746 | 9
Industrial | 35360 | 143.68 | 9
Industrial | 35364 | 145.05 | 9
Industrial | 35366 | 121.07 | 9
Industrial | 35375 | 114.33 | 9
Industrial | 35375 | 141.5 | 9
Industrial | 35397 | 115.34 | 9
Industrial | 35397 | 115.34 | 9
Industrial | 35400 | 137.6741 | 9
Industrial | 35400 | 137.6741 | 9
Industrial | 35405 | 114.43 | 9
Industrial | 35410 | 154.63 | 9
Industrial | 35429.3984 | 145.8 | 9
Industrial | 35440 | 112.1264 | 9
Industrial | 35440 | 112.1264 | 9
Industrial | 35444.3594 | 149.39 | 9
Industrial | 35458 | 145.2 | 9
Industrial | 35468 | 87.79 | 9
Industrial | 35468 | 87.8 | 9
Industrial | 35471 | 100.52 | 9
Industrial | 35472 | 114.94 | 9
Industrial | 35484 | 127.47 | 9
Industrial | 35516 | 110.76 | 9
Industrial | 35530 | 129.6715 | 9
Industrial | 35530 | 129.6715 | 9
Industrial | 35532 | 135.9 | 9
Industrial | 35540 | 95.98 | 9
Industrial | 35540 | 103.34 | 9
Industrial | 35540 | 104.73 | 9
Industrial | 35550 | 79.89 | 9
Industrial | 35560 | 94.2 | 9
Industrial | 35580 | 126.07 | 9
Industrial | 35582 | 78.93 | 9
Industrial | 35582 | 78.93 | 9
Industrial | 35600 | 127.14 | 9
Industrial | 35621 | 144.04 | 9
Industrial | 35650 | 129.28 | 9
Industrial | 35650 | 129.28 | 9
Industrial | 35660 | 124.65 | 9
Industrial | 35681 | 88.76 | 9
Industrial | 35702 | 119.29 | 9
Industrial | 35710 | 119.0686 | 9
Industrial | 35710 | 119.0686 | 9
Industrial | 35750 | 126.77 | 9
Industrial | 35752 | 146.7 | 9
Industrial | 35794 | 124.7 | 9
Industrial | 35794 | 124.7 | 9
Industrial | 35794 | 124.7 | 9
Industrial | 35856 | 116.91 | 9
Industrial | 35900 | 103 | 9
Industrial | 35901 | 117.71 | 9
Industrial | 35901 | 117.71 | 9
Industrial | 35901 | 117.71 | 9
Industrial | 35910.9961 | 136.5 | 9
Industrial | 35918 | 110.95 | 9
Industrial | 35918.8984 | 110.95 | 9
Industrial | 35930 | 109.24 | 9
Industrial | 35941 | 130.69 | 9
Industrial | 35970 | 123.7814 | 9
Industrial | 35970 | 123.7814 | 9
Industrial | 36000 | 122.45 | 9
Industrial | 36000 | 122.45 | 9
Industrial | 36000 | 122.45 | 9
Industrial | 36000 | 122.45 | 9
Industrial | 36054.1016 | 89.83 | 9
Industrial | 36067 | 123.9 | 9
Industrial | 36100 | 125.3594 | 9
Industrial | 36100 | 125.3594 | 9
Industrial | 36100 | 140.2018 | 9
Industrial | 36100 | 140.2018 | 9
Industrial | 36110 | 110.13 | 9
Industrial | 36128 | 143.94 | 9
Industrial | 36128 | 143.94 | 9
Industrial | 36128 | 143.94 | 9
Industrial | 36137 | 114.83 | 9
Industrial | 36150 | 115.6548 | 9
Industrial | 36150 | 115.6548 | 9
Industrial | 36172 | 143.37 | 9
Industrial | 36184 | 111.61 | 9
Industrial | 36214.1016 | 137.43 | 9
Industrial | 36246.1016 | 152.05 | 9
Industrial | 36250 | 141.27 | 9
Industrial | 36278 | 117.67 | 9
Industrial | 36339.8008 | 97 | 9
Industrial | 36362 | 98.2 | 9
Industrial | 36362 | 103.86 | 9
Industrial | 36362 | 103.86 | 9
Industrial | 36450 | 115 | 9
Industrial | 36450 | 149.45 | 9
Industrial | 36456 | 94.77 | 9
Industrial | 36520 | 124.18 | 9
Industrial | 36527 | 152.77 | 9
Industrial | 36547 | 119.16 | 9
Industrial | 36550 | 141.6019 | 9
Industrial | 36550 | 141.6019 | 9
Industrial | 36555 | 160.86 | 9
Industrial | 36560.3477 | 119.63 | 9
Industrial | 36570 | 132.0693 | 9
Industrial | 36570 | 132.0693 | 9
Industrial | 36570 | 138 | 9
Industrial | 36580.3984 | 131.43 | 9
Industrial | 36600 | 110.91 | 9
Industrial | 36629 | 171.16 | 9
Industrial | 36644 | 120.5 | 9
Industrial | 36646 | 125.89 | 9
Industrial | 36647 | 115 | 9
Industrial | 36707.4844 | 140.4 | 9
Industrial | 36725 | 113 | 9
Industrial | 36828 | 126.94 | 9
Industrial | 36844.5 | 130.65 | 9
Industrial | 36913 | 135.86 | 9
Industrial | 36927 | 132.75 | 9
Industrial | 36928 | 122.42 | 9
Industrial | 36940 | 128.3802 | 9
Industrial | 36940 | 128.3802 | 9
Industrial | 37000 | 73.54 | 9
Industrial | 37024 | 105.15 | 9
Industrial | 37040 | 123.2932 | 9
Industrial | 37040 | 123.2932 | 9
Industrial | 37090 | 123.63 | 10 | 10
Industrial | 37097 | 140.48 | 10
Industrial | 37100 | 140 | 10
Industrial | 37120.1016 | 141.63 | 10
Industrial | 37126 | 163.53 | 10
Industrial | 37140 | 121.21 | 10
Industrial | 37140 | 121.21 | 10
Industrial | 37200 | 90.56 | 10
Industrial | 37200 | 145.94 | 10
Industrial | 37200 | 174.65 | 10
Industrial | 37225 | 127.88 | 10
Industrial | 37227.6289 | 81.16 | 10
Industrial | 37246 | 121.2 | 10
Industrial | 37259 | 123.3 | 10
Industrial | 37272 | 122.24 | 10
Industrial | 37280 | 125.08 | 10
Industrial | 37281 | 89.99 | 10
Industrial | 37300 | 116.56 | 10
Industrial | 37301 | 116.57 | 10
Industrial | 37301 | 116.8 | 10
Industrial | 37310 | 119.25 | 10
Industrial | 37310 | 119.25 | 10
Industrial | 37365 | 127.57 | 10
Industrial | 37386 | 138.16 | 10
Industrial | 37400 | 132.58 | 10
Industrial | 37450 | 146.52 | 10
Industrial | 37480 | 144.65 | 10
Industrial | 37495 | 122.8 | 10
Industrial | 37506 | 157.5882 | 10
Industrial | 37506 | 157.5882 | 10
Industrial | 37506 | 157.5882 | 10
Industrial | 37508 | 134.15 | 10
Industrial | 37521 | 96.35 | 10
Industrial | 37540 | 135.253 | 10
Industrial | 37540 | 135.253 | 10
Industrial | 37559.6016 | 133.19 | 10
Industrial | 37580 | 137.05 | 10
Industrial | 37596 | 125.91 | 10
Industrial | 37601.8008 | 89.34 | 10
Industrial | 37602 | 110.37 | 10
Industrial | 37660 | 131.91 | 10
Industrial | 37667 | 122.69 | 10
Industrial | 37676 | 154.6 | 10
Industrial | 37690 | 146.91 | 10
Industrial | 37704 | 128.31 | 10
Industrial | 37704 | 128.31 | 10
Industrial | 37704 | 128.31 | 10
Industrial | 37720 | 138.68 | 10
Industrial | 37744 | 125.81 | 10
Industrial | 37786.1992 | 133.99 | 10
Industrial | 37806 | 129.87 | 10
Industrial | 37914.1523 | 126.38 | 10
Industrial | 38000 | 140.74 | 10
Industrial | 38010 | 148.01 | 10
Industrial | 38029 | 126.04 | 10
Industrial | 38030 | 126.2 | 10
Industrial | 38042 | 99.06 | 10
Industrial | 38059 | 123.17 | 10
Industrial | 38059 | 123.17 | 10
Industrial | 38073.3984 | 95 | 10
Industrial | 38076 | 131.16 | 10
Industrial | 38080 | 126.883 | 10
Industrial | 38080 | 126.883 | 10
Industrial | 38116 | 124.56 | 10
Industrial | 38127 | 119.15 | 10
Industrial | 38160 | 138.46 | 10
Industrial | 38163 | 112.41 | 10
Industrial | 38177.5 | 121.35 | 10
Industrial | 38180 | 103.11 | 10
Industrial | 38180 | 109.05 | 10
Industrial | 38180 | 109.05 | 10
Industrial | 38200 | 122.4 | 10
Industrial | 38230 | 128.4 | 10
Industrial | 38239 | 130.75 | 10
Industrial | 38280 | 155.61 | 10
Industrial | 38303 | 124.97 | 10
Industrial | 38387 | 121.94 | 10
Industrial | 38400 | 121.94 | 10
Industrial | 38410 | 97.16 | 10
Industrial | 38426 | 124.16 | 10
Industrial | 38434 | 136.05 | 10
Industrial | 38435 | 126.1 | 10
Industrial | 38493 | 131.69 | 10
Industrial | 38512 | 122.34 | 10
Industrial | 38571 | 122.53 | 10
Industrial | 38572 | 126.63 | 10
Industrial | 38586 | 131.69 | 10
Industrial | 38588 | 150.25 | 10
Industrial | 38590 | 133.7576 | 10
Industrial | 38590 | 133.7576 | 10
Industrial | 38603 | 160.85 | 10
Industrial | 38606 | 83.93 | 10
Industrial | 38661 | 129.87 | 10
Industrial | 38682 | 126.54 | 10
Industrial | 38725 | 128.78 | 10
Industrial | 38780 | 123.6871 | 10
Industrial | 38780 | 123.6871 | 10
Industrial | 38789 | 125.09 | 10
Industrial | 38818 | 130.13 | 10
Industrial | 38826 | 127.76 | 10
Industrial | 38837 | 129.46 | 10
Industrial | 38840 | 127.05 | 10
Industrial | 38848 | 131.11 | 10
Industrial | 38850 | 139.7482 | 10
Industrial | 38850 | 139.7482 | 10
Industrial | 38885 | 120.59 | 10
Industrial | 38885 | 122.07 | 10
Industrial | 38892 | 128.91 | 10
Industrial | 38898 | 127.2 | 10
Industrial | 38937 | 128.46 | 10
Industrial | 38947.1602 | 131.4 | 10
Industrial | 38950 | 98.97 | 10
Industrial | 38962 | 133.48 | 10
Industrial | 38999 | 130.26 | 10
Industrial | 39015 | 133.2 | 10
Industrial | 39033 | 129.59 | 10
Industrial | 39091 | 127.79 | 10
Industrial | 39097 | 133.48 | 10
Industrial | 39108 | 135.37 | 10
Industrial | 39125 | 130.42 | 10
Industrial | 39166 | 124.42 | 10
Industrial | 39176.1016 | 150.86 | 10
Industrial | 39196 | 152.85 | 10
Industrial | 39198.5 | 125.23 | 10
Industrial | 39209 | 163.37 | 10
Industrial | 39215 | 108.3 | 10
Industrial | 39245 | 129.82 | 10
Industrial | 39297.5508 | 138.06 | 10
Industrial | 39302 | 77.7 | 10
Industrial | 39326 | 123.43 | 10
Industrial | 39327.6289 | 130.7 | 10
Industrial | 39350 | 153.6 | 10
Industrial | 39353 | 127.52 | 10
Industrial | 39360 | 123 | 10
Industrial | 39362 | 131.43 | 10
Industrial | 39386 | 129.52 | 10
Industrial | 39390 | 125.37 | 10
Industrial | 39419 | 123.49 | 10
Industrial | 39421 | 126.35 | 10
Industrial | 39434 | 123.46 | 10
Industrial | 39460 | 131.93 | 10
Industrial | 39472 | 131.57 | 10
Industrial | 39480 | 118.42 | 10
Industrial | 39488 | 135.65 | 10
Industrial | 39489 | 131.63 | 10
Industrial | 39495 | 121.09 | 10
Industrial | 39495 | 121.09 | 10
Industrial | 39495 | 121.09 | 10
Industrial | 39500 | 94 | 10
Industrial | 39518.7109 | 130.9 | 10
Industrial | 39523 | 127.29 | 10
Industrial | 39533 | 136.04 | 10
Industrial | 39545.5117 | 137.18 | 10
Industrial | 39554 | 131.14 | 10
Industrial | 39554.7617 | 130.2 | 10
Industrial | 39560 | 137.0072 | 10
Industrial | 39560 | 137.0072 | 10
Industrial | 39574 | 114.14 | 10
Industrial | 39581 | 130.12 | 10
Industrial | 39615.5195 | 130.4 | 10
Industrial | 39642 | 131.08 | 10
Industrial | 39671 | 140.18 | 10
Industrial | 39755 | 127.83 | 10
Industrial | 39788 | 131.79 | 10
Industrial | 39816 | 143.22 | 10
Industrial | 39885 | 164.2 | 10
Industrial | 39904 | 103.43 | 10
Industrial | 39946 | 128.03 | 10
Industrial | 39957 | 133.59 | 10
Industrial | 39970 | 127.409 | 10
Industrial | 39970 | 127.409 | 10
Industrial | 39978 | 128.8 | 10
Industrial | 40000 | 113.96 | 10
Industrial | 40007 | 96.71 | 10
Industrial | 40032 | 95.58 | 10
Industrial | 40108 | 130.86 | 10
Industrial | 40132 | 125.41 | 10
Industrial | 40132 | 125.41 | 10
Industrial | 40132 | 125.41 | 10
Industrial | 40152 | 133.53 | 10
Industrial | 40154 | 131.22 | 10
Industrial | 40180 | 130.96 | 10
Industrial | 40180 | 130.96 | 10
Industrial | 40208 | 129.91 | 10
Industrial | 40224 | 125.27 | 10
Industrial | 40238.6602 | 130.9 | 10
Industrial | 40240 | 159.94 | 10
Industrial | 40247 | 134.83 | 10
Industrial | 40262 | 132.57 | 10
Industrial | 40280.5 | 79.69 | 10
Industrial | 40288 | 131.23 | 10
Industrial | 40327 | 84.9 | 10
Industrial | 40342 | 126.07 | 10
Industrial | 40343 | 134.52 | 10
Industrial | 40360 | 100.63 | 10
Industrial | 40360 | 100.63 | 10
Industrial | 40375 | 131.17 | 10
Industrial | 40382.6484 | 130.9 | 10
Industrial | 40441.9805 | 102.46 | 10
Industrial | 40453 | 135.02 | 10
Industrial | 40490 | 133.94 | 10
Industrial | 40546 | 130.58 | 10
Industrial | 40564 | 104.06 | 10
Industrial | 40598 | 96.8 | 10
Industrial | 40660 | 136.08 | 10
Industrial | 40676 | 158.48 | 10
Industrial | 40705 | 127.6 | 10
Industrial | 40756 | 169.11 | 10
Industrial | 40799 | 77.02 | 10
Industrial | 40804 | 98.63 | 10
Industrial | 40809 | 164.09 | 10
Industrial | 40820 | 162.24 | 10
Industrial | 40824 | 139.38 | 10
Industrial | 40830 | 102.08 | 10
Industrial | 40835 | 126.5 | 10
Industrial | 40840 | 99.22 | 10
Industrial | 40892.6484 | 102.23 | 10
Industrial | 40921 | 133.86 | 10
Industrial | 40930 | 127.99 | 10
Industrial | 40960 | 128 | 10
Industrial | 40968 | 96.6 | 10
Industrial | 40987 | 96.94 | 10
Industrial | 40998 | 136.07 | 10
Industrial | 41000 | 145.91 | 10
Industrial | 41002 | 130.7 | 10
Industrial | 41044 | 128.93 | 10
Industrial | 41044 | 129.07 | 10
Industrial | 41078 | 126.85 | 10
Industrial | 41082 | 101.72 | 10
Industrial | 41123 | 131.93 | 10
Industrial | 41145 | 99.46 | 10
Industrial | 41172 | 134.07 | 10
Industrial | 41233 | 136.67 | 10
Industrial | 41243 | 129.03 | 10
Industrial | 41245 | 128.89 | 10
Industrial | 41249 | 131.24 | 10
Industrial | 41251 | 138.19 | 10
Industrial | 41253 | 87.01 | 10
Industrial | 41261 | 133.32 | 10
Industrial | 41265 | 161.06 | 10
Industrial | 41292 | 172.05 | 10
Industrial | 41350 | 114.7 | 10
Industrial | 41350 | 121.84 | 10
Industrial | 41356 | 141.63 | 10
Industrial | 41398 | 140.33 | 10
Industrial | 41398 | 140.33 | 10
Industrial | 41398 | 140.33 | 10
Industrial | 41407 | 107.33 | 10
Industrial | 41408 | 82.92 | 10
Industrial | 41435 | 138.21 | 10
Industrial | 41607 | 132.26 | 10
Industrial | 41622 | 118.61 | 10
Industrial | 41622 | 122.64 | 10
Industrial | 41627 | 130.08 | 10
Industrial | 41679.1992 | 131.07 | 10
Industrial | 41730 | 130 | 10
Industrial | 41761.0391 | 128.14 | 10
Industrial | 41762 | 132.41 | 10
Industrial | 41817 | 98.98 | 10
Industrial | 41845 | 130.77 | 10
Industrial | 41922 | 103.9 | 10
Industrial | 42013 | 133.21 | 10
Industrial | 42039 | 135.48 | 10
Industrial | 42057 | 136.73 | 10
Industrial | 42068 | 117.67 | 10
Industrial | 42083 | 129.17 | 10
Industrial | 42192 | 106.73 | 10
Industrial | 42219 | 111.45 | 10
Industrial | 42219 | 111.45 | 10
Industrial | 42260 | 94.74 | 10
Industrial | 42277 | 134.64 | 10
Industrial | 42277 | 134.64 | 10
Industrial | 42288 | 97.66 | 10
Industrial | 42288 | 97.66 | 10
Industrial | 42303 | 104.45 | 10
Industrial | 42370 | 132.55 | 10
Industrial | 42372 | 132 | 10
Industrial | 42390 | 127.99 | 10
Industrial | 42390 | 127.99 | 10
Industrial | 42406.6016 | 131.15 | 10
Industrial | 42417.4414 | 141.39 | 10
Industrial | 42420 | 130.48 | 10
Industrial | 42421 | 134.37 | 10
Industrial | 42599 | 122.62 | 10
Industrial | 42640 | 111.68 | 10
Industrial | 42641 | 119.11 | 10
Industrial | 42698 | 132.97 | 10
Industrial | 42720 | 107.19 | 10
Industrial | 42720 | 115.4 | 10
Industrial | 42844 | 128.28 | 10
Industrial | 42844 | 128.28 | 10
Industrial | 42900 | 130 | 10
Industrial | 42900 | 130 | 10
Industrial | 42925 | 139.68 | 10
Industrial | 42936 | 111.13 | 10
Industrial | 42947 | 142.63 | 10
Industrial | 42971 | 112.02 | 10
Industrial | 43000 | 129.91 | 10
Industrial | 43053 | 129.56 | 10
Industrial | 43053 | 129.56 | 10
Industrial | 43057 | 92.34 | 10
Industrial | 43096 | 102.49 | 10
Industrial | 43100 | 112.36 | 10
Industrial | 43144 | 118.14 | 10
Industrial | 43182 | 134.65 | 10
Industrial | 43196.3984 | 111.42 | 10
Industrial | 43212 | 110.94 | 10
Industrial | 43230 | 112.7 | 10
Industrial | 43269 | 139.08 | 10
Industrial | 43280 | 99.92 | 10
Industrial | 43281.5703 | 145.78 | 10
Industrial | 43304 | 117.2 | 10
Industrial | 43380 | 139.07 | 10
Industrial | 43380 | 139.07 | 10
Industrial | 43387 | 154.95 | 10
Industrial | 43387 | 154.9536 | 10
Industrial | 43387 | 154.9536 | 10
Industrial | 43414 | 118.94 | 10
Industrial | 43414 | 132.93 | 10
Industrial | 43416 | 135.29 | 10
Industrial | 43451 | 136.84 | 10
Industrial | 43451 | 136.84 | 10
Industrial | 43471 | 134.5 | 10
Industrial | 43495 | 82.37 | 10
Industrial | 43510 | 131.57 | 10
Industrial | 43510 | 131.57 | 10
Industrial | 43517 | 141.56 | 10
Industrial | 43520 | 128 | 10
Industrial | 43620 | 101.58 | 10
Industrial | 43638.6211 | 139.93 | 10
Industrial | 43650 | 114.63 | 10
Industrial | 43662 | 104.11 | 10
Industrial | 43688 | 112.16 | 10
Industrial | 43689 | 135.93 | 10
Industrial | 43703 | 136.02 | 10
Industrial | 43704 | 101.17 | 10
Industrial | 43709 | 145.5 | 10
Industrial | 43722 | 110.72 | 10
Industrial | 43794 | 144.82 | 10
Industrial | 43845 | 134.19 | 10
Industrial | 43845.0703 | 134.19 | 10
Industrial | 43887 | 122.38 | 10
Industrial | 43913 | 135.29 | 10
Industrial | 44011.6016 | 87.22 | 10
Industrial | 44044 | 135.27 | 10
Industrial | 44070 | 132.14 | 10
Industrial | 44079 | 137.75 | 10
Industrial | 44085 | 115.77 | 10
Industrial | 44088 | 108.86 | 10
Industrial | 44203 | 113.49 | 10
Industrial | 44250 | 98.66 | 10
Industrial | 44250 | 98.66 | 10
Industrial | 44250 | 98.66 | 10
Industrial | 44250 | 98.66 | 10
Industrial | 44256 | 147.62 | 10
Industrial | 44285.9492 | 126.21 | 10
Industrial | 44289 | 131.34 | 10
Industrial | 44324.2109 | 141.81 | 10
Industrial | 44387 | 124.06 | 10
Industrial | 44502 | 141.73 | 10
Industrial | 44502 | 141.73 | 10
Industrial | 44514 | 102.8 | 10
Industrial | 44514 | 102.8 | 10
Industrial | 44521 | 116.91 | 10
Industrial | 44531 | 106.18 | 10
Industrial | 44532 | 135.31 | 10
Industrial | 44571 | 106.27 | 10
Industrial | 44662 | 105.86 | 10
Industrial | 44712 | 136.82 | 10
Industrial | 44726 | 105.71 | 10
Industrial | 44742 | 124.7 | 10
Industrial | 44742 | 124.7 | 10
Industrial | 44742 | 124.7 | 10
Industrial | 44880 | 91.91 | 10
Industrial | 44880 | 95.69 | 10
Industrial | 44880 | 95.69 | 10
Industrial | 44904 | 107.07 | 10
Industrial | 44921.1016 | 136.52 | 10
Industrial | 44949 | 109.47 | 10
Industrial | 44987 | 115.74 | 10
Industrial | 44987 | 138.38 | 10
Industrial | 45000 | 105.88 | 10
Industrial | 45000 | 124.14 | 10
Industrial | 45000 | 125 | 10
Industrial | 45060.4492 | 148.82 | 10
Industrial | 45062 | 123.19 | 10
Industrial | 45120 | 135.86 | 10
Industrial | 45199 | 116.58 | 10
Industrial | 45244 | 128.31 | 10
Industrial | 45244 | 128.31 | 10
Industrial | 45244 | 128.31 | 10
Industrial | 45250 | 138.38 | 10
Industrial | 45300 | 118.06 | 10
Industrial | 45355 | 116.32 | 10
Industrial | 45383 | 113.6 | 10
Industrial | 45390 | 136.1 | 10
Industrial | 45405 | 111.2 | 10
Industrial | 45440 | 142 | 10
Industrial | 45470 | 99.2 | 10
Industrial | 45490 | 99.78 | 10
Industrial | 45550.3008 | 140.37 | 10
Industrial | 45623 | 142.57 | 10
Industrial | 45651 | 107.41 | 10
Industrial | 45651 | 107.41 | 10
Industrial | 45702.6992 | 140.88 | 10
Industrial | 45720 | 144.5 | 10
Industrial | 45839 | 147.01 | 10
Industrial | 45844.3008 | 146.52 | 10
Industrial | 45849 | 86.18 | 10
Industrial | 46000 | 147.91 | 10
Industrial | 46017 | 109.54 | 10
Industrial | 46050 | 104.78 | 10
Industrial | 46050 | 104.78 | 10
Industrial | 46050 | 104.78 | 10
Industrial | 46050 | 104.78 | 10
Industrial | 46065 | 142.62 | 10
Industrial | 46121 | 115.36 | 10
Industrial | 46190 | 137.8 | 10
Industrial | 46200 | 105 | 10
Industrial | 46200 | 105 | 10
Industrial | 46203.1797 | 149.13 | 10
Industrial | 46221 | 143.32 | 10
Industrial | 46239 | 92.94 | 10
Industrial | 46257 | 119.34 | 10
Industrial | 46402.8984 | 127.13 | 10
Industrial | 46482 | 142.54 | 10
Industrial | 46536 | 107.95 | 10
Industrial | 46637 | 131.37 | 10
Industrial | 46650 | 78.67 | 10
Industrial | 46660 | 114.08 | 10
Industrial | 46678.6289 | 149.07 | 10
Industrial | 46685 | 99.46 | 10
Industrial | 46685 | 103.27 | 10
Industrial | 46719 | 151.74 | 10
Industrial | 46735 | 128.04 | 10
Industrial | 46810 | 101.3 | 10
Industrial | 46820 | 95.88 | 10
Industrial | 46820 | 99.83 | 10
Industrial | 46820 | 99.83 | 10
Industrial | 46870 | 115.93 | 10
Industrial | 46874 | 157.3 | 10
Industrial | 46895.1016 | 128.48 | 10
Industrial | 46910 | 150.17 | 10
Industrial | 46910 | 150.17 | 10
Industrial | 47000 | 134.29 | 10
Industrial | 47037 | 100.21 | 10
Industrial | 47077 | 106.6 | 10
Industrial | 47080 | 119.58 | 10
Industrial | 47124 | 96.51 | 10
Industrial | 47124 | 100.48 | 10
Industrial | 47124 | 100.48 | 10
Industrial | 47171 | 140.01 | 10
Industrial | 47252 | 93.94 | 10
Industrial | 47292 | 80.8 | 10
Industrial | 47300 | 159.26 | 10
Industrial | 47395 | 153.33 | 10
Industrial | 47430 | 90.03 | 10
Industrial | 47493 | 123.49 | 10
Industrial | 47540 | 108 | 10
Industrial | 47574 | 118.08 | 10
Industrial | 47636 | 123.86 | 10
Industrial | 47670 | 119.92 | 10
Industrial | 47690 | 129.79 | 10
Industrial | 47694 | 147.34 | 10
Industrial | 47698.1016 | 130.68 | 10
Industrial | 47761.7695 | 112.08 | 10
Industrial | 47770.1992 | 112.48 | 10
Industrial | 47780 | 124.23 | 10
Industrial | 47797 | 109 | 10
Industrial | 47868 | 117.9 | 10
Industrial | 47868 | 117.9 | 10
Industrial | 47868 | 117.9 | 10
Industrial | 47924 | 124.61 | 10
Industrial | 47980 | 103.54 | 10
Industrial | 48000 | 125.65 | 10
Industrial | 48000 | 125.65 | 10
Industrial | 48000 | 125.65 | 10
Industrial | 48000 | 125.65 | 10
Industrial | 48081 | 131.08 | 10
Industrial | 48185 | 149.83 | 10
Industrial | 48248 | 98.81 | 10
Industrial | 48248 | 102.87 | 10
Industrial | 48248 | 102.87 | 10
Industrial | 48260 | 125.25 | 10
Industrial | 48260 | 125.48 | 10
Industrial | 48358.6992 | 132.49 | 10
Industrial | 48520 | 125.8 | 10
Industrial | 48544.6992 | 133 | 10
Industrial | 48585 | 157.74 | 10
Industrial | 48631 | 134.27 | 10
Industrial | 48700 | 128.16 | 10
Industrial | 48707 | 110.3 | 10
Industrial | 48825.6016 | 122.06 | 10
Industrial | 48828 | 125.94 | 10
Industrial | 48946 | 115.17 | 10
Industrial | 48946 | 115.17 | 10
Industrial | 49038 | 120.1 | 10
Industrial | 49096 | 116.2 | 10
Industrial | 49140 | 126 | 10
Industrial | 49144 | 133.87 | 10
Industrial | 49161 | 100.68 | 10
Industrial | 49161 | 104.82 | 10
Industrial | 49161 | 104.82 | 10
Industrial | 49190 | 100.6 | 10
Industrial | 49192 | 130.61 | 10
Industrial | 49249 | 159.64 | 10
Industrial | 49270 | 105.71 | 10
Industrial | 49276 | 115.94 | 10
Industrial | 49276 | 115.94 | 10
Industrial | 49313 | 165.48 | 10
Industrial | 49368 | 121.09 | 10
Industrial | 49368 | 121.09 | 10
Industrial | 49368 | 121.09 | 10
Industrial | 49397 | 166.32 | 10
Industrial | 49410 | 116.26 | 10
Industrial | 49412 | 123.44 | 10
Industrial | 49507 | 112.9 | 10
Industrial | 49523 | 100.83 | 10
Industrial | 49526.1992 | 123.82 | 10
Industrial | 49528 | 154.47 | 10
Industrial | 49595 | 115.66 | 10
Industrial | 49694.3984 | 139.83 | 10
Industrial | 49710 | 125.47 | 10
Industrial | 49750 | 126.56 | 10
Industrial | 49928 | 161.95 | 10
Industrial | 49936 | 108.58 | 10
Industrial | 49970.3984 | 126.64 | 10
Industrial | 50000 | 118.15 | 10
Industrial | 50320 | 108.45 | too high | too high
Industrial | 50462 | 123.77 | too high
Industrial | 50617 | 118.85 | too high
Industrial | 50660 | 103.75 | too high
Industrial | 50660 | 108.02 | too high
Industrial | 50660 | 108.02 | too high
Industrial | 50680 | 104.25 | too high
Industrial | 50984 | 131.5 | too high
Industrial | 51000 | 127.5 | too high
Industrial | 51047 | 139.66 | too high
Industrial | 51091 | 131.78 | too high
Industrial | 51108 | 125.82 | too high
Industrial | 51148 | 121.06 | too high
Industrial | 51216 | 120.51 | too high
Industrial | 51216 | 120.51 | too high
Industrial | 51250 | 121.16 | too high
Industrial | 51250 | 121.16 | too high
Industrial | 51347 | 136.09 | too high
Industrial | 51364 | 120.86 | too high
Industrial | 51364 | 120.86 | too high
Industrial | 51380.4609 | 102.76 | too high
Industrial | 51388 | 87.57 | too high
Industrial | 51432 | 123.75 | too high
Industrial | 51538 | 128.2 | too high
Industrial | 51541 | 127.45 | too high
Industrial | 51548.3008 | 122.59 | too high
Industrial | 51614 | 153.38 | too high
Industrial | 51879 | 130.25 | too high
Industrial | 51896 | 112.23 | too high
Industrial | 52000 | 122.64 | too high
Industrial | 52023 | 115.1 | too high
Industrial | 52198 | 131.98 | too high
Industrial | 52210 | 132.55 | too high
Industrial | 52405 | 131.01 | too high
Industrial | 52495 | 142.07 | too high
Industrial | 52860 | 130.45 | too high
Industrial | 52952 | 142.11 | too high
Industrial | 53000 | 106.85 | too high
Industrial | 53338 | 154.11 | too high
Industrial | 53348 | 137.6 | too high
Industrial | 53377 | 159.81 | too high
Industrial | 53420 | 109.04 | too high
Industrial | 53540 | 130.55 | too high
Industrial | 53547 | 135.32 | too high
Industrial | 53587 | 110.9 | too high
Industrial | 53650 | 112.4 | too high
Industrial | 53691 | 124.7 | too high
Industrial | 53691 | 124.7 | too high
Industrial | 53691 | 124.7 | too high
Industrial | 53693 | 105.92 | too high
Industrial | 53739.3008 | 139.47 | too high
Industrial | 53739.3008 | 140.31 | too high
Industrial | 53938 | 128.27 | too high
Industrial | 53947 | 127.53 | too high
Industrial | 53947 | 127.53 | too high
Industrial | 54069 | 121.64 | too high
Industrial | 54095.3203 | 103.93 | too high
Industrial | 54130 | 156.67 | too high
Industrial | 54146 | 131.45 | too high
Industrial | 54211 | 162.31 | too high
Industrial | 54353 | 143.6 | too high
Industrial | 54459 | 112.61 | too high
Industrial | 54526.3984 | 132.64 | too high
Industrial | 54590 | 111.36 | too high
Industrial | 54600 | 113.28 | too high
Industrial | 54628 | 144.14 | too high
Industrial | 54717 | 161.88 | too high
Industrial | 54892 | 124.75 | too high
Industrial | 54892 | 124.75 | too high
Industrial | 54996 | 137.87 | too high
Industrial | 55000 | 128.5 | too high
Industrial | 55078 | 129.6 | too high
Industrial | 55106 | 128.21 | too high
Industrial | 55110 | 128.91 | too high
Industrial | 55220 | 112.58 | too high
Industrial | 55292 | 113.4 | too high
Industrial | 55498 | 135.46 | too high
Industrial | 55505 | 164.22 | too high
Industrial | 55513 | 135.43 | too high
Industrial | 55604 | 114.27 | too high
Industrial | 55740 | 90.71 | too high
Industrial | 55740 | 96.14 | too high
Industrial | 55740 | 96.14 | too high
Industrial | 55783 | 136.79 | too high
Industrial | 55866.1719 | 141.65 | too high
Industrial | 55878 | 155 | too high
Industrial | 56400 | 122.61 | too high
Industrial | 56404 | 104.45 | too high
Industrial | 56440 | 163.22 | too high
Industrial | 56500 | 108.65 | too high
Industrial | 56547 | 128.4 | too high
Industrial | 56549 | 168.8 | too high
Industrial | 56700 | 136 | too high
Industrial | 56797 | 117.5 | too high
Industrial | 56845 | 138.41 | too high
Industrial | 56847 | 112.1 | too high
Industrial | 56900 | 135.09 | too high
Industrial | 56985 | 138.85 | too high
Industrial | 57084 | 128.8 | too high
Industrial | 57096 | 134.34 | too high
Industrial | 57335 | 165.6 | too high
Industrial | 57446 | 171.48 | too high
Industrial | 57500 | 110.58 | too high
Industrial | 57565 | 117.72 | too high
Industrial | 57682 | 141.59 | too high
Industrial | 57713 | 78.05 | too high
Industrial | 57781 | 131.32 | too high
Industrial | 57781 | 131.32 | too high
Industrial | 57901 | 94.22 | too high
Industrial | 57901 | 99.86 | too high
Industrial | 57901 | 99.86 | too high
Industrial | 57909 | 87.1 | too high
Industrial | 57927 | 142.68 | too high
Industrial | 57951 | 152.35 | too high
Industrial | 57959 | 78.15 | too high
Industrial | 58146 | 123.48 | too high
Industrial | 58249 | 98.76 | too high
Industrial | 58305.6016 | 131.44 | too high
Industrial | 58313 | 118.52 | too high
Industrial | 58452 | 132.24 | too high
Industrial | 58509 | 138.45 | too high
Industrial | 58527 | 95.24 | too high
Industrial | 58527 | 100.94 | too high
Industrial | 58527 | 100.94 | too high
Industrial | 58717 | 162.38 | too high
Industrial | 58784 | 108.86 | too high
Industrial | 58817 | 154.74 | too high
Industrial | 58828 | 87.99 | too high
Industrial | 59000 | 98.66 | too high
Industrial | 59000 | 98.66 | too high
Industrial | 59000 | 98.66 | too high
Industrial | 59000 | 98.66 | too high
Industrial | 59242 | 121.09 | too high
Industrial | 59242 | 121.09 | too high
Industrial | 59242 | 121.09 | too high
Industrial | 59439 | 125.88 | too high
Industrial | 59511 | 121.33 | too high
Industrial | 59518 | 115.01 | too high
Industrial | 59667 | 97.1 | too high
Industrial | 59667 | 102.91 | too high
Industrial | 59667 | 102.91 | too high
Industrial | 60000 | 115.38 | too high
Industrial | 60000 | 115.38 | too high
Industrial | 60000 | 115.38 | too high
Industrial | 60097 | 131.79 | too high
Industrial | 60105 | 126.83 | too high
Industrial | 60359 | 127.26 | too high
Industrial | 60457 | 122.98 | too high
Industrial | 60796 | 98.94 | too high
Industrial | 60796 | 104.86 | too high
Industrial | 60796 | 104.86 | too high
Industrial | 61110 | 109.09 | too high
Industrial | 61183 | 133.44 | too high
Industrial | 61298 | 149 | too high
Industrial | 61305 | 149.38 | too high
Industrial | 61400 | 104.78 | too high
Industrial | 61400 | 104.78 | too high
Industrial | 61400 | 104.78 | too high
Industrial | 61421 | 104.81 | too high
Industrial | 62150 | 125.63 | too high
Industrial | 62209 | 130.75 | too high
Industrial | 62445 | 164.24 | too high
Industrial | 62650 | 101.95 | too high
Industrial | 62650 | 108.05 | too high
Industrial | 62650 | 108.05 | too high
Industrial | 62727 | 136.19 | too high
Industrial | 62930 | 127.29 | too high
Industrial | 62938 | 104.62 | too high
Industrial | 63003 | 154.04 | too high
Industrial | 63116 | 154.7 | too high
Industrial | 63249 | 119.53 | too high
Industrial | 63396 | 136.22 | too high
Industrial | 63576 | 125.33 | too high
Industrial | 63595 | 132.16 | too high
Industrial | 64365 | 137.97 | too high
Industrial | 64396.8594 | 126.6 | too high
Industrial | 64550 | 131.49 | too high
Industrial | 64568.1992 | 126.65 | too high
Industrial | 64730 | 131.06 | too high
Industrial | 64837 | 126.97 | too high
Industrial | 65000 | 98.07 | too high
Industrial | 65000 | 98.48 | too high
Industrial | 65445 | 115.4 | too high
Industrial | 65487 | 139.41 | too high
Industrial | 65570 | 139.9 | too high
Industrial | 65577 | 130.53 | too high
Industrial | 65582 | 132.78 | too high
Industrial | 65854 | 130.77 | too high
Industrial | 65908 | 113.83 | too high
Industrial | 65908 | 113.83 | too high
Industrial | 66155 | 139.01 | too high
Industrial | 66438 | 135.42 | too high
Industrial | 66453 | 131.98 | too high
Industrial | 66460 | 127.54 | too high
Industrial | 66476 | 117.89 | too high
Industrial | 66530 | 106.74 | too high
Industrial | 66720 | 98.9 | too high
Industrial | 66753 | 162.81 | too high
Industrial | 66758 | 132.64 | too high
Industrial | 66900 | 118.41 | too high
Industrial | 66983 | 132.85 | too high
Industrial | 67276 | 133.83 | too high
Industrial | 67310.3984 | 120.48 | too high
Industrial | 67451 | 137.68 | too high
Industrial | 68070 | 130.15 | too high
Industrial | 68122 | 169.88 | too high
Industrial | 68160 | 142 | too high
Industrial | 69315 | 141.57 | too high
Industrial | 69377 | 119.82 | too high
Industrial | 69377 | 119.82 | too high
Industrial | 69454 | 124.22 | too high
Industrial | 70003.2031 | 130.99 | too high
Industrial | 70338 | 94.97 | too high
Industrial | 70428 | 94.89 | too high
Industrial | 71604 | 107.84 | too high
Industrial | 71604 | 107.84 | too high
Industrial | 73349 | 146.26 | too high
Industrial | 73400 | 108.48 | too high
Industrial | 73403 | 77.88 | too high
Industrial | 73828 | 148.22 | too high
Industrial | 74309 | 150.1 | too high
Industrial | 74330 | 142.94 | too high
Industrial | 74630 | 145.03 | too high
Industrial | 74800 | 150.17 | too high
Industrial | 74820 | 110.55 | too high
Industrial | 75065 | 139.82 | too high
Industrial | 75373 | 113.51 | too high
Industrial | 75373 | 113.51 | too high
Industrial | 76000 | 111.76 | too high
Industrial | 76960 | 142.07 | too high
Industrial | 77459 | 81.42 | too high
Industrial | 77617 | 126.97 | too high
Industrial | 78482 | 126.83 | too high
Industrial | 79333 | 83.82 | too high
Industrial | 80000 | 100 | too high
Industrial | 81124 | 130.11 | too high
Industrial | 82280 | 110.59 | too high
Industrial | 87564 | 101.58 | too high
Industrial | 87780 | 133.61 | too high
Industrial | 88166 | 99.85 | too high
Industrial | 88166 | 99.85 | too high
Industrial | 88936 | 135.37 | too high
Industrial | 90130 | 135.21 | too high
Industrial | 90207 | 95.31 | too high
Industrial | 91317 | 136.99 | too high
Industrial | 92499.2031 | 143.19 | too high
Industrial | 92806 | 105.1 | too high
Industrial | 92806 | 105.1 | too high
Industrial | 96000 | 145.74 | too high
Industrial | 97264 | 147.66 | too high
Industrial | 104303.4688 | 104.3 | too high
Note on V16: Linda Wan: CS used 67.5, however, this was changed to 62.5 because this is the mid-point between 50 and 75