Fulton Boiler Works | Fulton | FB-0300L | Both Steam & Water | Electricity | No Match | FALSE | TRUE | 3 |  |  | No Match | No Match | No Match | No Match | Other | No Match |  | No Match |  | 1004280 |  | 1004280 |  | 97 |  |  |  | 290 |  | 97 |  |  | Non Federally-Regulated | 1991-02-27
Slant / Fin Corp. | Slant / Fin Corp. | LZDF-1300-3-7 | Steam | Oil | Power | FALSE | FALSE | 1 |  |  |  | None | Non-Condensing | Single-Stage | Cast Iron |  |  |  |  | 1260000 | 1011000 |  |  | 85.5 | 83 | 80.2 | [6 empty] | Federally-Regulated Commercial & Industrial Equipment | 2007-12-12
U.S. Boiler Co. | BURNHAM HYDRONICS | 303A | Water | Natural Gas | Injection Type | FALSE | FALSE | 1 | TRUE |  |  | Stack Damper | Non-Condensing | Single-Stage | Cast Iron | Multiple-Speed |  |  |  | 70000 | 59000 | [9 empty] | 84 | 80 | Federally-Regulated Consumer Product | 2015-09-30
New Yorker Boiler Company, Inc. | New Yorker | CG30C_I | Water | LPG | Induced Draft | FALSE | FALSE | 1 | TRUE |  |  | Stack Damper | Non-Condensing | Single-Stage | Cast Iron |  |  |  |  | 62000 | 52000 | [9 empty] | 82.6 | 80 | Federally-Regulated Consumer Product | 2015-09-30
Parker Boiler Co. | Parker Boiler | T1730LR | Water | Natural Gas | Power | FALSE | FALSE | 3 |  |  | No Match | No Match | No Match | No Match | Other | No Match |  | No Match |  | 1730000 |  | 865000 |  | 85 | 80 |  |  | 4 |  | 82 |  |  | Federally-Regulated Commercial & Industrial Equipment | 1996-03-13
U.S. Boiler Co. | BURNHAM BY U.S. BOILER | GW02 | Water | Natural Gas | Injection Type | FALSE | FALSE | 1 | TRUE |  |  | Stack Damper | Non-Condensing | Single-Stage | Cast Iron | Single-Speed |  |  |  | 37500 | 30000 | [9 empty] | 82 | 80 | Federally-Regulated Consumer Product | 2015-09-30
PB Heat, LLC | Advanced Thermal Hydronics | PB/HE-W-3H | Water | Oil | Power | FALSE | FALSE | 1 |  | TRUE |  | None | Non-Condensing | Single-Stage | Cast Iron | Single-Speed |  |  |  | 147000 | 126000 | [9 empty] | 85 | 80 | Federally-Regulated Consumer Product | 2014-08-08
U.S. Boiler Co. | U.S. Boiler Co. | PVG-4 | Water | LPG | Induced Draft | FALSE | FALSE | 1 |  | TRUE |  | None | Non-Condensing | Single-Stage | Cast Iron | Single-Speed |  |  |  | 105000 | 90000 | [9 empty] | 85.4 | 80 | Federally-Regulated Consumer Product | 2014-01-14
Burnham Corp. | Burnham Corp. | CL-50-G | Steam | Natural Gas | Power | FALSE | FALSE | 1 |  | FALSE |  | None | Non-Condensing | Two-Stage Modulating | Other |  |  |  |  | 2041000 | 1675000 |  |  | 84.5 |  | 82.1 | [6 empty] | Federally-Regulated Commercial & Industrial Equipment | 2014-12-01
Ajax Boiler, Inc. | Ajax | OSGXFD300 | Steam | Natural Gas | Power | FALSE | TRUE | 3 |  |  | No Match | No Match | No Match | No Match | Other | No Match |  | No Match |  | 300000 |  | 300000 |  | 81 | 80 |  |  |  |  | 81 |  |  | Federally-Regulated Commercial & Industrial Equipment | 1996-02-29
Water Pik, Inc. | Laars | PW0850IN09*BA | Both Steam & Water | Natural Gas | No Match | FALSE | FALSE | 3 |  |  | No Match | No Match | No Match | No Match | Copper | No Match |  | No Match |  | 850000 |  | 212850 |  | 82 | 80 |  |  | 5 |  | 82 |  |  | Federally-Regulated Commercial & Industrial Equipment | 2001-11-21
RBI Water Heaters | RBI Water Heaters | MB2000 | Water | Natural Gas | Induced Draft | TRUE | TRUE | 1 |  |  |  | None | Non-Condensing | Single-Stage | Copper |  |  |  |  | 1999000 | 1704000 |  |  | 85.2 | 80 | 85.2 | [6 empty] | Federally-Regulated Commercial & Industrial Equipment | 2007-12-12
Bosch Thermotechnology Corp. | Bosch Thermotechnology Corp. | GB 142 24 | Water | LPG | Injection Type | FALSE | FALSE | 1 |  | TRUE |  | None | Condensing | Step Modulating | Other | Multiple-Speed |  |  |  | 84500 | 75000 | [9 empty] | 95 | 80 | Federally-Regulated Consumer Product | 2013-11-14
Thermal Solutions | Thermal Solutions | EVO1000B**-*B* | Water | Natural Gas | Power | FALSE | TRUE | 3 |  |  |  | None | Non-Condensing | Step Modulating | Copper |  |  |  |  | 1000000 | 817000 |  |  | 82.7 |  | 81.7 | [6 empty] | Federally-Regulated Commercial & Industrial Equipment | 2014-08-11
McKenna Boiler Co. | McKenna Boiler Co. | 35 | Steam | Natural Gas | Power | FALSE | FALSE | 3 |  |  | No Match | No Match | No Match | No Match | Other | No Match |  | No Match |  | 1500000 |  | 1500000 |  | 82 | 80 |  |  |  |  | 82 |  |  | Federally-Regulated Commercial & Industrial Equipment | 2002-05-14
PVI Industries | PVI | 288 EWB 150A-E | Water | Electricity | No Match | TRUE | FALSE | 3 |  |  | No Match | No Match | No Match | No Match | Other | No Match |  | No Match |  | 983000 |  | 983000 |  | 99.9 | [5 empty] | 99.9 |  |  | Non Federally-Regulated | 1992-09-28
English Boiler & Tube, Inc. | Bent Tube Balanced Flow | BTBF-1300-150 | Steam | Natural Gas | Power | FALSE | FALSE | 3 |  |  | No Match | No Match | No Match | No Match | Other | No Match |  | No Match |  | 55500000 |  | 13875000 |  | 80 | 80 |  |  | 3 |  | 80 |  |  | Federally-Regulated Commercial & Industrial Equipment | 1998-09-10
Lochinvar, LLC. | Lochinvar Corp. | CDN120 | Water | Natural Gas | Power | FALSE | FALSE | 1 |  | TRUE |  | None | Condensing | Step Modulating | Other |  |  |  |  | 120000 | 111000 | [9 empty] | 94 | 80 | Federally-Regulated Consumer Product | 2014-10-23
Water Pik, Inc. | Laars | PH0715IN09C1A | Water | Natural Gas | No Match | FALSE | FALSE | 3 |  |  | No Match | No Match | No Match | No Match | Copper | No Match |  | No Match |  | 715000 |  | 715000 |  | 81 | 80 |  |  | 5 |  | 81 |  |  | Federally-Regulated Commercial & Industrial Equipment | 2001-05-16
Rite Engineering | Rite | 55SG | Both Steam & Water | Natural Gas | Power | FALSE | FALSE | 3 |  |  | No Match | No Match | No Match | No Match | Other | No Match |  | No Match |  | 550000 |  | 183333 |  | 80 | 80 |  |  |  |  | 80 |  |  | Non Federally-Regulated | 1992-10-14
Quietside Boilers | Quietside | QXM8-120F1-OL | Both Steam & Water | Oil | Power | FALSE | FALSE | 1 |  |  | No Match | No Match | No Match | No Match | Other | No Match |  | No Match |  | 120000 |  |  |  | 90 | [6 empty] | 86 | 80 | Federally-Regulated Consumer Product | 2002-06-12
Water Pik, Inc. | Laars | PW0850IP09*BA | Both Steam & Water | LPG | No Match | FALSE | FALSE | 3 |  |  | No Match | No Match | No Match | No Match | Copper | No Match |  | No Match |  | 850000 |  | 212850 |  | 82 | 80 |  |  | 5 |  | 82 |  |  | Federally-Regulated Commercial & Industrial Equipment | 2001-11-21
Burnham Corp. | New Yorker Boiler Co. | CG40C_I | Water | LPG | Induced Draft | FALSE | FALSE | 1 |  |  |  | Stack Damper | Non-Condensing | Single-Stage | Cast Iron | Single-Speed | 0.04 | Standard |  | 96000 | 80000 | [9 empty] | 82.3 | 80 | Federally-Regulated Consumer Product | 2007-11-14
Burnham Corp. | Crown Boiler Co. | 32-1045*N | Both Steam & Water | LPG | Induced Draft | FALSE | FALSE | 1 |  |  |  | None | Non-Condensing | Single-Stage | Cast Iron |  |  |  |  | 1045000 | 836000 |  |  | 80.5 | 80 | 75.4 | [6 empty] | Federally-Regulated Commercial & Industrial Equipment | 2007-12-12
Raypak | Propak TM - By Huron Valley Sales | TD2-820* | Water | Natural Gas | Induced Draft | FALSE | TRUE | 1 |  |  |  | None | Non-Condensing | Single-Stage | Copper |  |  |  |  | 199000 | 167000 | [9 empty] | 84 | 80 | Federally-Regulated Consumer Product | 2007-11-16
Burnham Corp. | Burnham Corp. | V903 | Both Steam & Water | Oil | Power | FALSE | FALSE | 1 |  |  |  | None | Non-Condensing | Single-Stage | Cast Iron |  |  |  |  | 434000 | 347000 |  |  | 85.2 | 83 | 80 | [6 empty] | Federally-Regulated Commercial & Industrial Equipment | 2010-03-16
U.S. Boiler Co. | BURNHAM HYDRONICS | ES28A | Water | Natural Gas | Injection Type | FALSE | FALSE | 1 | TRUE |  |  | Stack Damper | Non-Condensing | Single-Stage | Cast Iron | Multiple-Speed |  |  |  | 245000 | 208000 | [9 empty] | 85 | 80 | Federally-Regulated Consumer Product | 2015-09-30
Ajax Boiler, Inc. | Ajax | HFG450W | Steam | Natural Gas | Power | FALSE | TRUE | 3 |  |  | No Match | No Match | No Match | No Match | Other | No Match |  | No Match |  | 450000 |  | 325000 |  | 80 | 80 |  |  |  |  | 80 |  |  | Federally-Regulated Commercial & Industrial Equipment | 1997-01-07
New Yorker Boiler Company, Inc. | New Yorker | CG20C_I | Water | Natural Gas | Induced Draft | FALSE | FALSE | 1 | TRUE |  |  | Stack Damper | Non-Condensing | Single-Stage | Cast Iron |  |  |  |  | 37500 | 31000 | [9 empty] | 82.3 | 80 | Federally-Regulated Consumer Product | 2015-09-30
New York Thermal, Inc. | New York Thermal, Inc. | TX151C | Water | Natural Gas | Power | FALSE | FALSE | 1 |  | TRUE |  | None | Condensing | Step Modulating | Other | Multiple-Speed |  |  |  | 151000 | 139000 | [9 empty] | 94 | 80 | Federally-Regulated Consumer Product | 2014-10-23
Smith Cast Iron Boilers | Smith Cast Iron Boilers | GBX-70-INT | Water | LPG | Injection Type | FALSE | FALSE | 1 | TRUE |  |  | Stack Damper | Non-Condensing | Single-Stage | Cast Iron |  |  |  |  | 70000 | 58000 | [9 empty] | 93.3 | 80 | Federally-Regulated Consumer Product | 2015-09-30
Burnham Corp. | Burnham Corp. | MPC-13 | Water | Oil | Power | FALSE | FALSE | 1 |  |  |  | None | Non-Condensing | Single-Stage | Cast Iron |  |  |  |  | 2547000 | 2137000 |  |  | 88.5 | 83 | 86.5 | [6 empty] | Federally-Regulated Commercial & Industrial Equipment | 2010-03-16
Ajax Boiler, Inc. | Ajax | WGOFD-6500 | Steam | Natural Gas | Power | FALSE | FALSE | 3 |  |  | No Match | No Match | No Match | No Match | Other | No Match |  | No Match |  | 6500000 |  | 3250000 |  | 82 | 80 |  |  |  |  | 80 |  |  | Non Federally-Regulated | 1992-10-27
Smith Cast Iron Boilers | Peerless | TCII-11-S-G | Steam | Natural Gas | Power | FALSE | FALSE | 1 |  | FALSE |  | None | Non-Condensing | Single-Stage | Cast Iron |  |  |  |  | 3348000 | 2775000 |  |  |  |  | 82.9 | 79 | [5 empty] | Federally-Regulated Commercial & Industrial Equipment | 2015-09-30
Raypak | Raypak | W7-500*(N,P)* | Water | LPG | Induced Draft | FALSE | TRUE | 1 |  |  | None | None | Condensing | Step Modulating | Copper |  |  |  |  | 500000 | 470000 | 100000 |  | 94.5 | 80 | 94 |  | 12 |  |  |  |  | Federally-Regulated Commercial & Industrial Equipment | 2009-06-22
Rite Engineering | Rite | 76S | Both Steam & Water | Natural Gas | No Match | FALSE | FALSE | 3 |  |  | No Match | No Match | No Match | No Match | Other | No Match |  | No Match |  | 760000 |  | 380000 |  | 80 | 80 |  |  |  |  | 80 |  |  | Non Federally-Regulated | 1992-10-14
Hydrotherm | Hydrotherm | VS-110BS-INT | Steam | LPG | Injection Type | FALSE | FALSE | 1 |  |  |  | None | Non-Condensing | Single-Stage | Cast Iron |  |  |  |  | 110000 | 90000 | [9 empty] | 82 | 75 | Federally-Regulated Consumer Product | 2008-10-20
Dunkirk | Dunkirk | WPSB-7D | Water | Natural Gas | No Match | FALSE | FALSE | 1 |  |  | No Match | No Match | No Match | No Match | Cast Iron | No Match |  | No Match |  | 225000 | [10 empty] | 84 | 80 | Federally-Regulated Consumer Product | 1998-12-21
Rite Engineering | Rite | 135 | Both Steam & Water | Natural Gas | No Match | FALSE | FALSE | 3 |  |  | No Match | No Match | No Match | No Match | Other | No Match |  | No Match |  | 1350000 |  | 675000 |  | 80 | 80 |  |  |  |  | 80 |  |  | Non Federally-Regulated | 1992-10-29
Glowcore Corp. | Glowcore | GB040A | Water | Natural Gas | Power | FALSE | FALSE | 1 |  |  | No Match | No Match | No Match | No Match | Other | No Match |  | No Match |  | 40000 | [10 empty] | 89 | 80 | Federally-Regulated Consumer Product | 2000-06-07
Burnham Corp. | Crown Boiler Co. | 24-03 | Both Steam & Water | LPG | Induced Draft | FALSE | FALSE | 1 |  |  |  | None | Non-Condensing | Single-Stage | Cast Iron |  |  |  |  | 438000 | 350000 |  |  | 82.5 | 80 | 80 | [6 empty] | Federally-Regulated Commercial & Industrial Equipment | 2007-12-12
Ajax Boiler, Inc. | Ajax | WNG10500W | Water | Natural Gas | No Match | FALSE | TRUE | 3 |  |  | No Match | No Match | No Match | No Match | Other | No Match |  | No Match |  | 10500000 |  | 5250000 |  | 80 | 80 |  |  |  |  | 80 |  |  | Federally-Regulated Commercial & Industrial Equipment | 1997-01-07
Weil-McLain | Weil-McLain | 1594 | Steam | Oil | Power | FALSE | FALSE | 3 |  |  | No Match | No Match | No Match | No Match | Cast Iron | No Match |  | No Match |  | 4900000 |  | 4900000 |  | 84 | 83 |  |  | 147 |  | 84 |  |  | Federally-Regulated Commercial & Industrial Equipment | 1996-02-29
Laars Heating Systems Co. | Laars | MT2H2000N******* | Water | Natural Gas | Power | FALSE | TRUE | 1 |  |  |  | None | Non-Condensing | Two-Stage Modulating | Copper |  |  |  |  | 1999000 | 1699000 |  |  | 85 | 80 | 84 | [6 empty] | Federally-Regulated Commercial & Industrial Equipment | 2008-03-14
Slant / Fin Corp. | Slant / Fin Corp. | VHS-90EP | Water | LPG | Induced Draft | FALSE | FALSE | 1 |  |  |  | Stack Damper | Non-Condensing | Single-Stage | Cast Iron |  |  |  |  | 90000 | 75000 | [9 empty] | 82.8 | 80 | Federally-Regulated Consumer Product | 2007-11-14
Smith Cast Iron Boilers | Peerless | CC-03-W-G | Water | LPG | Power | FALSE | FALSE | 1 |  |  |  | None | Non-Condensing | Single-Stage | Cast Iron |  |  |  |  | 375000 | 268000 |  |  |  |  | 82.1 | 80 | [5 empty] | Federally-Regulated Commercial & Industrial Equipment | 2015-09-30
Water Pik, Inc. | Laars | VW0500IP09*BA | Both Steam & Water | LPG | No Match | FALSE | FALSE | 3 |  |  | No Match | No Match | No Match | No Match | Copper | No Match |  | No Match |  | 500000 |  | 125000 |  | 82 | 80 |  |  | 5 |  | 82 |  |  | Federally-Regulated Commercial & Industrial Equipment | 2001-11-21
Utica Boilers | Dunkirk | D248-1400 | Both Steam & Water | Natural Gas | Injection Type | FALSE | FALSE | 1 |  |  |  | None | Non-Condensing | Single-Stage | Cast Iron |  |  |  |  | 1400000 | 1127000 |  |  | 80.5 | 80 | 77.5 | [6 empty] | Federally-Regulated Commercial & Industrial Equipment | 2011-05-02
Laars Heating Systems Co. | Bradford-White Corp. | BMT2H1500 | Water | Natural Gas | Power | FALSE | FALSE | 1 |  |  |  | None | Non-Condensing | Two-Stage Modulating | Copper |  |  |  |  | 1500000 | 1277000 |  |  | 85.2 |  | 85.2 | [6 empty] | Federally-Regulated Commercial & Industrial Equipment | 2014-10-21
New Yorker Boiler Company, Inc. | New Yorker | CG80_I | Water | Natural Gas | Induced Draft | FALSE | FALSE | 1 | TRUE |  |  | Stack Damper | Non-Condensing | Single-Stage | Cast Iron |  |  |  |  | 232000 | 191000 | [9 empty] | 82 | 80 | Federally-Regulated Consumer Product | 2015-09-30
Ajax Boiler, Inc. | Ajax | WNG1250W | Water | Natural Gas | No Match | FALSE | TRUE | 3 |  |  | No Match | No Match | No Match | No Match | Other | No Match |  | No Match |  | 1250000 |  | 637500 |  | 80 | 80 |  |  |  |  | 80 |  |  | Federally-Regulated Commercial & Industrial Equipment | 1997-01-07
Heat Cell Technologies, Inc. / ECO Heating Systems | Propak TM - By Huron Valley Sales | HWHN00179.8 | Water | Natural Gas | Power | FALSE | TRUE | 1 |  |  | None | None | Condensing | Two-Stage Modulating | Other | No Match |  | No Match |  | 180000 | 171500 | 36000 | 34200 | [7 empty] | 93 | 80 | Federally-Regulated Consumer Product | 2006-03-29
PB Heat, LLC | Peerless | 63-05L-SPRK-S | Steam | LPG | Injection Type | FALSE | FALSE | 1 |  | TRUE |  | Stack Damper | Non-Condensing | Single-Stage | Cast Iron |  |  |  |  | 206500 | 171000 | [9 empty] | 82.3 | 80 | Federally-Regulated Consumer Product | 2015-09-30
Weben-Jarco | Jarco | AJHWB-97 | Water | LPG | No Match | FALSE | FALSE | 3 |  |  | No Match | No Match | No Match | No Match | Copper | No Match |  | No Match |  | 970000 |  | 970000 |  | 80 | 80 |  |  |  |  | 80 |  |  | Federally-Regulated Commercial & Industrial Equipment | 1996-02-29
Water Pik, Inc. | Laars | VW0175CN12*B | Both Steam & Water | Natural Gas | No Match | FALSE | TRUE | 1 |  |  | No Match | No Match | No Match | No Match | Copper | No Match |  | No Match |  | 175000 | [10 empty] | 82 | 80 | Federally-Regulated Consumer Product | 2001-11-21
Thermal Solutions | Thermal Solutions | EVO0750B**-*F* | Water | Natural Gas | Power | FALSE | TRUE | 1 |  |  |  | None | Non-Condensing | Step Modulating | Copper |  |  |  |  | 750000 | 621000 |  |  | 83.6 |  | 82.8 | [6 empty] | Federally-Regulated Commercial & Industrial Equipment | 2014-08-11
HTP, Inc. | Elite | EL-150VWH | Water | LPG | Power | FALSE | FALSE | 1 |  |  | None | None | Condensing | Single-Stage | Other |  |  |  |  | 150000 | 137000 | 25000000 | 150000000 | [7 empty] | 94 | 80 | Federally-Regulated Consumer Product | 2011-08-02
Easco Boiler Corp. | Easco | ESP-400-W030 | Both Steam & Water | Combo (Natural Gas & Oil) | Power | FALSE | FALSE | 3 |  |  | No Match | No Match | No Match | No Match | Other | No Match |  | No Match |  | 16738000 |  | 3347600 |  | 84 | 80 |  |  | 22 |  | 82 |  |  | Federally-Regulated Commercial & Industrial Equipment | 1998-06-02
Easco Boiler Corp. | Easco | SM4-1000-W030 | Both Steam & Water | Combo (Natural Gas & Oil) | Power | FALSE | FALSE | 3 |  |  | No Match | No Match | No Match | No Match | Other | No Match |  | No Match |  | 41844000 |  | 8368800 |  | 84 | 80 |  |  | 22 |  | 81 |  |  | Federally-Regulated Commercial & Industrial Equipment | 1998-06-02
Laars Heating Systems Co. | Laars Heating Systems Co. | NTH850 | Water | Natural Gas | Power | FALSE | FALSE | 1 |  |  |  | None | Condensing | Step Modulating | Other |  |  |  |  | 850000 | 813000 |  |  |  |  | 95.7 | [6 empty] | Federally-Regulated Commercial & Industrial Equipment | 2015-04-20
Water Pik, Inc. | Laars | PH1200IN04*BA | Water | Natural Gas | No Match | FALSE | FALSE | 3 |  |  | No Match | No Match | No Match | No Match | Copper | No Match |  | No Match |  | 1200000 |  | 300000 |  | 82 | 80 |  |  | 5 |  | 82 |  |  | Federally-Regulated Commercial & Industrial Equipment | 2001-05-30
HTP, Inc. | ModCon | Mod Con 500 | Water | LPG | Power | FALSE | FALSE | 1 |  |  | None | None | Condensing | Step Modulating | Other |  |  |  |  | 500000 | 470000 | 100000 | 94000 | 94 | 80 | 94 | [6 empty] | Federally-Regulated Commercial & Industrial Equipment | 2008-10-20
Burnham Corp. | Burnham Corp. | MST396 | Steam | Oil | Power | FALSE | FALSE | 1 |  |  |  | None | Non-Condensing | Single-Stage | Cast Iron |  |  |  |  | 147000 | 127000 | [9 empty] | 86 | 80 | Federally-Regulated Consumer Product | 2007-11-14
Water Pik, Inc. | Laars | HH1200IP04*1A | Water | LPG | No Match | FALSE | FALSE | 3 |  |  | No Match | No Match | No Match | No Match | Copper | No Match |  | No Match |  | 1200000 |  | 300000 |  | 81 | 80 |  |  | 5 |  | 81 |  |  | Federally-Regulated Commercial & Industrial Equipment | 2001-05-30
Water Pik, Inc. | Laars | VW5000IP18A* | Both Steam & Water | LPG | No Match | FALSE | FALSE | 3 |  |  | No Match | No Match | No Match | No Match | Copper | No Match |  | No Match |  | 5000000 |  | 5000000 |  | 82 | 80 |  |  | 5 |  | 82 |  |  | Federally-Regulated Commercial & Industrial Equipment | 2001-11-21
Smith Cast Iron Boilers | Smith Cast Iron Boilers | GB100-W-10-HSI-D | Water | Natural Gas | No Match | FALSE | FALSE | 1 |  |  | No Match | No Match | No Match | No Match | Cast Iron | No Match |  | No Match |  | 225000 | [10 empty] | 83.2 | 80 | Federally-Regulated Consumer Product | 1998-12-21
Laars Heating Systems Co. | Laars Heating Systems Co. | RHHH1200 | Water | Natural Gas | Power | FALSE | FALSE | 1 |  |  |  | None | Condensing | Step Modulating | Copper | Single-Speed |  |  |  | 1200000 | 1090000 |  |  |  |  | 92.1 | [6 empty] | Federally-Regulated Commercial & Industrial Equipment | 2015-04-20
PVI Industries | PVI | 342 ESB 150A-E | Steam | Electricity | No Match | TRUE | FALSE | 3 |  |  | No Match | No Match | No Match | No Match | Other | No Match |  | No Match |  | 1167000 |  | 1167000 |  | 99.9 | [5 empty] | 99.9 |  |  | Non Federally-Regulated | 1992-09-28
Viessmann Manufacturing | Viessmann Manufacturing | VD2-500 | Water | LPG | Power | FALSE | FALSE | 1 |  |  | Barometric Regulator | None | Non-Condensing | Two-Stage Modulating | Cast Iron |  |  |  |  | 2031000 | 1732000 |  |  | 85.3 | 80 | 85.3 | [6 empty] | Federally-Regulated Commercial & Industrial Equipment | 2008-04-14
Viessmann Manufacturing | Viessmann Manufacturing | CT3-28 | Water | Natural Gas | Power | FALSE | FALSE | 1 |  |  |  | None | Condensing | Step Modulating | Other |  |  |  |  | 1071000 | 1044000 |  |  | 97.4 | 80 | 97.4 | [6 empty] | Federally-Regulated Commercial & Industrial Equipment | 2008-04-14
Ajax Boiler, Inc. | Ajax | SGOXFD-2750 | Steam | Natural Gas | Power | FALSE | FALSE | 3 |  |  | No Match | No Match | No Match | No Match | Other | No Match |  | No Match |  | 2750000 |  | 1375000 |  | 81 | 80 |  |  |  |  | 80 |  |  | Non Federally-Regulated | 1992-10-27
Burnham Corp. | Burnham Corp. | V1113H-WO | Water | Oil | Power | FALSE | FALSE | 1 |  |  |  | None | Non-Condensing | Two-Stage Modulating | Cast Iron |  |  |  |  | 2982000 | 2552000 |  |  | 85.7 |  | 85.4 | [6 empty] | Federally-Regulated Commercial & Industrial Equipment | 2014-08-11
Laars Heating Systems Co. | Laars | RHHH1200P******* | Water | LPG | Power | FALSE | TRUE | 1 |  |  |  | None | Condensing | Step Modulating | Copper | Single-Speed |  | Standard |  | 1200000 | 1080000 | 300000 |  | 90 | 80 | 89.5 | [6 empty] | Federally-Regulated Commercial & Industrial Equipment | 2007-11-20
Burnham Corp. | Burnham Corp. | 4FHL-180A | Steam | Natural Gas | Power | FALSE | FALSE | 1 |  | FALSE |  | None | Non-Condensing | Two-Stage Modulating | Other |  |  |  |  | 1506000 | 1221000 |  |  | 84.7 |  | 81.1 | [6 empty] | Federally-Regulated Commercial & Industrial Equipment | 2014-08-11
Crown Boiler Co. | Crown | C247-2200-W | Water | Natural Gas | No Match | FALSE | FALSE | 3 |  |  | No Match | No Match | No Match | No Match | Cast Iron | No Match |  | No Match |  | 2200000 |  | 2200000 |  | 80 | 80 |  |  |  |  | 80 |  |  | Federally-Regulated Commercial & Industrial Equipment | 1996-03-06
Burnham Corp. | Burnham Corp. | V908A-SO | Steam | Oil | Power | FALSE | FALSE | 1 |  | FALSE |  | Stack Damper | Non-Condensing | Two-Stage Modulating | Cast Iron |  |  |  |  | 1344000 | 1110000 |  |  | 84.9 |  | 82.6 | [6 empty] | Federally-Regulated Commercial & Industrial Equipment | 2014-08-11
Burnham Corp. | Crown Boiler Co. | 32-2280*N | Both Steam & Water | Natural Gas | Induced Draft | FALSE | FALSE | 1 |  |  |  | None | Non-Condensing | Single-Stage | Cast Iron |  |  |  |  | 2280000 | 1824000 |  |  | 80.5 | 80 | 75.4 | [6 empty] | Federally-Regulated Commercial & Industrial Equipment | 2007-12-12
Water Pik, Inc. | Laars | PH1000MP20****** | Water | LPG | Power | FALSE | TRUE | 3 |  |  | No Match | No Match | No Match | No Match | Copper | No Match |  | No Match |  | 1000000 |  | 1000000 |  | 83 | 80 |  |  | 5 |  | 83 |  |  | Federally-Regulated Commercial & Industrial Equipment | 2001-11-21
Allied Engineering Co. | Super Hot | AAE720**** | Water | Natural Gas | No Match | TRUE | TRUE | 3 |  |  | No Match | No Match | No Match | No Match | Copper | No Match |  | No Match |  | 720000 |  | 252000 |  | 80 | 80 |  |  | 225 |  | 80 |  |  | Federally-Regulated Commercial & Industrial Equipment | 1998-04-21
Ajax Boiler, Inc. | Ajax | OWGB675 | Steam | LPG | No Match | FALSE | TRUE | 3 |  |  | No Match | No Match | No Match | No Match | Other | No Match |  | No Match |  | 675000 |  | 675000 |  | 80 | 80 |  |  |  |  | 80 |  |  | Federally-Regulated Commercial & Industrial Equipment | 1996-02-29
Axeman-Anderson Co. | Axeman-Anderson Co. | 128NPO | Water | Oil | No Match | TRUE | FALSE | 1 |  |  | No Match | No Match | No Match | No Match | Other | No Match |  | No Match |  | 231000 | [10 empty] | 84 | 80 | Federally-Regulated Consumer Product | 2000-06-07
Advanced Thermal Hydronics | Advanced Thermal Hydronics | VGX-206-INT | Steam | LPG | Injection Type | FALSE | FALSE | 1 |  |  |  | Stack Damper | Non-Condensing | Single-Stage | Cast Iron |  |  |  |  | 206500 | 171000 | [9 empty] | 82.3 | 75 | Federally-Regulated Consumer Product | 2014-03-28
Burnham Corp. | Burnham Corp. | 202 | Water | LPG | Induced Draft | FALSE | FALSE | 1 |  |  |  | Stack Damper | Non-Condensing | Single-Stage | Cast Iron | Single-Speed | 0.04 | Standard |  | 37500 | 31000 | [9 empty] | 82.3 | 80 | Federally-Regulated Consumer Product | 2007-11-14
Burnham Corp. | Burnham Corp. | V1123H-SN | Steam | Natural Gas | Power | FALSE | FALSE | 3 |  | FALSE |  | None | Non-Condensing | Two-Stage Modulating | Cast Iron |  |  |  |  | 5773000 | 4705000 |  |  | 82.1 |  | 81.5 | [6 empty] | Federally-Regulated Commercial & Industrial Equipment | 2014-08-11
Water Pik, Inc. | Laars | HH0715IN09*BA | Water | Natural Gas | No Match | FALSE | FALSE | 3 |  |  | No Match | No Match | No Match | No Match | Copper | No Match |  | No Match |  | 715000 |  | 178750 |  | 82 | 80 |  |  | 5 |  | 82 |  |  | Federally-Regulated Commercial & Industrial Equipment | 2001-05-30
Burnham Corp. | Burnham Corp. | V1114H-WO | Water | Oil | Power | FALSE | FALSE | 1 |  |  |  | None | Non-Condensing | Two-Stage Modulating | Cast Iron |  |  |  |  | 3262000 | 2790000 |  |  | 85.6 |  | 85.4 | [6 empty] | Federally-Regulated Commercial & Industrial Equipment | 2014-08-11
Laars Heating Systems Co. | Laars | RHHH2000N******* | Water | Natural Gas | Power | FALSE | TRUE | 1 |  |  |  | None | Condensing | Step Modulating | Copper | Single-Speed |  | Standard |  | 1990000 | 1799000 | 500000 |  | 90 | 80 | 89.5 | [6 empty] | Federally-Regulated Commercial & Industrial Equipment | 2007-11-20
Weben-Jarco | Jarco | AJHWB-120 | Water | Natural Gas | No Match | FALSE | FALSE | 3 |  |  | No Match | No Match | No Match | No Match | Copper | No Match |  | No Match |  | 1200000 |  | 1200000 |  | 80 | 80 |  |  |  |  | 80 |  |  | Federally-Regulated Commercial & Industrial Equipment | 1996-02-29
Burnham Corp. | Burnham Corp. | V1109-SO | Steam | Oil | Power | FALSE | FALSE | 1 |  | FALSE |  | Stack Damper | Non-Condensing | Two-Stage Modulating | Cast Iron |  |  |  |  | 2072000 | 1717000 |  |  | 83.4 |  | 83.4 | [6 empty] | Federally-Regulated Commercial & Industrial Equipment | 2014-08-11
Universal Boiler Works | Universal Boiler Works | BF2000W4 | Water | Combo (Natural Gas & Oil) | Power | FALSE | FALSE | 3 |  |  | No Match | No Match | No Match | No Match | Other | No Match |  | No Match |  | 84000000 |  | 8400000 |  | 86 | 80 |  |  | 10 |  | 84 |  |  | Federally-Regulated Commercial & Industrial Equipment | 2001-12-13
Laars Heating Systems Co. | Laars | HH0325CN01***** | Water | Natural Gas | Induced Draft | TRUE | TRUE | 1 |  |  |  | None | Non-Condensing | Two-Stage Modulating | Copper |  |  |  |  | 325000 | 263000 | 162500 |  | 81 | 80 | 78.6 | [6 empty] | Federally-Regulated Commercial & Industrial Equipment | 2007-11-01
Water Pik, Inc. | Laars | PW1010EN09CBA | Both Steam & Water | Natural Gas | No Match | FALSE | TRUE | 3 |  |  | No Match | No Match | No Match | No Match | Copper | No Match |  | No Match |  | 1010000 |  | 1010000 |  | 82 | 80 |  |  | 5 |  | 82 |  |  | Federally-Regulated Commercial & Industrial Equipment | 2001-11-21
Weil-McLain | Weil-McLain | GV-3 | Water | Combo (Natural Gas & Oil) | Power | FALSE | FALSE | 1 |  |  | No Match | No Match | No Match | No Match | Cast Iron | No Match |  | No Match |  | 70000 | [10 empty] | 87.5 | 80 | Federally-Regulated Consumer Product | 2001-11-01
Dunkirk | Pennco, Inc. | 1803HWID | Water | LPG | No Match | FALSE | FALSE | 1 |  |  | No Match | No Match | No Match | No Match | Cast Iron | No Match |  | No Match |  | 70000 | [10 empty] | 84 | 80 | Federally-Regulated Consumer Product | 1998-12-21
Raypak | Raypak | H9-1262* | Water | LPG | Induced Draft | FALSE | FALSE | 1 |  |  |  | None | Non-Condensing | Step Modulating | Copper |  |  |  |  | 1260000 | 1058000 |  |  |  |  | 84 | [6 empty] | Federally-Regulated Commercial & Industrial Equipment | 2015-04-16
Ajax Boiler, Inc. | Ajax | WGB-5000-D | Steam | Natural Gas | No Match | FALSE | FALSE | 3 |  |  | No Match | No Match | No Match | No Match | Other | No Match |  | No Match |  | 5000000 |  | 5000000 |  | 80 | 80 |  |  |  |  | 80 |  |  | Federally-Regulated Commercial & Industrial Equipment | 1996-02-29
RBI Water Heaters | RBI Water Heaters | DB2100 | Water | LPG | Induced Draft | TRUE | FALSE | 1 |  |  |  | None | Non-Condensing | Single-Stage | Copper |  |  |  |  | 2100000 | 1764000 |  |  | 84 | 80 | 82.1 | [6 empty] | Federally-Regulated Commercial & Industrial Equipment | 2007-12-12
Ajax Boiler, Inc. | Ajax | WRPG6300 | Water | Natural Gas | Power | FALSE | TRUE | 1 |  |  | Draft Hood | Stack Damper | Non-Condensing | Two-Stage Modulating | Other | None |  | No Match |  | 6300000 | 5166000 | 5166000 | 4236120 | 82 | 80 | 81.2 | [6 empty] | Federally-Regulated Commercial & Industrial Equipment | 2007-08-15
Lochinvar, LLC. | Lochinvar Corp. | FTX725(N,L) | Water | LPG | Power | FALSE | FALSE | 1 |  |  |  | None | Condensing | Step Modulating | Other |  |  |  |  | 725000 | 705000 |  |  |  |  | 97.2 | [6 empty] | Federally-Regulated Commercial & Industrial Equipment | 2015-04-20
Raypak | Raypak | H(1,2,5)-1414 * | Water | LPG | Injection Type | FALSE | TRUE | 1 |  |  |  | None | Non-Condensing | Step Modulating | Copper |  |  |  |  | 1350000 | 1107000 |  |  |  |  | 82 | [6 empty] | Federally-Regulated Commercial & Industrial Equipment | 2015-04-16
Water Pik, Inc. | Laars | VW0600IN09C1A | Both Steam & Water | Natural Gas | No Match | FALSE | FALSE | 3 |  |  | No Match | No Match | No Match | No Match | Copper | No Match |  | No Match |  | 600000 |  | 600000 |  | 81 | 80 |  |  | 5 |  | 81 |  |  | Federally-Regulated Commercial & Industrial Equipment | 2001-11-21
Raypak | Raypak | H3-0989* | Water | Natural Gas | Induced Draft | FALSE | FALSE | 1 |  |  |  | None | Non-Condensing | Single-Stage | Copper |  |  |  |  | 990000 | 832000 |  |  |  |  | 84 | [6 empty] | Federally-Regulated Commercial & Industrial Equipment | 2015-04-16
Parker Boiler Co. | Parker Boiler Co. | TC350 | Water | Natural Gas | Power | FALSE | FALSE | 1 |  | FALSE | None | None | Condensing | Step Modulating | Other |  |  |  |  | 1314000 | 1229000 | 266000 | 260680 | 94.7 |  | 93.5 | [6 empty] | Federally-Regulated Commercial & Industrial Equipment | 2014-08-11
Water Pik, Inc. | Laars | PW0175CN12*B | Both Steam & Water | Natural Gas | No Match | FALSE | TRUE | 1 |  |  | No Match | No Match | No Match | No Match | Copper | No Match |  | No Match |  | 175000 | [10 empty] | 82 | 80 | Federally-Regulated Consumer Product | 2001-11-21
Aerco International | Aerco International | MLX EXT 321 | Water | LPG | Luminous | FALSE | TRUE | 1 |  |  |  | None | Condensing | Step Modulating | Other |  |  |  |  | 321000 | 289000 |  |  |  |  | 90 | [6 empty] | Federally-Regulated Commercial & Industrial Equipment | 2015-04-16
Ajax Boiler, Inc. | Ajax | WFG15000W | Water | Natural Gas | Power | FALSE | TRUE | 3 |  |  | No Match | No Match | No Match | No Match | Other | No Match |  | No Match |  | 15000000 |  | 6000000 |  | 80 | 80 |  |  |  |  | 80 |  |  | Federally-Regulated Commercial & Industrial Equipment | 1997-01-07
HTP, Inc. | Westinghouse | WBRU^^100W | Water | Natural Gas | Power | FALSE | FALSE | 1 | TRUE |  |  | None | Condensing | Step Modulating | Other |  |  |  |  | 100000 | 92000 | [9 empty] | 95.1 | 80 | Federally-Regulated Consumer Product | 2015-09-30
Bosch Thermotechnology Corp. | Bosch Thermotechnology Corp. | GB162-100 L.B.* | Water | LPG | Pressure | FALSE | FALSE | 1 |  |  |  | None | Condensing | Single-Stage | Other |  |  |  |  | 315000 | 282000 |  |  | 90.8 |  | 90.8 | [6 empty] | Federally-Regulated Commercial & Industrial Equipment | 2015-04-02
Laars Heating Systems Co. | Laars Heating Systems Co. | NTH1000 | Water | LPG | Induced Draft | FALSE | TRUE | 1 |  |  |  | None | Condensing | Step Modulating | Other |  |  |  |  | 999900 | 942000 |  |  |  |  | 94.2 | [6 empty] | Federally-Regulated Commercial & Industrial Equipment | 2015-04-20
Smith Cast Iron Boilers | Peerless | CC-11-W-G | Water | Natural Gas | Power | FALSE | FALSE | 1 |  |  |  | None | Non-Condensing | Single-Stage | Cast Iron |  |  |  |  | 1963000 | 1587000 |  |  |  |  | 83.4 | 80 | [5 empty] | Federally-Regulated Commercial & Industrial Equipment | 2015-09-30
Ajax Boiler, Inc. | Ajax | WNG12000W | Water | Natural Gas | No Match | FALSE | TRUE | 3 |  |  | No Match | No Match | No Match | No Match | Other | No Match |  | No Match |  | 12000000 |  | 6000000 |  | 80 | 80 |  |  |  |  | 80 |  |  | Federally-Regulated Commercial & Industrial Equipment | 1997-01-07
Smith Cast Iron Boilers | Smith Cast Iron Boilers | 19HE-S-7 | Steam | Oil | Power | FALSE | FALSE | 1 |  |  |  | None | Non-Condensing | Single-Stage | Cast Iron |  |  |  |  | 1106000 | 924000 |  |  | 83.6 | 83 | 83.5 | [6 empty] | Federally-Regulated Commercial & Industrial Equipment | 2010-07-21
Laars Heating Systems Co. | Laars Heating Systems Co. | NTH1700 | Water | LPG | Power | FALSE | FALSE | 1 |  |  |  | None | Condensing | Step Modulating | Other |  |  |  |  | 1700000 | 1666000 |  |  |  |  | 98 | [6 empty] | Federally-Regulated Commercial & Industrial Equipment | 2015-04-20
Crown Boiler Co. | Crown | C247-2500-W | Water | Natural Gas | No Match | FALSE | FALSE | 3 |  |  | No Match | No Match | No Match | No Match | Cast Iron | No Match |  | No Match |  | 2500000 |  | 2500000 |  | 80 | 80 |  |  |  |  | 80 |  |  | Federally-Regulated Commercial & Industrial Equipment | 1996-03-06
Bryan Steam Corp. | Bryan | CL-270-W-G | Water | Natural Gas | No Match | TRUE | FALSE | 3 |  |  | No Match | No Match | No Match | No Match | Other | No Match |  | No Match |  | 2700000 |  | 2700000 |  | 80 | 80 |  |  |  |  | 80 |  |  | Federally-Regulated Commercial & Industrial Equipment | 1996-02-29
Parker Boiler Co. | Parker Boiler | G-864 | Water | Natural Gas | Power | FALSE | FALSE | 3 |  |  | No Match | No Match | No Match | No Match | Other | No Match |  | No Match |  | 864000 |  | 432000 |  | 80 | 80 |  |  | 4 |  | 80 |  |  | Federally-Regulated Commercial & Industrial Equipment | 1996-03-13
Heat Cell Technologies, Inc. / ECO Heating Systems | Propak TM - By Huron Valley Sales | HWHL00179ASME | Water | LPG | Power | FALSE | TRUE | 1 |  |  | None | None | Condensing | Two-Stage Modulating | Other | No Match |  | No Match |  | 180000 | 171500 | 36000 | 34200 | [7 empty] | 93 | 80 | Federally-Regulated Consumer Product | 2006-03-29
Burnham Corp. | Crown Boiler Co. | KSZ120 | Steam | Oil | Power | FALSE | FALSE | 1 |  |  |  | None | Non-Condensing | Single-Stage | Cast Iron |  |  |  |  | 168000 | 144000 | [9 empty] | 84.5 | 80 | Federally-Regulated Consumer Product | 2007-11-14
Burnham Corp. | Burnham Corp. | CW-50-G | Water | Natural Gas | Power | FALSE | FALSE | 1 |  |  |  | None | Non-Condensing | Two-Stage Modulating | Other |  |  |  |  | 2041000 | 1706000 |  |  | 85.1 |  | 83.6 | [6 empty] | Federally-Regulated Commercial & Industrial Equipment | 2014-12-01
Weil-McLain | Williamson-Thermoflo | GWA-140N-I | Water | Natural Gas | Injection Type | FALSE | FALSE | 1 |  |  | Draft Hood | None | Non-Condensing | Single-Stage | Cast Iron |  |  |  |  | 140000 | 117000 | [9 empty] | 82.5 | 80 | Federally-Regulated Consumer Product | 2011-08-02
Glowcore Corp. | Glowcore | GB160A | Water | Natural Gas | Power | FALSE | FALSE | 1 |  |  | No Match | No Match | No Match | No Match | Other | No Match |  | No Match |  | 160000 | [10 empty] | 88.8 | 80 | Federally-Regulated Consumer Product | 2000-06-07
Water Pik, Inc. | Laars | HH1010IP09CBA | Water | LPG | No Match | FALSE | FALSE | 3 |  |  | No Match | No Match | No Match | No Match | Copper | No Match |  | No Match |  | 1010000 |  | 1010000 |  | 82 | 80 |  |  | 5 |  | 82 |  |  | Federally-Regulated Commercial & Industrial Equipment | 2001-05-30
PB Heat, LLC | PB Heat, LLC | TCII-10 | Both Steam & Water | Natural Gas | Power | FALSE | FALSE | 1 |  |  |  | None | Non-Condensing | Single-Stage | Cast Iron |  |  |  |  | 3033000 | 2513000 |  |  | 83.5 | 80 | 82.8 | [6 empty] | Federally-Regulated Commercial & Industrial Equipment | 2011-08-22
Raypak | Raypak | H4-HD201* | Water | Natural Gas | Induced Draft | FALSE | TRUE | 1 |  |  | None | None | Non-Condensing | Single-Stage | Copper | Single-Speed |  | Standard |  | 199000 | 167160 | [9 empty] | 85 | 80 | Federally-Regulated Consumer Product | 2010-01-11
Water Pik, Inc. | Laars | PW0600IP04*1A | Both Steam & Water | LPG | No Match | FALSE | FALSE | 3 |  |  | No Match | No Match | No Match | No Match | Copper | No Match |  | No Match |  | 600000 |  | 150000 |  | 81 | 80 |  |  | 5 |  | 81 |  |  | Federally-Regulated Commercial & Industrial Equipment | 2001-11-21
Cleaver-Brooks | Cleaver-Brooks | CBLE-700-125-***** | Steam | Natural Gas | Power | FALSE | FALSE | 3 |  |  | No Match | No Match | No Match | No Match | Other | No Match |  | No Match |  | 5230000 |  | 5230000 |  | 80 | 80 |  |  | 25 |  | 80 |  |  | Federally-Regulated Commercial & Industrial Equipment | 1999-03-02
Harsco Industrial / Patterson-Kelley | Mach | C-900 | Water | Natural Gas | Power | FALSE | TRUE | 1 |  |  | None | None | Condensing | Step Modulating | Other | Single-Speed |  |  |  | 900000 | 846000 | 180000 | 169200 | 94 | 80 | 93.9 | [6 empty] | Federally-Regulated Commercial & Industrial Equipment | 2009-03-14
Smith Cast Iron Boilers | Smith Cast Iron Boilers | 650A-*-18 | Both Steam & Water | Natural Gas | Power | FALSE | FALSE | 1 |  |  |  | None | Non-Condensing | Single-Stage | Cast Iron |  |  |  |  | 9309000 | 7523000 |  |  | 82.3 | 80 | 80.8 | [6 empty] | Federally-Regulated Commercial & Industrial Equipment | 2007-12-12
Cleaver-Brooks | Cleaver-Brooks | FLX-700-1200HW | Water | Natural Gas | Power | FALSE | FALSE | 3 |  |  | No Match | No Match | No Match | No Match | Other | No Match |  | No Match |  | 12000000 |  | 11000000 |  | 80 | 80 |  |  | 25 |  | 80 |  |  | Federally-Regulated Commercial & Industrial Equipment | 2001-07-31
Burnham Commercial | BURNHAM COMMERCIAL | 3W-50-O | Water | Oil | Power | FALSE | FALSE | 1 |  |  |  | None | Non-Condensing | Two-Stage Modulating | Other |  |  |  |  | 2030000 | 1723000 |  |  |  |  | 84.9 | 82 | [5 empty] | Federally-Regulated Commercial & Industrial Equipment | 2015-09-30
Smith Cast Iron Boilers | Smith Cast Iron Boilers | 3500A-*-09 | Both Steam & Water | Natural Gas | Power | FALSE | FALSE | 1 |  |  |  | None | Non-Condensing | Single-Stage | Cast Iron |  |  |  |  | 2668000 | 2103000 |  |  | 80.8 | 80 | 78.8 | [6 empty] | Federally-Regulated Commercial & Industrial Equipment | 2007-12-12
Burnham Corp. | Burnham Corp. | IN4L*I | Water | LPG | Induced Draft | FALSE | FALSE | 1 |  |  |  | Stack Damper | Non-Condensing | Single-Stage | Cast Iron |  |  |  |  | 105000 | 87000 | [9 empty] | 83.1 | 80 | Federally-Regulated Consumer Product | 2007-11-14
Smith Cast Iron Boilers | Smith Cast Iron Boilers | 350A-*-10 | Both Steam & Water | Oil | Power | FALSE | FALSE | 1 |  |  |  | None | Non-Condensing | Single-Stage | Cast Iron |  |  |  |  | 2408000 | 1939000 |  |  | 83.5 | 83 | 81 | [6 empty] | Federally-Regulated Commercial & Industrial Equipment | 2007-12-12
Ajax Boiler, Inc. | Ajax | WFG1750W | Water | Natural Gas | Power | FALSE | TRUE | 3 |  |  | No Match | No Match | No Match | No Match | Other | No Match |  | No Match |  | 1750000 |  | 800000 |  | 80 | 80 |  |  |  |  | 80 |  |  | Federally-Regulated Commercial & Industrial Equipment | 1997-01-07
Ajax Boiler, Inc. | Ajax | WRF1050 | Water | Natural Gas | Power | FALSE | TRUE | 1 |  |  | Draft Hood | Stack Damper | Non-Condensing | Two-Stage Modulating | Other | None |  | No Match |  | 1050000 | 892500 | 892500 | 758625 | 85 | 80 | 84.2 | [6 empty] | Federally-Regulated Commercial & Industrial Equipment | 2007-08-15
Viessmann Manufacturing | Viessmann Manufacturing | B2HA-60 | Water | Natural Gas | Power | FALSE | FALSE | 1 |  |  |  | Electro-Mechanical Inlet Dampe | Condensing | Step Modulating | Other |  |  |  |  | 212000 | 195000 | [9 empty] | 92 | 80 | Federally-Regulated Consumer Product | 2014-01-14
Ajax Boiler, Inc. | Ajax | WRF2100 | Water | Natural Gas | Power | FALSE | TRUE | 1 |  |  | Draft Hood | Stack Damper | Non-Condensing | Two-Stage Modulating | Other | None |  | No Match |  | 2000000 | 1700000 | 1700000 | 1445000 | 85 | 80 | 84.2 | [6 empty] | Federally-Regulated Commercial & Industrial Equipment | 2007-08-15
Burnham Corp. | Crown Boiler Co. | CWD138 | Water | Natural Gas | Induced Draft | FALSE | FALSE | 1 |  |  |  | None | Non-Condensing | Single-Stage | Cast Iron | Single-Speed | 0.04 | Standard |  | 137500 | 118000 | [9 empty] | 85.2 | 80 | Federally-Regulated Consumer Product | 2007-11-14
Parker Boiler Co. | Parker Boiler | T2600L | Water | Natural Gas | Power | FALSE | FALSE | 3 |  |  | No Match | No Match | No Match | No Match | Other | No Match |  | No Match |  | 2600000 |  | 1300000 |  | 80 | 80 |  |  | 4 |  | 80 |  |  | Federally-Regulated Commercial & Industrial Equipment | 1996-03-13
U.S. Boiler Co. | Thermal Solutions | APX725 | Water | Natural Gas | Power | FALSE | FALSE | 1 |  |  |  | None | Condensing | Step Modulating | Other |  |  |  |  | 725000 | 689000 |  |  | 95 |  | 95 | [6 empty] | Federally-Regulated Commercial & Industrial Equipment | 2014-08-11
Water Pik, Inc. | Laars | VW0500EN09*BA | Both Steam & Water | Natural Gas | No Match | FALSE | TRUE | 3 |  |  | No Match | No Match | No Match | No Match | Copper | No Match |  | No Match |  | 500000 |  | 125000 |  | 82 | 80 |  |  | 5 |  | 82 |  |  | Federally-Regulated Commercial & Industrial Equipment | 2001-11-21
Raypak | Raypak | H7-1005* | Water | Natural Gas | Induced Draft | FALSE | FALSE | 1 |  |  | None | None | Condensing | Step Modulating | Copper | Single-Speed | 0.5 | Standard |  | 999000 | 959000 | 250000000 |  | 96.5 | 80 | 96 |  | 12 |  |  |  |  | Federally-Regulated Commercial & Industrial Equipment | 2010-03-16
Advanced Thermal Hydronics | Advanced Thermal Hydronics | HWX-105-INT | Water | LPG | Injection Type | FALSE | FALSE | 1 |  |  |  | Stack Damper | Non-Condensing | Single-Stage | Cast Iron | Single-Speed |  |  |  | 105000 | 86000 | [9 empty] | 82.1 | 80 | Federally-Regulated Consumer Product | 2014-03-28
Camus Hydronics | Camus Hydronics | MFPH-3502-MG | Water | LPG | Power | FALSE | FALSE | 1 |  |  |  | None | Condensing | Step Modulating | Copper |  |  |  |  | 3500000 | 3269000 |  |  | 93 | [8 empty] | Federally-Regulated Commercial & Industrial Equipment | 2014-10-23
Harsco Industrial / Patterson-Kelley | Harsco Industrial / Patterson-Kelley | C-2500 | Water | LPG | Power | FALSE | FALSE | 1 |  |  | None | None | Condensing | Step Modulating | Other |  |  |  |  | 2500000 | 2402000 | 500000 | 475000 | 93.1 | 80 | 94.4 | [6 empty] | Federally-Regulated Commercial & Industrial Equipment | 2011-09-26
Smith Cast Iron Boilers | Peerless | TCII-10-S-O | Steam | Oil | Power | FALSE | FALSE | 1 |  | FALSE |  | None | Non-Condensing | Single-Stage | Cast Iron |  |  |  |  | 2940000 | 2510000 |  |  |  |  | 85.4 | 81 | [5 empty] | Federally-Regulated Commercial & Industrial Equipment | 2015-09-30
Water Pik, Inc. | Laars | VW1670IP09CBA | Both Steam & Water | LPG | No Match | FALSE | FALSE | 3 |  |  | No Match | No Match | No Match | No Match | Copper | No Match |  | No Match |  | 1670000 |  | 1670000 |  | 82 | 80 |  |  | 5 |  | 82 |  |  | Federally-Regulated Commercial & Industrial Equipment | 2001-11-21
Slant / Fin Corp. | Slant / Fin Corp. | EC-27 | Water | Natural Gas | Power | FALSE | FALSE | 1 |  |  |  | None | Non-Condensing | Single-Stage | Cast Iron |  |  |  |  | 325000 | 269000 |  |  | 84.7 | 80 | 82.7 | [6 empty] | Federally-Regulated Commercial & Industrial Equipment | 2008-04-14
Burnham Corp. | Burnham Corp. | 4FHL-209A | Steam | Natural Gas | Power | FALSE | FALSE | 1 |  | FALSE |  | None | Non-Condensing | Two-Stage Modulating | Other |  |  |  |  | 1750000 | 1423000 |  |  | 84.8 |  | 81.3 | [6 empty] | Federally-Regulated Commercial & Industrial Equipment | 2014-08-11
Smith Cast Iron Boilers | Smith Cast Iron Boilers | GB100-W-7-INT-D | Water | Natural Gas | No Match | FALSE | FALSE | 1 |  |  | No Match | No Match | No Match | No Match | Cast Iron | No Match |  | No Match |  | 150000 | [10 empty] | 83.3 | 80 | Federally-Regulated Consumer Product | 1998-12-21
Rite Engineering | Rite | 150WG | Both Steam & Water | Natural Gas | Power | FALSE | FALSE | 3 |  |  | No Match | No Match | No Match | No Match | Other | No Match |  | No Match |  | 1500000 |  | 500000 |  | 80 | 80 |  |  |  |  | 80 |  |  | Non Federally-Regulated | 1992-10-14
Utica Boilers | ECR International, Ltd. | ECR97A-100 | Water | LPG | Power | FALSE | FALSE | 1 |  |  | None | None | Condensing | Step Modulating | Other | Single-Speed |  | Standard |  | 100000 | 91000 | 20000 | 19000 | [7 empty] | 97 | 80 | Federally-Regulated Consumer Product | 2011-08-02
U.S. Boiler Co. | U.S. Boiler Co. | ES23 | Water | LPG | Injection Type | FALSE | FALSE | 1 |  | TRUE |  | Stack Damper | Non-Condensing | Single-Stage | Cast Iron | Single-Speed |  |  |  | 70000 | 59000 | [9 empty] | 85 | 80 | Federally-Regulated Consumer Product | 2014-01-14
Laars Heating Systems Co. | Laars | MGH2000****** | Water | LPG | Power | FALSE | TRUE | 3 |  | FALSE | None | None | Condensing | Step Modulating | Other |  |  |  |  | 1999900 | 1895000 |  |  | 93.6 |  | 93.6 | [6 empty] | Federally-Regulated Commercial & Industrial Equipment | 2014-05-21
Bosch Thermotechnology Corp. | Bosch Thermotechnology Corp. | GB162-100 | Water | Natural Gas | Power | FALSE | FALSE | 1 |  |  |  | None | Condensing | Step Modulating | Other |  |  |  |  | 333000 | 302000 |  |  | 90.8 |  | 90.8 | [6 empty] | Federally-Regulated Commercial & Industrial Equipment | 2015-04-02
Slant / Fin Corp. | Slant / Fin Corp. | GG-250HEDS | Water | LPG | Injection Type | FALSE | FALSE | 1 |  |  |  | Stack Damper | Non-Condensing | Single-Stage | Cast Iron |  |  |  |  | 250000 | 209000 | [9 empty] | 83.4 | 80 | Federally-Regulated Consumer Product | 2007-11-14
Lochinvar, LLC. | Lochinvar Corp. | CBL260M9 | Water | LPG | Injection Type | FALSE | FALSE | 1 |  |  |  | Stack Damper | Non-Condensing | Single-Stage | Copper |  |  |  |  | 260000 | 216000 | [9 empty] | 82 | 80 | Federally-Regulated Consumer Product | 2007-11-14
Water Pik, Inc. | Laars | HH4500IP18C* | Water | LPG | No Match | FALSE | FALSE | 3 |  |  | No Match | No Match | No Match | No Match | Copper | No Match |  | No Match |  | 4500000 |  | 4500000 |  | 82 | 80 |  |  | 5 |  | 82 |  |  | Federally-Regulated Commercial & Industrial Equipment | 2001-05-30
Allied Engineering Co. | Super Hot | SG315**** | Water | Natural Gas | No Match | TRUE | TRUE | 3 |  |  | No Match | No Match | No Match | No Match | Copper | No Match |  | No Match |  | 315000 |  | 126000 |  | 80 | 80 |  |  | 225 |  | 80 |  |  | Federally-Regulated Commercial & Industrial Equipment | 1998-04-21
Slant / Fin Corp. | Slant / Fin Corp. | TR-40H | Water | Oil | Power | FALSE | FALSE | 1 |  |  |  | None | Non-Condensing | Single-Stage | Cast Iron |  |  |  |  | 210000 | 182000 | [9 empty] | 86 | 80 | Federally-Regulated Consumer Product | 2007-11-14
Ajax Boiler, Inc. | Ajax | WG-WGB-525-D | Steam | Natural Gas | No Match | FALSE | FALSE | 3 |  |  | No Match | No Match | No Match | No Match | Other | No Match |  | No Match |  | 525000 |  | 525000 |  | 80 | 80 |  |  |  |  | 80 |  |  | Federally-Regulated Commercial & Industrial Equipment | 1996-02-29
Parker Boiler Co. | Parker Boiler | 30LR | Steam | Natural Gas | Power | FALSE | FALSE | 3 |  |  | No Match | No Match | No Match | No Match | Other | No Match |  | No Match |  | 1260000 |  | 630000 |  | 83 | 80 |  |  | 4 |  | 82 |  |  | Federally-Regulated Commercial & Industrial Equipment | 1996-03-13
Harsco Industrial / Patterson-Kelley | Mach | C-1500 | Water | Natural Gas | Power | FALSE | TRUE | 1 |  |  | None | None | Condensing | Step Modulating | Other | None |  |  |  | 1500000 | 1440000 | 300000 | 288000 | 96 | 80 | 95.8 | [6 empty] | Federally-Regulated Commercial & Industrial Equipment | 2009-03-14
Raypak | Raypak | (H,W)7-500(N,P)Z | Water | Natural Gas | Induced Draft | FALSE | FALSE | 1 |  |  | None | None | Condensing | Step Modulating | Other |  |  |  |  | 500000 | 473000 | 100000000 | 94500000 | 94.5 | 80 | 94 | [6 empty] | Federally-Regulated Commercial & Industrial Equipment | 2010-03-16
Weil-McLain | Weil-McLain | 2494 | Steam | Oil | Power | FALSE | FALSE | 3 |  |  | No Match | No Match | No Match | No Match | Cast Iron | No Match |  | No Match |  | 8120000 |  | 8120000 |  | 84.1 | 83 |  |  | 147 |  | 84.1 |  |  | Federally-Regulated Commercial & Industrial Equipment | 1996-02-29
Camus Hydronics | Camus Hydronics | DFPH-1500-MS | Water | LPG | Power | FALSE | FALSE | 1 |  |  |  | None | Non-Condensing | Step Modulating | Other |  |  |  |  | 1500000 | 1275000 |  |  | 85 |  | 85 | [6 empty] | Federally-Regulated Commercial & Industrial Equipment | 2014-08-11
English Boiler & Tube, Inc. | Bent Tube Balanced Flow | BTBF-1000-15 | Steam | Natural Gas | Power | FALSE | FALSE | 3 |  |  | No Match | No Match | No Match | No Match | Other | No Match |  | No Match |  | 42000000 |  | 10500000 |  | 80 | 80 |  |  | 3 |  | 80 |  |  | Federally-Regulated Commercial & Industrial Equipment | 1998-09-10
Water Pik, Inc. | Laars | HH0250CN30*B | Water | Natural Gas | No Match | FALSE | TRUE | 1 |  |  | No Match | No Match | No Match | No Match | Copper | No Match |  | No Match |  | 250000 | [10 empty] | 82 | 80 | Federally-Regulated Consumer Product | 2001-11-21
Universal Boiler Works | Universal Boiler Works | BF600S4 | Steam | Combo (Natural Gas & Oil) | Power | FALSE | FALSE | 3 |  |  | No Match | No Match | No Match | No Match | Other | No Match |  | No Match |  | 25200000 |  | 4200000 |  | 83.5 | 80 |  |  | 10 |  | 82 |  |  | Federally-Regulated Commercial & Industrial Equipment | 2001-12-13
English Boiler & Tube, Inc. | Bent Tube Balanced Flow | BTBF-400-15 | Steam | Natural Gas | Power | FALSE | FALSE | 3 |  |  | No Match | No Match | No Match | No Match | Other | No Match |  | No Match |  | 16800000 |  | 4200000 |  | 80 | 80 |  |  | 3 |  | 80 |  |  | Federally-Regulated Commercial & Industrial Equipment | 1998-09-10
DDR Americas, Inc. | De Deitrich | GAS 310-6 ECO | Water | Natural Gas | Power | FALSE | FALSE | 1 |  |  |  | Electro-Mechanical Inlet Dampe | Condensing | Step Modulating | Other |  |  |  |  | 1269000 | 1205000 |  |  | 97.4 |  | 97.4 | [6 empty] | Federally-Regulated Commercial & Industrial Equipment | 2014-09-05
U.S. Boiler Co. | U.S. Boiler Co. | FORCE05 | Water | LPG | Injection Type | FALSE | FALSE | 1 |  |  |  | Stack Damper | Non-Condensing | Single-Stage | Cast Iron | Single-Speed |  |  |  | 130000 | 106000 | [9 empty] | 82 | 80 | Federally-Regulated Consumer Product | 2014-10-23
Dunkirk | Caribe | BWMAAN000200 | Water | LPG | Pressure | FALSE | FALSE | 1 |  | TRUE |  | None | Condensing | Step Modulating | Other | Single-Speed |  |  |  | 200000 | 185000 | [9 empty] | 95 | 80 | Federally-Regulated Consumer Product | 2014-08-08
HTP, Inc. | PB Heat, LLC | PI 140 | Water | Natural Gas | Power | FALSE | FALSE | 1 |  |  |  | None | Condensing | Single-Stage | Other |  |  |  |  | 199000 | 183000 | [9 empty] | 95.1 | 80 | Federally-Regulated Consumer Product | 2009-02-27
Raypak | Raypak | H40066 | Water | Natural Gas | No Match | FALSE | FALSE | 1 |  |  | No Match | No Match | No Match | No Match | Other | No Match |  | No Match |  | 66000 | [10 empty] | 83 | 80 | Federally-Regulated Consumer Product | 2001-11-01
Laars Heating Systems Co. | Laars Heating Systems Co. | RHCH2000 | Water | LPG | Power | FALSE | TRUE | 1 |  |  |  | None | Non-Condensing | Single-Stage | Copper |  |  |  |  | 2000000 | 1714000 |  |  |  |  | 86.7 | [6 empty] | Federally-Regulated Commercial & Industrial Equipment | 2015-04-20
Ajax Boiler, Inc. | Ajax | WNG8500W | Water | Natural Gas | No Match | FALSE | TRUE | 3 |  |  | No Match | No Match | No Match | No Match | Other | No Match |  | No Match |  | 8500000 |  | 4250000 |  | 80 | 80 |  |  |  |  | 80 |  |  | Federally-Regulated Commercial & Industrial Equipment | 1997-01-07
Ajax Boiler, Inc. | Ajax | WGOXFD-1375 | Steam | Natural Gas | Power | FALSE | FALSE | 3 |  |  | No Match | No Match | No Match | No Match | Other | No Match |  | No Match |  | 1375000 |  | 687500 |  | 82 | 80 |  |  |  |  | 80 |  |  | Non Federally-Regulated | 1992-10-27
Raypak, Inc. | Raypak | H(3,4)-HD101*R | Water | Natural Gas | Induced Draft | FALSE | FALSE | 1 | TRUE |  |  | None | Non-Condensing | Two-Stage Modulating | Copper |  |  |  |  | 100000 | 85000 | [9 empty] | 85 | 80 | Federally-Regulated Consumer Product | 2015-09-30
Burnham Corp. | Burnham Corp. | K5008 | Both Steam & Water | LPG | Induced Draft | FALSE | FALSE | 1 |  |  |  | None | Non-Condensing | Single-Stage | Cast Iron |  |  |  |  | 511900 | 410000 |  |  | 80 | 80 | 77 | [6 empty] | Federally-Regulated Commercial & Industrial Equipment | 2010-03-16
PB Heat, LLC | PB Heat, LLC | PRO-04-100 | Water | Oil | Power | FALSE | FALSE | 1 |  |  |  | None | Non-Condensing | Single-Stage | Cast Iron |  |  |  |  | 140000 | 121000 | [9 empty] | 85.2 | 80 | Federally-Regulated Consumer Product | 2007-11-14
Smith Cast Iron Boilers | Peerless | TCII-10-S-G | Steam | LPG | Power | FALSE | FALSE | 1 |  | FALSE |  | None | Non-Condensing | Single-Stage | Cast Iron |  |  |  |  | 3033000 | 2511000 |  |  |  |  | 82.8 | 79 | [5 empty] | Federally-Regulated Commercial & Industrial Equipment | 2015-09-30
U.S. Boiler Co. | U.S. Boiler Co. | PVG-8 | Water | LPG | Induced Draft | FALSE | FALSE | 1 |  | TRUE |  | None | Non-Condensing | Single-Stage | Cast Iron | Single-Speed |  |  |  | 245000 | 208000 | [9 empty] | 84.5 | 80 | Federally-Regulated Consumer Product | 2014-01-14
Ajax Boiler, Inc. | Ajax | OWGFD350 | Steam | Natural Gas | Power | FALSE | TRUE | 3 |  |  | No Match | No Match | No Match | No Match | Other | No Match |  | No Match |  | 350000 |  | 175000 |  | 82 | 80 |  |  |  |  | 80 |  |  | Non Federally-Regulated | 1992-10-27
Water Pik, Inc. | Laars | HH0400CN12*B | Water | Natural Gas | No Match | FALSE | TRUE | 3 |  |  | No Match | No Match | No Match | No Match | Copper | No Match |  | No Match |  | 399000 |  | 100000 |  | 83 | 80 |  |  | 5 |  | 82 |  |  | Federally-Regulated Commercial & Industrial Equipment | 2001-05-30
Weil-McLain | Weil-McLain | 888 | Both Steam & Water | Oil | Power | FALSE | FALSE | 1 |  |  |  | None | Non-Condensing | Single-Stage | Cast Iron |  |  |  |  | 2320000 | 1987000 |  |  | 86.3 | 83 | 85.6 | [6 empty] | Federally-Regulated Commercial & Industrial Equipment | 2008-04-14
U.S. Boiler Co. | U.S. BOILER | MMII470*I- | Water | Natural Gas | Induced Draft | FALSE | FALSE | 1 | TRUE |  |  | None | Non-Condensing | Single-Stage | Cast Iron |  |  |  |  | 70000 | 58000 | [9 empty] | 83.3 | 80 | Federally-Regulated Consumer Product | 2015-09-30
Ajax Boiler, Inc. | Ajax | SNG200W | Steam | Natural Gas | No Match | FALSE | TRUE | 3 |  |  | No Match | No Match | No Match | No Match | Other | No Match |  | No Match |  | 8400000 |  | 8400000 |  | 80 | 80 |  |  |  |  | 80 |  |  | Federally-Regulated Commercial & Industrial Equipment | 1997-01-07
Smith Cast Iron Boilers | Smith Cast Iron Boilers | M450A-*-19 | Both Steam & Water | Oil | Power | FALSE | FALSE | 1 |  |  |  | None | Non-Condensing | Single-Stage | Cast Iron |  |  |  |  | 6020000 | 5001000 |  |  | 84.9 | 83 | 83.6 | [6 empty] | Federally-Regulated Commercial & Industrial Equipment | 2008-05-08
Ajax Boiler, Inc. | Ajax | OWGB750 | Steam | LPG | No Match | FALSE | TRUE | 3 |  |  | No Match | No Match | No Match | No Match | Other | No Match |  | No Match |  | 750000 |  | 750000 |  | 80 | 80 |  |  |  |  | 80 |  |  | Federally-Regulated Commercial & Industrial Equipment | 1996-02-29
Fulton Heating Solutions | Fulton Heating Solutions | VTG4000LE | Water | Natural Gas | Power | FALSE | FALSE | 3 |  |  |  | Electro-Mechanical Inlet Dampe | Condensing | Step Modulating | Other |  |  |  |  | 4000000 | 3744000 |  |  | 94 | [8 empty] | Federally-Regulated Commercial & Industrial Equipment | 2014-10-23
Dunkirk | Carrier | BW3AAP000225ABAA | Water | LPG | Power | FALSE | FALSE | 1 |  |  | No Match | No Match | No Match | No Match | Cast Iron | No Match |  | No Match |  | 225000 | [10 empty] | 82 | 80 | Federally-Regulated Consumer Product | 2000-06-07
Smith Cast Iron Boilers | Smith Cast Iron Boilers | 4500A-*-10 | Both Steam & Water | Natural Gas | Power | FALSE | FALSE | 1 |  |  |  | None | Non-Condensing | Single-Stage | Cast Iron |  |  |  |  | 3920000 | 3080000 |  |  | 82.1 | 80 | 78.6 | [6 empty] | Federally-Regulated Commercial & Industrial Equipment | 2007-12-12
Raypak | Raypak | W7-500*(N,P)* | Water | Natural Gas | Induced Draft | FALSE | TRUE | 1 |  |  | None | None | Condensing | Step Modulating | Copper |  |  |  |  | 500000 | 470000 | 100000 |  | 94.5 | 80 | 94 |  | 12 |  |  |  |  | Federally-Regulated Commercial & Industrial Equipment | 2009-06-22
Crown Boiler Co. | Crown Boiler Co. | CWD193 | Water | LPG | Induced Draft | FALSE | FALSE | 1 |  | TRUE |  | None | Non-Condensing | Single-Stage | Cast Iron | Single-Speed |  |  |  | 192500 | 165000 | [9 empty] | 85.2 | 80 | Federally-Regulated Consumer Product | 2013-04-19
Smith Cast Iron Boilers | Smith Cast Iron Boilers | GVX-70 | Water | Natural Gas | Induced Draft | FALSE | FALSE | 1 | TRUE |  |  | None | Non-Condensing | Single-Stage | Cast Iron |  |  |  |  | 70000 | 58000 | [9 empty] | 93.3 | 80 | Federally-Regulated Consumer Product | 2015-09-30
Dunkirk | Carrier | BW3AAP000112ABAA | Water | LPG | Power | FALSE | FALSE | 1 |  |  | No Match | No Match | No Match | No Match | Cast Iron | No Match |  | No Match |  | 112500 | [10 empty] | 83 | 80 | Federally-Regulated Consumer Product | 2000-06-07
Water Pik, Inc. | Laars | PH1430IP09C1A | Water | LPG | No Match | FALSE | FALSE | 3 |  |  | No Match | No Match | No Match | No Match | Copper | No Match |  | No Match |  | 1430000 |  | 1430000 |  | 81 | 80 |  |  | 5 |  | 81 |  |  | Federally-Regulated Commercial & Industrial Equipment | 2001-05-30
Camus Hydronics | Camus Hydronics | DFNH-4001-MS | Water | Natural Gas | Power | FALSE | FALSE | 1 |  |  |  | None | Condensing | Step Modulating | Other |  |  |  |  | 4000000 | 3488000 |  |  | 87.2 |  | 87.2 | [6 empty] | Federally-Regulated Commercial & Industrial Equipment | 2014-08-11
Crown Boiler Co. | Crown Boiler Co. | AWR070 | Water | Natural Gas | Injection Type | FALSE | FALSE | 1 |  | TRUE |  | Stack Damper | Non-Condensing | Single-Stage | Cast Iron | Single-Speed |  |  |  | 70000 | 58000 | [9 empty] | 82.9 | 80 | Federally-Regulated Consumer Product | 2013-04-19
Slant / Fin Corp. | Slant / Fin Corp. | VSPH-180 | Water | LPG | Induced Draft | FALSE | FALSE | 1 |  |  |  | Stack Damper | Non-Condensing | Single-Stage | Cast Iron |  |  |  |  | 180000 | 154000 | [9 empty] | 85.1 | 80 | Federally-Regulated Consumer Product | 2007-11-14
Crown Boiler Co. | Burnham Corp. | APX500 | Water | LPG | Power | FALSE | FALSE | 1 |  |  | None | None | Condensing | Step Modulating | Other |  |  |  |  | 500000 | 475000 | 100000000 |  | 95 | 80 | 95 | [6 empty] | Federally-Regulated Commercial & Industrial Equipment | 2010-03-16
Water Pik, Inc. | Laars | PH1825EN09*BA | Water | Natural Gas | No Match | FALSE | TRUE | 3 |  |  | No Match | No Match | No Match | No Match | Copper | No Match |  | No Match |  | 1825000 |  | 456250 |  | 82 | 80 |  |  | 5 |  | 82 |  |  | Federally-Regulated Commercial & Industrial Equipment | 2001-05-16
Ajax Boiler, Inc. | Ajax | DFG100W | Water | Natural Gas | Power | FALSE | TRUE | 3 |  |  | No Match | No Match | No Match | No Match | Other | No Match |  | No Match |  | 4200000 |  | 1700000 |  | 80 | 80 |  |  |  |  | 80 |  |  | Federally-Regulated Commercial & Industrial Equipment | 1997-01-07
Burnham Corp. | Burnham Corp. | 4FHW-563A-O | Water | Oil | Power | FALSE | FALSE | 3 |  |  |  | None | Non-Condensing | Two-Stage Modulating | Other |  |  |  |  | 4713000 | 4001000 |  |  | 89 |  | 88 | [6 empty] | Federally-Regulated Commercial & Industrial Equipment | 2014-08-11
Water Pik, Inc. | Laars | PW1825IP09*1A | Both Steam & Water | LPG | No Match | FALSE | FALSE | 3 |  |  | No Match | No Match | No Match | No Match | Copper | No Match |  | No Match |  | 1825000 |  | 456250 |  | 81 | 80 |  |  | 5 |  | 81 |  |  | Federally-Regulated Commercial & Industrial Equipment | 2001-11-21
Thermal Solutions | Thermal Solutions | EV(A,S)1000B**-*F* | Water | Natural Gas | Power | FALSE | FALSE | 1 |  |  |  | None | Non-Condensing | Step Modulating | Copper |  |  |  |  | 1000000 | 819000 |  |  | 82.7 |  | 81.9 | [6 empty] | Federally-Regulated Commercial & Industrial Equipment | 2014-08-11
Smith Cast Iron Boilers | Smith Cast Iron Boilers | 6500-*-22 | Both Steam & Water | Oil | Power | FALSE | FALSE | 1 |  |  |  | None | Non-Condensing | Single-Stage | Cast Iron |  |  |  |  | 14560000 | 11941000 |  |  | 83.6 | 83 | 82 | [6 empty] | Federally-Regulated Commercial & Industrial Equipment | 2007-12-12
Camus Hydronics | Camus Hydronics | DFPH-3500-MH | Water | LPG | Power | FALSE | FALSE | 1 |  |  |  | None | Non-Condensing | Step Modulating | Copper |  |  |  |  | 3500000 | 2975000 |  |  | 85 |  | 85 | [6 empty] | Federally-Regulated Commercial & Industrial Equipment | 2014-08-11
Aerco International | Aerco International | MLX EXT 1123 | Water | LPG | Luminous | FALSE | TRUE | 1 |  |  |  | None | Condensing | Step Modulating | Other |  |  |  |  | 1123000 | 1011000 |  |  |  |  | 90 | [6 empty] | Federally-Regulated Commercial & Industrial Equipment | 2015-04-16
Raypak | Raypak | H-1287A | Water | LPG | Injection Type | FALSE | FALSE | 1 |  |  | None | None | Non-Condensing | Single-Stage | Copper |  |  |  |  | 1287000 | 1056000 |  |  | 82 | 80 | 82 | [6 empty] | Federally-Regulated Commercial & Industrial Equipment | 2007-12-12
Lochinvar, LLC. | Lochinvar Corp. | FTX500(N,L) | Water | Natural Gas | Power | FALSE | FALSE | 1 |  |  |  | None | Condensing | Step Modulating | Other |  |  |  |  | 500000 | 489000 |  |  |  |  | 97.7 | [6 empty] | Federally-Regulated Commercial & Industrial Equipment | 2015-04-20
Laars Heating Systems Co. | Laars Heating Systems Co. | NTH500 | Water | LPG | Power | FALSE | FALSE | 1 |  |  |  | None | Condensing | Step Modulating | Other |  |  |  |  | 500000 | 475000 |  |  |  |  | 95 | [6 empty] | Federally-Regulated Commercial & Industrial Equipment | 2015-04-20
English Boiler & Tube, Inc. | Bent Tube Balanced Flow | BTBF-1400-15 | Steam | Natural Gas | Power | FALSE | FALSE | 3 |  |  | No Match | No Match | No Match | No Match | Other | No Match |  | No Match |  | 60000000 |  | 15000000 |  | 80 | 80 |  |  | 3 |  | 80 |  |  | Federally-Regulated Commercial & Industrial Equipment | 1998-09-10
A O Smith Water Products | A O Smith Water Products | VB 750 | Water | Natural Gas | Induced Draft | FALSE | FALSE | 1 |  | FALSE | None | None | Non-Condensing | Step Modulating | Copper |  |  |  |  | 750000 | 619000 | 188000 | 165000 | 84 |  | 82 | [6 empty] | Federally-Regulated Commercial & Industrial Equipment | 2014-08-11
Laars Heating Systems Co. | Laars | MGH2000****** | Water | Natural Gas | Power | FALSE | FALSE | 3 |  | FALSE | None | None | Condensing | Step Modulating | Other |  |  |  |  | 1999900 | 1895000 |  |  | 93.6 |  | 93.6 | [6 empty] | Federally-Regulated Commercial & Industrial Equipment | 2014-05-21
Burnham Corp. | Burnham Corp. | MPC-10 | Water | Oil | Power | FALSE | FALSE | 1 |  |  |  | None | Non-Condensing | Single-Stage | Cast Iron |  |  |  |  | 1881000 | 1580000 |  |  | 88.6 | 83 | 86.6 | [6 empty] | Federally-Regulated Commercial & Industrial Equipment | 2010-03-16
Burnham Corp. | Crown Boiler Co. | BSI379S | Both Steam & Water | LPG | Induced Draft | TRUE | FALSE | 1 |  |  |  | None | Non-Condensing | Single-Stage | Cast Iron |  |  |  |  | 379000 | 313000 |  |  | 82.5 | 80 | 79.5 | [6 empty] | Federally-Regulated Commercial & Industrial Equipment | 2007-12-12
Ajax Boiler, Inc. | Ajax | SGXFD-3000 | Steam | Natural Gas | Power | FALSE | FALSE | 3 |  |  | No Match | No Match | No Match | No Match | Other | No Match |  | No Match |  | 3000000 |  | 1500000 |  | 81 | 80 |  |  |  |  | 80 |  |  | Non Federally-Regulated | 1992-10-27
Ajax Boiler, Inc. | Ajax | WGOFD-900 | Steam | Natural Gas | Power | FALSE | FALSE | 3 |  |  | No Match | No Match | No Match | No Match | Other | No Match |  | No Match |  | 900000 |  | 450000 |  | 82 | 80 |  |  |  |  | 80 |  |  | Non Federally-Regulated | 1992-10-27
Smith Cast Iron Boilers | Smith Cast Iron Boilers | GVX-70 | Water | LPG | Induced Draft | FALSE | FALSE | 1 | TRUE |  |  | None | Non-Condensing | Single-Stage | Cast Iron |  |  |  |  | 70000 | 58000 | [9 empty] | 93.3 | 80 | Federally-Regulated Consumer Product | 2015-09-30
Crown Boiler Co. | Burnham Corp. | ES24 | Water | Natural Gas | Injection Type | FALSE | FALSE | 1 |  |  | Draft Diverter | Stack Damper | Non-Condensing | Single-Stage | Cast Iron | Single-Speed | 0.04 | Standard |  | 105000 | 89000 | [9 empty] | 85 | 80 | Federally-Regulated Consumer Product | 2010-03-16
HTP, Inc. | Westinghouse | WBRU^^100W | Water | LPG | Power | FALSE | FALSE | 1 | TRUE |  |  | None | Condensing | Step Modulating | Other |  |  |  |  | 100000 | 92000 | [9 empty] | 95.1 | 80 | Federally-Regulated Consumer Product | 2015-09-30
Water Pik, Inc. | Laars | VW0320MP20***** | Both Steam & Water | LPG | Power | FALSE | FALSE | 3 |  |  | No Match | No Match | No Match | No Match | Copper | No Match |  | No Match |  | 320000 |  | 320000 |  | 85 | 80 |  |  | 5 |  | 83 |  |  | Federally-Regulated Commercial & Industrial Equipment | 2001-11-21
Ajax Boiler, Inc. | Ajax | WNG11500W | Water | Natural Gas | No Match | FALSE | TRUE | 3 |  |  | No Match | No Match | No Match | No Match | Other | No Match |  | No Match |  | 11500000 |  | 5750000 |  | 80 | 80 |  |  |  |  | 80 |  |  | Federally-Regulated Commercial & Industrial Equipment | 1997-01-07
Raypak | Raypak | H3-HD401* | Water | Natural Gas | Induced Draft | FALSE | TRUE | 1 |  |  | None | None | Non-Condensing | Two-Stage Modulating | Copper | Single-Speed |  | Standard |  | 399000 | 335160 | 239400 |  | 84.5 | 80 | 84 |  | 12 |  |  |  |  | Federally-Regulated Commercial & Industrial Equipment | 2010-01-11
Easco Boiler Corp. | Easco | ESP-300-W030 | Both Steam & Water | Combo (Natural Gas & Oil) | Power | FALSE | FALSE | 3 |  |  | No Match | No Match | No Match | No Match | Other | No Match |  | No Match |  | 12554000 |  | 2510800 |  | 84 | 80 |  |  | 22 |  | 82 |  |  | Federally-Regulated Commercial & Industrial Equipment | 1998-06-02
Smith Cast Iron Boilers | Peerless | TCII-13-S-O | Steam | Oil | Power | FALSE | FALSE | 1 |  | FALSE |  | None | Non-Condensing | Single-Stage | Cast Iron |  |  |  |  | 3850000 | 3295000 |  |  |  |  | 85.6 | 81 | [5 empty] | Federally-Regulated Commercial & Industrial Equipment | 2015-09-30
Ajax Boiler, Inc. | Ajax | SGOXFD-450 | Steam | Natural Gas | Power | FALSE | FALSE | 3 |  |  | No Match | No Match | No Match | No Match | Other | No Match |  | No Match |  | 450000 |  | 225000 |  | 81 | 80 |  |  |  |  | 80 |  |  | Non Federally-Regulated | 1992-10-27
Raypak | Raypak | H8-0992* | Water | Natural Gas | Induced Draft | FALSE | FALSE | 1 |  |  |  | None | Non-Condensing | Step Modulating | Copper |  |  |  |  | 990000 | 831000 |  |  |  |  | 84 | [6 empty] | Federally-Regulated Commercial & Industrial Equipment | 2015-04-16
Ajax Boiler, Inc. | Ajax | WRPG7350 | Water | Natural Gas | Power | FALSE | TRUE | 1 |  |  | Draft Hood | Stack Damper | Non-Condensing | Two-Stage Modulating | Other | None |  | No Match |  | 7350000 | 6027000 | 6027000 | 4942140 | 82 | 80 | 81.2 | [6 empty] | Federally-Regulated Commercial & Industrial Equipment | 2007-08-15
RBI Water Heaters | RBI Water Heaters | DB1950 | Water | Natural Gas | Induced Draft | TRUE | FALSE | 1 |  |  |  | None | Non-Condensing | Single-Stage | Copper |  |  |  |  | 1950000 | 1638000 |  |  | 84 | 80 | 82 | [6 empty] | Federally-Regulated Commercial & Industrial Equipment | 2007-12-12
Ajax Boiler, Inc. | Ajax | WGOXFD-450 | Steam | Natural Gas | Power | FALSE | FALSE | 3 |  |  | No Match | No Match | No Match | No Match | Other | No Match |  | No Match |  | 450000 |  | 225000 |  | 82 | 80 |  |  |  |  | 80 |  |  | Non Federally-Regulated | 1992-10-27
Water Pik, Inc. | Laars | HH0500IN04*BA | Water | Natural Gas | No Match | FALSE | FALSE | 3 |  |  | No Match | No Match | No Match | No Match | Copper | No Match |  | No Match |  | 500000 |  | 125000 |  | 82 | 80 |  |  | 5 |  | 82 |  |  | Federally-Regulated Commercial & Industrial Equipment | 2001-05-30
Ajax Boiler, Inc. | Ajax | WRF8400 | Water | Natural Gas | Power | FALSE | TRUE | 1 |  |  | Draft Hood | Stack Damper | Non-Condensing | Two-Stage Modulating | Other | None |  | No Match |  | 8400000 | 7140000 | 7140000 | 6069000 | 85 | 80 | 84.2 | [6 empty] | Federally-Regulated Commercial & Industrial Equipment | 2007-08-15
Burnham Corp. | Burnham Corp. | MPC-7 | Water | Natural Gas | Power | FALSE | FALSE | 1 |  |  |  | None | Non-Condensing | Single-Stage | Cast Iron |  |  |  |  | 1216000 | 1023000 |  |  | 86 | 80 | 84.1 | [6 empty] | Federally-Regulated Commercial & Industrial Equipment | 2010-03-16
Water Pik, Inc. | Laars | VW4500EP18CC | Both Steam & Water | LPG | No Match | FALSE | TRUE | 3 |  |  | No Match | No Match | No Match | No Match | Copper | No Match |  | No Match |  | 4500000 |  | 4500000 |  | 81 | 80 |  |  | 5 |  | 81 |  |  | Federally-Regulated Commercial & Industrial Equipment | 2001-11-21
Burnham Corp. | Burnham Corp. | C3 | Water | Oil | Power | FALSE | FALSE | 1 |  |  |  | None | Non-Condensing | Single-Stage | Cast Iron | Single-Speed | 0.04 | Standard |  | 105000 | 89000 | [9 empty] | 83.5 | 80 | Federally-Regulated Consumer Product | 2007-11-14
Water Pik, Inc. | Laars | PH0500IN09*1A | Water | Natural Gas | No Match | FALSE | FALSE | 3 |  |  | No Match | No Match | No Match | No Match | Copper | No Match |  | No Match |  | 500000 |  | 125000 |  | 81 | 80 |  |  | 5 |  | 81 |  |  | Federally-Regulated Commercial & Industrial Equipment | 2001-05-16
Ajax Boiler, Inc. | Ajax | XFG8500W | Water | Natural Gas | Power | FALSE | TRUE | 3 |  |  | No Match | No Match | No Match | No Match | Other | No Match |  | No Match |  | 8500000 |  | 3400000 |  | 80 | 80 |  |  |  |  | 80 |  |  | Federally-Regulated Commercial & Industrial Equipment | 1997-01-07
Smith Cast Iron Boilers | Smith Cast Iron Boilers | PGB100-W-3-HSI-D | Water | LPG | No Match | FALSE | FALSE | 1 |  |  | No Match | No Match | No Match | No Match | Cast Iron | No Match |  | No Match |  | 50000 | [10 empty] | 84.3 | 80 | Federally-Regulated Consumer Product | 1998-12-21
Burnham Corp. | Burnham Corp. | K5011 | Both Steam & Water | Natural Gas | Induced Draft | TRUE | FALSE | 1 |  |  |  | None | Non-Condensing | Single-Stage | Cast Iron |  |  |  |  | 780000 | 624000 |  |  | 80 | 80 | 77 | [6 empty] | Federally-Regulated Commercial & Industrial Equipment | 2010-03-16
Crown Boiler Co. | Crown Boiler Co. | CT35 | Water | Oil | Pressure | FALSE | FALSE | 1 |  | TRUE |  | None | Non-Condensing | Single-Stage | Cast Iron | Single-Speed |  |  |  | 140000 | 120000 | [9 empty] | 84.7 | 84 | Federally-Regulated Consumer Product | 2015-04-20
Viessmann Manufacturing | Viessmann Manufacturing | VD2-700G | Water | Natural Gas | Power | FALSE | FALSE | 3 |  |  |  | None | Non-Condensing | Two-Stage Modulating | Cast Iron |  |  |  |  | 2843000 | 2425000 |  |  | 85.1 |  | 85.3 | [6 empty] | Federally-Regulated Commercial & Industrial Equipment | 2014-09-05
Ajax Boiler, Inc. | Ajax | XNG8000W | Water | Natural Gas | No Match | FALSE | TRUE | 3 |  |  | No Match | No Match | No Match | No Match | Other | No Match |  | No Match |  | 8000000 |  | 4000000 |  | 80 | 80 |  |  |  |  | 80 |  |  | Federally-Regulated Commercial & Industrial Equipment | 1997-01-07
Ajax Boiler, Inc. | Ajax | DNG60W | Water | Natural Gas | No Match | FALSE | TRUE | 3 |  |  | No Match | No Match | No Match | No Match | Other | No Match |  | No Match |  | 2500000 |  | 2500000 |  | 80 | 80 |  |  |  |  | 80 |  |  | Federally-Regulated Commercial & Industrial Equipment | 1997-01-07
Parker Boiler Co. | Parker Boiler Co. | TC1450 | Water | Natural Gas | Power | FALSE | FALSE | 3 |  |  |  | None | Condensing | Step Modulating | Other |  |  |  |  | 5443000 | 5013000 |  |  | 92.2 |  | 92.1 | [6 empty] | Federally-Regulated Commercial & Industrial Equipment | 2014-09-05
PB Heat, LLC | Peerless | MI-06-SV | Water | LPG | Injection Type | FALSE | FALSE | 1 | TRUE |  |  | Stack Damper | Non-Condensing | Single-Stage | Cast Iron | Single-Speed |  |  |  | 175000 | 143000 | [9 empty] | 82 | 80 | Federally-Regulated Consumer Product | 2015-09-30
Ajax Boiler, Inc. | Ajax | A200W | Water | Natural Gas | Luminous | FALSE | TRUE | 1 |  |  | None | None | Condensing | Step Modulating | Copper | None |  | No Match |  | 2000000 | 1860000 | 500000 | 485000 | 93 | 80 | 92 |  |  |  | 98 |  |  | Federally-Regulated Commercial & Industrial Equipment | 2007-08-15
Raypak | Raypak | H7-1505* | Water | Natural Gas | Induced Draft | FALSE | FALSE | 1 |  |  | None | None | Condensing | Step Modulating | Copper | Single-Speed | 1 | Standard |  | 1500000 | 1440000 | 375000000 |  | 96.5 | 80 | 96 |  | 12 |  |  |  |  | Federally-Regulated Commercial & Industrial Equipment | 2010-03-16
Bryan Steam Corp. | Bryan | LM-1200-S-***-G | Steam | Natural Gas | No Match | TRUE | FALSE | 3 |  |  | No Match | No Match | No Match | No Match | Other | No Match |  | No Match |  | 12000000 |  | 12000000 |  | 80 | 80 |  |  |  |  | 80 |  |  | Federally-Regulated Commercial & Industrial Equipment | 1996-03-01
PB Heat, LLC | PB Heat, LLC | 211A-04 | Steam | LPG | Injection Type | FALSE | FALSE | 1 |  | TRUE |  | None | Non-Condensing | Single-Stage | Cast Iron |  |  |  |  | 615000 | 474000 |  |  |  |  | 77.1 | [6 empty] | Federally-Regulated Commercial & Industrial Equipment | 2015-06-01
Hydrotherm | Hydrotherm | VGA-175BS-INT | Steam | Natural Gas | Injection Type | FALSE | FALSE | 1 |  |  |  | None | Non-Condensing | Single-Stage | Cast Iron |  |  |  |  | 175000 | 142000 | [9 empty] | 81.3 | 75 | Federally-Regulated Consumer Product | 2008-10-20
Ajax Boiler, Inc. | Ajax | WEO-525 | Water | Oil | Power | FALSE | FALSE | 3 |  |  | No Match | No Match | No Match | No Match | Other | No Match |  | No Match |  | 498000 |  | 350000 |  | 85 | 83 |  |  |  |  | 82 |  |  | Federally-Regulated Commercial & Industrial Equipment | 1996-03-13
Camus Hydronics | Camus Hydronics | DFNH-2000-MS | Water | Natural Gas | Power | TRUE | FALSE | 1 |  |  |  | None | Non-Condensing | Step Modulating | Other |  |  |  |  | 2000000 | 1700000 |  |  | 85 |  | 85 | [6 empty] | Federally-Regulated Commercial & Industrial Equipment | 2014-08-11
U.S. Boiler Co. | BURNHAM HYDRONICS | RV4 | Water | Natural Gas | Induced Draft | FALSE | FALSE | 1 | TRUE |  |  | None | Non-Condensing | Single-Stage | Cast Iron |  |  |  |  | 96000 | 84000 | [9 empty] | 87.6 | 80 | Federally-Regulated Consumer Product | 2015-09-30
Lochinvar, LLC. | Lochinvar Corp. | PBN1002 | Water | Natural Gas | Power | FALSE | FALSE | 1 |  |  |  | None | Non-Condensing | Step Modulating | Copper |  |  |  |  | 999900 | 850000 |  |  |  |  | 85 | [6 empty] | Federally-Regulated Commercial & Industrial Equipment | 2015-04-20
Smith Cast Iron Boilers | Smith Cast Iron Boilers | PGB100-W-10-HSI-D | Water | LPG | No Match | FALSE | FALSE | 1 |  |  | No Match | No Match | No Match | No Match | Cast Iron | No Match |  | No Match |  | 225000 | [10 empty] | 83.2 | 80 | Federally-Regulated Consumer Product | 1998-12-21
Camus Hydronics | Camus Hydronics | DFNW-2001-MS | Water | Natural Gas | Power | FALSE | FALSE | 1 |  |  |  | None | Condensing | Step Modulating | Other |  |  |  |  | 2000000 | 1744000 |  |  | 87.2 |  | 87.2 | [6 empty] | Federally-Regulated Commercial & Industrial Equipment | 2014-08-11
Raypak | Raypak | H3-HD151* | Water | Natural Gas | Induced Draft | FALSE | TRUE | 1 |  |  | None | None | Non-Condensing | Two-Stage Modulating | Copper | Single-Speed |  | Standard |  | 150000 | 126000 | 90000 | [8 empty] | 85 | 80 | Federally-Regulated Consumer Product | 2010-01-11
PB Heat, LLC | PB Heat, LLC | PFW-199-LP | Water | LPG | Power | FALSE | FALSE | 1 |  | TRUE |  | None | Condensing | Step Modulating | Other |  |  |  |  | 199000 | 183000 | [9 empty] | 93.3 | 80 | Federally-Regulated Consumer Product | 2015-03-30
Laars Heating Systems Co. | Laars Heating Systems Co. | PNCH1750 | Water | Natural Gas | Power | FALSE | FALSE | 1 |  |  |  | None | Non-Condensing | Step Modulating | Copper |  |  |  |  | 1750000 | 1489000 |  |  |  |  | 85.2 | [6 empty] | Federally-Regulated Commercial & Industrial Equipment | 2015-04-20
Burnham Corp. | Burnham Corp. | V909 | Both Steam & Water | Natural Gas | Power | FALSE | FALSE | 1 |  |  |  | None | Non-Condensing | Single-Stage | Cast Iron |  |  |  |  | 1674000 | 1343000 |  |  | 82.6 | 80 | 80.2 | [6 empty] | Federally-Regulated Commercial & Industrial Equipment | 2010-03-16
Burnham Corp. | Burnham Corp. | 810H | Water | LPG | Induced Draft | FALSE | FALSE | 1 |  |  |  | None | Non-Condensing | Single-Stage | Cast Iron |  |  |  |  | 550000 | 459000 |  |  | 83.4 | 80 | 79.7 | [6 empty] | Federally-Regulated Commercial & Industrial Equipment | 2010-03-16
Smith Cast Iron Boilers | Peerless | CC-03-W-O | Water | Oil | Power | FALSE | FALSE | 1 |  |  |  | None | Non-Condensing | Single-Stage | Cast Iron |  |  |  |  | 364000 | 268000 |  |  |  |  | 84.6 | 82 | [5 empty] | Federally-Regulated Commercial & Industrial Equipment | 2015-09-30
Raypak | Raypak | W7-300*(N,P)* | Water | Natural Gas | Induced Draft | FALSE | TRUE | 1 |  |  | None | None | Condensing | Step Modulating | Copper |  |  |  |  | 300000 | 282000 | 60000 |  | 94.5 | 80 | 94 |  | 12 |  |  |  |  | Federally-Regulated Commercial & Industrial Equipment | 2009-06-22
Water Pik, Inc. | Laars | HH0320MP20****** | Water | LPG | Power | FALSE | TRUE | 3 |  |  | No Match | No Match | No Match | No Match | Copper | No Match |  | No Match |  | 320000 |  | 320000 |  | 83 | 80 |  |  | 5 |  | 83 |  |  | Federally-Regulated Commercial & Industrial Equipment | 2001-05-16
Weil-McLain | Weil-McLain | LGB-7 | Steam | Natural Gas | No Match | FALSE | FALSE | 3 |  |  | No Match | No Match | No Match | No Match | Cast Iron | No Match |  | No Match |  | 780000 |  | 780000 |  | 81 | 80 |  |  | 147 |  | 81 |  |  | Federally-Regulated Commercial & Industrial Equipment | 1996-02-29
U.S. Boiler Co. | BURNHAM BY U.S. BOILER | GW05 | Water | LPG | Injection Type | FALSE | FALSE | 1 | TRUE |  |  | Stack Damper | Non-Condensing | Single-Stage | Cast Iron | Single-Speed |  |  |  | 130000 | 106000 | [9 empty] | 82 | 80 | Federally-Regulated Consumer Product | 2015-09-30
Water Pik, Inc. | Laars | VW1430EN09*BA | Both Steam & Water | Natural Gas | No Match | FALSE | TRUE | 3 |  |  | No Match | No Match | No Match | No Match | Copper | No Match |  | No Match |  | 1430000 |  | 357500 |  | 82 | 80 |  |  | 5 |  | 82 |  |  | Federally-Regulated Commercial & Industrial Equipment | 2001-11-21
Weil-McLain | Weil-McLain | 1688R | Both Steam & Water | Natural Gas | Power | FALSE | FALSE | 1 |  |  |  | None | Non-Condensing | Single-Stage | Cast Iron |  |  |  |  | 4979000 | 4137000 |  |  | 83.3 | 80 | 83.1 | [6 empty] | Federally-Regulated Commercial & Industrial Equipment | 2008-04-14
Burnham Corp. | Burnham Corp. | 808HE | Water | Natural Gas | Induced Draft | FALSE | FALSE | 1 |  |  |  | None | Non-Condensing | Single-Stage | Cast Iron |  |  |  |  | 410000 | 328000 |  |  | 83.6 |  | 80.1 | [6 empty] | Federally-Regulated Commercial & Industrial Equipment | 2014-10-23
Crown Boiler Co. | Burnham Corp. | ES26 | Water | Natural Gas | Injection Type | FALSE | FALSE | 1 |  |  | Draft Diverter | Stack Damper | Non-Condensing | Single-Stage | Cast Iron | Single-Speed | 0.04 | Standard |  | 175000 | 149000 | [9 empty] | 85 | 80 | Federally-Regulated Consumer Product | 2010-03-16
Bryan Steam Corp. | Bryan | LM-1200-S-***-FDG* | Steam | Natural Gas | Power | FALSE | FALSE | 3 |  |  | No Match | No Match | No Match | No Match | Other | No Match |  | No Match |  | 12000000 |  | 12000000 |  | 80 | 80 |  |  |  |  | 80 |  |  | Federally-Regulated Commercial & Industrial Equipment | 1996-03-01
PB Heat, LLC | PB Heat, LLC | TC-HE-S/W-06 | Both Steam & Water | Natural Gas | Power | FALSE | FALSE | 1 |  |  |  | None | Non-Condensing | Single-Stage | Cast Iron |  |  |  |  | 1773000 | 1458000 |  |  | 83.5 | 80 | 82.2 | [6 empty] | Federally-Regulated Commercial & Industrial Equipment | 2011-02-17
Crown Boiler Co. | Crown Boiler Co. | CWI172E | Water | Natural Gas | Induced Draft | FALSE | FALSE | 1 |  | TRUE |  | Stack Damper | Non-Condensing | Single-Stage | Cast Iron | Single-Speed |  |  |  | 172000 | 144000 | [9 empty] | 83.2 | 80 | Federally-Regulated Consumer Product | 2013-04-19
Lochinvar, LLC. | Lochinvar Corp. | CBN180F9 | Water | Natural Gas | Injection Type | FALSE | FALSE | 1 |  |  |  | Stack Damper | Non-Condensing | Single-Stage | Copper |  |  |  |  | 180000 | 149000 | [9 empty] | 84 | 80 | Federally-Regulated Consumer Product | 2007-11-14
Laars Heating Systems Co. | Laars Heating Systems Co. | RHHH1600 | Water | Natural Gas | Power | FALSE | FALSE | 1 |  |  |  | None | Condensing | Step Modulating | Copper | Single-Speed |  |  |  | 1600000 | 1454000 |  |  |  |  | 92.1 | [6 empty] | Federally-Regulated Commercial & Industrial Equipment | 2015-04-20
Smith Cast Iron Boilers | Smith Cast Iron Boilers | GBX-175-INT | Water | LPG | Injection Type | FALSE | FALSE | 1 | TRUE |  |  | Stack Damper | Non-Condensing | Single-Stage | Cast Iron |  |  |  |  | 175000 | 143000 | [9 empty] | 93.3 | 80 | Federally-Regulated Consumer Product | 2015-09-30
Hydrotherm | Hydrotherm | HI-125/75B | Water | Natural Gas | Power | FALSE | FALSE | 1 |  |  | No Match | No Match | No Match | No Match | Cast Iron | No Match |  | No Match |  | 125000 | [10 empty] | 82.5 | 80 | Federally-Regulated Consumer Product | 2000-06-07
Axeman-Anderson Co. | Axeman-Anderson Co. | 149POUD-2 | Steam | Oil | Power | FALSE | FALSE | 1 |  |  | No Match | No Match | No Match | No Match | Other | No Match |  | No Match |  | 240000 | [10 empty] | 85.9 | 75 | Federally-Regulated Consumer Product | 2001-04-12
Water Pik, Inc. | Laars | PW1670IN09*BA | Both Steam & Water | Natural Gas | No Match | FALSE | FALSE | 3 |  |  | No Match | No Match | No Match | No Match | Copper | No Match |  | No Match |  | 1670000 |  | 417500 |  | 82 | 80 |  |  | 5 |  | 82 |  |  | Federally-Regulated Commercial & Industrial Equipment | 2001-11-21
Water Pik, Inc. | Laars | PW1430IP09C1A | Both Steam & Water | LPG | No Match | FALSE | FALSE | 3 |  |  | No Match | No Match | No Match | No Match | Copper | No Match |  | No Match |  | 1430000 |  | 1430000 |  | 81 | 80 |  |  | 5 |  | 81 |  |  | Federally-Regulated Commercial & Industrial Equipment | 2001-11-21
Raypak | Propak TM - By Huron Valley Sales | TDX2-926L* | Water | Natural Gas | Injection Type | FALSE | TRUE | 1 |  |  |  | Electro-Mechanical Flue Damper | Non-Condensing | Single-Stage | Copper |  |  |  |  | 264000 | 216000 | [9 empty] | 82.7 | 80 | Federally-Regulated Consumer Product | 2007-11-16
New Yorker Boiler Co. | New Yorker | CG30A(N/P)I- | Water | Combo (Natural Gas & Oil) | No Match | FALSE | FALSE | 1 |  |  | No Match | No Match | No Match | No Match | Cast Iron | No Match |  | No Match |  | 62000 | [10 empty] | 82.6 | 80 | Federally-Regulated Consumer Product | 2003-05-23
English Boiler & Tube, Inc. | Bent Tube Balanced Flow | BTBF-150-150 | Steam | Natural Gas | Power | FALSE | FALSE | 3 |  |  | No Match | No Match | No Match | No Match | Other | No Match |  | No Match |  | 6300000 |  | 1575000 |  | 80 | 80 |  |  | 3 |  | 80 |  |  | Federally-Regulated Commercial & Industrial Equipment | 1998-09-10
Water Pik, Inc. | Laars | PH0715IN09*BA | Water | Natural Gas | No Match | FALSE | FALSE | 3 |  |  | No Match | No Match | No Match | No Match | Copper | No Match |  | No Match |  | 715000 |  | 178750 |  | 82 | 80 |  |  | 5 |  | 82 |  |  | Federally-Regulated Commercial & Industrial Equipment | 2001-05-30
Ajax Boiler, Inc. | Ajax | AO50 | Water | Natural Gas | Luminous | FALSE | FALSE | 1 |  |  | None | None | Condensing | Step Modulating | Copper | None |  |  |  | 500000 | 465000 | 125000 | 121250 | 93 | 80 | 92 | [6 empty] | Federally-Regulated Commercial & Industrial Equipment | 2007-08-15
Ajax Boiler, Inc. | Ajax | WEO-1500 | Water | Oil | Power | FALSE | FALSE | 3 |  |  | No Match | No Match | No Match | No Match | Other | No Match |  | No Match |  | 1425000 |  | 800000 |  | 85 | 83 |  |  |  |  | 82 |  |  | Federally-Regulated Commercial & Industrial Equipment | 1996-03-13
Laars Heating Systems Co. | Laars | HH0850IN******** | Water | Natural Gas | Induced Draft | FALSE | FALSE | 1 |  |  |  | None | Non-Condensing | Step Modulating | Copper |  |  |  |  | 850000 | 688500 | 212500 |  | 81 | 80 | 78.6 | [6 empty] | Federally-Regulated Commercial & Industrial Equipment | 2007-11-01
Ace Boiler, Inc. | Ace Boiler, Inc. | B15EO | Both Steam & Water | Natural Gas | No Match | FALSE | TRUE | 3 |  |  | No Match | No Match | No Match | No Match | Copper | No Match |  | No Match |  | 1500000 |  | 1500000 |  | 80.5 | 80 |  |  |  |  | 80.5 |  |  | Federally-Regulated Commercial & Industrial Equipment | 1996-02-29
Ajax Boiler, Inc. | Ajax | WGFD-2000 | Steam | Natural Gas | Power | FALSE | FALSE | 3 |  |  | No Match | No Match | No Match | No Match | Other | No Match |  | No Match |  | 2000000 |  | 1000000 |  | 82 | 80 |  |  |  |  | 80 |  |  | Non Federally-Regulated | 1992-10-27
Laars Heating Systems Co. | Laars | MT2H1250P******* | Water | LPG | Power | FALSE | TRUE | 1 |  |  |  | None | Non-Condensing | Two-Stage Modulating | Copper |  |  |  |  | 1250000 | 1062500 |  |  | 85 | 80 | 84 | [6 empty] | Federally-Regulated Commercial & Industrial Equipment | 2008-03-14
Ajax Boiler, Inc. | Ajax | HFG4000W | Steam | Natural Gas | Power | FALSE | TRUE | 3 |  |  | No Match | No Match | No Match | No Match | Other | No Match |  | No Match |  | 4000000 |  | 1600000 |  | 80 | 80 |  |  |  |  | 80 |  |  | Federally-Regulated Commercial & Industrial Equipment | 1997-01-07
Water Pik, Inc. | Laars | PW1200IP09*BA | Both Steam & Water | LPG | No Match | FALSE | FALSE | 3 |  |  | No Match | No Match | No Match | No Match | Copper | No Match |  | No Match |  | 1200000 |  | 300000 |  | 82 | 80 |  |  | 5 |  | 82 |  |  | Federally-Regulated Commercial & Industrial Equipment | 2001-11-21
Parker Boiler Co. | Parker Boiler | O-70R | Steam | Oil | Power | FALSE | FALSE | 3 |  |  | No Match | No Match | No Match | No Match | Other | No Match |  | No Match |  | 2940000 |  | 1470000 |  | 85 | 83 |  |  | 4 |  | 82 |  |  | Federally-Regulated Commercial & Industrial Equipment | 1996-03-13
Weil-McLain | Williamson-Thermoflo | GWS-090E*-I | Water | Natural Gas | Induced Draft | FALSE | FALSE | 1 |  |  | None | None | Non-Condensing | Single-Stage | Cast Iron |  |  |  |  | 90000 | 77000 | [9 empty] | 85 | 80 | Federally-Regulated Consumer Product | 2008-12-24
Camus Hydronics | Camus Hydronics | DMPC-0053-MPI | Water | LPG | Power | FALSE | FALSE | 1 | TRUE |  |  | None | Condensing | Step Modulating | Other |  |  |  |  | 50000 | 45000 | [9 empty] | 90 | 80 | Federally-Regulated Consumer Product | 2015-09-30
Burnham Corp. | Crown Boiler Co. | TWI061EN | Water | LPG | Induced Draft | FALSE | FALSE | 1 |  |  |  | None | Non-Condensing | Single-Stage | Cast Iron | Single-Speed | 0.04 | Standard |  | 61000 | 51000 | [9 empty] | 83 | 80 | Federally-Regulated Consumer Product | 2007-11-14
Burnham Corp. | Burnham Corp. | K5020SN | Steam | Natural Gas | Induced Draft | TRUE | FALSE | 1 |  | TRUE |  | None | Non-Condensing | Single-Stage | Cast Iron |  |  |  |  | 1482000 | 1141000 |  |  | 80 |  | 77 | [6 empty] | Federally-Regulated Commercial & Industrial Equipment | 2014-09-05
Laars Heating Systems Co. | National Combustion Co. | F85H0500 | Water | Natural Gas | Power | FALSE | FALSE | 1 |  |  |  | None | Non-Condensing | Two-Stage Modulating | Copper |  |  |  |  | 500000 | 425000 |  |  | 85 |  | 85 | [6 empty] | Federally-Regulated Commercial & Industrial Equipment | 2014-10-21
Smith Cast Iron Boilers | Smith Cast Iron Boilers | 4500A-*-13 | Both Steam & Water | Oil | Power | FALSE | FALSE | 1 |  |  |  | None | Non-Condensing | Single-Stage | Cast Iron |  |  |  |  | 5180000 | 4240000 |  |  | 83.9 | 83 | 81.4 | [6 empty] | Federally-Regulated Commercial & Industrial Equipment | 2008-05-08
Raypak | Raypak | H3-0902* | Water | LPG | Induced Draft | FALSE | FALSE | 1 |  |  |  | None | Non-Condensing | Single-Stage | Copper |  |  |  |  | 900000 | 756000 |  |  |  |  | 84 | [6 empty] | Federally-Regulated Commercial & Industrial Equipment | 2015-04-16
Laars Heating Systems Co. | Laars | MT2H0500P******* | Water | LPG | Power | FALSE | TRUE | 1 |  |  |  | None | Non-Condensing | Two-Stage Modulating | Copper |  |  |  |  | 500000 | 425000 |  |  | 85 | 80 | 84 | [6 empty] | Federally-Regulated Commercial & Industrial Equipment | 2008-03-14
PB Heat, LLC | Peerless | DE-04-SPRK | Water | LPG | Injection Type | FALSE | FALSE | 1 | TRUE |  |  | None | Non-Condensing | Single-Stage | Cast Iron | Single-Speed |  |  |  | 105000 | 87000 | [9 empty] | 82 | 80 | Federally-Regulated Consumer Product | 2015-09-30
Heat Cell Technologies, Inc. / ECO Heating Systems | Propak TM - By Huron Valley Sales | HWHL00179.8 | Water | LPG | Power | FALSE | TRUE | 1 |  |  | None | None | Condensing | Two-Stage Modulating | Other | No Match |  | No Match |  | 180000 | 171500 | 36000 | 34200 | [7 empty] | 93 | 80 | Federally-Regulated Consumer Product | 2006-03-29
PB Heat, LLC | PB Heat, LLC | TCII-12 | Both Steam & Water | Natural Gas | Power | FALSE | FALSE | 1 |  |  |  | None | Non-Condensing | Single-Stage | Cast Iron |  |  |  |  | 3663000 | 3040000 |  |  | 83.5 | 80 | 83 | [6 empty] | Federally-Regulated Commercial & Industrial Equipment | 2011-08-22
ECR International, Ltd. | Utica Boilers | UB6TRA130 | Water | Oil | Power | FALSE | FALSE | 1 |  |  | Barometric Regulator | None | Non-Condensing | Single-Stage | Cast Iron |  |  |  |  | 182000 | 157000 | [9 empty] | 86.5 | 80 | Federally-Regulated Consumer Product | 2008-09-25
Burnham Corp. | Crown Boiler Co. | 24-05 | Both Steam & Water | LPG | Power | FALSE | FALSE | 1 |  |  |  | None | Non-Condensing | Single-Stage | Cast Iron |  |  |  |  | 792000 | 634000 |  |  | 82.4 | 80 | 80.1 | [6 empty] | Federally-Regulated Commercial & Industrial Equipment | 2007-12-12
Slant / Fin Corp. | Slant / Fin Corp. | LX-120 | Water | Natural Gas | Power | FALSE | FALSE | 1 |  | TRUE | None | None | Condensing | Step Modulating | Other | Single-Speed |  | Standard |  | 120000 | 106000 | [9 empty] | 92.5 | 80 | Federally-Regulated Consumer Product | 2013-07-10
Smith Cast Iron Boilers | Peerless | TCII-09-W-O | Water | Oil | Power | FALSE | FALSE | 1 |  |  |  | None | Non-Condensing | Single-Stage | Cast Iron |  |  |  |  | 2632000 | 2245000 |  |  | 86.1 | 84 | [7 empty] | Federally-Regulated Commercial & Industrial Equipment | 2015-09-30
Ajax Boiler, Inc. | Ajax | DRLG70 | Water | Natural Gas | Power | FALSE | TRUE | 1 |  |  | Draft Hood | Stack Damper | Non-Condensing | Two-Stage Modulating | Other | None |  | No Match |  | 3000000 | 2400000 | 2400000 | 1920000 | 80 | 80 | 79.2 | [6 empty] | Federally-Regulated Commercial & Industrial Equipment | 2007-08-15
Hydrotherm | Hydrotherm | HS-60-PV | Water | LPG | No Match | FALSE | FALSE | 1 |  |  | No Match | No Match | No Match | No Match | Cast Iron | No Match |  | No Match |  | 60000 | [10 empty] | 83.4 | 80 | Federally-Regulated Consumer Product | 1998-12-21
Ajax Boiler, Inc. | Ajax | WGOXFD-2250 | Steam | Natural Gas | Power | FALSE | FALSE | 3 |  |  | No Match | No Match | No Match | No Match | Other | No Match |  | No Match |  | 2250000 |  | 1125000 |  | 82 | 80 |  |  |  |  | 80 |  |  | Non Federally-Regulated | 1992-10-27
Burnham Corp. | Burnham Corp. | SP5 | Water | LPG | Induced Draft | FALSE | FALSE | 1 |  |  |  | None | Non-Condensing | Single-Stage | Cast Iron | Single-Speed | 0.04 | Standard |  | 130000 | 108000 | [9 empty] | 83 | 80 | Federally-Regulated Consumer Product | 2007-11-14
Rite Engineering | Rite | 63WG | Both Steam & Water | Natural Gas | Power | FALSE | FALSE | 3 |  |  | No Match | No Match | No Match | No Match | Other | No Match |  | No Match |  | 630000 |  | 210000 |  | 80 | 80 |  |  |  |  | 80 |  |  | Non Federally-Regulated | 1992-10-14
Ajax Boiler, Inc. | Ajax | WGB-11500 | Water | Natural Gas | No Match | FALSE | FALSE | 3 |  |  | No Match | No Match | No Match | No Match | Other | No Match |  | No Match |  | 11500000 |  | 11500000 |  | 80 | 80 |  |  |  |  | 80 |  |  | Federally-Regulated Commercial & Industrial Equipment | 1996-02-29
Ajax Boiler, Inc. | Ajax | OSGX450 | Steam | Natural Gas | No Match | FALSE | TRUE | 3 |  |  | No Match | No Match | No Match | No Match | Other | No Match |  | No Match |  | 450000 |  | 450000 |  | 80 | 80 |  |  |  |  | 80 |  |  | Federally-Regulated Commercial & Industrial Equipment | 1996-02-29
Weil-McLain | Weil-McLain | 1688R | Steam | Oil | Power | FALSE | FALSE | 3 |  |  | No Match | No Match | No Match | No Match | Cast Iron | No Match |  | No Match |  | 4830000 |  | 4830000 |  | 83.5 | 83 |  |  | 147 |  | 83.5 |  |  | Federally-Regulated Commercial & Industrial Equipment | 1996-02-29
Universal Boiler Works | Universal Boiler Works | BF200S4 | Steam | Combo (Natural Gas & Oil) | Power | FALSE | FALSE | 3 |  |  | No Match | No Match | No Match | No Match | Other | No Match |  | No Match |  | 8400000 |  | 2800000 |  | 83.5 | 80 |  |  | 10 |  | 82 |  |  | Federally-Regulated Commercial & Industrial Equipment | 2001-12-13
Burnham Corp. | Crown Boiler Co. | BSI345S | Both Steam & Water | LPG | Induced Draft | TRUE | FALSE | 1 |  |  |  | None | Non-Condensing | Single-Stage | Cast Iron |  |  |  |  | 345000 | 285000 |  |  | 82.5 | 80 | 79.5 | [6 empty] | Federally-Regulated Commercial & Industrial Equipment | 2007-12-12
Axeman-Anderson Co. | Axeman-Anderson Co. | OL-91D | Water | Oil | No Match | FALSE | FALSE | 1 |  |  | No Match | No Match | No Match | No Match | Other | No Match |  | No Match |  | 91000 | [10 empty] | 88 | 80 | Federally-Regulated Consumer Product | 2000-06-07
Camus Hydronics | Camus Hydronics | DFNH-1102-MS | Water | Natural Gas | Power | FALSE | FALSE | 1 |  |  |  | None | Condensing | Step Modulating | Other |  |  |  |  | 1100000 | 1038000 |  |  | 94.4 |  | 94.4 | [6 empty] | Federally-Regulated Commercial & Industrial Equipment | 2014-08-11
HTP, Inc. | HTP, Inc. | WBC^^399 | Water | Natural Gas | Power | FALSE | FALSE | 1 |  |  |  | None | Condensing | Step Modulating | Other |  |  |  |  | 399000 | 372000 |  |  | 95.3 |  | 93.2 | [6 empty] | Federally-Regulated Commercial & Industrial Equipment | 2014-10-21
Water Pik, Inc. | Laars | VW1825IN09*BA | Both Steam & Water | Natural Gas | No Match | FALSE | FALSE | 3 |  |  | No Match | No Match | No Match | No Match | Copper | No Match |  | No Match |  | 1825000 |  | 456250 |  | 82 | 80 |  |  | 5 |  | 82 |  |  | Federally-Regulated Commercial & Industrial Equipment | 2001-11-21
Burnham Corp. | Burnham Corp. | IN7 | Steam | LPG | Induced Draft | FALSE | FALSE | 1 |  |  |  | Stack Damper | Non-Condensing | Single-Stage | Cast Iron |  |  |  |  | 210000 | 173000 | [9 empty] | 82.1 | 75 | Federally-Regulated Consumer Product | 2007-11-14
Ajax Boiler, Inc. | Ajax | HFG11000W | Steam | Natural Gas | Power | FALSE | TRUE | 3 |  |  | No Match | No Match | No Match | No Match | Other | No Match |  | No Match |  | 11000000 |  | 4400000 |  | 80 | 80 |  |  |  |  | 80 |  |  | Federally-Regulated Commercial & Industrial Equipment | 1997-01-07
RBI Water Heaters | RBI Water Heaters | DB1500 | Water | LPG | Induced Draft | TRUE | FALSE | 1 |  |  |  | None | Non-Condensing | Single-Stage | Copper |  |  |  |  | 1500000 | 1260000 |  |  | 84 | 80 | 82 | [6 empty] | Federally-Regulated Commercial & Industrial Equipment | 2007-12-12
Thermal Solutions | Thermal Solutions | EVO2000B**-*F* | Water | Natural Gas | Power | FALSE | TRUE | 1 |  |  |  | None | Non-Condensing | Step Modulating | Copper |  |  |  |  | 2000000 | 1696000 |  |  | 84.7 |  | 84.7 | [6 empty] | Federally-Regulated Commercial & Industrial Equipment | 2014-10-21
Dunkirk | Dunkirk | PWB-4D | Water | Combo (Natural Gas & Oil) | No Match | FALSE | FALSE | 1 |  |  | No Match | No Match | No Match | No Match | Cast Iron | No Match |  | No Match |  | 105000 | [10 empty] | 81.5 | 80 | Federally-Regulated Consumer Product | 2001-11-01
Camus Hydronics | Camus Hydronics | DFNW-6004-MS | Water | Natural Gas | Power | FALSE | FALSE | 3 |  |  |  | None | Non-Condensing | Step Modulating | Other |  |  |  |  | 6000000 | 5100000 |  |  | 85 |  | 85 | [6 empty] | Federally-Regulated Commercial & Industrial Equipment | 2014-08-11
Raypak | Raypak | H7-500*(N,P)* | Water | LPG | Induced Draft | FALSE | TRUE | 1 |  |  | None | None | Condensing | Step Modulating | Copper |  |  |  |  | 500000 | 470000 | 100000 |  | 94.5 | 80 | 94 |  | 12 |  |  |  |  | Federally-Regulated Commercial & Industrial Equipment | 2009-06-22
Water Pik, Inc. | Laars | HH0500IP09*1A | Water | LPG | No Match | FALSE | FALSE | 3 |  |  | No Match | No Match | No Match | No Match | Copper | No Match |  | No Match |  | 500000 |  | 125000 |  | 81 | 80 |  |  | 5 |  | 81 |  |  | Federally-Regulated Commercial & Industrial Equipment | 2001-05-30
New Yorker Boiler Co. | New Yorker Boiler Co. | FR305W | Water | Oil | Power | FALSE | FALSE | 1 |  |  |  | None | Non-Condensing | Single-Stage | Other |  |  |  |  | 364000 | 305000 |  |  | 83.4 |  | 83.4 | [6 empty] | Federally-Regulated Commercial & Industrial Equipment | 2014-10-21
Slant / Fin Corp. | Slant / Fin Corp. | TRDV-30-1.10P | Water | Oil | Power | FALSE | FALSE | 1 |  | TRUE |  | None | Non-Condensing | Single-Stage | Cast Iron | Single-Speed |  |  |  | 154000 | 133000 | [9 empty] | 86.2 | 80 | Federally-Regulated Consumer Product | 2013-04-19
Raypak | Raypak | H-0514A | Water | LPG | Injection Type | FALSE | FALSE | 1 |  |  | None | None | Non-Condensing | Single-Stage | Copper |  |  |  |  | 511500 | 420000 |  |  | 82 | 80 | 82 | [6 empty] | Federally-Regulated Commercial & Industrial Equipment | 2007-12-12
Camus Hydronics | Camus Hydronics | DFNH-3501-MH | Water | Natural Gas | Power | FALSE | FALSE | 1 |  |  |  | None | Condensing | Step Modulating | Copper |  |  |  |  | 3500000 | 3052000 |  |  | 87.2 |  | 87.2 | [6 empty] | Federally-Regulated Commercial & Industrial Equipment | 2014-08-11
Parker Boiler Co. | Parker Boiler | G-1536R | Water | Natural Gas | Power | FALSE | FALSE | 3 |  |  | No Match | No Match | No Match | No Match | Other | No Match |  | No Match |  | 1536000 |  | 768000 |  | 85 | 80 |  |  | 4 |  | 82 |  |  | Federally-Regulated Commercial & Industrial Equipment | 1996-03-13
Camus Hydronics | Camus Hydronics | DFPH-1102-MS | Water | LPG | Power | FALSE | FALSE | 1 |  |  |  | None | Condensing | Step Modulating | Other |  |  |  |  | 1100000 | 1038000 |  |  | 94.4 |  | 94.4 | [6 empty] | Federally-Regulated Commercial & Industrial Equipment | 2014-08-11
Burnham Corp. | Crown Boiler Co. | CWI103E | Water | Natural Gas | Induced Draft | FALSE | FALSE | 1 |  |  |  | Stack Damper | Non-Condensing | Single-Stage | Cast Iron | Single-Speed | 0.04 | Standard |  | 103000 | 86000 | [9 empty] | 83.1 | 80 | Federally-Regulated Consumer Product | 2007-11-14
U.S. Boiler Co. | U.S. Boiler Co. | 207I | Water | LPG | Induced Draft | FALSE | FALSE | 1 |  | TRUE |  | Stack Damper | Non-Condensing | Single-Stage | Cast Iron | Single-Speed |  |  |  | 198000 | 163000 | [9 empty] | 82 | 80 | Federally-Regulated Consumer Product | 2014-01-14
Columbia Boiler / Pottstown | PurePro | P6 | Water | Natural Gas | Power | FALSE | FALSE | 1 |  |  | Barometric Regulator | None | Non-Condensing | Single-Stage | Cast Iron |  |  |  |  | 210000 | 184000 | [9 empty] | 85.1 | 80 | Federally-Regulated Consumer Product | 2008-05-08
Raypak | Raypak | H(3,4)-0514* | Water | Natural Gas | Injection Type | FALSE | FALSE | 1 |  |  |  | None | Non-Condensing | Single-Stage | Copper |  |  |  |  | 511500 | 419000 |  |  |  |  | 82 | [6 empty] | Federally-Regulated Commercial & Industrial Equipment | 2015-04-16
Laars Heating Systems Co. | Laars | HHO500EP******** | Water | LPG | Induced Draft | FALSE | TRUE | 1 |  |  |  | None | Non-Condensing | Step Modulating | Copper |  |  |  |  | 500000 | 410000 | 125000 |  | 82 | 80 | 79.6 | [6 empty] | Federally-Regulated Commercial & Industrial Equipment | 2007-11-01
Ajax Boiler, Inc. | Ajax | OWGFD1375 | Steam | Natural Gas | Power | FALSE | TRUE | 3 |  |  | No Match | No Match | No Match | No Match | Other | No Match |  | No Match |  | 1375000 |  | 687500 |  | 82 | 80 |  |  |  |  | 80 |  |  | Non Federally-Regulated | 1992-10-27
Ajax Boiler, Inc. | Ajax | OWGOFD8000 | Steam | Natural Gas | Power | FALSE | TRUE | 3 |  |  | No Match | No Match | No Match | No Match | Other | No Match |  | No Match |  | 8000000 |  | 4000000 |  | 82 | 80 |  |  |  |  | 80 |  |  | Non Federally-Regulated | 1992-10-27
Water Pik, Inc. | Laars | VW1670IP04*BA | Both Steam & Water | LPG | No Match | FALSE | FALSE | 3 |  |  | No Match | No Match | No Match | No Match | Copper | No Match |  | No Match |  | 1670000 |  | 417500 |  | 82 | 80 |  |  | 5 |  | 82 |  |  | Federally-Regulated Commercial & Industrial Equipment | 2001-11-21
Raypak | Raypak | H7-1104 * | Water | LPG | Induced Draft | FALSE | FALSE | 1 |  |  |  | None | Non-Condensing | Step Modulating | Copper |  |  |  |  | 1100000 | 924000 |  |  |  |  | 84 | [6 empty] | Federally-Regulated Commercial & Industrial Equipment | 2015-04-16
Ajax Boiler, Inc. | Ajax | DFG40W | Water | Natural Gas | Power | FALSE | TRUE | 3 |  |  | No Match | No Match | No Match | No Match | Other | No Match |  | No Match |  | 1670000 |  | 800000 |  | 80 | 80 |  |  |  |  | 80 |  |  | Federally-Regulated Commercial & Industrial Equipment | 1997-01-07
Ajax Boiler, Inc. | Ajax | XNG5500W | Water | Natural Gas | No Match | FALSE | TRUE | 3 |  |  | No Match | No Match | No Match | No Match | Other | No Match |  | No Match |  | 5500000 |  | 2750000 |  | 80 | 80 |  |  |  |  | 80 |  |  | Federally-Regulated Commercial & Industrial Equipment | 1997-01-07
Smith Cast Iron Boilers | Smith Cast Iron Boilers | 28HE-S/W-10 | Both Steam & Water | Oil | Power | FALSE | FALSE | 1 |  |  |  | None | Non-Condensing | Single-Stage | Cast Iron |  |  |  |  | 2940000 | 2513000 |  |  | 86.1 | 83 | 85.4 | [6 empty] | Federally-Regulated Commercial & Industrial Equipment | 2007-12-12
HTP, Inc. | Westinghouse | WBRNG110WPU | Water | Natural Gas | Power | FALSE | FALSE | 1 | TRUE |  |  | None | Condensing | Step Modulating | Other | Multiple-Speed |  |  |  | 110000 | 102000 | [9 empty] | 95.6 | 80 | Federally-Regulated Consumer Product | 2015-09-30
Burnham Corp. | Burnham Corp. | FMC090 | Water | LPG | Induced Draft | FALSE | FALSE | 1 |  |  | None | None | Condensing | Step Modulating | Other | Single-Speed | 0.13 | Standard |  | 90000 | 80000 | 30000 | 27000 | [7 empty] | 94.5 | 80 | Federally-Regulated Consumer Product | 2008-09-25
Raypak | Raypak | H7-3503* | Water | Natural Gas | Induced Draft | FALSE | TRUE | 1 |  | FALSE | None | None | Non-Condensing | Step Modulating | Copper |  |  |  |  | 3500000 | 2975000 | 490000 |  | 85.1 | 82 | [7 empty] | Federally-Regulated Commercial & Industrial Equipment | 2013-01-02
Ajax Boiler, Inc. | Ajax | OSGOXFD7000 | Steam | Natural Gas | Power | FALSE | TRUE | 3 |  |  | No Match | No Match | No Match | No Match | Other | No Match |  | No Match |  | 7000000 |  | 3500000 |  | 81 | 80 |  |  |  |  | 80 |  |  | Non Federally-Regulated | 1992-10-27
Peerless Heater Co. | Peerless | DE-04-SPRK | Water | Combo (Natural Gas & Oil) | Power | FALSE | FALSE | 1 |  |  | No Match | No Match | No Match | No Match | Cast Iron | No Match |  | No Match |  | 105000 | [10 empty] | 82 | 80 | Federally-Regulated Consumer Product | 2001-11-01
Lochinvar, LLC. | Lochinvar Corp. | CBN090M9 | Water | LPG | Injection Type | FALSE | FALSE | 1 |  |  |  | Stack Damper | Non-Condensing | Single-Stage | Copper |  |  |  |  | 90000 | 75000 | [9 empty] | 82 | 80 | Federally-Regulated Consumer Product | 2007-11-14
Ajax Boiler, Inc. | Ajax | OWGOFD5500 | Steam | Natural Gas | Power | FALSE | TRUE | 3 |  |  | No Match | No Match | No Match | No Match | Other | No Match |  | No Match |  | 5500000 |  | 2750000 |  | 82 | 80 |  |  |  |  | 80 |  |  | Non Federally-Regulated | 1992-10-27
Weil-McLain | Weil-McLain | FS-80-N-H | Water | LPG | Induced Draft | FALSE | FALSE | 1 | TRUE |  |  | None | Condensing | Step Modulating | Other |  |  |  |  | 80000 | 73000 | [9 empty] | 92.4 | 80 | Federally-Regulated Consumer Product | 2015-09-30
Raypak | Raypak | H(3,4)-1468 * | Water | LPG | Injection Type | FALSE | FALSE | 1 |  |  |  | None | Non-Condensing | Single-Stage | Copper |  |  |  |  | 1350000 | 1107000 |  |  |  |  | 82 | [6 empty] | Federally-Regulated Commercial & Industrial Equipment | 2015-04-16
PB Heat, LLC | RBI Water Heaters | IEW-199 LP | Water | LPG | Power | FALSE | FALSE | 1 |  | TRUE | None | None | Condensing | Step Modulating | Other |  |  |  |  | 199000 | 185000 | [9 empty] | 95 | 80 | Federally-Regulated Consumer Product | 2015-03-30
Water Pik, Inc. | Laars | PW0850EN09CBA | Both Steam & Water | Natural Gas | No Match | FALSE | TRUE | 3 |  |  | No Match | No Match | No Match | No Match | Copper | No Match |  | No Match |  | 850000 |  | 850000 |  | 82 | 80 |  |  | 5 |  | 82 |  |  | Federally-Regulated Commercial & Industrial Equipment | 2001-11-21
HTP, Inc. | Westinghouse | WBRLP285WPU | Water | Natural Gas | Power | FALSE | FALSE | 1 | TRUE |  |  | None | Condensing | Step Modulating | Other | Multiple-Speed |  |  |  | 285000 | 263000 | [9 empty] | 95 | 80 | Federally-Regulated Consumer Product | 2015-09-30
Water Pik, Inc. | Laars | PW1825IN09*BA | Both Steam & Water | Natural Gas | No Match | FALSE | FALSE | 3 |  |  | No Match | No Match | No Match | No Match | Copper | No Match |  | No Match |  | 1825000 |  | 456250 |  | 82 | 80 |  |  | 5 |  | 82 |  |  | Federally-Regulated Commercial & Industrial Equipment | 2001-11-21
Utica Boilers | Dunkirk | D248-2200 | Both Steam & Water | Natural Gas | Injection Type | FALSE | FALSE | 1 |  |  |  | None | Non-Condensing | Single-Stage | Cast Iron |  |  |  |  | 2200000 | 1771000 |  |  | 80.5 | 80 | 77.5 | [6 empty] | Federally-Regulated Commercial & Industrial Equipment | 2011-05-02
Dunkirk | Lennox | GSB8-075E | Steam | Natural Gas | No Match | FALSE | FALSE | 1 |  |  | No Match | No Match | No Match | No Match | Cast Iron | No Match |  | No Match |  | 75000 | [10 empty] | 82.7 | 75 | Federally-Regulated Consumer Product | 1999-10-22
Burnham Corp. | Burnham Corp. | V1118H-SN | Steam | Natural Gas | Power | FALSE | FALSE | 3 |  | FALSE |  | None | Non-Condensing | Two-Stage Modulating | Cast Iron |  |  |  |  | 4474000 | 3659000 |  |  | 82.1 |  | 81.8 | [6 empty] | Federally-Regulated Commercial & Industrial Equipment | 2014-08-11
Peerless Heater Co. | Peerless | 211A-12I | Steam | Natural Gas | No Match | FALSE | FALSE | 3 |  |  | No Match | No Match | No Match | No Match | Cast Iron | No Match |  | No Match |  | 2310000 |  | 2310000 |  | 80 | 75 |  |  | 6 | 147 | 80 |  |  | Non Federally-Regulated | 1990-06-25
PB Heat, LLC | PB Heat, LLC | TCII-09 | Both Steam & Water | Natural Gas | Power | FALSE | FALSE | 1 |  |  |  | None | Non-Condensing | Single-Stage | Cast Iron |  |  |  |  | 2718000 | 2249000 |  |  | 83.5 | 80 | 82.7 | [6 empty] | Federally-Regulated Commercial & Industrial Equipment | 2011-08-22
Rite Engineering | Rite | 150S | Both Steam & Water | Natural Gas | No Match | FALSE | FALSE | 3 |  |  | No Match | No Match | No Match | No Match | Other | No Match |  | No Match |  | 1500000 |  | 750000 |  | 80 | 80 |  |  |  |  | 80 |  |  | Non Federally-Regulated | 1992-10-14
Rite Engineering | Rite | 90S | Both Steam & Water | Natural Gas | No Match | FALSE | FALSE | 3 |  |  | No Match | No Match | No Match | No Match | Other | No Match |  | No Match |  | 900000 |  | 450000 |  | 80 | 80 |  |  |  |  | 80 |  |  | Non Federally-Regulated | 1992-10-14
Smith Cast Iron Boilers | Peerless | TCII-16-W-G | Water | Natural Gas | Power | FALSE | FALSE | 1 |  |  |  | None | Non-Condensing | Single-Stage | Cast Iron |  |  |  |  | 4923000 | 4095000 |  |  | 83.4 | 82 | [7 empty] | Federally-Regulated Commercial & Industrial Equipment | 2015-09-30
Slant / Fin Corp. | Slant / Fin Corp. | GXHA-160ED | Steam | Natural Gas | Injection Type | FALSE | FALSE | 1 |  |  |  | Stack Damper | Non-Condensing | Single-Stage | Cast Iron |  |  |  |  | 160000 | 130000 | [9 empty] | 81.2 | 75 | Federally-Regulated Consumer Product | 2007-11-14
Lochinvar, LLC. | Lochinvar Corp. | WBN050 | Water | Natural Gas | Power | FALSE | FALSE | 1 |  |  | None | None | Condensing | Step Modulating | Other |  |  |  |  | 50000 | 45000 | [9 empty] | 95.3 | 80 | Federally-Regulated Consumer Product | 2010-03-16
U.S. Boiler Co. | U.S. Boiler Co. | 307 | Water | LPG | Injection Type | FALSE | FALSE | 1 |  | TRUE |  | Stack Damper | Non-Condensing | Single-Stage | Cast Iron | Single-Speed |  |  |  | 210000 | 176000 | [9 empty] | 84 | 80 | Federally-Regulated Consumer Product | 2013-04-19
Slant / Fin Corp. | Slant / Fin Corp. | CHS-155 | Water | Natural Gas | Power | FALSE | FALSE | 1 |  | TRUE |  | None | Condensing | Step Modulating | Other |  |  |  |  | 155000 | 144000 | [9 empty] | 95 | 80 | Federally-Regulated Consumer Product | 2013-06-17
Universal Boiler Works | Universal Boiler Works | BF50W4 | Water | Combo (Natural Gas & Oil) | Power | FALSE | FALSE | 3 |  |  | No Match | No Match | No Match | No Match | Other | No Match |  | No Match |  | 2100000 |  | 1050000 |  | 86 | 80 |  |  | 10 |  | 84 |  |  | Federally-Regulated Commercial & Industrial Equipment | 2001-12-13
Ajax Boiler, Inc. | Ajax | SRPG35 | Steam | Natural Gas | Power | FALSE | TRUE | 1 |  |  | Draft Hood | Stack Damper | Non-Condensing | Two-Stage Modulating | Other | None |  | No Match |  | 1500000 | 1200000 | 1200000 | 960000 | 80 | 80 | 79.2 | [6 empty] | Federally-Regulated Commercial & Industrial Equipment | 2007-08-15
Smith Cast Iron Boilers | Smith Cast Iron Boilers | GVX-105 | Water | LPG | Induced Draft | FALSE | FALSE | 1 | TRUE |  |  | None | Non-Condensing | Single-Stage | Cast Iron |  |  |  |  | 105000 | 87000 | [9 empty] | 93.3 | 80 | Federally-Regulated Consumer Product | 2015-09-30
Raypak | Raypak | H7-088AR-P* | Water | LPG | Power | FALSE | FALSE | 1 |  |  |  | None | Condensing | Step Modulating | Other |  |  |  |  | 85000 | 80750 | 17000 | 16150 | [7 empty] | 95 | 80 | Federally-Regulated Consumer Product | 2015-01-06
Weil-McLain | Weil-McLain | 688 | Both Steam & Water | Oil | Power | FALSE | FALSE | 1 |  |  |  | None | Non-Condensing | Single-Stage | Cast Iron |  |  |  |  | 1650000 | 1413000 |  |  | 86.7 | 83 | 85.6 | [6 empty] | Federally-Regulated Commercial & Industrial Equipment | 2008-04-14
New Yorker Boiler Company, Inc. | New Yorker | CG60C_I | Water | Natural Gas | Induced Draft | FALSE | FALSE | 1 | TRUE |  |  | Stack Damper | Non-Condensing | Single-Stage | Cast Iron |  |  |  |  | 164000 | 135000 | [9 empty] | 82 | 80 | Federally-Regulated Consumer Product | 2015-09-30
Water Pik, Inc. | Laars | JVH075LD(I/L) | Water | LPG | No Match | FALSE | FALSE | 1 |  |  | No Match | No Match | No Match | No Match | Copper | No Match |  | No Match |  | 75000 | [10 empty] | 82.5 | 80 | Federally-Regulated Consumer Product | 2001-11-21
Water Pik, Inc. | Laars | DMAX 140 | Water | Oil | No Match | TRUE | FALSE | 1 |  |  | No Match | No Match | No Match | No Match | Other | No Match |  | No Match |  | 198800 | [10 empty] | 86.4 | 80 | Federally-Regulated Consumer Product | 2001-10-11
Rite Engineering | Rite | 450SG | Both Steam & Water | Natural Gas | Power | FALSE | FALSE | 3 |  |  | No Match | No Match | No Match | No Match | Other | No Match |  | No Match |  | 4500000 |  | 1500000 |  | 80 | 80 |  |  |  |  | 80 |  |  | Non Federally-Regulated | 1992-10-14
Hydrotherm | Hydrotherm | VGA-200BS-INT | Steam | Natural Gas | Injection Type | FALSE | FALSE | 1 |  |  |  | None | Non-Condensing | Single-Stage | Cast Iron |  |  |  |  | 200000 | 163000 | [9 empty] | 81.6 | 75 | Federally-Regulated Consumer Product | 2008-10-20
Glowcore Corp. | Glowcore | GB160A | Water | LPG | Power | FALSE | FALSE | 1 |  |  | No Match | No Match | No Match | No Match | Other | No Match |  | No Match |  | 160000 | [10 empty] | 88.8 | 80 | Federally-Regulated Consumer Product | 2000-06-07
Ajax Boiler, Inc. | Ajax | WGX-WGXB-4500-D | Steam | Natural Gas | No Match | FALSE | FALSE | 3 |  |  | No Match | No Match | No Match | No Match | Other | No Match |  | No Match |  | 4500000 |  | 4500000 |  | 80 | 80 |  |  |  |  | 80 |  |  | Federally-Regulated Commercial & Industrial Equipment | 1996-02-29
Bryan Steam Corp. | Bryan | LM-1050-S-***-FDG* | Steam | Natural Gas | Power | FALSE | FALSE | 3 |  |  | No Match | No Match | No Match | No Match | Other | No Match |  | No Match |  | 10500000 |  | 10500000 |  | 80 | 80 |  |  |  |  | 80 |  |  | Federally-Regulated Commercial & Industrial Equipment | 1996-03-01
Cleaver-Brooks | Cleaver-Brooks | CEW-700-500-***** | Steam | Natural Gas | Power | FALSE | FALSE | 3 |  |  | No Match | No Match | No Match | No Match | Other | No Match |  | No Match |  | 20930000 |  | 20930000 |  | 80 | 80 |  |  | 25 |  | 80 |  |  | Federally-Regulated Commercial & Industrial Equipment | 1999-03-02
Ajax Boiler, Inc. | Ajax | XFG3750W | Water | Natural Gas | Power | FALSE | TRUE | 3 |  |  | No Match | No Match | No Match | No Match | Other | No Match |  | No Match |  | 3750000 |  | 1500000 |  | 80 | 80 |  |  |  |  | 80 |  |  | Federally-Regulated Commercial & Industrial Equipment | 1997-01-07
Burnham Corp. | Burnham Corp. | MPC-6 | Water | Oil | Power | FALSE | FALSE | 1 |  |  |  | None | Non-Condensing | Single-Stage | Cast Iron |  |  |  |  | 995000 | 837000 |  |  | 88.7 | 83 | 86.8 | [6 empty] | Federally-Regulated Commercial & Industrial Equipment | 2010-03-16
PB Heat, LLC | PB Heat, LLC | 63-06-SPRK-S | Steam | Natural Gas | Injection Type | FALSE | FALSE | 1 |  | TRUE | Draft Diverter | Stack Damper | Non-Condensing | Single-Stage | Cast Iron |  |  |  |  | 287500 | 238000 | [9 empty] | 82 | 75 | Federally-Regulated Consumer Product | 2013-04-19
Harsco Industrial / Patterson-Kelley | Thermific | N3000-MFD | Water | Natural Gas | Power | FALSE | FALSE | 1 |  |  |  | None | Non-Condensing | Step Modulating | Copper |  |  |  |  | 3000000 | 2640000 | 600000 | 528000 | 85.5 | 80 | 84.9 | [6 empty] | Federally-Regulated Commercial & Industrial Equipment | 2010-01-21
Lochinvar, LLC. | Lochinvar Corp. | FBL3000 | Water | LPG | Power | FALSE | FALSE | 1 |  |  |  | None | Condensing | Step Modulating | Other |  |  |  |  | 3000000 | 2760000 |  |  | 92 | [8 empty] | Federally-Regulated Commercial & Industrial Equipment | 2015-04-20
Weil-McLain | Weil-McLain | 1888 | Steam | Natural Gas | Power | FALSE | FALSE | 3 |  |  | No Match | No Match | No Match | No Match | Cast Iron | No Match |  | No Match |  | 5845000 |  | 5845000 |  | 80.9 | 80 |  |  | 147 |  | 80.9 |  |  | Federally-Regulated Commercial & Industrial Equipment | 1996-02-29
Water Pik, Inc. | Laars | VW0500IN09CBA | Both Steam & Water | Natural Gas | No Match | FALSE | FALSE | 3 |  |  | No Match | No Match | No Match | No Match | Copper | No Match |  | No Match |  | 500000 |  | 500000 |  | 82 | 80 |  |  | 5 |  | 82 |  |  | Federally-Regulated Commercial & Industrial Equipment | 2001-11-21
Bryan Steam Corp. | Bryan | HECL-300-W-FDG | Water | Natural Gas | Power | FALSE | FALSE | 3 |  |  | No Match | No Match | No Match | No Match | Other | No Match |  | No Match |  | 3000000 |  | 3000000 |  | 85 | 80 |  |  |  |  | 85 |  |  | Federally-Regulated Commercial & Industrial Equipment | 1996-03-01
PB Heat, LLC | Peerless | MIHII-04-SV | Water | Natural Gas | Injection Type | FALSE | FALSE | 1 | TRUE |  |  | Stack Damper | Non-Condensing | Single-Stage | Cast Iron |  |  |  |  | 97500 | 82000 | [9 empty] | 83.7 | 80 | Federally-Regulated Consumer Product | 2015-09-30
Ajax Boiler, Inc. | Ajax | OSGOXFD9500 | Steam | Natural Gas | Power | FALSE | TRUE | 3 |  |  | No Match | No Match | No Match | No Match | Other | No Match |  | No Match |  | 9500000 |  | 4750000 |  | 81 | 80 |  |  |  |  | 80 |  |  | Non Federally-Regulated | 1992-10-27
Water Pik, Inc. | Laars | VW0850EP09*BA | Both Steam & Water | LPG | No Match | FALSE | TRUE | 3 |  |  | No Match | No Match | No Match | No Match | Copper | No Match |  | No Match |  | 850000 |  | 212850 |  | 82 | 80 |  |  | 5 |  | 82 |  |  | Federally-Regulated Commercial & Industrial Equipment | 2001-11-21
U.S. Boiler Co. | New Yorker Boiler Co. | CI-HGS-129B | Water | Oil | Power | FALSE | FALSE | 1 |  |  |  | None | Non-Condensing | Single-Stage | Cast Iron |  |  |  |  | 147000 | 129000 | [9 empty] | 87 | 80 | Federally-Regulated Consumer Product | 2014-12-01
DDR Americas, Inc. | De Deitrich | GT 430A-14 | Water | Natural Gas | Power | FALSE | FALSE | 1 |  | FALSE |  | Electro-Mechanical Inlet Dampe | Non-Condensing | Step Modulating | Cast Iron |  |  |  |  | 3389000 | 2880000 |  |  | 85.2 |  | 85.2 | [6 empty] | Federally-Regulated Commercial & Industrial Equipment | 2014-08-11
U.S. Boiler Co. | U.S. Boiler Co. | OW-4-150 | Water | Oil | Power | FALSE | FALSE | 1 |  | TRUE |  | None | Non-Condensing | Single-Stage | Cast Iron | Multiple-Speed |  |  |  | 210000 | 179000 | [9 empty] | 84 | 80 | Federally-Regulated Consumer Product | 2014-01-14
Water Pik, Inc. | Laars | PW0600EN04*BA | Both Steam & Water | Natural Gas | No Match | FALSE | TRUE | 3 |  |  | No Match | No Match | No Match | No Match | Copper | No Match |  | No Match |  | 600000 |  | 150000 |  | 82 | 80 |  |  | 5 |  | 82 |  |  | Federally-Regulated Commercial & Industrial Equipment | 2001-11-21
Advanced Thermal Hydronics | Advanced Thermal Hydronics | VGX-236-INT | Steam | LPG | Injection Type | FALSE | FALSE | 1 |  |  |  | Stack Damper | Non-Condensing | Single-Stage | Cast Iron |  |  |  |  | 236000 | 196000 | [9 empty] | 82.2 | 75 | Federally-Regulated Consumer Product | 2014-03-28
Bryan Steam Corp. | Bryan | LM-1350-W-FDG* | Water | Natural Gas | Power | FALSE | FALSE | 3 |  |  | No Match | No Match | No Match | No Match | Other | No Match |  | No Match |  | 13500000 |  | 13500000 |  | 81 | 80 |  |  |  |  | 81 |  |  | Federally-Regulated Commercial & Industrial Equipment | 1996-03-01
Raypak | Raypak | H40133 | Water | LPG | No Match | FALSE | FALSE | 1 |  |  | No Match | No Match | No Match | No Match | Other | No Match |  | No Match |  | 136000 | [10 empty] | 82.7 | 80 | Federally-Regulated Consumer Product | 2001-11-01
Crown Boiler Co. | Burnham Corp. | FMC070 | Water | Natural Gas | Induced Draft | FALSE | FALSE | 1 |  |  | None | None | Condensing | Step Modulating | Other | Single-Speed | 0.04 | Standard |  | 70000 | 63000 | 30000 | 27000 | [7 empty] | 95.4 | 80 | Federally-Regulated Consumer Product | 2007-11-14
Weil-McLain | Weil-McLain | 488R | Both Steam & Water | Natural Gas | Power | FALSE | FALSE | 1 |  |  |  | None | Non-Condensing | Single-Stage | Cast Iron |  |  |  |  | 996000 | 827000 |  |  | 84.8 | 80 | 83.1 | [6 empty] | Federally-Regulated Commercial & Industrial Equipment | 2008-04-14
Laars Heating Systems Co. | Laars | MGH2000****** | Water | LPG | Power | FALSE | TRUE | 1 |  | FALSE | None | None | Condensing | Step Modulating | Other |  |  |  |  | 1999900 | 1895000 |  |  | 93.6 |  | 93.6 | [6 empty] | Federally-Regulated Commercial & Industrial Equipment | 2014-05-21
Laars Heating Systems Co. | Bradford-White Corp. | BNTH1700 | Water | Natural Gas | Power | FALSE | FALSE | 1 |  |  |  | None | Condensing | Step Modulating | Other |  |  |  |  | 1700000 | 1666000 |  |  | 94.7 |  | 94.7 | [6 empty] | Federally-Regulated Commercial & Industrial Equipment | 2014-10-21
Ajax Boiler, Inc. | Ajax | DRF150 | Water | Natural Gas | Power | FALSE | TRUE | 1 |  |  | Draft Hood | Stack Damper | Non-Condensing | Two-Stage Modulating | Other | None |  | No Match |  | 6300000 | 5040000 | 5040000 | 4032000 | 80 | 80 | 79.2 | [6 empty] | Federally-Regulated Commercial & Industrial Equipment | 2007-08-15
Water Pik, Inc. | Laars | PH1825EP09CBA | Water | LPG | No Match | FALSE | TRUE | 3 |  |  | No Match | No Match | No Match | No Match | Copper | No Match |  | No Match |  | 1825000 |  | 1825000 |  | 82 | 80 |  |  | 5 |  | 82 |  |  | Federally-Regulated Commercial & Industrial Equipment | 2001-05-30
Ajax Boiler, Inc. | Ajax | OSGXB300 | Steam | Natural Gas | No Match | FALSE | TRUE | 3 |  |  | No Match | No Match | No Match | No Match | Other | No Match |  | No Match |  | 300000 |  | 300000 |  | 80 | 80 |  |  |  |  | 80 |  |  | Federally-Regulated Commercial & Industrial Equipment | 1996-02-29
Smith Cast Iron Boilers | Smith Cast Iron Boilers | M450A-*-11 | Both Steam & Water | Oil | Power | FALSE | FALSE | 1 |  |  |  | None | Non-Condensing | Single-Stage | Cast Iron |  |  |  |  | 3290000 | 2733000 |  |  | 86 | 83 | 83.4 | [6 empty] | Federally-Regulated Commercial & Industrial Equipment | 2008-05-08
Thermo-Dynamics Boiler Co. | Columbia Boiler / Pottstown | LVGD-90 | Water | Combo (Natural Gas & Oil) | No Match | FALSE | FALSE | 1 |  |  | No Match | No Match | No Match | No Match | Other | No Match |  | No Match |  | 90000 | [10 empty] | 84.5 | 80 | Federally-Regulated Consumer Product | 2001-11-01
PVI Industries | PVI | 234 ESB 150A-E | Steam | Electricity | No Match | TRUE | FALSE | 3 |  |  | No Match | No Match | No Match | No Match | Other | No Match |  | No Match |  | 799000 |  | 799000 |  | 99.9 | [5 empty] | 99.9 |  |  | Non Federally-Regulated | 1992-09-28
U.S. Boiler Co. | Crown Boiler Co. | PHNTM800 | Water | Natural Gas | Power | FALSE | FALSE | 1 |  |  |  | None | Condensing | Step Modulating | Other |  |  |  |  | 800000 | 760000 |  |  | 95 |  | 95 | [6 empty] | Federally-Regulated Commercial & Industrial Equipment | 2014-10-21
Water Pik, Inc. | Laars | HH0175CN12CB | Water | Natural Gas | No Match | FALSE | TRUE | 1 |  |  | No Match | No Match | No Match | No Match | Copper | No Match |  | No Match |  | 175000 | [10 empty] | 82 | 80 | Federally-Regulated Consumer Product | 2001-11-21
PVI Industries | PVI | 468 ESB 200A-E | Steam | Electricity | No Match | TRUE | FALSE | 3 |  |  | No Match | No Match | No Match | No Match | Other | No Match |  | No Match |  | 1597000 |  | 1597000 |  | 99.9 | [5 empty] | 99.9 |  |  | Non Federally-Regulated | 1992-09-28
Burnham Corp. | Burnham Corp. | RVII4 | Water | LPG | Induced Draft | FALSE | FALSE | 1 |  |  |  | None | Condensing | Single-Stage | Cast Iron | Single-Speed | 0.08 | Standard |  | 96000 | 88000 | [9 empty] | 90.8 | 80 | Federally-Regulated Consumer Product | 2007-11-14
Smith Cast Iron Boilers | Smith Cast Iron Boilers | GB250-S-7-INT | Steam | Natural Gas | Power | FALSE | FALSE | 1 |  |  |  | Electro-Mechanical Flue Damper | Non-Condensing | Single-Stage | Cast Iron |  |  |  |  | 300000 | 240000 |  |  | 80 | 80 | 75.8 | [6 empty] | Federally-Regulated Commercial & Industrial Equipment | 2007-12-12
Universal Boiler Works | Universal Boiler Works | BF15S1 | Steam | Combo (Natural Gas & Oil) | Power | FALSE | FALSE | 3 |  |  | No Match | No Match | No Match | No Match | Other | No Match |  | No Match |  | 630000 |  | 315000 |  | 83.5 | 80 |  |  | 10 |  | 82 |  |  | Federally-Regulated Commercial & Industrial Equipment | 2001-12-13
Slant / Fin Corp. | Slant / Fin Corp. | SE-140EDP | Water | Natural Gas | Injection Type | FALSE | FALSE | 1 |  |  |  | Stack Damper | Non-Condensing | Single-Stage | Cast Iron |  |  |  |  | 140000 | 116000 | [9 empty] | 82.2 | 80 | Federally-Regulated Consumer Product | 2007-11-14
PB Heat, LLC | Peerless | GM-05-SPRK | Water | Natural Gas | Injection Type | FALSE | FALSE | 1 | TRUE |  |  | Stack Damper | Non-Condensing | Single-Stage | Cast Iron |  |  |  |  | 228000 | 187000 | [9 empty] | 82.1 | 80 | Federally-Regulated Consumer Product | 2015-09-30
PB Heat, LLC | Peerless | MI85-03-SPRK | Water | Natural Gas | Injection Type | FALSE | FALSE | 1 | TRUE |  |  | Stack Damper | Non-Condensing | Single-Stage | Cast Iron | Single-Speed |  |  |  | 60000 | 51000 | [9 empty] | 85 | 80 | Federally-Regulated Consumer Product | 2015-09-30
Burnham Corp. | New Yorker Boiler Co. | CGS70A*I- | Steam | LPG | Induced Draft | FALSE | FALSE | 1 |  |  |  | Stack Damper | Non-Condensing | Single-Stage | Cast Iron |  |  |  |  | 210000 | 172000 | [9 empty] | 81.5 | 75 | Federally-Regulated Consumer Product | 2007-11-14
Raypak | Raypak | H4-HD301* | Water | LPG | Induced Draft | FALSE | TRUE | 1 |  |  | None | None | Non-Condensing | Single-Stage | Copper | Single-Speed |  | Standard |  | 299000 | 251160 | [9 empty] | 85 | 80 | Federally-Regulated Consumer Product | 2010-01-11
Universal Boiler Works | Universal Boiler Works | BF1000S4 | Steam | Combo (Natural Gas & Oil) | Power | FALSE | FALSE | 3 |  |  | No Match | No Match | No Match | No Match | Other | No Match |  | No Match |  | 42000000 |  | 5250000 |  | 83.5 | 80 |  |  | 10 |  | 82 |  |  | Federally-Regulated Commercial & Industrial Equipment | 2001-12-13
Water Pik, Inc. | Laars | PH1430IP09*BA | Water | LPG | No Match | FALSE | FALSE | 3 |  |  | No Match | No Match | No Match | No Match | Copper | No Match |  | No Match |  | 1430000 |  | 357500 |  | 82 | 80 |  |  | 5 |  | 82 |  |  | Federally-Regulated Commercial & Industrial Equipment | 2001-05-30
PB Heat, LLC | Peerless | WBV-04-095-W | Water | Oil | Power | FALSE | FALSE | 1 | TRUE |  |  | None | Non-Condensing | Single-Stage | Cast Iron |  |  |  |  | 133000 | 117000 | [9 empty] | 87 | 84 | Federally-Regulated Consumer Product | 2015-09-30
Smith Cast Iron Boilers | Smith Cast Iron Boilers | GBX-105-INT | Water | LPG | Injection Type | FALSE | FALSE | 1 | TRUE |  |  | Stack Damper | Non-Condensing | Single-Stage | Cast Iron |  |  |  |  | 105000 | 86000 | [9 empty] | 93.3 | 80 | Federally-Regulated Consumer Product | 2015-09-30
Ajax Boiler, Inc. | Ajax | OSGXFD800 | Steam | Natural Gas | Power | FALSE | TRUE | 3 |  |  | No Match | No Match | No Match | No Match | Other | No Match |  | No Match |  | 800000 |  | 400000 |  | 81 | 80 |  |  |  |  | 80 |  |  | Non Federally-Regulated | 1992-10-27
PB Heat, LLC | Peerless | MI85-05-SPRK | Water | Natural Gas | Injection Type | FALSE | FALSE | 1 | TRUE |  |  | Stack Damper | Non-Condensing | Single-Stage | Cast Iron | Single-Speed |  |  |  | 120000 | 102000 | [9 empty] | 85.1 | 80 | Federally-Regulated Consumer Product | 2015-09-30
Columbia Boiler / Pottstown | Thermo-Dynamics Boiler Co. | TDX-WC 90-DV | Water | Oil | Power | FALSE | FALSE | 1 |  |  | None | None | Non-Condensing | Single-Stage | Other |  |  |  |  | 126000 | 110000 | [9 empty] | 87 | 80 | Federally-Regulated Consumer Product | 2007-11-14
Water Pik, Inc. | Laars | PH1825EP04*BA | Water | LPG | No Match | FALSE | TRUE | 3 |  |  | No Match | No Match | No Match | No Match | Copper | No Match |  | No Match |  | 1825000 |  | 456250 |  | 82 | 80 |  |  | 5 |  | 82 |  |  | Federally-Regulated Commercial & Industrial Equipment | 2001-05-30
Smith Cast Iron Boilers | Peerless | TCII-10-W-O | Water | Oil | Power | FALSE | FALSE | 1 |  |  |  | None | Non-Condensing | Single-Stage | Cast Iron |  |  |  |  | 2940000 | 1510000 |  |  | 86.1 | 84 | [7 empty] | Federally-Regulated Commercial & Industrial Equipment | 2015-09-30
Parker Boiler Co. | Parker Boiler Co. | TC210 | Water | Natural Gas | Power | FALSE | FALSE | 1 |  | FALSE | None | None | Condensing | Step Modulating | Other |  |  |  |  | 788000 | 741000 | 198000 | 194040 | 94.7 |  | 93.5 | [6 empty] | Federally-Regulated Commercial & Industrial Equipment | 2014-08-11
Laars Heating Systems Company | BRUTE | BNTH150 | Water | LPG | Induced Draft | FALSE | FALSE | 1 | TRUE |  |  | None | Condensing | Step Modulating | Other |  |  |  |  | 150000 | 138000 | [9 empty] | 95 | 80 | Federally-Regulated Consumer Product | 2015-09-30
Camus Hydronics | Camus Hydronics | MFPH-3500-2G | Water | LPG | Power | FALSE | FALSE | 1 |  |  |  | None | Non-Condensing | Two-Stage Modulating | Copper |  |  |  |  | 3500000 | 2975000 |  |  | 85 | [8 empty] | Federally-Regulated Commercial & Industrial Equipment | 2014-10-23
Ajax Boiler, Inc. | Ajax | OWGOFD9000 | Steam | Natural Gas | Power | FALSE | TRUE | 3 |  |  | No Match | No Match | No Match | No Match | Other | No Match |  | No Match |  | 9000000 |  | 4500000 |  | 82 | 80 |  |  |  |  | 80 |  |  | Non Federally-Regulated | 1992-10-27
U.S. Boiler Co. | New Yorker | CG50E | Water | LPG | Injection Type | FALSE | FALSE | 1 | TRUE |  |  | Stack Damper | Non-Condensing | Single-Stage | Cast Iron | Single-Speed |  |  |  | 140000 | 117000 | [9 empty] | 84 | 80 | Federally-Regulated Consumer Product | 2015-09-30
Ajax Boiler, Inc. | Ajax | OSGXH1500 | Steam | Natural Gas | No Match | FALSE | TRUE | 3 |  |  | No Match | No Match | No Match | No Match | Other | No Match |  | No Match |  | 1500000 |  | 1500000 |  | 80 | 80 |  |  |  |  | 80 |  |  | Federally-Regulated Commercial & Industrial Equipment | 1996-02-29
U.S. Boiler Co. | BURNHAM HYDRONICS | 307A | Water | LPG | Injection Type | FALSE | FALSE | 1 | TRUE |  |  | Stack Damper | Non-Condensing | Single-Stage | Cast Iron | Multiple-Speed |  |  |  | 210000 | 176000 | [9 empty] | 84 | 80 | Federally-Regulated Consumer Product | 2015-09-30
Lochinvar, LLC. | Lochinvar Corp. | KBN210 | Water | Natural Gas | Power | FALSE | FALSE | 1 |  |  | None | None | Condensing | Step Modulating | Other |  |  |  |  | 210000 | 190000 | [9 empty] | 95.7 | 80 | Federally-Regulated Consumer Product | 2010-03-16
PB Heat, LLC | Peerless | WBV-05-175-W | Water | Oil | Power | FALSE | FALSE | 1 | TRUE |  |  | None | Non-Condensing | Single-Stage | Cast Iron |  |  |  |  | 245000 | 212000 | [9 empty] | 85.5 | 84 | Federally-Regulated Consumer Product | 2015-09-30
Lochinvar, LLC. | Lochinvar Corp. | CBN0647 | Water | Natural Gas | Power | FALSE | TRUE | 1 |  |  |  | None | Non-Condensing | Two-Stage Modulating | Copper |  |  |  |  | 645000 | 522000 |  |  |  |  | 81 | [6 empty] | Federally-Regulated Commercial & Industrial Equipment | 2015-04-20
Ajax Boiler, Inc. | Ajax | WGFD-2500 | Steam | Natural Gas | Power | FALSE | FALSE | 3 |  |  | No Match | No Match | No Match | No Match | Other | No Match |  | No Match |  | 2500000 |  | 1250000 |  | 82 | 80 |  |  |  |  | 80 |  |  | Non Federally-Regulated | 1992-10-27
Parker Boiler Co. | Parker Boiler | G-1296R | Water | Natural Gas | Power | FALSE | FALSE | 3 |  |  | No Match | No Match | No Match | No Match | Other | No Match |  | No Match |  | 1296000 |  | 648000 |  | 85 | 80 |  |  | 4 |  | 82 |  |  | Federally-Regulated Commercial & Industrial Equipment | 1996-03-13
Laars Heating Systems Co. | Laars | PH0325CN01***** | Water | Natural Gas | Induced Draft | TRUE | TRUE | 1 |  |  |  | None | Non-Condensing | Two-Stage Modulating | Copper | Single-Speed |  | Standard |  | 325000 | 263000 | 162500 |  | 81 | 80 | 78.6 | [6 empty] | Federally-Regulated Commercial & Industrial Equipment | 2007-11-01
Burnham Corp. | Burnham Corp. | V1121 | Both Steam & Water | Natural Gas | Power | FALSE | FALSE | 1 |  |  |  | None | Non-Condensing | Single-Stage | Cast Iron |  |  |  |  | 5268000 | 4174000 |  |  | 81 | 80 | 79.2 | [6 empty] | Federally-Regulated Commercial & Industrial Equipment | 2010-03-16
Burnham Corp. | Crown Boiler Co. | JSE310E | Steam | Natural Gas | Induced Draft | FALSE | FALSE | 1 |  |  |  | None | Non-Condensing | Single-Stage | Cast Iron |  |  |  |  | 310000 | 245000 |  |  | 80 | 80 | 77 | [6 empty] | Federally-Regulated Commercial & Industrial Equipment | 2007-12-12
Slant / Fin Corp. | Slant / Fin Corp. | LDWO-900-3-5 | Water | Oil | Power | FALSE | FALSE | 1 |  |  |  | None | Non-Condensing | Single-Stage | Cast Iron |  |  |  |  | 896000 | 750000 |  |  | 85.9 | 83 | 82.5 | [6 empty] | Federally-Regulated Commercial & Industrial Equipment | 2007-12-12
New Yorker Boiler Co. | New Yorker Boiler Co. | FR205 | Water | Oil | Power | FALSE | FALSE | 1 |  | TRUE |  | Stack Damper | Non-Condensing | Single-Stage | Other | Single-Speed |  |  |  | 245000 | 215000 | [9 empty] | 86 | 80 | Federally-Regulated Consumer Product | 2013-04-19
Parker Boiler Co. | Parker Boiler | 40LR | Steam | Natural Gas | Power | FALSE | FALSE | 3 |  |  | No Match | No Match | No Match | No Match | Other | No Match |  | No Match |  | 1680000 |  | 840000 |  | 83 | 80 |  |  | 4 |  | 82 |  |  | Federally-Regulated Commercial & Industrial Equipment | 1996-03-13
Lochinvar, LLC. | Lochinvar Corp. | KBL080 | Water | LPG | Power | FALSE | FALSE | 1 |  |  | None | None | Condensing | Step Modulating | Other |  |  |  |  | 80000 | 72000 | [9 empty] | 95.3 | 80 | Federally-Regulated Consumer Product | 2010-03-16
Ajax Boiler, Inc. | Ajax | SGOXFD-400 | Steam | Natural Gas | Power | FALSE | FALSE | 3 |  |  | No Match | No Match | No Match | No Match | Other | No Match |  | No Match |  | 400000 |  | 200000 |  | 81 | 80 |  |  |  |  | 80 |  |  | Non Federally-Regulated | 1992-10-27
Ajax Boiler, Inc. | Ajax | XNG4250W | Water | Natural Gas | No Match | FALSE | TRUE | 3 |  |  | No Match | No Match | No Match | No Match | Other | No Match |  | No Match |  | 4250000 |  | 2125000 |  | 80 | 80 |  |  |  |  | 80 |  |  | Federally-Regulated Commercial & Industrial Equipment | 1997-01-07
Smith Cast Iron Boilers | Smith Cast Iron Boilers | PGB250-S-5H-INTD | Steam | LPG | No Match | FALSE | FALSE | 1 |  |  | No Match | No Match | No Match | No Match | Cast Iron | No Match |  | No Match |  | 200000 | [10 empty] | 81.8 | 75 | Federally-Regulated Consumer Product | 1998-12-21
Parker Boiler Co. | Parker Boiler | O-5000R | Water | Oil | Power | FALSE | FALSE | 3 |  |  | No Match | No Match | No Match | No Match | Other | No Match |  | No Match |  | 5000000 |  | 2500000 |  | 84 | 83 |  |  | 4 |  | 82 |  |  | Federally-Regulated Commercial & Industrial Equipment | 1996-03-13
Ajax Boiler, Inc. | Ajax | XNG9500W | Water | Natural Gas | No Match | FALSE | TRUE | 3 |  |  | No Match | No Match | No Match | No Match | Other | No Match |  | No Match |  | 9500000 |  | 4750000 |  | 80 | 80 |  |  |  |  | 80 |  |  | Federally-Regulated Commercial & Industrial Equipment | 1997-01-07
Dunkirk | Ultimate Engineering / Division of Dunkirk | PFG-9-300 | Water | Combo (Natural Gas & Oil) | Power | FALSE | FALSE | 1 |  |  | No Match | No Match | No Match | No Match | Cast Iron | No Match |  | No Match |  | 299900 | [10 empty] | 83 | 80 | Federally-Regulated Consumer Product | 2001-11-01
Laars Heating Systems Co. | Bradford-White Corp. | BNTH080 | Water | LPG | Induced Draft | FALSE | FALSE | 1 |  | TRUE |  | None | Condensing | Step Modulating | Other | Single-Speed |  |  |  | 80000 | 74000 | [9 empty] | 95 | 80 | Federally-Regulated Consumer Product | 2013-07-10
Slant / Fin Corp. | Slant / Fin Corp. | TR-50HPZ | Steam | Oil | Power | FALSE | FALSE | 1 |  |  |  | None | Non-Condensing | Single-Stage | Cast Iron |  |  |  |  | 280000 | 239000 | [9 empty] | 84 | 80 | Federally-Regulated Consumer Product | 2007-11-14
Water Pik, Inc. | Laars | HH0850IN09CBA | Water | Natural Gas | No Match | FALSE | FALSE | 3 |  |  | No Match | No Match | No Match | No Match | Copper | No Match |  | No Match |  | 850000 |  | 850000 |  | 82 | 80 |  |  | 5 |  | 82 |  |  | Federally-Regulated Commercial & Industrial Equipment | 2001-05-16
Ajax Boiler, Inc. | Ajax | WFG400W | Water | Natural Gas | Power | FALSE | TRUE | 3 |  |  | No Match | No Match | No Match | No Match | Other | No Match |  | No Match |  | 400000 |  | 300000 |  | 80 | 80 |  |  |  |  | 80 |  |  | Federally-Regulated Commercial & Industrial Equipment | 1997-01-07