## WP Complete (hidden)
Workpaper Title | Space Heating Boiler | Workpaper Number | HVC101 | Revision # | 0.3
Assigned TPS Engineer | LANID | Author |  | Author Type
New Measure Codes? | No | Delivery Restriction? | None | Effective Date* | 2014-01-01 | *Cycle start date if error correction, upload date if old data is not to be replaced
Comments
"Reported"
[8 empty] | 1st Baseline | [9 empty] | 2nd Baseline
Measure Code | DEER ID | Measure Description | Measure Application Type | Building Type | Building Vintage | Climate Zone | Unit Definition | KW Peak Electric Demand Reduction | KWh Electric Savings | THM Gas Savings | LIFE CYCLE (RUL if ER) | Base Case Cost ($/unit) | Measure Cost ($/unit) | Labor Cost ($/unit) | Full Base Cost | Full Measure Cost | IMC Incremental Measure Cost ($/unit) | KW Peak Electric Demand Reduction | KWh Electric Savings | THM Gas Savings | LIFE CYCLE (EUL if ER) | Base Case Cost ($/unit) | Measure Cost ($/unit) | Labor Cost ($/unit) | IMC Incremental Measure Cost ($/unit) | NTG | Cost Qualifier [UP/DOWN/DI] | ISR | End Use Load Shape | Workpaper ID | Workpaper Title | Author Type | Author
#REF! | Varies | #REF! | #REF! | #REF! | #REF! | #REF! | #REF! | #REF! | #REF! | #REF! | #REF! | #REF! | #REF! | #REF! | #REF! | #REF! | #REF! | #REF! | #REF! | #REF! | #REF! | #REF! | #REF! | #REF! | #REF! | #REF! |  | #REF! | [5 empty] | 0
#REF! | Varies | #REF! | #REF! | #REF! | #REF! | #REF! | #REF! | #REF! | #REF! | #REF! | #REF! | #REF! | #REF! | #REF! | #REF! | #REF! | #REF! | #REF! | #REF! | #REF! | #REF! | #REF! | #REF! | #REF! | #REF! | #REF! |  | #REF! | [5 empty] | 1
#REF! | Varies | #REF! | #REF! | #REF! | #REF! | #REF! | #REF! | #REF! | #REF! | #REF! | #REF! | #REF! | #REF! | #REF! | #REF! | #REF! | #REF! | #REF! | #REF! | #REF! | #REF! | #REF! | #REF! | #REF! | #REF! | #REF! |  | #REF! | [5 empty] | 0
#REF! | Varies | #REF! | #REF! | #REF! | #REF! | #REF! | #REF! | #REF! | #REF! | #REF! | #REF! | #REF! | #REF! | #REF! | #REF! | #REF! | #REF! | #REF! | #REF! | #REF! | #REF! | #REF! | #REF! | #REF! | #REF! | #REF! |  | #REF! | [5 empty] | 1
#REF! | Varies | #REF! | #REF! | #REF! | #REF! | #REF! | #REF! | #REF! | #REF! | #REF! | #REF! | #REF! | #REF! | #REF! | #REF! | #REF! | #REF! | #REF! | #REF! | #REF! | #REF! | #REF! | #REF! | #REF! | #REF! | #REF! |  | #REF! | [5 empty] | 0
#REF! | Varies | #REF! | #REF! | #REF! | #REF! | #REF! | #REF! | #REF! | #REF! | #REF! | #REF! | #REF! | #REF! | #REF! | #REF! | #REF! | #REF! | #REF! | #REF! | #REF! | #REF! | #REF! | #REF! | #REF! | #REF! | #REF! |  | #REF! | [5 empty] | 1
#REF! | Varies | #REF! | #REF! | #REF! | #REF! | #REF! | #REF! | #REF! | #REF! | #REF! | #REF! | #REF! | #REF! | #REF! | #REF! | #REF! | #REF! | #REF! | #REF! | #REF! | #REF! | #REF! | #REF! | #REF! | #REF! | #REF! |  | #REF! | [5 empty] | 0
#REF! | Varies | #REF! | #REF! | #REF! | #REF! | #REF! | #REF! | #REF! | #REF! | #REF! | #REF! | #REF! | #REF! | #REF! | #REF! | #REF! | #REF! | #REF! | #REF! | #REF! | #REF! | #REF! | #REF! | #REF! | #REF! | #REF! |  | #REF! | [5 empty] | 1
#REF! | Varies | #REF! | #REF! | #REF! | #REF! | #REF! | #REF! | #REF! | #REF! | #REF! | #REF! | #REF! | #REF! | #REF! | #REF! | #REF! | #REF! | #REF! | #REF! | #REF! | #REF! | #REF! | #REF! | #REF! | #REF! | #REF! |  | #REF! | [5 empty] | 0
#REF! | Varies | #REF! | #REF! | #REF! | #REF! | #REF! | #REF! | #REF! | #REF! | #REF! | #REF! | #REF! | #REF! | #REF! | #REF! | #REF! | #REF! | #REF! | #REF! | #REF! | #REF! | #REF! | #REF! | #REF! | #REF! | #REF! |  | #REF! | [5 empty] | 1
#REF! | Varies | #REF! | #REF! | #REF! | #REF! | #REF! | #REF! | #REF! | #REF! | #REF! | #REF! | #REF! | #REF! | #REF! | #REF! | #REF! | #REF! | #REF! | #REF! | #REF! | #REF! | #REF! | #REF! | #REF! | #REF! | #REF! |  | #REF!
#REF! | Varies | #REF! | #REF! | #REF! | #REF! | #REF! | #REF! | #REF! | #REF! | #REF! | #REF! | #REF! | #REF! | #REF! | #REF! | #REF! | #REF! | #REF! | #REF! | #REF! | #REF! | #REF! | #REF! | #REF! | #REF! | #REF! |  | #REF!
#REF! | Varies | #REF! | #REF! | #REF! | #REF! | #REF! | #REF! | #REF! | #REF! | #REF! | #REF! | #REF! | #REF! | #REF! | #REF! | #REF! | #REF! | #REF! | #REF! | #REF! | #REF! | #REF! | #REF! | #REF! | #REF! | #REF! |  | #REF!
#REF! | Varies | #REF! | #REF! | #REF! | #REF! | #REF! | #REF! | #REF! | #REF! | #REF! | #REF! | #REF! | #REF! | #REF! | #REF! | #REF! | #REF! | #REF! | #REF! | #REF! | #REF! | #REF! | #REF! | #REF! | #REF! | #REF! |  | #REF!
#REF! | Varies | #REF! | #REF! | #REF! | #REF! | #REF! | #REF! | #REF! | #REF! | #REF! | #REF! | #REF! | #REF! | #REF! | #REF! | #REF! | #REF! | #REF! | #REF! | #REF! | #REF! | #REF! | #REF! | #REF! | #REF! | #REF! |  | #REF!
#REF! | Varies | #REF! | #REF! | #REF! | #REF! | #REF! | #REF! | #REF! | #REF! | #REF! | #REF! | #REF! | #REF! | #REF! | #REF! | #REF! | #REF! | #REF! | #REF! | #REF! | #REF! | #REF! | #REF! | #REF! | #REF! | #REF! |  | #REF!
#REF! | Varies | #REF! | #REF! | #REF! | #REF! | #REF! | #REF! | #REF! | #REF! | #REF! | #REF! | #REF! | #REF! | #REF! | #REF! | #REF! | #REF! | #REF! | #REF! | #REF! | #REF! | #REF! | #REF! | #REF! | #REF! | #REF! |  | #REF!
#REF! | Varies | #REF! | #REF! | #REF! | #REF! | #REF! | #REF! | #REF! | #REF! | #REF! | #REF! | #REF! | #REF! | #REF! | #REF! | #REF! | #REF! | #REF! | #REF! | #REF! | #REF! | #REF! | #REF! | #REF! | #REF! | #REF! |  | #REF!
#REF! | Varies | #REF! | #REF! | #REF! | #REF! | #REF! | #REF! | #REF! | #REF! | #REF! | #REF! | #REF! | #REF! | #REF! | #REF! | #REF! | #REF! | #REF! | #REF! | #REF! | #REF! | #REF! | #REF! | #REF! | #REF! | #REF! |  | #REF!
#REF! | Varies | #REF! | #REF! | #REF! | #REF! | #REF! | #REF! | #REF! | #REF! | #REF! | #REF! | #REF! | #REF! | #REF! | #REF! | #REF! | #REF! | #REF! | #REF! | #REF! | #REF! | #REF! | #REF! | #REF! | #REF! | #REF! |  | #REF!
#REF! | Varies | #REF! | #REF! | #REF! | #REF! | #REF! | #REF! | #REF! | #REF! | #REF! | #REF! | #REF! | #REF! | #REF! | #REF! | #REF! | #REF! | #REF! | #REF! | #REF! | #REF! | #REF! | #REF! | #REF! | #REF! | #REF! |  | #REF!
#REF! | Varies | #REF! | #REF! | #REF! | #REF! | #REF! | #REF! | #REF! | #REF! | #REF! | #REF! | #REF! | #REF! | #REF! | #REF! | #REF! | #REF! | #REF! | #REF! | #REF! | #REF! | #REF! | #REF! | #REF! | #REF! | #REF! |  | #REF!
#REF! | Varies | #REF! | #REF! | #REF! | #REF! | #REF! | #REF! | #REF! | #REF! | #REF! | #REF! | #REF! | #REF! | #REF! | #REF! | #REF! | #REF! | #REF! | #REF! | #REF! | #REF! | #REF! | #REF! | #REF! | #REF! | #REF! |  | #REF!
#REF! | Varies | #REF! | #REF! | #REF! | #REF! | #REF! | #REF! | #REF! | #REF! | #REF! | #REF! | #REF! | #REF! | #REF! | #REF! | #REF! | #REF! | #REF! | #REF! | #REF! | #REF! | #REF! | #REF! | #REF! | #REF! | #REF! |  | #REF!
#REF! | Varies | #REF! | #REF! | #REF! | #REF! | #REF! | #REF! | #REF! | #REF! | #REF! | #REF! | #REF! | #REF! | #REF! | #REF! | #REF! | #REF! | #REF! | #REF! | #REF! | #REF! | #REF! | #REF! | #REF! | #REF! | #REF! |  | #REF!
#REF! | Varies | #REF! | #REF! | #REF! | #REF! | #REF! | #REF! | #REF! | #REF! | #REF! | #REF! | #REF! | #REF! | #REF! | #REF! | #REF! | #REF! | #REF! | #REF! | #REF! | #REF! | #REF! | #REF! | #REF! | #REF! | #REF! |  | #REF!
#REF! | Varies | #REF! | #REF! | #REF! | #REF! | #REF! | #REF! | #REF! | #REF! | #REF! | #REF! | #REF! | #REF! | #REF! | #REF! | #REF! | #REF! | #REF! | #REF! | #REF! | #REF! | #REF! | #REF! | #REF! | #REF! | #REF! |  | #REF!
#REF! | Varies | #REF! | #REF! | #REF! | #REF! | #REF! | #REF! | #REF! | #REF! | #REF! | #REF! | #REF! | #REF! | #REF! | #REF! | #REF! | #REF! | #REF! | #REF! | #REF! | #REF! | #REF! | #REF! | #REF! | #REF! | #REF! |  | #REF!
#REF! | Varies | #REF! | #REF! | #REF! | #REF! | #REF! | #REF! | #REF! | #REF! | #REF! | #REF! | #REF! | #REF! | #REF! | #REF! | #REF! | #REF! | #REF! | #REF! | #REF! | #REF! | #REF! | #REF! | #REF! | #REF! | #REF! |  | #REF!
#REF! | Varies | #REF! | #REF! | #REF! | #REF! | #REF! | #REF! | #REF! | #REF! | #REF! | #REF! | #REF! | #REF! | #REF! | #REF! | #REF! | #REF! | #REF! | #REF! | #REF! | #REF! | #REF! | #REF! | #REF! | #REF! | #REF! |  | #REF!
#REF! | Varies | #REF! | #REF! | #REF! | #REF! | #REF! | #REF! | #REF! | #REF! | #REF! | #REF! | #REF! | #REF! | #REF! | #REF! | #REF! | #REF! | #REF! | #REF! | #REF! | #REF! | #REF! | #REF! | #REF! | #REF! | #REF! |  | #REF!
#REF! | Varies | #REF! | #REF! | #REF! | #REF! | #REF! | #REF! | #REF! | #REF! | #REF! | #REF! | #REF! | #REF! | #REF! | #REF! | #REF! | #REF! | #REF! | #REF! | #REF! | #REF! | #REF! | #REF! | #REF! | #REF! | #REF! |  | #REF!
#REF! | Varies | #REF! | #REF! | #REF! | #REF! | #REF! | #REF! | #REF! | #REF! | #REF! | #REF! | #REF! | #REF! | #REF! | #REF! | #REF! | #REF! | #REF! | #REF! | #REF! | #REF! | #REF! | #REF! | #REF! | #REF! | #REF! |  | #REF!
#REF! | Varies | #REF! | #REF! | #REF! | #REF! | #REF! | #REF! | #REF! | #REF! | #REF! | #REF! | #REF! | #REF! | #REF! | #REF! | #REF! | #REF! | #REF! | #REF! | #REF! | #REF! | #REF! | #REF! | #REF! | #REF! | #REF! |  | #REF!
#REF! | Varies | #REF! | #REF! | #REF! | #REF! | #REF! | #REF! | #REF! | #REF! | #REF! | #REF! | #REF! | #REF! | #REF! | #REF! | #REF! | #REF! | #REF! | #REF! | #REF! | #REF! | #REF! | #REF! | #REF! | #REF! | #REF! |  | #REF!
#REF! | Varies | #REF! | #REF! | #REF! | #REF! | #REF! | #REF! | #REF! | #REF! | #REF! | #REF! | #REF! | #REF! | #REF! | #REF! | #REF! | #REF! | #REF! | #REF! | #REF! | #REF! | #REF! | #REF! | #REF! | #REF! | #REF! |  | #REF!
#REF! | Varies | #REF! | #REF! | #REF! | #REF! | #REF! | #REF! | #REF! | #REF! | #REF! | #REF! | #REF! | #REF! | #REF! | #REF! | #REF! | #REF! | #REF! | #REF! | #REF! | #REF! | #REF! | #REF! | #REF! | #REF! | #REF! |  | #REF!
#REF! | Varies | #REF! | #REF! | #REF! | #REF! | #REF! | #REF! | #REF! | #REF! | #REF! | #REF! | #REF! | #REF! | #REF! | #REF! | #REF! | #REF! | #REF! | #REF! | #REF! | #REF! | #REF! | #REF! | #REF! | #REF! | #REF! |  | #REF!
#REF! | Varies | #REF! | #REF! | #REF! | #REF! | #REF! | #REF! | #REF! | #REF! | #REF! | #REF! | #REF! | #REF! | #REF! | #REF! | #REF! | #REF! | #REF! | #REF! | #REF! | #REF! | #REF! | #REF! | #REF! | #REF! | #REF! |  | #REF!
#REF! | Varies | #REF! | #REF! | #REF! | #REF! | #REF! | #REF! | #REF! | #REF! | #REF! | #REF! | #REF! | #REF! | #REF! | #REF! | #REF! | #REF! | #REF! | #REF! | #REF! | #REF! | #REF! | #REF! | #REF! | #REF! | #REF! |  | #REF!

## Non-DEER term definitions (hidden)
OTR | “OTR”-This code stands for “Other” building type and it is only used when the customer doesn’t select a building type in the application or the building type doesn’t fall under any of the DEER approved building types. “OTR” building type savings are calculated using the "minimum kwh savings row" of valid DEER building types. If all kwh are zero, use minimum kw row. If all kwh and kw are zero, use minimum therm. For a lighting measure with all building types, the “MTL” building type will be equivalent to OTR because it is the lowest hours of operation. This is a PG&E Administrative type, additional to any DEER types listed.

## Drop Downs (hidden)
Measure Application Type |  | Building Type |  | Climate Zone |  | Building Vintage |  | Unit Definitions
ER | Early Retirement (2 baselines) | ANY | Where savings doesn't vary | ANY | Where savings doesn't vary | ANY | Any Building Vintage | Code | Description | Comment
ROB | Replace on Burnout (1 baseline) | ASM | Assembly | PGE | Where savings is weighted average | 75 | Before 1978 | AREA-FT2 | area (ft2) | shell measures (windows, wall insulation, etc)
NC | New Construction (1 baseline) | COM | Commercial weighted average | Z01 |  | 85 | 1978 - 1992 | BUILDING | building | per building (non-residential)
|  | CNC | Health/Medical - Clinic | Z02 |  | 96 | 1993 - 2001 | CAP-KBTUH | input capacity (kBTUh) | per 1000 BTU per hour rated input capacity (heating equipment, smaller capacity, such as residential furnaces)
|  | DMO | Residential Mobile Home - Double Wide | Z03 |  | 03 | 2002 - 2005 | CAP-KW | input capacity (kW) | per kilowatt capacity (electric heating equipment)
Delivery Restriction? |  | ECC | Education - Community College | Z04 |  | 05 | After 2005 (legacy from DEER05) | CAP-MBTUH | input capacity (MBTUh) | per 1 Million BTU per hour rated input capacity (large capacity heating equipment, such as commercial boilers)
| None | EPR | Education - Primary School | Z05 |  | 07 | 2006 - 2009 | CAP-TONS | tons cooling capacity | per ton of rated cooling equipment (large and small)
| Core Only | ERC | Education - Removable Classroom | Z11 |  | 11 | 2010 - 2012 | EACH | appliance | example measures: appliance measures (refrigerator, dishwasher, etc.)
| 3P/GP Only | ESE | Education - Secondary School | Z12 |  | NW | New Construction | FIXTURE | fixture | lighting fixture or refrigeration display case fixture
| Specific Progam Only | EUN | Education - University | Z13 |  | EX | Existing weighted average | FLOW-CFM | CFM air flow | applies to some air flow measures
|  | FRM | Farmhouse | Z16 |  | M72 | Mobile Home - Before 1976 | FLOW-GPM | gallons per minute | applies to some water flow measures
New Measures? |  | GRO | Grocery | Z06 | Not in PGE territory | M85 | Mobile Home - 1976 - 1994 | HOUSEHOLD | house or household | savings are per dwelling unit (residential)
| Yes | GST | Guest Room (non-DEER, add explanation) | Z07 | Not in PGE territory | M00 | Mobile Home - 1995 - 2005 | INSTALLATION | equipment count | e.g. packaged HVAC equipment installation
| No | HSP | Health/Medical - Hospital | Z08 | Not in PGE territory | M06 | Mobile Home - After 2006 | LAMP | lamp | per lamp or per lighting fixture lamp replacement
|  | HTB | Lodging- Blend Common/Guest Room | Z09 | Not in PGE territory | MN5 | Mobile Home - New 2005 | LEN-FT | length (feet) | example measures: pipe insulation, refrig case fixture length
|  | HTL | Lodging - Hotel | Z10 | Not in PGE territory |  |  | CTRL-KW | kW Controlled | example measures: occupancy sensors, daylighting measures
Author Type |  | MBT | Manufacturing - Bio-Tech | Z14 | Not in PGE territory | Implementation Method |  | RATED-HP | nameplate HP | motor measures
| PG&E | MFM | Residential Multi-family | Z15 | Not in PGE territory | UP | Upstream | SURFAREA-FT2 | surface area (ft2) | example measures: pipe insulation, duct insulation
| Contractor | MLI | Manufacturing - Light Industry |  |  | DOWN | Downstream | KWH | per annual kWh consumption | custom measures only
| Implementer | MTL | Lodging - Motel |  |  | DI | Direct Install | THERM | per annual therm consumption | custom measures only
| SCE | NRS | Health/Medical - Nursing Home | Measure Electric End Use Shape |  |  |  | AREA-ACRE | per Acre | used for some Irrigation Systems measures
|  | OFL | Office - Large | 1 = Commercial Indoor Lighting |  |  |  | AREA-1KFP | 1,000 sqft footprint | Legacy: used in DEER2005 only
|  | OFS | Office - Small | 2 = Commercial Outdoor Lighting |  |  |  | AREA-1KH | 1,000 sqft house | Legacy: used in DEER2005 only
|  | OTI | Other Industrial | 3 = Commercial HVAC |  |  |  | AREA-1KR | 1,000 sqft roof | Legacy: used in DEER2005 only
|  | RES | All Residential | 4 = Commercial Refrigeration |  |  |  | AREA-1KW | 1,000 sqft wall (exc. windows) | Legacy: used in DEER2005 only
|  | RFF | Restaurant - Fast Food | 5 = Commercial Food Service |  |  |  | AREA-100WIN | 100 sqft window | Legacy: used in DEER2005 only
|  | RSD | Restaurant - Sit Down | 7 = Commercial Process
|  | RT3 | Retail - 3 Story Large | 17 = Commercial EMS
|  | RTL | Retail - Single Story large | 21 = Res. Wtr. Heating
|  | RTS | Retail - Small | 26 = Res. Central Air Conditioning
|  | SCN | Storage - Conditioned | DEER:HVAC_Chillers
|  | SFM | Residential Single Family | DEER:HVAC_Duct_Sealing
|  | SUN | Storage - Unconditioned | DEER:HVAC_Eff_AC
|  | WRF | Storage - Refrigerated | DEER:HVAC_Refrig_Charge
DEER:HVAC_Split-Package_AC
DEER:Indoor_CFL_Ltg
DEER:Indoor_Non-CFL_Ltg

## Tables
Industry | Capacity Factor* | Number of Boilers* | % of CA industry GDP vs nationwide industry GDP** | Estimated number of boilers per industry in CA | Weighting factor | Weighted Capacity Factor
Food | 0.31 | 10610 | 9.7% | 1030 | 25.69% | 7.963% | 3289.1
Paper | 0.66 | 3460 | 4.3% | 150 | 3.741% | 2.469% | 2283.6
Chemicals | 0.5 | 11980 | 8.8% | 1050 | 26.18% | 13.09% | 5990
Refining | 0.25 | 1200 | 21.5% | 260 | 6.484% | 1.621% | 300
Metals | 0.47 | 3330 | 4.5% | 150 | 3.741% | 1.758% | 1565.1
Other Manufacturing | 0.438 | 12435 | 11.05% | 1370 | 34.16% | 14.96% | 5446.53
Totals |  | 43015 |  | 4010 | 100% | 41.87% | 18874.33
Average Capacity Factor | 0.41867
*See Appendix X - Characterization Industrial Commercial Boiler Population
** Bureau of Economic Analysis – Regional Economic Accounts – Gross Domestic Products by State – http://www.bea.gov/regional/gsp/
H11 Energy Savings Hot Water | [7 empty] | Inputs
Base Case Energy Consumption | 36.7 | therms/kBTUh input rating | [5 empty] | T24 Comb. Eff HW | 82%
Measure Case Water | 33.6 | therms/kBTUh input rating |  | Average Combustion Efficiency |  |  |  | Comb. Eff Steam | 80% |  | Based on DOE document. Using 3% excess oxygen, and assuming that steam operates at 100F higher stack temp than water, the difference in efficiencies is about 2%. http://www1.eere.energy.gov/manufacturing/tech_assistance/pdfs/steam4_boiler_efficiency.pdf
Energy Savings | 3.1 | therms/kBTUh input rating |  | (High Efficiency Boilers) |  |  |  | Average Comb Eff. Hot Water | 89.43% |  | http://www.appliances.energy.ca.gov/AdvancedSearch.aspx
|  |  |  | Hot Water | 89.4344 |  |  | Average Comb Eff. Steam | 84.39% |  | http://www.appliances.energy.ca.gov/AdvancedSearch.aspx
H15 Energy Savings - Steam |  |  |  | Steam | 84.3893 |  |  | Operating Hours | 8760
Base Case Energy Consumption | 36.7 | therms/kBTUh input rating | [5 empty] | Conversion Factor | 0.01 | therms/kBTUh
Measure Case Water | 34.8 | therms/kBTUh input rating
Energy Savings | 1.9 | therms/kBTUh input rating

## BEA stats on CA industry
Bureau of Economic Analysis
California and nationwide statistics - GDP by industry
FIPS | State | Industry Code | Industry | Component Code | Component | California GDP | % vs total CA private industry GDP | % vs US GDP for same category | US GDP per category
6 | California | 1 | Total Gross Domestic Product by State | 200 | Gross Domestic Product by State (millions of current dollars) | 1616351 |  |  | 12372850
6 | California | 2 | Private industries | 200 | Gross Domestic Product by State (millions of current dollars) | 1435610 |  |  | 10892216
6 | California | 3 | Agriculture, forestry, fishing, and hunting | 200 | Gross Domestic Product by State (millions of current dollars) | 23722 | 1.7% | 19.3% | 123100
6 | California | 4 | Crop and animal production (Farms) | 200 | Gross Domestic Product by State (millions of current dollars) | 16871 | 1.2% | 17.6% | 95858
6 | California | 5 | Forestry, fishing, and related activities | 200 | Gross Domestic Product by State (millions of current dollars) | 6851 | 0.5% | 25.1% | 27242
6 | California | 6 | Mining | 200 | Gross Domestic Product by State (millions of current dollars) | 11371 | 0.8% | 4.9% | 233330
6 | California | 7 | Oil and gas extraction | 200 | Gross Domestic Product by State (millions of current dollars) | 7705 | 0.5% | 4.8% | 159577
6 | California | 8 | Mining, except oil and gas | 200 | Gross Domestic Product by State (millions of current dollars) | 1418 | 0.1% | 4.5% | 31519
6 | California | 9 | Support activities for mining | 200 | Gross Domestic Product by State (millions of current dollars) | 2248 | 0.2% | 5.3% | 42233
6 | California | 10 | Utilities | 200 | Gross Domestic Product by State (millions of current dollars) | 25939 | 1.8% | 10.5% | 247992
6 | California | 11 | Construction | 200 | Gross Domestic Product by State (millions of current dollars) | 79264 | 5.5% | 13% | 611114
6 | California | 12 | Manufacturing | 200 | Gross Domestic Product by State (millions of current dollars) | 158984 | 11.1% | 10.5% | 1512506
6 | California | 13 | Durable goods | 200 | Gross Domestic Product by State (millions of current dollars) | 92810 | 6.5% | 10.9% | 854288
6 | California | 14 | Wood product manufacturing | 200 | Gross Domestic Product by State (millions of current dollars) | 2692 | 0.2% | 6.9% | 38960
6 | California | 15 | Nonmetallic mineral product manufacturing | 200 | Gross Domestic Product by State (millions of current dollars) | 5002 | 0.3% | 9.4% | 53314
6 | California | 16 | Primary metal manufacturing | 200 | Gross Domestic Product by State (millions of current dollars) | 2763 | 0.2% | 4.5% | 61059
6 | California | 17 | Fabricated metal product manufacturing | 200 | Gross Domestic Product by State (millions of current dollars) | 11644 | 0.8% | 8.9% | 130501
6 | California | 18 | Machinery manufacturing | 200 | Gross Domestic Product by State (millions of current dollars) | 7513 | 0.5% | 6.8% | 111082
6 | California | 19 | Computer and electronic product manufacturing | 200 | Gross Domestic Product by State (millions of current dollars) | 33925 | 2.4% | 25.1% | 135308
6 | California | 20 | Electrical equipment and appliance manufacturing | 200 | Gross Domestic Product by State (millions of current dollars) | 3278 | 0.2% | 6.9% | 47823
6 | California | 21 | Motor vehicle, body, trailer, and parts manufacturing | 200 | Gross Domestic Product by State (millions of current dollars) | 2284 | 0.2% | 2.4% | 95417
6 | California | 22 | Other transportation equipment manufacturing | 200 | Gross Domestic Product by State (millions of current dollars) | 7888 | 0.5% | 11.1% | 71100
6 | California | 23 | Furniture and related product manufacturing | 200 | Gross Domestic Product by State (millions of current dollars) | 3761 | 0.3% | 10.1% | 37083
6 | California | 24 | Miscellaneous manufacturing | 200 | Gross Domestic Product by State (millions of current dollars) | 12060 | 0.8% | 16.6% | 72640
6 | California | 25 | Nondurable goods | 200 | Gross Domestic Product by State (millions of current dollars) | 66173 | 4.6% | 10.1% | 658218
6 | California | 26 | Food product manufacturing | 200 | Gross Domestic Product by State (millions of current dollars) | 17012 | 1.2% | 9.7% | 175673
6 | California | 27 | Textile and textile product mills | 200 | Gross Domestic Product by State (millions of current dollars) | 1610 | 0.1% | 6.8% | 23846
6 | California | 28 | Apparel manufacturing | 200 | Gross Domestic Product by State (millions of current dollars) | 4107 | 0.3% | 24.4% | 16836
6 | California | 29 | Paper manufacturing | 200 | Gross Domestic Product by State (millions of current dollars) | 2364 | 0.2% | 4.3% | 54559
6 | California | 30 | Printing and related support activities | 200 | Gross Domestic Product by State (millions of current dollars) | 4360 | 0.3% | 9.3% | 46937
6 | California | 31 | Petroleum and coal products manufacturing | 200 | Gross Domestic Product by State (millions of current dollars) | 13614 | 0.9% | 21.5% | 63462
6 | California | 32 | Chemical manufacturing | 200 | Gross Domestic Product by State (millions of current dollars) | 18430 | 1.3% | 8.8% | 209237
6 | California | 33 | Plastics and rubber products manufacturing | 200 | Gross Domestic Product by State (millions of current dollars) | 4675 | 0.3% | 6.9% | 67669
|  |  | Other manufacturing |  |  | 104801 |  | 11.05% | 948516
6 | California | 34 | Wholesale trade | 200 | Gross Domestic Product by State (millions of current dollars) | 93903 | 6.5% | 12.6% | 743193
6 | California | 35 | Retail trade | 200 | Gross Domestic Product by State (millions of current dollars) | 114309 | 8% | 13.9% | 823532
6 | California | 36 | Transportation and warehousing, excluding Postal Service | 200 | Gross Domestic Product by State (millions of current dollars) | 36242 | 2.5% | 10.5% | 344636
6 | California | 37 | Air transportation | 200 | Gross Domestic Product by State (millions of current dollars) | 3986 | 0.3% | 9.7% | 40994
6 | California | 38 | Rail transportation | 200 | Gross Domestic Product by State (millions of current dollars) | 972 | 0.1% | 3% | 32269
6 | California | 39 | Water transportation | 200 | Gross Domestic Product by State (millions of current dollars) | 766 | 0.1% | 8.5% | 9033
6 | California | 40 | Truck transportation | 200 | Gross Domestic Product by State (millions of current dollars) | 10966 | 0.8% | 9.6% | 114129
6 | California | 41 | Transit and ground passenger transportation | 200 | Gross Domestic Product by State (millions of current dollars) | 1743 | 0.1% | 10.2% | 17117
6 | California | 42 | Pipeline transportation | 200 | Gross Domestic Product by State (millions of current dollars) | 595 | 0% | 6.4% | 9324
6 | California | 43 | Other transportation and support activities | 200 | Gross Domestic Product by State (millions of current dollars) | 13259 | 0.9% | 14.9% | 89071
6 | California | 44 | Warehousing and storage | 200 | Gross Domestic Product by State (millions of current dollars) | 3954 | 0.3% | 12.1% | 32698
6 | California | 45 | Information | 200 | Gross Domestic Product by State (millions of current dollars) | 98075 | 6.8% | 17.7% | 555212
6 | California | 46 | Publishing including software | 200 | Gross Domestic Product by State (millions of current dollars) | 20404 | 1.4% | 13.6% | 150244
6 | California | 47 | Motion picture and sound recording industries | 200 | Gross Domestic Product by State (millions of current dollars) | 24460 | 1.7% | 60.4% | 40514
6 | California | 48 | Broadcasting and telecommunications | 200 | Gross Domestic Product by State (millions of current dollars) | 40342 | 2.8% | 13.3% | 304088
6 | California | 49 | Information and data processing services | 200 | Gross Domestic Product by State (millions of current dollars) | 12869 | 0.9% | 21.3% | 60366
6 | California | 50 | Finance and insurance | 200 | Gross Domestic Product by State (millions of current dollars) | 110304 | 7.7% | 11.5% | 957690
6 | California | 51 | Federal Reserve banks, credit intermediation and related services | 200 | Gross Domestic Product by State (millions of current dollars) | 61526 | 4.3% | 13% | 474713
6 | California | 52 | Securities, commodity contracts, investments | 200 | Gross Domestic Product by State (millions of current dollars) | 19035 | 1.3% | 11.4% | 167388
6 | California | 53 | Insurance carriers and related activities | 200 | Gross Domestic Product by State (millions of current dollars) | 27251 | 1.9% | 9.2% | 296139
6 | California | 54 | Funds, trusts, and other financial vehicles | 200 | Gross Domestic Product by State (millions of current dollars) | 2492 | 0.2% | 12.8% | 19450
6 | California | 55 | Real estate and rental and leasing | 200 | Gross Domestic Product by State (millions of current dollars) | 266120 | 18.5% | 16.9% | 1578378
6 | California | 56 | Real estate | 200 | Gross Domestic Product by State (millions of current dollars) | 252736 | 17.6% | 17.2% | 1472558
6 | California | 57 | Rental and leasing services and lessors of intangible assets | 200 | Gross Domestic Product by State (millions of current dollars) | 13383 | 0.9% | 12.6% | 105820
6 | California | 58 | Professional and technical services | 200 | Gross Domestic Product by State (millions of current dollars) | 134849 | 9.4% | 15.6% | 864111
6 | California | 59 | Legal services | 200 | Gross Domestic Product by State (millions of current dollars) | 26941 | 1.9% | 14.9% | 180860
6 | California | 60 | Computer systems design and related services | 200 | Gross Domestic Product by State (millions of current dollars) | 22850 | 1.6% | 16.2% | 140756
6 | California | 61 | Other professional, scientific and technical services | 200 | Gross Domestic Product by State (millions of current dollars) | 85057 | 5.9% | 15.7% | 542495
6 | California | 62 | Management of companies and enterprises | 200 | Gross Domestic Product by State (millions of current dollars) | 22883 | 1.6% | 10.1% | 225827
6 | California | 63 | Administrative and waste services | 200 | Gross Domestic Product by State (millions of current dollars) | 49770 | 3.5% | 13.5% | 368827
6 | California | 64 | Administrative and support services | 200 | Gross Domestic Product by State (millions of current dollars) | 45944 | 3.2% | 13.7% | 336554
6 | California | 65 | Waste management and remediation services | 200 | Gross Domestic Product by State (millions of current dollars) | 3826 | 0.3% | 11.9% | 32273
6 | California | 66 | Educational services | 200 | Gross Domestic Product by State (millions of current dollars) | 13081 | 0.9% | 11.3% | 115779
6 | California | 67 | Health care and social assistance | 200 | Gross Domestic Product by State (millions of current dollars) | 96510 | 6.7% | 11.2% | 859567
6 | California | 68 | Ambulatory health care services | 200 | Gross Domestic Product by State (millions of current dollars) | 51742 | 3.6% | 11.7% | 441942
6 | California | 69 | Hospitals and nursing and residential care facilities | 200 | Gross Domestic Product by State (millions of current dollars) | 36327 | 2.5% | 10.6% | 342200
6 | California | 70 | Social assistance | 200 | Gross Domestic Product by State (millions of current dollars) | 8441 | 0.6% | 11.2% | 75425
6 | California | 71 | Arts, entertainment, and recreation | 200 | Gross Domestic Product by State (millions of current dollars) | 19804 | 1.4% | 17.4% | 114093
6 | California | 72 | Performing arts, museums, and related activities | 200 | Gross Domestic Product by State (millions of current dollars) | 12311 | 0.9% | 22.8% | 53979
6 | California | 73 | Amusement, gambling, and recreation | 200 | Gross Domestic Product by State (millions of current dollars) | 7493 | 0.5% | 12.5% | 60114
6 | California | 74 | Accommodation and food services | 200 | Gross Domestic Product by State (millions of current dollars) | 43266 | 3% | 13.1% | 330540
6 | California | 75 | Accommodation | 200 | Gross Domestic Product by State (millions of current dollars) | 11815 | 0.8% | 11.3% | 104643
6 | California | 76 | Food services and drinking places | 200 | Gross Domestic Product by State (millions of current dollars) | 31451 | 2.2% | 13.9% | 225897
6 | California | 77 | Other services, except government | 200 | Gross Domestic Product by State (millions of current dollars) | 37217 | 2.6% | 13.2% | 282789
6 | California | 78 | Government | 200 | Gross Domestic Product by State (millions of current dollars) | 180741 | 12.6% | 12.2% | 1480634
6 | California | 79 | Federal civilian | 200 | Gross Domestic Product by State (millions of current dollars) | 23562 | 1.6% | 8.8% | 268847
6 | California | 80 | Federal military | 200 | Gross Domestic Product by State (millions of current dollars) | 16205 | 1.1% | 11% | 146970
6 | California | 81 | State and local | 200 | Gross Domestic Product by State (millions of current dollars) | 140974 | 9.8% | 13.2% | 1064817
Source: Bureau of Economic Analysis, U.S. Department of Commerce

## HotWaterBoilers
Manufacturer | Brand | Model Number | Boiler Type | Energy Source | Burner Type | Pilot Light? (T/F) | Outdoor Install | Electrical Phase | Automatic Means for Adjusting Water Temp | Natural Draft | Draft Equipment | Off Cycle Devices | Flue Gas | Control | Boiler Design | Pump Motor Design | TotalNominal Pump Motor HP | Pump Motor Type | Pump Motor Power Factor % | Nameplate Input BTUH | Rated Max Output BTUH | Min Input BTUH | Min Output BTUH | Combustion Efficiency | Combustion Efficiency Std | Thermal Efficiency | Thermal Efficiency Std | Standby Loss Watts | Standby Loss Watts Std | Minimum Thermal Efficiency | Annual Fuel Utilization Efficiency (AFUE) | AFUE Std | Regulatory Status | Add Date
Camus Hydronics | Camus Hydronics | DFNH-4500-MH | Water | Natural Gas | Power | FALSE | FALSE | 1 |  |  |  | None | Non-Condensing | Step Modulating | Copper |  |  |  |  | 4500000 | 3825000 |  |  | 85 | 82 | [7 empty] | Federally-Regulated Commercial & Industrial Equipment | 2015-12-04
Raypak, Inc. | Raypak | H7-2503* | Water | Natural Gas | Induced Draft | FALSE | FALSE | 1 |  |  |  | None | Non-Condensing | Step Modulating | Copper |  |  |  |  | 2501000 | 2126000 |  |  | 85 | 82 | [7 empty] | Federally-Regulated Commercial & Industrial Equipment | 2015-12-16
Raypak, Inc. | Raypak | H7-3003* | Water | Natural Gas | Induced Draft | FALSE | FALSE | 1 |  |  |  | None | Non-Condensing | Step Modulating | Copper |  |  |  |  | 3000000 | 2550000 |  |  | 85 | 82 | [7 empty] | Federally-Regulated Commercial & Industrial Equipment | 2015-12-16
Raypak, Inc. | Raypak | H7-3503* | Water | Natural Gas | Induced Draft | FALSE | FALSE | 1 |  |  |  | None | Non-Condensing | Step Modulating | Copper |  |  |  |  | 3500000 | 2975000 |  |  | 85 | 82 | [7 empty] | Federally-Regulated Commercial & Industrial Equipment | 2015-12-16
Raypak, Inc. | Raypak | H7-4003* | Water | Natural Gas | Induced Draft | FALSE | FALSE | 1 |  |  |  | None | Non-Condensing | Step Modulating | Copper |  |  |  |  | 4000000 | 3400000 |  |  | 85 | 82 | [7 empty] | Federally-Regulated Commercial & Industrial Equipment | 2015-12-16
Waterfurnace International, Inc. | VIESSMANN | VD2-780G | Water | Natural Gas | Power | FALSE | FALSE | 3 |  |  |  | None | Non-Condensing | Two-Stage Modulating | Cast Iron |  |  |  |  | 3168000 | 2699000 |  |  | 85 | 82 | [7 empty] | Federally-Regulated Commercial & Industrial Equipment | 2015-12-16
Laars Heating Systems Co. | National Combustion Co. | F85H0750 | Water | Natural Gas | Power | FALSE | FALSE | 1 |  |  |  | None | Non-Condensing | Two-Stage Modulating | Copper |  |  |  |  | 750000 | 638000 |  |  | 85 |  | 85 | [6 empty] | Federally-Regulated Commercial & Industrial Equipment | 2014-10-21
Parker Boiler Co. | Parker Boiler | G-864R | Water | Natural Gas | Power | FALSE | FALSE | 3 |  |  | No Match | No Match | No Match | No Match | Other | No Match |  | No Match |  | 864000 |  | 432000 |  | 85 | 80 |  |  | 4 |  | 82 |  |  | Federally-Regulated Commercial & Industrial Equipment | 1996-03-13
Camus Hydronics | Camus Hydronics | DFNH-5000-MH | Water | Natural Gas | Power | FALSE | FALSE | 3 |  |  |  | None | Non-Condensing | Step Modulating | Copper |  |  |  |  | 5000000 | 4250000 |  |  | 85 |  | 85 | [6 empty] | Federally-Regulated Commercial & Industrial Equipment | 2014-08-11
Ajax Boiler, Inc. | Ajax | WRF12600 | Water | Natural Gas | Power | FALSE | TRUE | 1 |  |  | Draft Hood | Stack Damper | Non-Condensing | Two-Stage Modulating | Other | None |  | No Match |  | 12600000 | 10710000 | 10710000 | 9103500 | 85 | 80 | 84.2 | [6 empty] | Federally-Regulated Commercial & Industrial Equipment | 2007-08-15
Ajax Boiler, Inc. | Ajax | WEG450W | Water | Natural Gas | Power | FALSE | TRUE | 3 |  |  | No Match | No Match | No Match | No Match | Other | No Match |  | No Match |  | 428000 |  | 325000 |  | 85 | 80 |  |  |  |  | 80 |  |  | Federally-Regulated Commercial & Industrial Equipment | 1997-01-07
Ajax Boiler, Inc. | Ajax | WRF1750 | Water | Natural Gas | Power | FALSE | TRUE | 1 |  |  | Draft Hood | Stack Damper | Non-Condensing | Two-Stage Modulating | Other | None |  | No Match |  | 1700000 | 1487500 | 1487500 | 126375 | 85 | 80 | 84.2 | [6 empty] | Federally-Regulated Commercial & Industrial Equipment | 2007-08-15
Lochinvar, LLC. | Lochinvar Corp. | PBN1300 | Water | Natural Gas | Power | FALSE | FALSE | 1 |  |  | None | None | Non-Condensing | Step Modulating | Copper |  |  |  |  | 1300000 | 1105000 | 325000 | 283000 | 85 | 80 | 85 | [6 empty] | Federally-Regulated Commercial & Industrial Equipment | 2007-12-12
Camus Hydronics | Camus Hydronics | DFNH-1750-MS | Water | Natural Gas | Power | TRUE | FALSE | 1 |  |  |  | None | Non-Condensing | Step Modulating | Other |  |  |  |  | 1750000 | 1487000 |  |  | 85 |  | 85 | [6 empty] | Federally-Regulated Commercial & Industrial Equipment | 2014-08-11
Ajax Boiler, Inc. | Ajax | WEG4500W | Water | Natural Gas | Power | FALSE | TRUE | 3 |  |  | No Match | No Match | No Match | No Match | Other | No Match |  | No Match |  | 4280000 |  | 1800000 |  | 85 | 80 |  |  |  |  | 80 |  |  | Federally-Regulated Commercial & Industrial Equipment | 1997-01-07
Camus Hydronics | Camus Hydronics | DFNW-4504-MS | Water | Natural Gas | Pressure | FALSE | FALSE | 1 |  |  |  | None | Non-Condensing | Step Modulating | Other |  |  |  |  | 4500000 | 3825000 |  |  | 85 |  | 85 | [6 empty] | Federally-Regulated Commercial & Industrial Equipment | 2014-08-11
Parker Boiler Co. | Parker Boiler | G-1008R | Water | Natural Gas | Power | FALSE | FALSE | 3 |  |  | No Match | No Match | No Match | No Match | Other | No Match |  | No Match |  | 1008000 |  | 504000 |  | 85 | 80 |  |  | 4 |  | 82 |  |  | Federally-Regulated Commercial & Industrial Equipment | 1996-03-13
Parker Boiler Co. | Parker Boiler | G-3456R | Water | Natural Gas | Power | FALSE | FALSE | 3 |  |  | No Match | No Match | No Match | No Match | Other | No Match |  | No Match |  | 3456000 |  | 1728000 |  | 85 | 80 |  |  | 4 |  | 82 |  |  | Federally-Regulated Commercial & Industrial Equipment | 1996-03-13
Ajax Boiler, Inc. | Ajax | WEG5500W | Water | Natural Gas | Power | FALSE | TRUE | 3 |  |  | No Match | No Match | No Match | No Match | Other | No Match |  | No Match |  | 5230000 |  | 2200000 |  | 85 | 80 |  |  |  |  | 80 |  |  | Federally-Regulated Commercial & Industrial Equipment | 1997-01-07
Camus Hydronics | Camus Hydronics | DFNW-3500-MS | Water | Natural Gas | Power | FALSE | FALSE | 1 |  |  |  | None | Non-Condensing | Step Modulating | Other |  |  |  |  | 3500000 | 2975000 |  |  | 85 |  | 85 | [6 empty] | Federally-Regulated Commercial & Industrial Equipment | 2014-08-11
Camus Hydronics | Camus Hydronics | DFNH-4000-MH | Water | Natural Gas | Power | FALSE | FALSE | 1 |  |  |  | None | Non-Condensing | Step Modulating | Copper |  |  |  |  | 4000000 | 3400000 |  |  | 85 |  | 85 | [6 empty] | Federally-Regulated Commercial & Industrial Equipment | 2014-08-11
Bryan Steam Corp. | Bryan | HED-305-W-FDG | Water | Natural Gas | Power | FALSE | FALSE | 3 |  |  | No Match | No Match | No Match | No Match | Other | No Match |  | No Match |  | 305000 |  | 305000 |  | 85 | 80 |  |  |  |  | 85 |  |  | Federally-Regulated Commercial & Industrial Equipment | 1996-03-01
Viessmann Manufacturing | Viessmann Manufacturing | VD2A-125G | Water | Natural Gas | Power | FALSE | FALSE | 3 |  |  |  | None | Non-Condensing | Two-Stage Modulating | Cast Iron |  |  |  |  | 508000 | 433000 |  |  | 85 |  | 85 | [6 empty] | Federally-Regulated Commercial & Industrial Equipment | 2014-10-23
Ajax Boiler, Inc. | Ajax | WRF735 | Water | Natural Gas | Power | FALSE | TRUE | 1 |  |  | Draft Hood | Stack Damper | Non-Condensing | Two-Stage Modulating | Other | None |  | No Match |  | 735000 | 624750 | 624750 | 531038 | 85 | 80 | 84.2 | [6 empty] | Federally-Regulated Commercial & Industrial Equipment | 2007-08-15
Lochinvar, LLC. | Lochinvar Corp. | PBL2001-M9 | Water | Natural Gas | Power | FALSE | FALSE | 1 |  |  |  | None | Non-Condensing | Step Modulating | Copper |  |  |  |  | 2000000 | 1700000 |  |  | 85 |  | 85 | [6 empty] | Federally-Regulated Commercial & Industrial Equipment | 2014-10-23
Camus Hydronics | Camus Hydronics | DFNH-1200-MS | Water | Natural Gas | Power | FALSE | FALSE | 1 |  |  |  | None | Non-Condensing | Step Modulating | Other |  |  |  |  | 1200000 | 1020000 |  |  | 85 |  | 85 | [6 empty] | Federally-Regulated Commercial & Industrial Equipment | 2014-08-11
Parker Boiler Co. | Parker Boiler | T3900LR | Water | Natural Gas | Power | FALSE | FALSE | 3 |  |  | No Match | No Match | No Match | No Match | Other | No Match |  | No Match |  | 3900000 |  | 1950000 |  | 85 | 80 |  |  | 4 |  | 82 |  |  | Federally-Regulated Commercial & Industrial Equipment | 1996-03-13
Laars Heating Systems Co. | Laars | PNCH1250N******* | Water | Natural Gas | Power | FALSE | TRUE | 1 |  |  |  | None | Non-Condensing | Step Modulating | Copper |  |  |  |  | 1250000 | 1062500 | 500000 |  | 85 | 80 | 84 | [6 empty] | Federally-Regulated Commercial & Industrial Equipment | 2007-11-01
Ajax Boiler, Inc. | Ajax | WEG9500W | Water | Natural Gas | Power | FALSE | TRUE | 3 |  |  | No Match | No Match | No Match | No Match | Other | No Match |  | No Match |  | 9030000 |  | 3800000 |  | 85 | 80 |  |  |  |  | 80 |  |  | Federally-Regulated Commercial & Industrial Equipment | 1997-01-07
Parker Boiler Co. | Parker Boiler | T490LR | Water | Natural Gas | Power | FALSE | FALSE | 3 |  |  | No Match | No Match | No Match | No Match | Other | No Match |  | No Match |  | 490000 |  | 245000 |  | 85 | 80 |  |  | 4 |  | 82 |  |  | Federally-Regulated Commercial & Industrial Equipment | 1996-03-13
Camus Hydronics | Camus Hydronics | MFNH-3500-2G | Water | Natural Gas | Power | FALSE | FALSE | 1 |  |  |  | None | Non-Condensing | Two-Stage Modulating | Copper |  |  |  |  | 3500000 | 2975000 |  |  | 85 | [8 empty] | Federally-Regulated Commercial & Industrial Equipment | 2014-10-23
Camus Hydronics | Camus Hydronics | DFNW-2000-MS | Water | Natural Gas | Power | FALSE | FALSE | 1 |  |  |  | None | Non-Condensing | Step Modulating | Other |  |  |  |  | 2000000 | 1700000 |  |  | 85 |  | 85 | [6 empty] | Federally-Regulated Commercial & Industrial Equipment | 2014-08-11
Harsco Industrial / Patterson-Kelley | Thermific | N1000 | Water | Natural Gas | Power | FALSE | TRUE | 1 |  |  | None | None | Non-Condensing | Single-Stage | Copper | Single-Speed |  | No Match |  | 1000000 | 850000 |  |  | 85 | 80 | 84 | [6 empty] | Federally-Regulated Commercial & Industrial Equipment | 2007-07-10
Parker Boiler Co. | Parker Boiler | T2970LR | Water | Natural Gas | Power | FALSE | FALSE | 3 |  |  | No Match | No Match | No Match | No Match | Other | No Match |  | No Match |  | 2970000 |  | 1485000 |  | 85 | 80 |  |  | 4 |  | 82 |  |  | Federally-Regulated Commercial & Industrial Equipment | 1996-03-13
Camus Hydronics | Camus Hydronics | DFNW-4000-MS | Water | Natural Gas | Power | FALSE | FALSE | 1 |  |  |  | None | Non-Condensing | Step Modulating | Other |  |  |  |  | 4000000 | 3400000 |  |  | 85 |  | 85 | [6 empty] | Federally-Regulated Commercial & Industrial Equipment | 2014-08-11
Ajax Boiler, Inc. | Ajax | WEG3000W | Water | Natural Gas | Power | FALSE | TRUE | 3 |  |  | No Match | No Match | No Match | No Match | Other | No Match |  | No Match |  | 2850000 |  | 1200000 |  | 85 | 80 |  |  |  |  | 80 |  |  | Federally-Regulated Commercial & Industrial Equipment | 1997-01-07
Laars Heating Systems Co. | Laars | PNCH0400N******* | Water | Natural Gas | Power | FALSE | FALSE | 1 |  |  |  | None | Non-Condensing | Two-Stage Modulating | Copper |  |  |  |  | 399900 | 339915 | 200000 |  | 85 | 80 | 84 | [6 empty] | Federally-Regulated Commercial & Industrial Equipment | 2007-11-01
RBI Water Heaters | RBI Water Heaters | DB1350 | Water | Natural Gas | Power | FALSE | FALSE | 1 |  |  |  | None | Non-Condensing | Step Modulating | Copper |  |  |  |  | 1350000 | 1107000 |  |  | 85 | 80 | 82 | [6 empty] | Federally-Regulated Commercial & Industrial Equipment | 2011-02-17
Water Pik, Inc. | Laars | PNCH0500N******* | Water | Natural Gas | Induced Draft | FALSE | TRUE | 3 |  |  | None | None | Non-Condensing | Step Modulating | Copper | Single-Speed |  | Standard |  | 499980 | 420000 | 249990 |  | 85 | 80 | 85 | [6 empty] | Federally-Regulated Commercial & Industrial Equipment | 2004-11-05
Laars Heating Systems Co. | Laars | MT2H1250N******* | Water | Natural Gas | Power | FALSE | TRUE | 1 |  |  |  | None | Non-Condensing | Two-Stage Modulating | Copper |  |  |  |  | 1250000 | 1062500 |  |  | 85 | 80 | 84 | [6 empty] | Federally-Regulated Commercial & Industrial Equipment | 2008-03-14
Harsco Industrial / Patterson-Kelley | Thermific | N2000-MFD | Water | Natural Gas | Power | FALSE | TRUE | 1 |  |  | None | None | Non-Condensing | Step Modulating | Copper | Single-Speed |  | No Match |  | 2000000 | 1700000 | 400000 | 340000 | 85 | 80 | 84 | [6 empty] | Federally-Regulated Commercial & Industrial Equipment | 2007-07-10
Water Pik, Inc. | Laars | PH0520MN20***** | Water | Natural Gas | Power | FALSE | FALSE | 3 |  |  | No Match | No Match | No Match | No Match | Copper | No Match |  | No Match |  | 520000 |  | 520000 |  | 85 | 80 |  |  | 5 |  | 83 |  |  | Federally-Regulated Commercial & Industrial Equipment | 2001-11-21
Ajax Boiler, Inc. | Ajax | WEG3750W | Water | Natural Gas | Power | FALSE | TRUE | 3 |  |  | No Match | No Match | No Match | No Match | Other | No Match |  | No Match |  | 3560000 |  | 1500000 |  | 85 | 80 |  |  |  |  | 80 |  |  | Federally-Regulated Commercial & Industrial Equipment | 1997-01-07
Ajax Boiler, Inc. | Ajax | WEG15000W | Water | Natural Gas | Power | FALSE | TRUE | 3 |  |  | No Match | No Match | No Match | No Match | Other | No Match |  | No Match |  | 14300000 |  | 6000000 |  | 85 | 80 |  |  |  |  | 80 |  |  | Federally-Regulated Commercial & Industrial Equipment | 1997-01-07
Ajax Boiler, Inc. | Ajax | WEG525W | Water | Natural Gas | Power | FALSE | TRUE | 3 |  |  | No Match | No Match | No Match | No Match | Other | No Match |  | No Match |  | 499000 |  | 350000 |  | 85 | 80 |  |  |  |  | 80 |  |  | Federally-Regulated Commercial & Industrial Equipment | 1997-01-07
Burnham Corp. | Burnham Corp. | CW-60-G | Water | Natural Gas | Power | FALSE | FALSE | 1 |  |  |  | None | Non-Condensing | Two-Stage Modulating | Other |  |  |  |  | 2449000 | 2057000 |  |  | 85 |  | 84 | [6 empty] | Federally-Regulated Commercial & Industrial Equipment | 2014-12-01
Camus Hydronics | Camus Hydronics | DFNH-4000-MS | Water | Natural Gas | Power | FALSE | FALSE | 1 |  |  |  | None | Non-Condensing | Step Modulating | Other |  |  |  |  | 5000000 | 4250000 |  |  | 85 |  | 85 | [6 empty] | Federally-Regulated Commercial & Industrial Equipment | 2014-08-11
Ajax Boiler, Inc. | Ajax | WRF5250 | Water | Natural Gas | Power | FALSE | TRUE | 1 |  |  | Draft Hood | Stack Damper | Non-Condensing | Two-Stage Modulating | Other | None |  | No Match |  | 5250000 | 4462500 | 4462500 | 3793125 | 85 | 80 | 84.2 | [6 empty] | Federally-Regulated Commercial & Industrial Equipment | 2007-08-15
Bryan Steam Corp. | Bryan | HECL-120-W-FDG | Water | Natural Gas | Power | FALSE | FALSE | 3 |  |  | No Match | No Match | No Match | No Match | Other | No Match |  | No Match |  | 1200000 |  | 1200000 |  | 85 | 80 |  |  |  |  | 85 |  |  | Federally-Regulated Commercial & Industrial Equipment | 1996-02-29
Ajax Boiler, Inc. | Ajax | WEG12000W | Water | Natural Gas | Power | FALSE | TRUE | 3 |  |  | No Match | No Match | No Match | No Match | Other | No Match |  | No Match |  | 11400000 |  | 4800000 |  | 85 | 80 |  |  |  |  | 80 |  |  | Federally-Regulated Commercial & Industrial Equipment | 1997-01-07
Parker Boiler Co. | Parker Boiler | T4600LR | Water | Natural Gas | Power | FALSE | FALSE | 3 |  |  | No Match | No Match | No Match | No Match | Other | No Match |  | No Match |  | 4600000 |  | 2300000 |  | 85 | 80 |  |  | 4 |  | 82 |  |  | Federally-Regulated Commercial & Industrial Equipment | 1996-03-13
Raypak | Raypak | H7-3003* | Water | Natural Gas | Induced Draft | FALSE | FALSE | 1 |  |  |  | None | Non-Condensing | Step Modulating | Copper |  |  |  |  | 3000000 | 2550000 |  |  | 85 |  | 85 | [6 empty] | Federally-Regulated Commercial & Industrial Equipment | 2015-04-02
Ajax Boiler, Inc. | Ajax | WEG400W | Water | Natural Gas | Power | FALSE | TRUE | 3 |  |  | No Match | No Match | No Match | No Match | Other | No Match |  | No Match |  | 380000 |  | 300000 |  | 85 | 80 |  |  |  |  | 80 |  |  | Federally-Regulated Commercial & Industrial Equipment | 1997-01-07
Camus Hydronics | Camus Hydronics | DFNH-1500-MS | Water | Natural Gas | Power | FALSE | FALSE | 1 |  |  |  | None | Non-Condensing | Step Modulating | Other |  |  |  |  | 1500000 | 1275000 |  |  | 85 |  | 85 | [6 empty] | Federally-Regulated Commercial & Industrial Equipment | 2014-08-11
Harsco Industrial / Patterson-Kelley | Thermific | N2000-2 | Water | Natural Gas | Power | FALSE | TRUE | 1 |  |  | None | None | Non-Condensing | Two-Stage Modulating | Copper | Single-Speed |  | No Match |  | 2000000 | 1700000 | 1200000 | 1020000 | 85 | 80 | 83.6 | [6 empty] | Federally-Regulated Commercial & Industrial Equipment | 2007-07-10
Bryan Steam Corp. | Bryan | HED-650-W-FDG | Water | Natural Gas | Power | FALSE | FALSE | 3 |  |  | No Match | No Match | No Match | No Match | Other | No Match |  | No Match |  | 650000 |  | 650000 |  | 85 | 80 |  |  |  |  | 85 |  |  | Federally-Regulated Commercial & Industrial Equipment | 1996-03-01
Ajax Boiler, Inc. | Ajax | WEG3250W | Water | Natural Gas | Power | FALSE | TRUE | 3 |  |  | No Match | No Match | No Match | No Match | Other | No Match |  | No Match |  | 3090000 |  | 1300000 |  | 85 | 80 |  |  |  |  | 80 |  |  | Federally-Regulated Commercial & Industrial Equipment | 1997-01-07
Laars Heating Systems Co. | Laars | MT2H1000N******* | Water | Natural Gas | Power | FALSE | TRUE | 1 |  |  |  | None | Non-Condensing | Two-Stage Modulating | Copper |  |  |  |  | 999000 | 849000 |  |  | 85 | 80 | 84 | [6 empty] | Federally-Regulated Commercial & Industrial Equipment | 2008-03-14
Bryan Steam Corp. | Bryan | HECL-240-W-FDG | Water | Natural Gas | Power | FALSE | FALSE | 3 |  |  | No Match | No Match | No Match | No Match | Other | No Match |  | No Match |  | 2400000 |  | 2400000 |  | 85 | 80 |  |  |  |  | 85 |  |  | Federally-Regulated Commercial & Industrial Equipment | 1996-03-01
Ajax Boiler, Inc. | Ajax | WEG4750W | Water | Natural Gas | Power | FALSE | TRUE | 3 |  |  | No Match | No Match | No Match | No Match | Other | No Match |  | No Match |  | 4510000 |  | 1950000 |  | 85 | 80 |  |  |  |  | 80 |  |  | Federally-Regulated Commercial & Industrial Equipment | 1997-01-07
Ajax Boiler, Inc. | Ajax | WEG9000W | Water | Natural Gas | Power | FALSE | TRUE | 3 |  |  | No Match | No Match | No Match | No Match | Other | No Match |  | No Match |  | 8550000 |  | 3600000 |  | 85 | 80 |  |  |  |  | 80 |  |  | Federally-Regulated Commercial & Industrial Equipment | 1997-01-07
Ajax Boiler, Inc. | Ajax | WEG4250W | Water | Natural Gas | Power | FALSE | TRUE | 3 |  |  | No Match | No Match | No Match | No Match | Other | No Match |  | No Match |  | 4040000 |  | 1700000 |  | 85 | 80 |  |  |  |  | 80 |  |  | Federally-Regulated Commercial & Industrial Equipment | 1997-01-07
Lochinvar, LLC. | Lochinvar Corp. | PBL1501-M9 | Water | Natural Gas | Power | FALSE | FALSE | 1 |  |  |  | None | Non-Condensing | Step Modulating | Copper |  |  |  |  | 1500000 | 1275000 |  |  | 85 |  | 85 | [6 empty] | Federally-Regulated Commercial & Industrial Equipment | 2014-10-23
Camus Hydronics | Camus Hydronics | DFNW-0500-MS | Water | Natural Gas | Power | FALSE | FALSE | 1 |  |  |  | None | Non-Condensing | Step Modulating | Other |  |  |  |  | 500000 | 425000 |  |  | 85 |  | 85 | [6 empty] | Federally-Regulated Commercial & Industrial Equipment | 2014-08-11
Bryan Steam Corp. | Bryan | HECL-75-W-FDG | Water | Natural Gas | Power | FALSE | FALSE | 3 |  |  | No Match | No Match | No Match | No Match | Other | No Match |  | No Match |  | 750000 |  | 750000 |  | 85 | 80 |  |  |  |  | 85 |  |  | Federally-Regulated Commercial & Industrial Equipment | 1996-03-01
Ajax Boiler, Inc. | Ajax | WEG-I2500 | Water | Natural Gas | Power | FALSE | FALSE | 3 |  |  | No Match | No Match | No Match | No Match | Other | No Match |  | No Match |  | 2375000 |  | 1187500 |  | 85 | 80 |  |  |  |  | 82 |  |  | Non Federally-Regulated | 1992-09-21
Parker Boiler Co. | Parker Boiler | G-3120R | Water | Natural Gas | Power | FALSE | FALSE | 3 |  |  | No Match | No Match | No Match | No Match | Other | No Match |  | No Match |  | 3120000 |  | 1560000 |  | 85 | 80 |  |  | 4 |  | 82 |  |  | Federally-Regulated Commercial & Industrial Equipment | 1996-03-13
Camus Hydronics | Camus Hydronics | DFNH-5004-MS | Water | Natural Gas | Power | FALSE | FALSE | 3 |  |  |  | None | Non-Condensing | Step Modulating | Other |  |  |  |  | 5000000 | 4250000 |  |  | 85 |  | 85 | [6 empty] | Federally-Regulated Commercial & Industrial Equipment | 2014-08-11
RBI Water Heaters | Hamilton Engineering | HZH 01750 | Water | Natural Gas | Power | FALSE | FALSE | 1 |  |  |  | None | Non-Condensing | Two-Stage Modulating | Copper |  |  |  |  | 1750000 | 1488000 |  |  | 85 |  | 85 | [6 empty] | Federally-Regulated Commercial & Industrial Equipment | 2014-08-11
Ajax Boiler, Inc. | Ajax | WEG11500W | Water | Natural Gas | Power | FALSE | TRUE | 3 |  |  | No Match | No Match | No Match | No Match | Other | No Match |  | No Match |  | 11000000 |  | 4600000 |  | 85 | 80 |  |  |  |  | 80 |  |  | Federally-Regulated Commercial & Industrial Equipment | 1997-01-07
Water Pik, Inc. | Laars | PNCH1000N******* | Water | Natural Gas | Induced Draft | FALSE | TRUE | 3 |  |  | None | None | Non-Condensing | Step Modulating | Copper | Single-Speed |  | Standard |  | 1000000 | 840000 | 333320 |  | 85 | 80 | 85 | [6 empty] | Federally-Regulated Commercial & Industrial Equipment | 2004-11-05
Bryan Steam Corp. | Bryan | HECL-270-W-FDG | Water | Natural Gas | Power | FALSE | FALSE | 3 |  |  | No Match | No Match | No Match | No Match | Other | No Match |  | No Match |  | 2700000 |  | 2700000 |  | 85 | 80 |  |  |  |  | 85 |  |  | Federally-Regulated Commercial & Industrial Equipment | 1996-03-01
Ajax Boiler, Inc. | Ajax | WRF10500 | Water | Natural Gas | Power | FALSE | TRUE | 1 |  |  | Draft Hood | Stack Damper | Non-Condensing | Two-Stage Modulating | Other | None |  | No Match |  | 10500000 | 8925000 | 8925000 | 7586250 | 85 | 80 | 84.2 | [6 empty] | Federally-Regulated Commercial & Industrial Equipment | 2007-08-15
Laars Heating Systems Co. | Laars | PNCH0300N******* | Water | Natural Gas | Power | FALSE | FALSE | 1 |  |  |  | None | Non-Condensing | Two-Stage Modulating | Copper |  |  |  |  | 300000 | 255000 | 150000 |  | 85 | 80 | 84 | [6 empty] | Federally-Regulated Commercial & Industrial Equipment | 2007-11-01
Laars Heating Systems Co. | Laars | PNCH2000N******* | Water | Natural Gas | Power | FALSE | TRUE | 1 |  |  |  | None | Non-Condensing | Step Modulating | Copper |  |  |  |  | 1999000 | 1699000 | 666640 |  | 85 | 80 | 84 | [6 empty] | Federally-Regulated Commercial & Industrial Equipment | 2007-11-01
Camus Hydronics | Camus Hydronics | DFNW-0750-MS | Water | Natural Gas | Power | FALSE | FALSE | 1 |  |  |  | None | Non-Condensing | Step Modulating | Other |  |  |  |  | 750000 | 638000 |  |  | 85 |  | 85 | [6 empty] | Federally-Regulated Commercial & Industrial Equipment | 2014-08-11
Parker Boiler Co. | Parker Boiler | T6800LR | Water | Natural Gas | Power | FALSE | FALSE | 3 |  |  | No Match | No Match | No Match | No Match | Other | No Match |  | No Match |  | 6800000 |  | 3400000 |  | 85 | 80 |  |  | 4 |  | 82 |  |  | Federally-Regulated Commercial & Industrial Equipment | 1996-03-13
Laars Heating Systems Co. | Bradford-White Corp. | BMT2H1000 | Water | Natural Gas | Power | FALSE | FALSE | 1 |  | FALSE |  | None | Non-Condensing | Two-Stage Modulating | Copper |  |  |  |  | 999000 | 849000 |  |  | 85 |  | 85 | [6 empty] | Federally-Regulated Commercial & Industrial Equipment | 2014-08-11
Laars Heating Systems Co. | Laars | MT2H1750N******* | Water | Natural Gas | Power | FALSE | TRUE | 1 |  |  |  | None | Non-Condensing | Two-Stage Modulating | Copper |  |  |  |  | 1750000 | 1487500 |  |  | 85 | 80 | 84 | [6 empty] | Federally-Regulated Commercial & Industrial Equipment | 2008-03-14
Parker Boiler Co. | Parker Boiler | T395LR | Water | Natural Gas | Power | FALSE | FALSE | 3 |  |  | No Match | No Match | No Match | No Match | Other | No Match |  | No Match |  | 395000 |  | 197500 |  | 85 | 80 |  |  | 4 |  | 82 |  |  | Federally-Regulated Commercial & Industrial Equipment | 1996-03-13
Harsco Industrial / Patterson-Kelley | Thermific | N1500-2 | Water | Natural Gas | Power | FALSE | TRUE | 1 |  |  | None | None | Non-Condensing | Two-Stage Modulating | Copper | Single-Speed |  | No Match |  | 1500000 | 1275000 | 900000 | 765000 | 85 | 80 | 83.6 | [6 empty] | Federally-Regulated Commercial & Industrial Equipment | 2007-07-10
Ajax Boiler, Inc. | Ajax | WEG11000W | Water | Natural Gas | Power | FALSE | TRUE | 3 |  |  | No Match | No Match | No Match | No Match | Other | No Match |  | No Match |  | 10500000 |  | 4400000 |  | 85 | 80 |  |  |  |  | 80 |  |  | Federally-Regulated Commercial & Industrial Equipment | 1997-01-07
Ajax Boiler, Inc. | Ajax | WRF7350 | Water | Natural Gas | Power | FALSE | TRUE | 1 |  |  | Draft Hood | Stack Damper | Non-Condensing | Two-Stage Modulating | Other | None |  | No Match |  | 7350000 | 6247500 | 6247500 | 5310375 | 85 | 80 | 84.2 | [6 empty] | Federally-Regulated Commercial & Industrial Equipment | 2007-08-15
Ajax Boiler, Inc. | Ajax | WRF3000 | Water | Natural Gas | Power | FALSE | TRUE | 1 |  |  | Draft Hood | Stack Damper | Non-Condensing | Two-Stage Modulating | Other | None |  | No Match |  | 3000000 | 2550000 | 2550000 | 2167500 | 85 | 80 | 84.2 | [6 empty] | Federally-Regulated Commercial & Industrial Equipment | 2007-08-15
Parker Boiler Co. | Parker Boiler | T970LR | Water | Natural Gas | Power | FALSE | FALSE | 3 |  |  | No Match | No Match | No Match | No Match | Other | No Match |  | No Match |  | 970000 |  | 485000 |  | 85 | 80 |  |  | 4 |  | 82 |  |  | Federally-Regulated Commercial & Industrial Equipment | 1996-03-13
Harsco Industrial / Patterson-Kelley | Thermific | N1200 | Water | Natural Gas | Power | FALSE | TRUE | 1 |  |  | None | None | Non-Condensing | Single-Stage | Copper | Single-Speed |  | No Match |  | 1200000 | 1020000 |  |  | 85 | 80 | 84 | [6 empty] | Federally-Regulated Commercial & Industrial Equipment | 2007-07-10
Harsco Industrial / Patterson-Kelley | Thermific | N1700-2 | Water | Natural Gas | Power | FALSE | TRUE | 1 |  |  | None | None | Non-Condensing | Two-Stage Modulating | Copper | Single-Speed |  | No Match |  | 1700000 | 1445000 | 1020000 | 867000 | 85 | 80 | 83.6 | [6 empty] | Federally-Regulated Commercial & Industrial Equipment | 2007-07-10
Camus Hydronics | Camus Hydronics | DFNW-1100-MS | Water | Natural Gas | Power | FALSE | FALSE | 1 |  |  |  | None | Non-Condensing | Step Modulating | Other |  |  |  |  | 1100000 | 935000 |  |  | 85 |  | 85 | [6 empty] | Federally-Regulated Commercial & Industrial Equipment | 2014-08-11
RBI Water Heaters | Hamilton Engineering | HZH 01950 | Water | Natural Gas | Power | FALSE | FALSE | 1 |  |  |  | None | Non-Condensing | Two-Stage Modulating | Copper |  |  |  |  | 1950000 | 1658000 |  |  | 85 |  | 85 | [6 empty] | Federally-Regulated Commercial & Industrial Equipment | 2014-08-11
Camus Hydronics | Camus Hydronics | DFNH-4500-MS | Water | Natural Gas | Power | FALSE | FALSE | 1 |  |  |  | None | Non-Condensing | Step Modulating | Other |  |  |  |  | 4500000 | 3825000 |  |  | 85 |  | 85 | [6 empty] | Federally-Regulated Commercial & Industrial Equipment | 2014-08-11
Camus Hydronics | Camus Hydronics | DFNH-4504-MH | Water | Natural Gas | Power | FALSE | FALSE | 1 |  |  |  | None | Non-Condensing | Step Modulating | Copper |  |  |  |  | 4500000 | 3825000 |  |  | 85 |  | 85 | [6 empty] | Federally-Regulated Commercial & Industrial Equipment | 2014-08-11
Camus Hydronics | Camus Hydronics | DFNH-3000-MH | Water | Natural Gas | Power | FALSE | FALSE | 1 |  |  |  | None | Non-Condensing | Step Modulating | Copper |  |  |  |  | 3000000 | 2550000 |  |  | 85 |  | 85 | [6 empty] | Federally-Regulated Commercial & Industrial Equipment | 2014-08-11
Camus Hydronics | Camus Hydronics | DFNW-5000-MS | Water | Natural Gas | Pressure | FALSE | FALSE | 3 |  |  |  | None | Non-Condensing | Step Modulating | Other |  |  |  |  | 5000000 | 4250000 |  |  | 85 |  | 85 | [6 empty] | Federally-Regulated Commercial & Industrial Equipment | 2014-08-11
Lochinvar, LLC. | Lochinvar Corp. | PBN0501 | Water | Natural Gas | Power | FALSE | FALSE | 1 |  |  | None | None | Non-Condensing | Step Modulating | Copper |  |  |  |  | 500000 | 425000 | 125000 | 109000 | 85 | 80 | 85 | [6 empty] | Federally-Regulated Commercial & Industrial Equipment | 2007-12-12
Water Pik, Inc. | Laars | HH0520MN20***** | Water | Natural Gas | Power | FALSE | FALSE | 3 |  |  | No Match | No Match | No Match | No Match | Copper | No Match |  | No Match |  | 520000 |  | 520000 |  | 85 | 80 |  |  | 5 |  | 83 |  |  | Federally-Regulated Commercial & Industrial Equipment | 2001-05-16
Ajax Boiler, Inc. | Ajax | WRF940 | Water | Natural Gas | Power | FALSE | TRUE | 1 |  |  | Draft Hood | Stack Damper | Non-Condensing | Two-Stage Modulating | Other | None |  | No Match |  | 940000 | 799000 | 799000 | 679150 | 85 | 80 | 84.2 | [6 empty] | Federally-Regulated Commercial & Industrial Equipment | 2007-08-15
Raypak | Raypak | H7-2503* | Water | Natural Gas | Induced Draft | FALSE | FALSE | 1 |  |  |  | None | Non-Condensing | Step Modulating | Copper |  |  |  |  | 2501000 | 2126000 |  |  | 85 |  | 85.1 | [6 empty] | Federally-Regulated Commercial & Industrial Equipment | 2015-04-02
RBI Water Heaters | Hamilton Engineering | HZH 00750 | Water | Natural Gas | Power | FALSE | FALSE | 1 |  |  |  | None | Non-Condensing | Two-Stage Modulating | Copper |  |  |  |  | 750000 | 638000 |  |  | 85 |  | 85 | [6 empty] | Federally-Regulated Commercial & Industrial Equipment | 2014-08-11
Raypak | Raypak | H7-4003* | Water | Natural Gas | Induced Draft | FALSE | FALSE | 1 |  |  |  | None | Non-Condensing | Step Modulating | Copper |  |  |  |  | 4000000 | 3400000 |  |  | 85 |  | 85 | [6 empty] | Federally-Regulated Commercial & Industrial Equipment | 2015-04-02
Ajax Boiler, Inc. | Ajax | WEG3500W | Water | Natural Gas | Power | FALSE | TRUE | 3 |  |  | No Match | No Match | No Match | No Match | Other | No Match |  | No Match |  | 3333000 |  | 1400000 |  | 85 | 80 |  |  |  |  | 80 |  |  | Federally-Regulated Commercial & Industrial Equipment | 1997-01-07
Camus Hydronics | Camus Hydronics | DFNH-3500-MS | Water | Natural Gas | Power | FALSE | FALSE | 1 |  |  |  | None | Non-Condensing | Step Modulating | Other |  |  |  |  | 3500000 | 2975000 |  |  | 85 |  | 85 | [6 empty] | Federally-Regulated Commercial & Industrial Equipment | 2014-08-11
Parker Boiler Co. | Parker Boiler | T760R | Water | Natural Gas | No Match | FALSE | FALSE | 3 |  |  | No Match | No Match | No Match | No Match | Other | No Match |  | No Match |  | 760000 |  | 380000 |  | 85 | 80 |  |  | 4 |  | 82 |  |  | Federally-Regulated Commercial & Industrial Equipment | 1996-03-13
Ajax Boiler, Inc. | Ajax | WEG6500W | Water | Natural Gas | Power | FALSE | TRUE | 3 |  |  | No Match | No Match | No Match | No Match | Other | No Match |  | No Match |  | 6180000 |  | 2600000 |  | 85 | 80 |  |  |  |  | 80 |  |  | Federally-Regulated Commercial & Industrial Equipment | 1997-01-07
Ajax Boiler, Inc. | Ajax | WEG13000W | Water | Natural Gas | Power | FALSE | TRUE | 3 |  |  | No Match | No Match | No Match | No Match | Other | No Match |  | No Match |  | 12400000 |  | 5200000 |  | 85 | 80 |  |  |  |  | 80 |  |  | Federally-Regulated Commercial & Industrial Equipment | 1997-01-07
Camus Hydronics | Camus Hydronics | DFNW-5000-MH | Water | Natural Gas | Pressure | FALSE | FALSE | 3 |  |  |  | None | Non-Condensing | Step Modulating | Other |  |  |  |  | 5000000 | 4250000 |  |  | 85 |  | 85 | [6 empty] | Federally-Regulated Commercial & Industrial Equipment | 2014-08-11
Ajax Boiler, Inc. | Ajax | WRF4200 | Water | Natural Gas | Power | FALSE | TRUE | 1 |  |  | Draft Hood | Stack Damper | Non-Condensing | Two-Stage Modulating | Other | None |  | No Match |  | 4200000 | 3570000 | 3570000 | 3034500 | 85 | 80 | 84.2 | [6 empty] | Federally-Regulated Commercial & Industrial Equipment | 2007-08-15
RBI Water Heaters | RBI Water Heaters | DB750 | Water | Natural Gas | Power | FALSE | FALSE | 1 |  |  |  | None | Non-Condensing | Step Modulating | Copper |  |  |  |  | 750000 | 615000 |  |  | 85 | 80 | 82 | [6 empty] | Federally-Regulated Commercial & Industrial Equipment | 2011-02-17
Camus Hydronics | Camus Hydronics | MFNH-3500-MG | Water | Natural Gas | Power | FALSE | FALSE | 1 |  |  |  | None | Non-Condensing | Step Modulating | Copper |  |  |  |  | 3500000 | 2975000 |  |  | 85 | [8 empty] | Federally-Regulated Commercial & Industrial Equipment | 2014-10-23
Ajax Boiler, Inc. | Ajax | WEG1125W | Water | Natural Gas | Power | FALSE | TRUE | 3 |  |  | No Match | No Match | No Match | No Match | Other | No Match |  | No Match |  | 1070000 |  | 750000 |  | 85 | 80 |  |  |  |  | 80 |  |  | Federally-Regulated Commercial & Industrial Equipment | 1997-01-07
Ajax Boiler, Inc. | Ajax | WEG1050W | Water | Natural Gas | Power | FALSE | TRUE | 3 |  |  | No Match | No Match | No Match | No Match | Other | No Match |  | No Match |  | 998000 |  | 700000 |  | 85 | 80 |  |  |  |  | 80 |  |  | Federally-Regulated Commercial & Industrial Equipment | 1997-01-07
Parker Boiler Co. | Parker Boiler | T1995LR | Water | Natural Gas | Power | FALSE | FALSE | 3 |  |  | No Match | No Match | No Match | No Match | Other | No Match |  | No Match |  | 1995000 |  | 997500 |  | 85 | 80 |  |  | 4 |  | 82 |  |  | Federally-Regulated Commercial & Industrial Equipment | 1996-03-13
Parker Boiler Co. | Parker Boiler | T300R | Water | Natural Gas | No Match | FALSE | FALSE | 3 |  |  | No Match | No Match | No Match | No Match | Other | No Match |  | No Match |  | 300000 |  | 150000 |  | 85 | 80 |  |  | 4 |  | 82 |  |  | Federally-Regulated Commercial & Industrial Equipment | 1996-03-13
Ajax Boiler, Inc. | Ajax | WEG7000W | Water | Natural Gas | Power | FALSE | TRUE | 3 |  |  | No Match | No Match | No Match | No Match | Other | No Match |  | No Match |  | 6650000 |  | 2800000 |  | 85 | 80 |  |  |  |  | 80 |  |  | Federally-Regulated Commercial & Industrial Equipment | 1997-01-07
Viessmann Manufacturing | Viessmann Manufacturing | VD2-560G | Water | Natural Gas | Power | FALSE | FALSE | 3 |  |  |  | None | Non-Condensing | Two-Stage Modulating | Cast Iron |  |  |  |  | 2275000 | 1941000 |  |  | 85 |  | 85 | [6 empty] | Federally-Regulated Commercial & Industrial Equipment | 2014-10-23
Parker Boiler Co. | Parker Boiler | G-432R | Water | Natural Gas | Power | FALSE | FALSE | 3 |  |  | No Match | No Match | No Match | No Match | Other | No Match |  | No Match |  | 432000 |  | 216000 |  | 85 | 80 |  |  | 4 |  | 82 |  |  | Federally-Regulated Commercial & Industrial Equipment | 1996-03-13
Laars Heating Systems Co. | Bradford-White Corp. | BMT2H0500 | Water | Natural Gas | Power | FALSE | FALSE | 1 |  | FALSE |  | None | Non-Condensing | Two-Stage Modulating | Copper |  |  |  |  | 500000 | 425000 |  |  | 85 |  | 85 | [6 empty] | Federally-Regulated Commercial & Industrial Equipment | 2014-08-11
Camus Hydronics | Camus Hydronics | DFNH-3500-MH | Water | Natural Gas | Power | FALSE | FALSE | 1 |  |  |  | None | Non-Condensing | Step Modulating | Copper |  |  |  |  | 3500000 | 2975000 |  |  | 85 |  | 85 | [6 empty] | Federally-Regulated Commercial & Industrial Equipment | 2014-08-11
Parker Boiler Co. | Parker Boiler | T300LR | Water | Natural Gas | Power | FALSE | FALSE | 3 |  |  | No Match | No Match | No Match | No Match | Other | No Match |  | No Match |  | 300000 |  | 150000 |  | 85 | 80 |  |  | 4 |  | 82 |  |  | Federally-Regulated Commercial & Industrial Equipment | 1996-03-13
Laars Heating Systems Co. | Laars | MT2H0750N******* | Water | Natural Gas | Power | FALSE | TRUE | 1 |  |  |  | None | Non-Condensing | Two-Stage Modulating | Copper |  |  |  |  | 750000 | 638000 |  |  | 85 | 80 | 84 | [6 empty] | Federally-Regulated Commercial & Industrial Equipment | 2008-03-14
RBI Water Heaters | RBI Water Heaters | DB1950 | Water | Natural Gas | Power | FALSE | FALSE | 1 |  |  |  | None | Non-Condensing | Step Modulating | Copper |  |  |  |  | 1950000 | 1599000 |  |  | 85 | 80 | 82 | [6 empty] | Federally-Regulated Commercial & Industrial Equipment | 2011-02-17
RBI Water Heaters | RBI Water Heaters | DB900 | Water | Natural Gas | Power | FALSE | FALSE | 1 |  |  |  | None | Non-Condensing | Step Modulating | Copper |  |  |  |  | 900000 | 738000 |  |  | 85 | 80 | 82 | [6 empty] | Federally-Regulated Commercial & Industrial Equipment | 2011-02-17
Laars Heating Systems Co. | Laars | PNCH0750N******* | Water | Natural Gas | Power | FALSE | TRUE | 1 |  |  |  | None | Non-Condensing | Two-Stage Modulating | Copper |  |  |  |  | 750000 | 638000 | 249990 |  | 85 | 80 | 84 | [6 empty] | Federally-Regulated Commercial & Industrial Equipment | 2007-11-01
Ajax Boiler, Inc. | Ajax | WEG14000W | Water | Natural Gas | Power | FALSE | TRUE | 3 |  |  | No Match | No Match | No Match | No Match | Other | No Match |  | No Match |  | 13300000 |  | 5600000 |  | 85 | 80 |  |  |  |  | 80 |  |  | Federally-Regulated Commercial & Industrial Equipment | 1997-01-07
Laars Heating Systems Co. | Laars | PNCH1750N******* | Water | Natural Gas | Power | FALSE | TRUE | 1 |  |  |  | None | Non-Condensing | Step Modulating | Copper |  |  |  |  | 1750000 | 1487500 | 500000 |  | 85 | 80 | 84 | [6 empty] | Federally-Regulated Commercial & Industrial Equipment | 2007-11-01
Laars Heating Systems Co. | Laars | MT2H1500N******* | Water | Natural Gas | Power | FALSE | TRUE | 1 |  |  |  | None | Non-Condensing | Two-Stage Modulating | Copper |  |  |  |  | 1500000 | 1275000 |  |  | 85 | 80 | 84 | [6 empty] | Federally-Regulated Commercial & Industrial Equipment | 2008-03-14
Parker Boiler Co. | Parker Boiler | G-2304R | Water | Natural Gas | Power | FALSE | FALSE | 3 |  |  | No Match | No Match | No Match | No Match | Other | No Match |  | No Match |  | 2304000 |  | 1152000 |  | 85 | 80 |  |  | 4 |  | 82 |  |  | Federally-Regulated Commercial & Industrial Equipment | 1996-03-13
Ajax Boiler, Inc. | Ajax | WRF6300 | Water | Natural Gas | Power | FALSE | TRUE | 1 |  |  | Draft Hood | Stack Damper | Non-Condensing | Two-Stage Modulating | Other | None |  | No Match |  | 6300000 | 5355000 | 5355000 | 4551750 | 85 | 80 | 84.2 | [6 empty] | Federally-Regulated Commercial & Industrial Equipment | 2007-08-15
Camus Hydronics | Camus Hydronics | DFNW-1200-MS | Water | Natural Gas | Power | FALSE | FALSE | 1 |  |  |  | None | Non-Condensing | Step Modulating | Other |  |  |  |  | 1200000 | 1020000 |  |  | 85 |  | 85 | [6 empty] | Federally-Regulated Commercial & Industrial Equipment | 2014-08-11
Water Pik, Inc. | Laars | PNCH0750N******* | Water | Natural Gas | Induced Draft | FALSE | TRUE | 3 |  |  | None | None | Non-Condensing | Step Modulating | Copper | Single-Speed |  | Standard |  | 749970 | 630000 | 249990 |  | 85 | 80 | 85 | [6 empty] | Federally-Regulated Commercial & Industrial Equipment | 2004-11-05
Water Pik, Inc. | Laars | PH0775MN20***** | Water | Natural Gas | Power | FALSE | FALSE | 3 |  |  | No Match | No Match | No Match | No Match | Copper | No Match |  | No Match |  | 775000 |  | 775000 |  | 85 | 80 |  |  | 5 |  | 83 |  |  | Federally-Regulated Commercial & Industrial Equipment | 2001-11-21
Raypak | Raypak | H7-3503* | Water | Natural Gas | Induced Draft | FALSE | FALSE | 1 |  |  |  | None | Non-Condensing | Step Modulating | Copper |  |  |  |  | 3500000 | 2975000 |  |  | 85 |  | 85 | [6 empty] | Federally-Regulated Commercial & Industrial Equipment | 2015-04-02
Ajax Boiler, Inc. | Ajax | WEG800W | Water | Natural Gas | Power | FALSE | TRUE | 3 |  |  | No Match | No Match | No Match | No Match | Other | No Match |  | No Match |  | 760000 |  | 500000 |  | 85 | 80 |  |  |  |  | 80 |  |  | Federally-Regulated Commercial & Industrial Equipment | 1997-01-07
Camus Hydronics | Camus Hydronics | DFNH-4504-MS | Water | Natural Gas | Power | FALSE | FALSE | 1 |  |  |  | None | Non-Condensing | Step Modulating | Other |  |  |  |  | 4500000 | 3825000 |  |  | 85 |  | 85 | [6 empty] | Federally-Regulated Commercial & Industrial Equipment | 2014-08-11
Ajax Boiler, Inc. | Ajax | WRF21000 | Water | Natural Gas | Power | FALSE | TRUE | 1 |  |  | Draft Hood | Stack Damper | Non-Condensing | Two-Stage Modulating | Other | None |  | No Match |  | 21000000 | 17850000 | 17850000 | 15172500 | 85 | 80 | 84.2 | [6 empty] | Federally-Regulated Commercial & Industrial Equipment | 2007-08-15
Ajax Boiler, Inc. | Ajax | WEG13500W | Water | Natural Gas | Power | FALSE | TRUE | 3 |  |  | No Match | No Match | No Match | No Match | Other | No Match |  | No Match |  | 12800000 |  | 5400000 |  | 85 | 80 |  |  |  |  | 80 |  |  | Federally-Regulated Commercial & Industrial Equipment | 1997-01-07
Lochinvar, LLC. | Lochinvar Corp. | PBN1001 | Water | Natural Gas | Power | FALSE | FALSE | 1 |  |  | None | None | Non-Condensing | Step Modulating | Copper |  |  |  |  | 1000000 | 850000 | 250000 | 218000 | 85 | 80 | 85 | [6 empty] | Federally-Regulated Commercial & Industrial Equipment | 2007-12-12
Parker Boiler Co. | Parker Boiler | T600LR | Water | Natural Gas | Power | FALSE | FALSE | 3 |  |  | No Match | No Match | No Match | No Match | Other | No Match |  | No Match |  | 600000 |  | 300000 |  | 85 | 80 |  |  | 4 |  | 82 |  |  | Federally-Regulated Commercial & Industrial Equipment | 1996-03-13
Ajax Boiler, Inc. | Ajax | WRF2500 | Water | Natural Gas | Power | FALSE | TRUE | 1 |  |  | Draft Hood | Stack Damper | Non-Condensing | Two-Stage Modulating | Other | None |  | No Match |  | 2500000 | 2125000 | 2125000 | 1806250 | 85 | 80 | 84.2 | [6 empty] | Federally-Regulated Commercial & Industrial Equipment | 2007-08-15
Laars Heating Systems Co. | Laars | MT2H0500N******* | Water | Natural Gas | Power | FALSE | TRUE | 1 |  |  |  | None | Non-Condensing | Two-Stage Modulating | Copper |  |  |  |  | 500000 | 425000 |  |  | 85 | 80 | 84 | [6 empty] | Federally-Regulated Commercial & Industrial Equipment | 2008-03-14
Ajax Boiler, Inc. | Ajax | WRF840 | Water | Natural Gas | Power | FALSE | TRUE | 1 |  |  | Draft Hood | Stack Damper | Non-Condensing | Two-Stage Modulating | Other | None |  | No Match |  | 840000 | 714000 | 714000 | 606900 | 85 | 80 | 84.2 | [6 empty] | Federally-Regulated Commercial & Industrial Equipment | 2007-08-15
Camus Hydronics | Camus Hydronics | DFNH-3000-MS | Water | Natural Gas | Power | FALSE | FALSE | 1 |  |  |  | None | Non-Condensing | Step Modulating | Other |  |  |  |  | 3000000 | 2550000 |  |  | 85 |  | 85 | [6 empty] | Federally-Regulated Commercial & Industrial Equipment | 2014-08-11
Camus Hydronics | Camus Hydronics | MFNH-2500-2G | Water | Natural Gas | Power | FALSE | FALSE | 1 |  |  |  | None | Non-Condensing | Two-Stage Modulating | Copper |  |  |  |  | 2500000 | 2125000 |  |  | 85 | [8 empty] | Federally-Regulated Commercial & Industrial Equipment | 2014-10-23
Water Pik, Inc. | Laars | HH0775MN20***** | Water | Natural Gas | Power | FALSE | FALSE | 3 |  |  | No Match | No Match | No Match | No Match | Copper | No Match |  | No Match |  | 775000 |  | 775000 |  | 85 | 80 |  |  | 5 |  | 83 |  |  | Federally-Regulated Commercial & Industrial Equipment | 2001-05-16
RBI Water Heaters | Hamilton Engineering | HZH 01000 | Water | Natural Gas | Power | FALSE | FALSE | 1 |  |  |  | None | Non-Condensing | Two-Stage Modulating | Copper |  |  |  |  | 1000000 | 850000 |  |  | 85 |  | 85 | [6 empty] | Federally-Regulated Commercial & Industrial Equipment | 2014-08-11
Ajax Boiler, Inc. | Ajax | WRF16750 | Water | Natural Gas | Power | FALSE | TRUE | 1 |  |  | Draft Hood | Stack Damper | Non-Condensing | Two-Stage Modulating | Other | None |  | No Match |  | 16750000 | 14237000 | 14237000 | 12101875 | 85 | 80 | 84.2 | [6 empty] | Federally-Regulated Commercial & Industrial Equipment | 2007-08-15
Ajax Boiler, Inc. | Ajax | WRF420 | Water | Natural Gas | Power | FALSE | TRUE | 1 |  |  | Draft Hood | Stack Damper | Non-Condensing | Two-Stage Modulating | Other | None |  | No Match |  | 420000 | 357000 | 357000 | 303450 | 85 | 80 | 84.2 | [6 empty] | Federally-Regulated Commercial & Industrial Equipment | 2007-08-15
Camus Hydronics | Camus Hydronics | DFNH-1100-MS | Water | Natural Gas | Power | FALSE | FALSE | 1 |  |  |  | None | Non-Condensing | Step Modulating | Other |  |  |  |  | 1100000 | 935000 |  |  | 85 |  | 85 | [6 empty] | Federally-Regulated Commercial & Industrial Equipment | 2014-08-11
Camus Hydronics | Camus Hydronics | DFNH-2500-MG | Water | Natural Gas | Power | FALSE | FALSE | 1 |  |  |  | None | Non-Condensing | Step Modulating | Copper |  |  |  |  | 2500000 | 2125000 |  |  | 85 |  | 85 | [6 empty] | Federally-Regulated Commercial & Industrial Equipment | 2014-08-11
Camus Hydronics | Camus Hydronics | DFPH-6004-MS | Water | Natural Gas | Power | FALSE | FALSE | 3 |  |  |  | None | Non-Condensing | Step Modulating | Other |  |  |  |  | 6000000 | 5100000 |  |  | 85 |  | 85 | [6 empty] | Federally-Regulated Commercial & Industrial Equipment | 2014-08-11
Camus Hydronics | Camus Hydronics | MFNH-2500-MG | Water | Natural Gas | Power | FALSE | FALSE | 1 |  |  |  | None | Non-Condensing | Step Modulating | Copper |  |  |  |  | 2500000 | 2125000 |  |  | 85 | [8 empty] | Federally-Regulated Commercial & Industrial Equipment | 2014-10-23
Camus Hydronics | Camus Hydronics | MFNH-4000-2G | Water | Natural Gas | Power | FALSE | FALSE | 1 |  |  |  | None | Non-Condensing | Two-Stage Modulating | Copper |  |  |  |  | 4000000 | 3400000 |  |  | 85 | [8 empty] | Federally-Regulated Commercial & Industrial Equipment | 2014-10-23
Ajax Boiler, Inc. | Ajax | WRF3770 | Water | Natural Gas | Power | FALSE | TRUE | 1 |  |  | Draft Hood | Stack Damper | Non-Condensing | Two-Stage Modulating | Other | None |  | No Match |  | 3770000 | 3204500 | 3204500 | 2723825 | 85 | 80 | 84.2 | [6 empty] | Federally-Regulated Commercial & Industrial Equipment | 2007-08-15
Camus Hydronics | Camus Hydronics | DFNW-2500-MS | Water | Natural Gas | Power | FALSE | FALSE | 1 |  |  |  | None | Non-Condensing | Step Modulating | Other |  |  |  |  | 2500000 | 2125000 |  |  | 85 |  | 85 | [6 empty] | Federally-Regulated Commercial & Industrial Equipment | 2014-08-11
Camus Hydronics | Camus Hydronics | MFNH-4000-MG | Water | Natural Gas | Power | FALSE | FALSE | 1 |  |  |  | None | Non-Condensing | Step Modulating | Copper |  |  |  |  | 4000000 | 3400000 |  |  | 85 | [8 empty] | Federally-Regulated Commercial & Industrial Equipment | 2014-10-23
Harsco Industrial / Patterson-Kelley | Thermific | N1500-MFD | Water | Natural Gas | Power | FALSE | TRUE | 1 |  |  | None | None | Non-Condensing | Step Modulating | Copper | Single-Speed |  |  |  | 1500000 | 1275000 | 300000 | 255000 | 85 | 80 | 84 | [6 empty] | Federally-Regulated Commercial & Industrial Equipment | 2007-07-10
Ajax Boiler, Inc. | Ajax | WEG900W | Water | Natural Gas | Power | FALSE | TRUE | 3 |  |  | No Match | No Match | No Match | No Match | Other | No Match |  | No Match |  | 855000 |  | 600000 |  | 85 | 80 |  |  |  |  | 80 |  |  | Federally-Regulated Commercial & Industrial Equipment | 1997-01-07
Camus Hydronics | Camus Hydronics | DFNW-5004-MS | Water | Natural Gas | Pressure | FALSE | FALSE | 3 |  |  |  | None | Non-Condensing | Step Modulating | Other |  |  |  |  | 5000000 | 4250000 |  |  | 85 |  | 85 | [6 empty] | Federally-Regulated Commercial & Industrial Equipment | 2014-08-11
Camus Hydronics | Camus Hydronics | DFNH-3000-MG | Water | Natural Gas | Power | FALSE | FALSE | 1 |  |  |  | None | Non-Condensing | Step Modulating | Copper |  |  |  |  | 3000000 | 2550000 |  |  | 85 |  | 85 | [6 empty] | Federally-Regulated Commercial & Industrial Equipment | 2014-08-11
Parker Boiler Co. | Parker Boiler | T2160LR | Water | Natural Gas | Power | FALSE | FALSE | 3 |  |  | No Match | No Match | No Match | No Match | Other | No Match |  | No Match |  | 2160000 |  | 1080000 |  | 85 | 80 |  |  | 4 |  | 82 |  |  | Federally-Regulated Commercial & Industrial Equipment | 1996-03-13
Camus Hydronics | Camus Hydronics | DFNW-1750-MS | Water | Natural Gas | Power | FALSE | FALSE | 1 |  |  |  | None | Non-Condensing | Step Modulating | Other |  |  |  |  | 1750000 | 1487000 |  |  | 85 |  | 85 | [6 empty] | Federally-Regulated Commercial & Industrial Equipment | 2014-08-11
Camus Hydronics | Camus Hydronics | MFNH-3000-2G | Water | Natural Gas | Power | FALSE | FALSE | 1 |  |  |  | None | Non-Condensing | Two-Stage Modulating | Copper |  |  |  |  | 3000000 | 2550000 |  |  | 85 | [8 empty] | Federally-Regulated Commercial & Industrial Equipment | 2014-10-23
Parker Boiler Co. | Parker Boiler | G-528R | Water | Natural Gas | Power | FALSE | FALSE | 3 |  |  | No Match | No Match | No Match | No Match | Other | No Match |  | No Match |  | 528000 |  | 264000 |  | 85 | 80 |  |  | 4 |  | 82 |  |  | Federally-Regulated Commercial & Industrial Equipment | 1996-03-13
Camus Hydronics | Camus Hydronics | DFNW-3000-MS | Water | Natural Gas | Power | FALSE | FALSE | 1 |  |  |  | None | Non-Condensing | Step Modulating | Other |  |  |  |  | 3000000 | 2550000 |  |  | 85 |  | 85 | [6 empty] | Federally-Regulated Commercial & Industrial Equipment | 2014-08-11
Camus Hydronics | Camus Hydronics | DFNH-6004-MS | Water | Natural Gas | Power | FALSE | FALSE | 3 |  |  |  | None | Non-Condensing | Step Modulating | Other |  |  |  |  | 6000000 | 5100000 |  |  | 85 |  | 85 | [6 empty] | Federally-Regulated Commercial & Industrial Equipment | 2014-08-11
Laars Heating Systems Co. | Laars | PNCH0500N******* | Water | Natural Gas | Power | FALSE | TRUE | 1 |  |  |  | None | Non-Condensing | Two-Stage Modulating | Copper |  |  |  |  | 500000 | 425000 | 249990 |  | 85 | 80 | 84 | [6 empty] | Federally-Regulated Commercial & Industrial Equipment | 2007-11-01
RBI Water Heaters | RBI Water Heaters | DB1050 | Water | Natural Gas | Power | FALSE | FALSE | 1 |  |  |  | None | Non-Condensing | Step Modulating | Copper |  |  |  |  | 1050000 | 861000 |  |  | 85 | 80 | 82 | [6 empty] | Federally-Regulated Commercial & Industrial Equipment | 2011-02-17
RBI Water Heaters | Hamilton Engineering | HZH 01500 | Water | Natural Gas | Power | FALSE | FALSE | 1 |  |  |  | None | Non-Condensing | Two-Stage Modulating | Copper |  |  |  |  | 1500000 | 1275000 |  |  | 85 |  | 85 | [6 empty] | Federally-Regulated Commercial & Industrial Equipment | 2014-08-11
Bryan Steam Corp. | Bryan | HECL-180-W-FDG | Water | Natural Gas | Power | FALSE | FALSE | 3 |  |  | No Match | No Match | No Match | No Match | Other | No Match |  | No Match |  | 1800000 |  | 1800000 |  | 85 | 80 |  |  |  |  | 85 |  |  | Federally-Regulated Commercial & Industrial Equipment | 1996-03-01
Parker Boiler Co. | Parker Boiler | T395R | Water | Natural Gas | No Match | FALSE | FALSE | 3 |  |  | No Match | No Match | No Match | No Match | Other | No Match |  | No Match |  | 395000 |  | 197500 |  | 85 | 80 |  |  | 4 |  | 82 |  |  | Federally-Regulated Commercial & Industrial Equipment | 1996-03-13
Ajax Boiler, Inc. | Ajax | WEG8000W | Water | Natural Gas | Power | FALSE | TRUE | 3 |  |  | No Match | No Match | No Match | No Match | Other | No Match |  | No Match |  | 7600000 |  | 3200000 |  | 85 | 80 |  |  |  |  | 80 |  |  | Federally-Regulated Commercial & Industrial Equipment | 1997-01-07
Harsco Industrial / Patterson-Kelley | Thermific | N750-MFD | Water | Natural Gas | Power | FALSE | FALSE | 1 |  |  | None | None | Non-Condensing | Step Modulating | Copper |  |  |  |  | 750000 | 637500 | 200000 | 170000 | 85 | 80 | 84 | [6 empty] | Federally-Regulated Commercial & Industrial Equipment | 2009-03-05
Ajax Boiler, Inc. | Ajax | WRF14650 | Water | Natural Gas | Power | FALSE | TRUE | 1 |  |  | Draft Hood | Stack Damper | Non-Condensing | Two-Stage Modulating | Other | None |  | No Match |  | 14650000 | 12452500 | 12452500 | 10584625 | 85 | 80 | 84.2 | [6 empty] | Federally-Regulated Commercial & Industrial Equipment | 2007-08-15
Ajax Boiler, Inc. | Ajax | WEG10500W | Water | Natural Gas | Power | FALSE | TRUE | 3 |  |  | No Match | No Match | No Match | No Match | Other | No Match |  | No Match |  | 9980000 |  | 4200000 |  | 85 | 80 |  |  |  |  | 80 |  |  | Federally-Regulated Commercial & Industrial Equipment | 1997-01-07
Bryan Steam Corp. | Bryan | HED-450-W-FDG | Water | Natural Gas | Power | FALSE | FALSE | 3 |  |  | No Match | No Match | No Match | No Match | Other | No Match |  | No Match |  | 450000 |  | 450000 |  | 85 | 80 |  |  |  |  | 85 |  |  | Federally-Regulated Commercial & Industrial Equipment | 1996-03-01
Ajax Boiler, Inc. | Ajax | WEG1375W | Water | Natural Gas | Power | FALSE | TRUE | 3 |  |  | No Match | No Match | No Match | No Match | Other | No Match |  | No Match |  | 1310000 |  | 750000 |  | 85 | 80 |  |  |  |  | 80 |  |  | Federally-Regulated Commercial & Industrial Equipment | 1997-01-07
Water Pik, Inc. | Laars | PH0320MN20***** | Water | Natural Gas | Power | FALSE | FALSE | 3 |  |  | No Match | No Match | No Match | No Match | Copper | No Match |  | No Match |  | 320000 |  | 320000 |  | 85 | 80 |  |  |  |  | 83 |  |  | Federally-Regulated Commercial & Industrial Equipment | 2001-11-21
Parker Boiler Co. | Parker Boiler | G-4032R | Water | Natural Gas | Power | FALSE | FALSE | 3 |  |  | No Match | No Match | No Match | No Match | Other | No Match |  | No Match |  | 4032000 |  | 2016000 |  | 85 | 80 |  |  | 4 |  | 82 |  |  | Federally-Regulated Commercial & Industrial Equipment | 1996-03-13
Harsco Industrial / Patterson-Kelley | Thermific | N1000-MFD | Water | Natural Gas | Power | FALSE | TRUE | 1 |  |  | None | None | Non-Condensing | Step Modulating | Copper | Single-Speed |  |  |  | 1000000 | 850000 | 200000 | 170000 | 85 | 80 | 84 | [6 empty] | Federally-Regulated Commercial & Industrial Equipment | 2009-03-14
Water Pik, Inc. | Laars | PH0400MN20***** | Water | Natural Gas | Power | FALSE | FALSE | 3 |  |  | No Match | No Match | No Match | No Match | Copper | No Match |  | No Match |  | 399000 |  | 320000 |  | 85 | 80 |  |  | 5 |  | 83 |  |  | Federally-Regulated Commercial & Industrial Equipment | 2001-11-21
Laars Heating Systems Co. | Laars | PNCH1500N******* | Water | Natural Gas | Power | FALSE | TRUE | 1 |  |  |  | None | Non-Condensing | Step Modulating | Copper |  |  |  |  | 1500000 | 1275000 | 499980 |  | 85 | 80 | 84 | [6 empty] | Federally-Regulated Commercial & Industrial Equipment | 2007-11-01
Ajax Boiler, Inc. | Ajax | WRF19000 | Water | Natural Gas | Power | FALSE | TRUE | 1 |  |  | Draft Hood | Stack Damper | Non-Condensing | Two-Stage Modulating | Other | None |  | No Match |  | 19000000 | 16150000 | 16150000 | 13727500 | 85 | 80 | 84.2 | [6 empty] | Federally-Regulated Commercial & Industrial Equipment | 2007-08-15
RBI Water Heaters | RBI Water Heaters | DB300 | Water | Natural Gas | Power | FALSE | FALSE | 1 |  |  |  | None | Non-Condensing | Step Modulating | Copper |  |  |  |  | 300000 | 255000 |  |  | 85 | 80 | 80.2 | [6 empty] | Federally-Regulated Commercial & Industrial Equipment | 2010-03-16
RBI Water Heaters | RBI Water Heaters | DB600 | Water | Natural Gas | Power | FALSE | FALSE | 1 |  |  |  | None | Non-Condensing | Step Modulating | Copper |  |  |  |  | 600000 | 490000 |  |  | 85 | 80 | 81.7 | [6 empty] | Federally-Regulated Commercial & Industrial Equipment | 2011-02-17
Ajax Boiler, Inc. | Ajax | WRF95000 | Water | Natural Gas | Power | FALSE | TRUE | 1 |  |  | Draft Hood | Stack Damper | Non-Condensing | Two-Stage Modulating | Other | None |  | No Match |  | 9500000 | 8075000 | 8075000 | 6863750 | 85 | 80 | 84.2 | [6 empty] | Federally-Regulated Commercial & Industrial Equipment | 2007-08-15
Ajax Boiler, Inc. | Ajax | WEG2000W | Water | Natural Gas | Power | FALSE | TRUE | 3 |  |  | No Match | No Match | No Match | No Match | Other | No Match |  | No Match |  | 1900000 |  | 800000 |  | 85 | 80 |  |  |  |  | 80 |  |  | Federally-Regulated Commercial & Industrial Equipment | 1997-01-07
Camus Hydronics | Camus Hydronics | DFNW-1500-MS | Water | Natural Gas | Power | FALSE | FALSE | 1 |  |  |  | None | Non-Condensing | Step Modulating | Other |  |  |  |  | 1500000 | 1275000 |  |  | 85 |  | 85 | [6 empty] | Federally-Regulated Commercial & Industrial Equipment | 2014-08-11
Ajax Boiler, Inc. | Ajax | WEG8500W | Water | Natural Gas | Power | FALSE | TRUE | 3 |  |  | No Match | No Match | No Match | No Match | Other | No Match |  | No Match |  | 8080000 |  | 3400000 |  | 85 | 80 |  |  |  |  | 80 |  |  | Federally-Regulated Commercial & Industrial Equipment | 1997-01-07
Parker Boiler Co. | Parker Boiler | T1460LR | Water | Natural Gas | Power | FALSE | FALSE | 3 |  |  | No Match | No Match | No Match | No Match | Other | No Match |  | No Match |  | 1460000 |  | 730000 |  | 85 | 80 |  |  | 4 |  | 82 |  |  | Federally-Regulated Commercial & Industrial Equipment | 1996-03-13
Camus Hydronics | Camus Hydronics | DFNH-0750-MS | Water | Natural Gas | Power | FALSE | FALSE | 1 |  |  |  | None | Non-Condensing | Step Modulating | Other |  |  |  |  | 750000 | 638000 |  |  | 85 |  | 85 | [6 empty] | Federally-Regulated Commercial & Industrial Equipment | 2014-08-11
RBI Water Heaters | Hamilton Engineering | HZH 01250 | Water | Natural Gas | Power | FALSE | FALSE | 1 |  |  |  | None | Non-Condensing | Two-Stage Modulating | Copper |  |  |  |  | 1250000 | 1062000 |  |  | 85 |  | 85 | [6 empty] | Federally-Regulated Commercial & Industrial Equipment | 2014-08-11
Parker Boiler Co. | Parker Boiler | T600R | Water | Natural Gas | No Match | FALSE | FALSE | 3 |  |  | No Match | No Match | No Match | No Match | Other | No Match |  | No Match |  | 600000 |  | 300000 |  | 85 | 80 |  |  | 4 |  | 82 |  |  | Federally-Regulated Commercial & Industrial Equipment | 1996-03-13
Ajax Boiler, Inc. | Ajax | WEG2750W | Water | Natural Gas | Power | FALSE | TRUE | 3 |  |  | No Match | No Match | No Match | No Match | Other | No Match |  | No Match |  | 2610000 |  | 1100000 |  | 85 | 80 |  |  |  |  | 80 |  |  | Federally-Regulated Commercial & Industrial Equipment | 1997-01-07
Laars Heating Systems Co. | Laars | PNCH1000N******* | Water | Natural Gas | Power | FALSE | TRUE | 1 |  |  |  | None | Non-Condensing | Step Modulating | Copper |  |  |  |  | 999000 | 849000 | 333320 |  | 85 | 80 | 84 | [6 empty] | Federally-Regulated Commercial & Industrial Equipment | 2007-11-01
RBI Water Heaters | RBI Water Heaters | DB400 | Water | Natural Gas | Power | FALSE | FALSE | 1 |  |  |  | None | Non-Condensing | Step Modulating | Copper |  |  |  |  | 399000 | 322000 |  |  | 85 | 80 | 80.8 | [6 empty] | Federally-Regulated Commercial & Industrial Equipment | 2011-02-17
Parker Boiler Co. | Parker Boiler | T2600LR | Water | Natural Gas | Power | FALSE | FALSE | 3 |  |  | No Match | No Match | No Match | No Match | Other | No Match |  | No Match |  | 2600000 |  | 1300000 |  | 85 | 80 |  |  | 4 |  | 82 |  |  | Federally-Regulated Commercial & Industrial Equipment | 1996-03-13
Ajax Boiler, Inc. | Ajax | WEG12500W | Water | Natural Gas | Power | FALSE | TRUE | 3 |  |  | No Match | No Match | No Match | No Match | Other | No Match |  | No Match |  | 11900000 |  | 5000000 |  | 85 | 80 |  |  |  |  | 80 |  |  | Federally-Regulated Commercial & Industrial Equipment | 1997-01-07
Parker Boiler Co. | Parker Boiler | G-2640R | Water | Natural Gas | Power | FALSE | FALSE | 3 |  |  | No Match | No Match | No Match | No Match | Other | No Match |  | No Match |  | 2640000 |  | 1320000 |  | 85 | 80 |  |  | 4 |  | 82 |  |  | Federally-Regulated Commercial & Industrial Equipment | 1996-03-13
Parker Boiler Co. | Parker Boiler | G-6250R | Water | Natural Gas | Power | FALSE | FALSE | 3 |  |  | No Match | No Match | No Match | No Match | Other | No Match |  | No Match |  | 6250000 |  | 3125000 |  | 85 | 80 |  |  | 4 |  | 82 |  |  | Federally-Regulated Commercial & Industrial Equipment | 1996-03-13
Camus Hydronics | Camus Hydronics | MFNH-3000-MG | Water | Natural Gas | Power | FALSE | FALSE | 1 |  |  |  | None | Non-Condensing | Step Modulating | Copper |  |  |  |  | 3000000 | 2550000 |  |  | 85 | [8 empty] | Federally-Regulated Commercial & Industrial Equipment | 2014-10-23
Water Pik, Inc. | Laars | HH1000MN20***** | Water | Natural Gas | Power | FALSE | FALSE | 3 |  |  | No Match | No Match | No Match | No Match | Copper | No Match |  | No Match |  | 1000000 |  | 250000 |  | 85 | 80 |  |  | 5 |  | 83 |  |  | Federally-Regulated Commercial & Industrial Equipment | 2001-11-21
Camus Hydronics | Camus Hydronics | DFNW-4500-MS | Water | Natural Gas | Pressure | FALSE | FALSE | 1 |  |  |  | None | Non-Condensing | Step Modulating | Other |  |  |  |  | 4500000 | 3825000 |  |  | 85 |  | 85 | [6 empty] | Federally-Regulated Commercial & Industrial Equipment | 2014-08-11
Ajax Boiler, Inc. | Ajax | WEG7500W | Water | Natural Gas | Power | FALSE | TRUE | 3 |  |  | No Match | No Match | No Match | No Match | Other | No Match |  | No Match |  | 7130000 |  | 3000000 |  | 85 | 80 |  |  |  |  | 80 |  |  | Federally-Regulated Commercial & Industrial Equipment | 1997-01-07
Ajax Boiler, Inc. | Ajax | WRF11500 | Water | Natural Gas | Power | FALSE | TRUE | 1 |  |  | Draft Hood | Stack Damper | Non-Condensing | Two-Stage Modulating | Other | None |  | No Match |  | 11500000 | 9775000 | 9775000 | 8308750 | 85 | 80 | 84.2 | [6 empty] | Federally-Regulated Commercial & Industrial Equipment | 2007-08-15
Viessmann Manufacturing | Viessmann Manufacturing | VD2A-160G | Water | Natural Gas | Power | FALSE | FALSE | 3 |  |  |  | None | Non-Condensing | Two-Stage Modulating | Cast Iron |  |  |  |  | 650000 | 553000 |  |  | 85 |  | 85 | [6 empty] | Federally-Regulated Commercial & Industrial Equipment | 2014-10-23
Parker Boiler Co. | Parker Boiler | T490R | Water | Natural Gas | No Match | FALSE | FALSE | 3 |  |  | No Match | No Match | No Match | No Match | Other | No Match |  | No Match |  | 490000 |  | 245000 |  | 85 | 80 |  |  | 4 |  | 82 |  |  | Federally-Regulated Commercial & Industrial Equipment | 1996-03-13
Parker Boiler Co. | Parker Boiler | G-1920R | Water | Natural Gas | Power | FALSE | FALSE | 3 |  |  | No Match | No Match | No Match | No Match | Other | No Match |  | No Match |  | 1920000 |  | 960000 |  | 85 | 80 |  |  | 4 |  | 82 |  |  | Federally-Regulated Commercial & Industrial Equipment | 1996-03-13
Ajax Boiler, Inc. | Ajax | WEG2250W | Water | Natural Gas | Power | FALSE | TRUE | 3 |  |  | No Match | No Match | No Match | No Match | Other | No Match |  | No Match |  | 2140000 |  | 1000000 |  | 85 | 80 |  |  |  |  | 80 |  |  | Federally-Regulated Commercial & Industrial Equipment | 1997-01-07
Water Pik, Inc. | Laars | PH1000MN20***** | Water | Natural Gas | Power | FALSE | FALSE | 3 |  |  | No Match | No Match | No Match | No Match | Copper | No Match |  | No Match |  | 1000000 |  | 1000000 |  | 85 | 80 |  |  | 5 |  | 83 |  |  | Federally-Regulated Commercial & Industrial Equipment | 2001-11-21
Ajax Boiler, Inc. | Ajax | WEG10000W | Water | Natural Gas | Power | FALSE | TRUE | 3 |  |  | No Match | No Match | No Match | No Match | Other | No Match |  | No Match |  | 9500000 |  | 4000000 |  | 85 | 80 |  |  |  |  | 80 |  |  | Federally-Regulated Commercial & Industrial Equipment | 1997-01-07
Bryan Steam Corp. | Bryan | HECL-150-W-FDG | Water | Natural Gas | Power | FALSE | FALSE | 3 |  |  | No Match | No Match | No Match | No Match | Other | No Match |  | No Match |  | 1500000 |  | 1500000 |  | 85 | 80 |  |  |  |  | 85 |  |  | Federally-Regulated Commercial & Industrial Equipment | 1996-02-29
Camus Hydronics | Camus Hydronics | DFNH-6004-MH | Water | Natural Gas | Power | FALSE | FALSE | 3 |  |  |  | None | Non-Condensing | Step Modulating | Copper |  |  |  |  | 6000000 | 5100000 |  |  | 85 |  | 85 | [6 empty] | Federally-Regulated Commercial & Industrial Equipment | 2014-08-11
Ajax Boiler, Inc. | Ajax | WEG4000W | Water | Natural Gas | Power | FALSE | TRUE | 3 |  |  | No Match | No Match | No Match | No Match | Other | No Match |  | No Match |  | 3800000 |  | 1600000 |  | 85 | 80 |  |  |  |  | 80 |  |  | Federally-Regulated Commercial & Industrial Equipment | 1997-01-07
Harsco Industrial / Patterson-Kelley | Thermific | N700 | Water | Natural Gas | Power | FALSE | TRUE | 1 |  |  | None | None | Non-Condensing | Single-Stage | Copper | Single-Speed |  | No Match |  | 700000 | 595000 |  |  | 85 | 80 | 84 | [6 empty] | Federally-Regulated Commercial & Industrial Equipment | 2007-07-10
Ajax Boiler, Inc. | Ajax | WEG14500W | Water | Natural Gas | Power | FALSE | TRUE | 3 |  |  | No Match | No Match | No Match | No Match | Other | No Match |  | No Match |  | 13800000 |  | 5800000 |  | 85 | 80 |  |  |  |  | 80 |  |  | Federally-Regulated Commercial & Industrial Equipment | 1997-01-07
Parker Boiler Co. | Parker Boiler | G-672R | Water | Natural Gas | Power | FALSE | FALSE | 3 |  |  | No Match | No Match | No Match | No Match | Other | No Match |  | No Match |  | 672000 |  | 336000 |  | 85 | 80 |  |  | 4 |  | 82 |  |  | Federally-Regulated Commercial & Industrial Equipment | 1996-03-13
Ajax Boiler, Inc. | Ajax | WEG1275W | Water | Natural Gas | Power | FALSE | TRUE | 3 |  |  | No Match | No Match | No Match | No Match | Other | No Match |  | No Match |  | 1210000 |  | 750000 |  | 85 | 80 |  |  |  |  | 80 |  |  | Federally-Regulated Commercial & Industrial Equipment | 1997-01-07
Camus Hydronics | Camus Hydronics | DFNH-5000-MS | Water | Natural Gas | Power | FALSE | FALSE | 3 |  |  |  | None | Condensing | Step Modulating | Other |  |  |  |  | 5000000 | 4250000 |  |  | 85 |  | 85 | [6 empty] | Federally-Regulated Commercial & Industrial Equipment | 2014-08-11
Camus Hydronics | Camus Hydronics | DFNH-5004-MH | Water | Natural Gas | Power | FALSE | FALSE | 3 |  |  |  | None | Non-Condensing | Step Modulating | Copper |  |  |  |  | 5000000 | 4250000 |  |  | 85 |  | 85 | [6 empty] | Federally-Regulated Commercial & Industrial Equipment | 2014-08-11
Ajax Boiler, Inc. | Ajax | WEG600W | Water | Natural Gas | Power | FALSE | TRUE | 3 |  |  | No Match | No Match | No Match | No Match | Other | No Match |  | No Match |  | 570000 |  | 400000 |  | 85 | 80 |  |  |  |  | 80 |  |  | Federally-Regulated Commercial & Industrial Equipment | 1997-01-07
Water Pik, Inc. | Laars | HH0320MN20***** | Water | Natural Gas | Power | FALSE | FALSE | 3 |  |  | No Match | No Match | No Match | No Match | Copper | No Match |  | No Match |  | 320000 |  | 320000 |  | 85 | 80 |  |  | 5 |  | 83 |  |  | Federally-Regulated Commercial & Industrial Equipment | 2001-05-16
Ajax Boiler, Inc. | Ajax | WEG5000W | Water | Natural Gas | Power | FALSE | TRUE | 3 |  |  | No Match | No Match | No Match | No Match | Other | No Match |  | No Match |  | 4750000 |  | 2000000 |  | 85 | 80 |  |  |  |  | 80 |  |  | Federally-Regulated Commercial & Industrial Equipment | 1997-01-07
Ajax Boiler, Inc. | Ajax | WRF630 | Water | Natural Gas | Power | FALSE | TRUE | 1 |  |  | Draft Hood | Stack Damper | Non-Condensing | Two-Stage Modulating | Other | None |  | No Match |  | 630000 | 535500 | 535500 | 455175 | 85 | 80 | 84.2 | [6 empty] | Federally-Regulated Commercial & Industrial Equipment | 2007-08-15
Ajax Boiler, Inc. | Ajax | WRF350 | Water | Natural Gas | Power | FALSE | TRUE | 1 |  |  | Draft Hood | Stack Damper | Non-Condensing | Two-Stage Modulating | Other | None |  | No Match |  | 350000 | 297500 | 297500 | 252875 | 85 | 80 | 84.2 | [6 empty] | Federally-Regulated Commercial & Industrial Equipment | 2007-08-15
Viessmann Manufacturing | Viessmann Manufacturing | VD2-780G | Water | Natural Gas | Power | FALSE | FALSE | 3 |  |  |  | None | Non-Condensing | Two-Stage Modulating | Cast Iron |  |  |  |  | 3168000 | 2699000 |  |  | 85 |  | 85.2 | [6 empty] | Federally-Regulated Commercial & Industrial Equipment | 2014-09-05
Laars Heating Systems Co. | Bradford-White Corp. | BMT2H0750 | Water | Natural Gas | Power | FALSE | FALSE | 1 |  | FALSE |  | None | Non-Condensing | Two-Stage Modulating | Copper |  |  |  |  | 750000 | 638000 |  |  | 85 |  | 85 | [6 empty] | Federally-Regulated Commercial & Industrial Equipment | 2014-08-11
Laars Heating Systems Co. | National Combustion Co. | F85H1000 | Water | Natural Gas | Power | FALSE | FALSE | 1 |  |  |  | None | Non-Condensing | Two-Stage Modulating | Copper |  |  |  |  | 999000 | 849000 |  |  | 85 |  | 85 | [6 empty] | Federally-Regulated Commercial & Industrial Equipment | 2014-10-21
Ajax Boiler, Inc. | Ajax | WRF525 | Water | Natural Gas | Power | FALSE | TRUE | 1 |  |  | Draft Hood | Stack Damper | Non-Condensing | Two-Stage Modulating | Other | None |  | No Match |  | 525000 | 446200 | 446200 | 379313 | 85 | 80 | 84.2 | [6 empty] | Federally-Regulated Commercial & Industrial Equipment | 2007-08-15
Parker Boiler Co. | Parker Boiler | T3600LR | Water | Natural Gas | Power | FALSE | FALSE | 3 |  |  | No Match | No Match | No Match | No Match | Other | No Match |  | No Match |  | 3600000 |  | 1800000 |  | 85 | 80 |  |  | 4 |  | 82 |  |  | Federally-Regulated Commercial & Industrial Equipment | 1996-03-13
Burnham Corp. | Burnham Corp. | 4FHW-154A | Water | Natural Gas | Power | FALSE | FALSE | 1 |  |  |  | None | Non-Condensing | Two-Stage Modulating | Other |  |  |  |  | 1289000 | 1059000 |  |  | 85 |  | 82.2 | [6 empty] | Federally-Regulated Commercial & Industrial Equipment | 2014-08-11
Ajax Boiler, Inc. | Ajax | WEG350W | Water | Natural Gas | Power | FALSE | TRUE | 3 |  |  | No Match | No Match | No Match | No Match | Other | No Match |  | No Match |  | 333000 |  | 300000 |  | 85 | 80 |  |  |  |  | 80 |  |  | Federally-Regulated Commercial & Industrial Equipment | 1997-01-07
Camus Hydronics | Camus Hydronics | DFNH-0500-MS | Water | Natural Gas | Power | FALSE | FALSE | 1 |  |  |  | None | Non-Condensing | Step Modulating | Other |  |  |  |  | 500000 | 425000 |  |  | 85 |  | 85 | [6 empty] | Federally-Regulated Commercial & Industrial Equipment | 2014-08-11
Parker Boiler Co. | Parker Boiler | T760LR | Water | Natural Gas | Power | FALSE | FALSE | 3 |  |  | No Match | No Match | No Match | No Match | Other | No Match |  | No Match |  | 760000 |  | 380000 |  | 85 | 80 |  |  | 4 |  | 82 |  |  | Federally-Regulated Commercial & Industrial Equipment | 1996-03-13
Bryan Steam Corp. | Bryan | HED-350-W-FDG | Water | Natural Gas | Power | FALSE | FALSE | 3 |  |  | No Match | No Match | No Match | No Match | Other | No Match |  | No Match |  | 350000 |  | 350000 |  | 85 | 80 |  |  |  |  | 85 |  |  | Federally-Regulated Commercial & Industrial Equipment | 1996-03-01
Burnham Corp. | Burnham Corp. | 4FHW-180A | Water | Natural Gas | Power | FALSE | FALSE | 1 |  |  |  | None | Non-Condensing | Two-Stage Modulating | Other |  |  |  |  | 1506000 | 1239000 |  |  | 85 |  | 82.3 | [6 empty] | Federally-Regulated Commercial & Industrial Equipment | 2014-08-11
Water Pik, Inc. | Laars | HH0625MN20***** | Water | Natural Gas | Power | FALSE | FALSE | 3 |  |  | No Match | No Match | No Match | No Match | Copper | No Match |  | No Match |  | 625000 |  | 625000 |  | 85 | 80 |  |  | 5 |  | 83 |  |  | Federally-Regulated Commercial & Industrial Equipment | 2001-05-16
Ajax Boiler, Inc. | Ajax | WRF1500 | Water | Natural Gas | Power | FALSE | TRUE | 1 |  |  | Draft Hood | Stack Damper | Non-Condensing | Two-Stage Modulating | Other | None |  | No Match |  | 1500000 | 1275000 | 1275000 | 1083750 | 85 | 80 | 84.2 | [6 empty] | Federally-Regulated Commercial & Industrial Equipment | 2007-08-15
Ajax Boiler, Inc. | Ajax | WEG1500W | Water | Natural Gas | Power | FALSE | TRUE | 3 |  |  | No Match | No Match | No Match | No Match | Other | No Match |  | No Match |  | 1430000 |  | 800000 |  | 85 | 80 |  |  |  |  | 80 |  |  | Federally-Regulated Commercial & Industrial Equipment | 1997-01-07
Ajax Boiler, Inc. | Ajax | WEG700W | Water | Natural Gas | Power | FALSE | TRUE | 3 |  |  | No Match | No Match | No Match | No Match | Other | No Match |  | No Match |  | 665000 |  | 450000 |  | 85 | 80 |  |  |  |  | 80 |  |  | Federally-Regulated Commercial & Industrial Equipment | 1997-01-07
Lochinvar, LLC. | Lochinvar Corp. | PBN0751 | Water | Natural Gas | Power | FALSE | FALSE | 1 |  |  | None | None | Non-Condensing | Step Modulating | Copper |  |  |  |  | 750000 | 637000 | 188000 | 164000 | 85 | 80 | 85 | [6 empty] | Federally-Regulated Commercial & Industrial Equipment | 2007-12-12
Camus Hydronics | Camus Hydronics | DFNH-2500-MS | Water | Natural Gas | Power | FALSE | FALSE | 1 |  |  |  | None | Non-Condensing | Step Modulating | Other |  |  |  |  | 2500000 | 2125000 |  |  | 85 |  | 85 | [6 empty] | Federally-Regulated Commercial & Industrial Equipment | 2014-08-11
Water Pik, Inc. | Laars | HH0400MN20***** | Water | Natural Gas | Power | FALSE | FALSE | 3 |  |  | No Match | No Match | No Match | No Match | Copper | No Match |  | No Match |  | 399000 |  | 399000 |  | 85 | 80 |  |  | 5 |  | 83 |  |  | Federally-Regulated Commercial & Industrial Equipment | 2001-05-16
Parker Boiler Co. | Parker Boiler | T970R | Water | Natural Gas | No Match | FALSE | FALSE | 3 |  |  | No Match | No Match | No Match | No Match | Other | No Match |  | No Match |  | 970000 |  | 485000 |  | 85 | 80 |  |  | 4 |  | 82 |  |  | Federally-Regulated Commercial & Industrial Equipment | 1996-03-13
Ajax Boiler, Inc. | Ajax | WEG6000W | Water | Natural Gas | Power | FALSE | TRUE | 3 |  |  | No Match | No Match | No Match | No Match | Other | No Match |  | No Match |  | 5700000 |  | 2400000 |  | 85 | 80 |  |  |  |  | 80 |  |  | Federally-Regulated Commercial & Industrial Equipment | 1997-01-07
RBI Water Heaters | RBI Water Heaters | DB2100 | Water | Natural Gas | Power | FALSE | FALSE | 1 |  |  |  | None | Non-Condensing | Step Modulating | Copper |  |  |  |  | 2100000 | 1724000 |  |  | 85 | 80 | 82.1 | [6 empty] | Federally-Regulated Commercial & Industrial Equipment | 2011-02-17
Ajax Boiler, Inc. | Ajax | WRF3350 | Water | Natural Gas | Power | FALSE | TRUE | 1 |  |  | Draft Hood | Stack Damper | Non-Condensing | Two-Stage Modulating | Other | None |  | No Match |  | 3350000 | 2847500 | 2847500 | 2420375 | 85 | 80 | 84.2 | [6 empty] | Federally-Regulated Commercial & Industrial Equipment | 2007-08-15
Ajax Boiler, Inc. | Ajax | WEG1750W | Water | Natural Gas | Power | FALSE | TRUE | 3 |  |  | No Match | No Match | No Match | No Match | Other | No Match |  | No Match |  | 1660000 |  | 800000 |  | 85 | 80 |  |  |  |  | 80 |  |  | Federally-Regulated Commercial & Industrial Equipment | 1997-01-07
Bryan Steam Corp. | Bryan | HECL-90-W-FDG | Water | Natural Gas | Power | FALSE | FALSE | 3 |  |  | No Match | No Match | No Match | No Match | Other | No Match |  | No Match |  | 900000 |  | 900000 |  | 85 | 80 |  |  |  |  | 85 |  |  | Federally-Regulated Commercial & Industrial Equipment | 1996-03-01
RBI Water Heaters | Hamilton Engineering | HZH 00500 | Water | Natural Gas | Power | FALSE | FALSE | 1 |  |  |  | None | Non-Condensing | Two-Stage Modulating | Copper |  |  |  |  | 500000 | 425000 |  |  | 85 |  | 85 | [6 empty] | Federally-Regulated Commercial & Industrial Equipment | 2014-08-11
Parker Boiler Co. | Parker Boiler | T1140LR | Water | Natural Gas | Power | FALSE | FALSE | 3 |  |  | No Match | No Match | No Match | No Match | Other | No Match |  | No Match |  | 1140000 |  | 570000 |  | 85 | 80 |  |  | 4 |  | 82 |  |  | Federally-Regulated Commercial & Industrial Equipment | 1996-03-13
Ajax Boiler, Inc. | Ajax | WRF1250 | Water | Natural Gas | Power | FALSE | TRUE | 1 |  |  | Draft Hood | Stack Damper | Non-Condensing | Two-Stage Modulating | Other | None |  | No Match |  | 1250000 | 1062500 | 1062500 | 903125 | 85 | 80 | 84.2 | [6 empty] | Federally-Regulated Commercial & Industrial Equipment | 2007-08-15
Parker Boiler Co. | Parker Boiler | G-5000R | Water | Natural Gas | Power | FALSE | FALSE | 3 |  |  | No Match | No Match | No Match | No Match | Other | No Match |  | No Match |  | 5000000 |  | 2500000 |  | 85 | 80 |  |  | 4 |  | 82 |  |  | Federally-Regulated Commercial & Industrial Equipment | 1996-03-13
Lochinvar, LLC. | Lochinvar Corp. | PBL1701-M9 | Water | Natural Gas | Power | FALSE | FALSE | 1 |  |  |  | None | Non-Condensing | Step Modulating | Copper |  |  |  |  | 1700000 | 1445000 |  |  | 85 |  | 85 | [6 empty] | Federally-Regulated Commercial & Industrial Equipment | 2014-10-23
Bryan Steam Corp. | Bryan | HECL-210-W-FDG | Water | Natural Gas | Power | FALSE | FALSE | 3 |  |  | No Match | No Match | No Match | No Match | Other | No Match |  | No Match |  | 2100000 |  | 2100000 |  | 85 | 80 |  |  |  |  | 85 |  |  | Federally-Regulated Commercial & Industrial Equipment | 1996-03-01
Water Pik, Inc. | Laars | PH0625MN20***** | Water | Natural Gas | Power | FALSE | FALSE | 3 |  |  | No Match | No Match | No Match | No Match | Copper | No Match |  | No Match |  | 625000 |  | 625000 |  | 85 | 80 |  |  | 5 |  | 83 |  |  | Federally-Regulated Commercial & Industrial Equipment | 2001-11-21
Ajax Boiler, Inc. | Ajax | WEG2500W | Water | Natural Gas | Power | FALSE | TRUE | 3 |  |  | No Match | No Match | No Match | No Match | Other | No Match |  | No Match |  | 2380000 |  | 1000000 |  | 85 | 80 |  |  |  |  | 80 |  |  | Federally-Regulated Commercial & Industrial Equipment | 1997-01-07
Parker Boiler Co. | Parker Boiler | T5700LR | Water | Natural Gas | Power | FALSE | FALSE | 3 |  |  | No Match | No Match | No Match | No Match | Other | No Match |  | No Match |  | 5700000 |  | 2850000 |  | 85 | 80 |  |  | 4 |  | 82 |  |  | Federally-Regulated Commercial & Industrial Equipment | 1996-03-13
Parker Boiler Co. | Parker Boiler | T1730LR | Water | Natural Gas | Power | FALSE | FALSE | 3 |  |  | No Match | No Match | No Match | No Match | Other | No Match |  | No Match |  | 1730000 |  | 865000 |  | 85 | 80 |  |  | 4 |  | 82 |  |  | Federally-Regulated Commercial & Industrial Equipment | 1996-03-13
Laars Heating Systems Co. | Laars | MT2H2000N******* | Water | Natural Gas | Power | FALSE | TRUE | 1 |  |  |  | None | Non-Condensing | Two-Stage Modulating | Copper |  |  |  |  | 1999000 | 1699000 |  |  | 85 | 80 | 84 | [6 empty] | Federally-Regulated Commercial & Industrial Equipment | 2008-03-14
Ajax Boiler, Inc. | Ajax | WRF1050 | Water | Natural Gas | Power | FALSE | TRUE | 1 |  |  | Draft Hood | Stack Damper | Non-Condensing | Two-Stage Modulating | Other | None |  | No Match |  | 1050000 | 892500 | 892500 | 758625 | 85 | 80 | 84.2 | [6 empty] | Federally-Regulated Commercial & Industrial Equipment | 2007-08-15
Ajax Boiler, Inc. | Ajax | WRF2100 | Water | Natural Gas | Power | FALSE | TRUE | 1 |  |  | Draft Hood | Stack Damper | Non-Condensing | Two-Stage Modulating | Other | None |  | No Match |  | 2000000 | 1700000 | 1700000 | 1445000 | 85 | 80 | 84.2 | [6 empty] | Federally-Regulated Commercial & Industrial Equipment | 2007-08-15
Ajax Boiler, Inc. | Ajax | WRF8400 | Water | Natural Gas | Power | FALSE | TRUE | 1 |  |  | Draft Hood | Stack Damper | Non-Condensing | Two-Stage Modulating | Other | None |  | No Match |  | 8400000 | 7140000 | 7140000 | 6069000 | 85 | 80 | 84.2 | [6 empty] | Federally-Regulated Commercial & Industrial Equipment | 2007-08-15
Camus Hydronics | Camus Hydronics | DFNH-2000-MS | Water | Natural Gas | Power | TRUE | FALSE | 1 |  |  |  | None | Non-Condensing | Step Modulating | Other |  |  |  |  | 2000000 | 1700000 |  |  | 85 |  | 85 | [6 empty] | Federally-Regulated Commercial & Industrial Equipment | 2014-08-11
Laars Heating Systems Co. | National Combustion Co. | F85H0500 | Water | Natural Gas | Power | FALSE | FALSE | 1 |  |  |  | None | Non-Condensing | Two-Stage Modulating | Copper |  |  |  |  | 500000 | 425000 |  |  | 85 |  | 85 | [6 empty] | Federally-Regulated Commercial & Industrial Equipment | 2014-10-21
Camus Hydronics | Camus Hydronics | DFNW-6004-MS | Water | Natural Gas | Power | FALSE | FALSE | 3 |  |  |  | None | Non-Condensing | Step Modulating | Other |  |  |  |  | 6000000 | 5100000 |  |  | 85 |  | 85 | [6 empty] | Federally-Regulated Commercial & Industrial Equipment | 2014-08-11
Parker Boiler Co. | Parker Boiler | G-1536R | Water | Natural Gas | Power | FALSE | FALSE | 3 |  |  | No Match | No Match | No Match | No Match | Other | No Match |  | No Match |  | 1536000 |  | 768000 |  | 85 | 80 |  |  | 4 |  | 82 |  |  | Federally-Regulated Commercial & Industrial Equipment | 1996-03-13
Bryan Steam Corp. | Bryan | HECL-300-W-FDG | Water | Natural Gas | Power | FALSE | FALSE | 3 |  |  | No Match | No Match | No Match | No Match | Other | No Match |  | No Match |  | 3000000 |  | 3000000 |  | 85 | 80 |  |  |  |  | 85 |  |  | Federally-Regulated Commercial & Industrial Equipment | 1996-03-01
Parker Boiler Co. | Parker Boiler | G-1296R | Water | Natural Gas | Power | FALSE | FALSE | 3 |  |  | No Match | No Match | No Match | No Match | Other | No Match |  | No Match |  | 1296000 |  | 648000 |  | 85 | 80 |  |  | 4 |  | 82 |  |  | Federally-Regulated Commercial & Industrial Equipment | 1996-03-13
RBI Water Heaters | RBI Water Heaters | MB5000 | Water | Natural Gas | Power | FALSE | FALSE | 3 |  |  |  | None | Non-Condensing | Step Modulating | Copper |  |  |  |  | 5000000 | 4225000 |  |  | 85.1 | 82 | [7 empty] | Federally-Regulated Commercial & Industrial Equipment | 2015-12-16
Waterfurnace International, Inc. | VIESSMANN | VD2-630G | Water | Natural Gas | Power | FALSE | FALSE | 3 |  |  |  | None | Non-Condensing | Two-Stage Modulating | Cast Iron |  |  |  |  | 2559000 | 2183000 |  |  | 85.1 | 82 | [7 empty] | Federally-Regulated Commercial & Industrial Equipment | 2015-12-16
Waterfurnace International, Inc. | VIESSMANN | VD2-700G | Water | Natural Gas | Power | FALSE | FALSE | 3 |  |  |  | None | Non-Condensing | Two-Stage Modulating | Cast Iron |  |  |  |  | 2843000 | 2425000 |  |  | 85.1 | 82 | [7 empty] | Federally-Regulated Commercial & Industrial Equipment | 2015-12-16
Water Pik, Inc. | Laars | PNCH1250N******* | Water | Natural Gas | Induced Draft | FALSE | TRUE | 3 |  |  | None | None | Non-Condensing | Step Modulating | Copper | Single-Speed |  | Standard |  | 1250000 | 1050000 | 500000 |  | 85.1 | 80 | 85.1 | [6 empty] | Federally-Regulated Commercial & Industrial Equipment | 2004-11-05
Raypak | Raypak | H7-2503* | Water | Natural Gas | Induced Draft | FALSE | TRUE | 1 |  | FALSE | None | None | Non-Condensing | Step Modulating | Copper |  |  |  |  | 2501000 | 2125850 | 350000 |  | 85.1 | 82 | [7 empty] | Federally-Regulated Commercial & Industrial Equipment | 2013-01-02
Water Pik, Inc. | Laars | PNCH1500N******* | Water | Natural Gas | Induced Draft | FALSE | TRUE | 3 |  |  | None | None | Non-Condensing | Step Modulating | Copper | Single-Speed | 1 | Standard |  | 1500000 | 1260000 | 499980 |  | 85.1 | 80 | 85.1 | [6 empty] | Federally-Regulated Commercial & Industrial Equipment | 2004-11-05
Laars Heating Systems Co. | Bradford-White Corp. | BMT2H1750 | Water | Natural Gas | Power | FALSE | FALSE | 1 |  |  |  | None | Non-Condensing | Two-Stage Modulating | Copper |  |  |  |  | 1750000 | 1489000 |  |  | 85.1 |  | 85.1 | [6 empty] | Federally-Regulated Commercial & Industrial Equipment | 2014-10-21
Water Pik, Inc. | Laars | PNCH2000N******* | Water | Natural Gas | Induced Draft | FALSE | TRUE | 3 |  |  | None | None | Non-Condensing | Step Modulating | Copper | Single-Speed | 1 | Standard |  | 1999920 | 1679933 | 666640 |  | 85.1 | 80 | 85.1 | [6 empty] | Federally-Regulated Commercial & Industrial Equipment | 2004-11-05
Viessmann Manufacturing | Viessmann Manufacturing | VD2-630G | Water | Natural Gas | Power | FALSE | FALSE | 3 |  |  |  | None | Non-Condensing | Two-Stage Modulating | Cast Iron |  |  |  |  | 2559000 | 2183000 |  |  | 85.1 |  | 85.3 | [6 empty] | Federally-Regulated Commercial & Industrial Equipment | 2014-09-05
Laars Heating Systems Co. | Bradford-White Corp. | BMT2H2000 | Water | Natural Gas | Power | FALSE | FALSE | 1 |  |  |  | None | Non-Condensing | Two-Stage Modulating | Copper |  |  |  |  | 1999000 | 1701000 |  |  | 85.1 |  | 85.1 | [6 empty] | Federally-Regulated Commercial & Industrial Equipment | 2014-10-21
Water Pik, Inc. | Laars | PNCH1750N******* | Water | Natural Gas | Induced Draft | FALSE | TRUE | 3 |  |  | None | None | Non-Condensing | Step Modulating | Copper | Single-Speed | 1 | Standard |  | 1750000 | 1470000 | 500000 |  | 85.1 | 80 | 85.1 | [6 empty] | Federally-Regulated Commercial & Industrial Equipment | 2004-11-05
Raypak | Raypak | H7-3003* | Water | Natural Gas | Induced Draft | FALSE | TRUE | 1 |  | FALSE | None | None | Non-Condensing | Step Modulating | Copper |  |  |  |  | 3000000 | 2550000 | 420000 |  | 85.1 | 82 | [7 empty] | Federally-Regulated Commercial & Industrial Equipment | 2013-01-02
Burnham Corp. | Burnham Corp. | 4FHW-209A | Water | Natural Gas | Power | FALSE | FALSE | 1 |  |  |  | None | Non-Condensing | Two-Stage Modulating | Other |  |  |  |  | 1750000 | 1444000 |  |  | 85.1 |  | 82.5 | [6 empty] | Federally-Regulated Commercial & Industrial Equipment | 2014-08-11
Raypak | Raypak | H7-4003* | Water | Natural Gas | Induced Draft | FALSE | TRUE | 1 |  | FALSE | None | None | Non-Condensing | Step Modulating | Copper |  |  |  |  | 4000000 | 3400000 | 560000 |  | 85.1 | 82 | [7 empty] | Federally-Regulated Commercial & Industrial Equipment | 2013-01-02
Burnham Corp. | Burnham Corp. | CW-50-G | Water | Natural Gas | Power | FALSE | FALSE | 1 |  |  |  | None | Non-Condensing | Two-Stage Modulating | Other |  |  |  |  | 2041000 | 1706000 |  |  | 85.1 |  | 83.6 | [6 empty] | Federally-Regulated Commercial & Industrial Equipment | 2014-12-01
Viessmann Manufacturing | Viessmann Manufacturing | VD2-700G | Water | Natural Gas | Power | FALSE | FALSE | 3 |  |  |  | None | Non-Condensing | Two-Stage Modulating | Cast Iron |  |  |  |  | 2843000 | 2425000 |  |  | 85.1 |  | 85.3 | [6 empty] | Federally-Regulated Commercial & Industrial Equipment | 2014-09-05
Raypak | Raypak | H7-3503* | Water | Natural Gas | Induced Draft | FALSE | TRUE | 1 |  | FALSE | None | None | Non-Condensing | Step Modulating | Copper |  |  |  |  | 3500000 | 2975000 | 490000 |  | 85.1 | 82 | [7 empty] | Federally-Regulated Commercial & Industrial Equipment | 2013-01-02
DDR Americas, Inc. | DE DIETRICH | GT 530A-19 | Water | Natural Gas | Power | FALSE | FALSE | 3 |  |  |  | Electro-Mechanical Inlet Dampe | Non-Condensing | Step Modulating | Cast Iron |  |  |  |  | 4759000 | 4054000 |  |  | 85.2 | 82 | [7 empty] | Federally-Regulated Commercial & Industrial Equipment | 2015-12-04
DDR Americas, Inc. | DE DIETRICH | GT 530A-20 | Water | Natural Gas | Power | FALSE | FALSE | 3 |  |  |  | Electro-Mechanical Inlet Dampe | Non-Condensing | Step Modulating | Cast Iron |  |  |  |  | 4975000 | 4239000 |  |  | 85.2 | 82 | [7 empty] | Federally-Regulated Commercial & Industrial Equipment | 2015-12-04
DDR Americas, Inc. | DE DIETRICH | GT 530A-21 | Water | Natural Gas | Power | FALSE | FALSE | 3 |  |  |  | Electro-Mechanical Inlet Dampe | Non-Condensing | Step Modulating | Cast Iron |  |  |  |  | 5191000 | 4423000 |  |  | 85.2 | 82 | [7 empty] | Federally-Regulated Commercial & Industrial Equipment | 2015-12-04
DDR Americas, Inc. | DE DIETRICH | GT 430A-14 | Water | Natural Gas | Power | FALSE | FALSE | 1 |  |  |  | Electro-Mechanical Inlet Dampe | Non-Condensing | Step Modulating | Cast Iron |  |  |  |  | 3389000 | 2880000 |  |  | 85.2 | 82 | [7 empty] | Federally-Regulated Commercial & Industrial Equipment | 2015-12-04
DDR Americas, Inc. | DE DIETRICH | GT 430A-13 | Water | Natural Gas | Power | FALSE | FALSE | 1 |  |  |  | Electro-Mechanical Inlet Dampe | Non-Condensing | Step Modulating | Cast Iron |  |  |  |  | 3100000 | 2635000 |  |  | 85.2 | 82 | [7 empty] | Federally-Regulated Commercial & Industrial Equipment | 2015-12-04
DDR Americas, Inc. | DE DIETRICH | GT 430A-11 | Water | Natural Gas | Power | FALSE | FALSE | 1 |  |  |  | Electro-Mechanical Inlet Dampe | Non-Condensing | Step Modulating | Cast Iron |  |  |  |  | 2567000 | 2182000 |  |  | 85.2 | 82 | [7 empty] | Federally-Regulated Commercial & Industrial Equipment | 2015-12-04
DDR Americas, Inc. | DE DIETRICH | GT 530A-22 | Water | Natural Gas | Power | FALSE | FALSE | 3 |  |  |  | Electro-Mechanical Inlet Dampe | Non-Condensing | Step Modulating | Cast Iron |  |  |  |  | 5480000 | 4669000 |  |  | 85.2 | 82 | [7 empty] | Federally-Regulated Commercial & Industrial Equipment | 2015-12-04
DDR Americas, Inc. | DE DIETRICH | GT 530A-17 | Water | Natural Gas | Power | FALSE | FALSE | 3 |  |  |  | Electro-Mechanical Inlet Dampe | Non-Condensing | Step Modulating | Cast Iron |  |  |  |  | 4254000 | 3624000 |  |  | 85.2 | 82 | [7 empty] | Federally-Regulated Commercial & Industrial Equipment | 2015-12-04
DDR Americas, Inc. | DE DIETRICH | GT 530A-16 | Water | Natural Gas | Power | FALSE | FALSE | 3 |  |  |  | Electro-Mechanical Inlet Dampe | Non-Condensing | Step Modulating | Cast Iron |  |  |  |  | 3986000 | 3379000 |  |  | 85.2 | 82 | [7 empty] | Federally-Regulated Commercial & Industrial Equipment | 2015-12-04
DDR Americas, Inc. | DE DIETRICH | GT 530A-15 | Water | Natural Gas | Power | FALSE | FALSE | 3 |  |  |  | Electro-Mechanical Inlet Dampe | Non-Condensing | Step Modulating | Cast Iron |  |  |  |  | 3749000 | 3194000 |  |  | 85.2 | 82 | [7 empty] | Federally-Regulated Commercial & Industrial Equipment | 2015-12-04
DDR Americas, Inc. | DE DIETRICH | GT 430A-12 | Water | Natural Gas | Power | FALSE | FALSE | 1 |  |  |  | Electro-Mechanical Inlet Dampe | Non-Condensing | Step Modulating | Cast Iron |  |  |  |  | 2826000 | 2402000 |  |  | 85.2 | 82 | [7 empty] | Federally-Regulated Commercial & Industrial Equipment | 2015-12-04
DDR Americas, Inc. | DE DIETRICH | GT 530A-18 | Water | Natural Gas | Power | FALSE | FALSE | 3 |  |  |  | Electro-Mechanical Inlet Dampe | Non-Condensing | Step Modulating | Cast Iron |  |  |  |  | 4470000 | 3808000 |  |  | 85.2 | 82 | [7 empty] | Federally-Regulated Commercial & Industrial Equipment | 2015-12-04
DDR Americas, Inc. | DE DIETRICH | GT 530A-23 | Water | Natural Gas | Power | FALSE | FALSE | 3 |  |  |  | Electro-Mechanical Inlet Dampe | Non-Condensing | Step Modulating | Cast Iron |  |  |  |  | 5696000 | 4853000 |  |  | 85.2 | 82 | [7 empty] | Federally-Regulated Commercial & Industrial Equipment | 2015-12-04
DDR Americas, Inc. | DE DIETRICH | GT 530A-24 | Water | Natural Gas | Power | FALSE | FALSE | 3 |  |  |  | Electro-Mechanical Inlet Dampe | Non-Condensing | Step Modulating | Cast Iron |  |  |  |  | 5984000 | 5098000 |  |  | 85.2 | 82 | [7 empty] | Federally-Regulated Commercial & Industrial Equipment | 2015-12-04
DDR Americas, Inc. | DE DIETRICH | GT 530A-25 | Water | Natural Gas | Power | FALSE | FALSE | 3 |  |  |  | Electro-Mechanical Inlet Dampe | Non-Condensing | Step Modulating | Cast Iron |  |  |  |  | 6201000 | 5283000 |  |  | 85.2 | 82 | [7 empty] | Federally-Regulated Commercial & Industrial Equipment | 2015-12-04
RBI Water Heaters | RBI Water Heaters | MB1750 | Water | Natural Gas | Power | FALSE | FALSE | 1 |  |  |  | None | Non-Condensing | Step Modulating | Copper |  |  |  |  | 1750000 | 1491000 |  |  | 85.2 | 80 | 85.2 | [6 empty] | Federally-Regulated Commercial & Industrial Equipment | 2010-07-21
DDR Americas, Inc. | De Deitrich | GT 530A-22 | Water | Natural Gas | Power | FALSE | FALSE | 3 |  | FALSE |  | Electro-Mechanical Inlet Dampe | Non-Condensing | Step Modulating | Cast Iron |  |  |  |  | 5480000 | 4669000 |  |  | 85.2 |  | 85.2 | [6 empty] | Federally-Regulated Commercial & Industrial Equipment | 2014-08-11
DDR Americas, Inc. | De Deitrich | GT 430A-8 | Water | Natural Gas | Power | FALSE | FALSE | 1 |  | FALSE |  | Electro-Mechanical Inlet Dampe | Non-Condensing | Step Modulating | Cast Iron |  |  |  |  | 1730000 | 1471000 |  |  | 85.2 |  | 85.2 | [6 empty] | Federally-Regulated Commercial & Industrial Equipment | 2014-08-11
Laars Heating Systems Co. | National Combustion Co. | F85H1750 | Water | Natural Gas | Power | FALSE | FALSE | 1 |  |  |  | None | Non-Condensing | Two-Stage Modulating | Copper |  |  |  |  | 1750000 | 1489000 |  |  | 85.2 |  | 85.2 | [6 empty] | Federally-Regulated Commercial & Industrial Equipment | 2014-10-21
DDR Americas, Inc. | De Deitrich | GT 430A-12 | Water | Natural Gas | Power | FALSE | FALSE | 1 |  | FALSE |  | Electro-Mechanical Inlet Dampe | Non-Condensing | Step Modulating | Cast Iron |  |  |  |  | 2826000 | 2402000 |  |  | 85.2 |  | 85.2 | [6 empty] | Federally-Regulated Commercial & Industrial Equipment | 2014-08-11
Laars Heating Systems Co. | National Combustion Co. | F85H1500 | Water | Natural Gas | Power | FALSE | FALSE | 1 |  |  |  | None | Non-Condensing | Two-Stage Modulating | Copper |  |  |  |  | 1500000 | 1277000 |  |  | 85.2 |  | 85.2 | [6 empty] | Federally-Regulated Commercial & Industrial Equipment | 2014-10-21
RBI Water Heaters | RBI Water Heaters | MB1500 | Water | Natural Gas | Power | FALSE | FALSE | 1 |  |  |  | None | Non-Condensing | Step Modulating | Copper |  |  |  |  | 1500000 | 1279000 |  |  | 85.2 | 80 | 85.2 | [6 empty] | Federally-Regulated Commercial & Industrial Equipment | 2010-07-21
DDR Americas, Inc. | De Deitrich | GT 336A | Water | Natural Gas | Power | FALSE | FALSE | 1 |  | FALSE |  | Electro-Mechanical Inlet Dampe | Non-Condensing | Step Modulating | Cast Iron |  |  |  |  | 808000 | 686000 |  |  | 85.2 |  | 85.2 | [6 empty] | Federally-Regulated Commercial & Industrial Equipment | 2014-08-11
Laars Heating Systems Co. | National Combustion Co. | F85H1250 | Water | Natural Gas | Power | FALSE | FALSE | 1 |  |  |  | None | Non-Condensing | Two-Stage Modulating | Copper |  |  |  |  | 1250000 | 1064000 |  |  | 85.2 |  | 85.2 | [6 empty] | Federally-Regulated Commercial & Industrial Equipment | 2014-10-21
Laars Heating Systems Co. | National Combustion Co. | F85H2000 | Water | Natural Gas | Power | FALSE | FALSE | 1 |  |  |  | None | Non-Condensing | Two-Stage Modulating | Copper |  |  |  |  | 1999000 | 1701000 |  |  | 85.2 |  | 85.2 | [6 empty] | Federally-Regulated Commercial & Industrial Equipment | 2014-10-21
DDR Americas, Inc. | De Deitrich | GT 530A-20 | Water | Natural Gas | Power | FALSE | FALSE | 3 |  | FALSE |  | Electro-Mechanical Inlet Dampe | Non-Condensing | Step Modulating | Cast Iron |  |  |  |  | 4975000 | 4239000 |  |  | 85.2 |  | 85.2 | [6 empty] | Federally-Regulated Commercial & Industrial Equipment | 2014-08-11
DDR Americas, Inc. | De Deitrich | GT 430A-10 | Water | Natural Gas | Power | FALSE | FALSE | 1 |  | FALSE |  | Electro-Mechanical Inlet Dampe | Non-Condensing | Step Modulating | Cast Iron |  |  |  |  | 2278000 | 1937000 |  |  | 85.2 |  | 85.2 | [6 empty] | Federally-Regulated Commercial & Industrial Equipment | 2014-08-11
RBI Water Heaters | RBI Water Heaters | MB1500 | Water | Natural Gas | Induced Draft | TRUE | TRUE | 1 |  |  |  | None | Non-Condensing | Single-Stage | Copper |  |  |  |  | 1500000 | 1279000 |  |  | 85.2 | 80 | 85.2 | [6 empty] | Federally-Regulated Commercial & Industrial Equipment | 2007-12-12
RBI Water Heaters | RBI Water Heaters | MB1750 | Water | Natural Gas | Induced Draft | TRUE | TRUE | 1 |  |  |  | None | Non-Condensing | Single-Stage | Copper |  |  |  |  | 1750000 | 1491000 |  |  | 85.2 | 80 | 85.2 | [6 empty] | Federally-Regulated Commercial & Industrial Equipment | 2007-12-12
DDR Americas, Inc. | De Deitrich | GT 338A | Water | Natural Gas | Power | FALSE | FALSE | 1 |  | FALSE |  | Electro-Mechanical Inlet Dampe | Non-Condensing | Step Modulating | Cast Iron |  |  |  |  | 1226000 | 1042000 |  |  | 85.2 |  | 85.2 | [6 empty] | Federally-Regulated Commercial & Industrial Equipment | 2014-08-11
DDR Americas, Inc. | De Deitrich | GT 430A-13 | Water | Natural Gas | Power | FALSE | FALSE | 1 |  | FALSE |  | Electro-Mechanical Inlet Dampe | Non-Condensing | Step Modulating | Cast Iron |  |  |  |  | 3100000 | 2635000 |  |  | 85.2 |  | 85.2 | [6 empty] | Federally-Regulated Commercial & Industrial Equipment | 2014-08-11
DDR Americas, Inc. | De Deitrich | GT 430A-9 | Water | Natural Gas | Power | FALSE | FALSE | 1 |  | FALSE |  | Electro-Mechanical Inlet Dampe | Non-Condensing | Step Modulating | Cast Iron |  |  |  |  | 1947000 | 1655000 |  |  | 85.2 |  | 85.2 | [6 empty] | Federally-Regulated Commercial & Industrial Equipment | 2014-08-11
DDR Americas, Inc. | De Deitrich | GT 530A-19 | Water | Natural Gas | Power | FALSE | FALSE | 3 |  | FALSE |  | Electro-Mechanical Inlet Dampe | Non-Condensing | Step Modulating | Cast Iron |  |  |  |  | 4759000 | 4054000 |  |  | 85.2 |  | 85.2 | [6 empty] | Federally-Regulated Commercial & Industrial Equipment | 2014-08-11
Laars Heating Systems Co. | Bradford-White Corp. | BMT2H1250 | Water | Natural Gas | Power | FALSE | FALSE | 1 |  |  |  | None | Non-Condensing | Two-Stage Modulating | Copper |  |  |  |  | 1250000 | 1064000 |  |  | 85.2 |  | 85.2 | [6 empty] | Federally-Regulated Commercial & Industrial Equipment | 2014-10-21
DDR Americas, Inc. | De Deitrich | GT 228A | Water | Natural Gas | Power | FALSE | FALSE | 1 |  | FALSE |  | Electro-Mechanical Inlet Dampe | Non-Condensing | Two-Stage Modulating | Cast Iron |  |  |  |  | 361000 | 307000 |  |  | 85.2 |  | 85.2 | [6 empty] | Federally-Regulated Commercial & Industrial Equipment | 2014-08-11
DDR Americas, Inc. | De Deitrich | GT 335A | Water | Natural Gas | Power | FALSE | FALSE | 1 |  | FALSE |  | Electro-Mechanical Inlet Dampe | Non-Condensing | Step Modulating | Cast Iron |  |  |  |  | 598000 | 509000 |  |  | 85.2 |  | 85.2 | [6 empty] | Federally-Regulated Commercial & Industrial Equipment | 2014-08-11
Burnham Corp. | Burnham Corp. | CW-40-G | Water | Natural Gas | Power | FALSE | FALSE | 1 |  |  |  | None | Non-Condensing | Two-Stage Modulating | Other |  |  |  |  | 1633000 | 1358000 |  |  | 85.2 |  | 83.2 | [6 empty] | Federally-Regulated Commercial & Industrial Equipment | 2014-12-01
DDR Americas, Inc. | De Deitrich | GT 430A-11 | Water | Natural Gas | Power | FALSE | FALSE | 1 |  | FALSE |  | Electro-Mechanical Inlet Dampe | Non-Condensing | Step Modulating | Cast Iron |  |  |  |  | 2567000 | 2182000 |  |  | 85.2 |  | 85.2 | [6 empty] | Federally-Regulated Commercial & Industrial Equipment | 2014-08-11
DDR Americas, Inc. | De Deitrich | GT 530A-16 | Water | Natural Gas | Power | FALSE | FALSE | 3 |  | FALSE |  | Electro-Mechanical Inlet Dampe | Non-Condensing | Step Modulating | Cast Iron |  |  |  |  | 3986000 | 3379000 |  |  | 85.2 |  | 85.2 | [6 empty] | Federally-Regulated Commercial & Industrial Equipment | 2014-08-11
DDR Americas, Inc. | De Deitrich | GT 530A-18 | Water | Natural Gas | Power | FALSE | FALSE | 3 |  |  |  | Electro-Mechanical Inlet Dampe | Non-Condensing | Step Modulating | Cast Iron |  |  |  |  | 4470000 | 3808000 |  |  | 85.2 |  | 85.2 | [6 empty] | Federally-Regulated Commercial & Industrial Equipment | 2014-09-05
DDR Americas, Inc. | De Deitrich | GT 227A | Water | Natural Gas | Power | FALSE | FALSE | 1 |  | FALSE |  | Electro-Mechanical Inlet Dampe | Non-Condensing | Two-Stage Modulating | Cast Iron |  |  |  |  | 324000 | 276000 |  |  | 85.2 |  | 85.2 | [6 empty] | Federally-Regulated Commercial & Industrial Equipment | 2014-08-11
DDR Americas, Inc. | De Deitrich | GT 530A-23 | Water | Natural Gas | Power | FALSE | FALSE | 3 |  | FALSE |  | Electro-Mechanical Inlet Dampe | Non-Condensing | Step Modulating | Cast Iron |  |  |  |  | 5696000 | 4853000 |  |  | 85.2 |  | 85.2 | [6 empty] | Federally-Regulated Commercial & Industrial Equipment | 2014-08-11
DDR Americas, Inc. | De Deitrich | GT 530A-24 | Water | Natural Gas | Power | FALSE | FALSE | 3 |  |  |  | Electro-Mechanical Inlet Dampe | Non-Condensing | Step Modulating | Cast Iron |  |  |  |  | 5984000 | 5098000 |  |  | 85.2 |  | 85.2 | [6 empty] | Federally-Regulated Commercial & Industrial Equipment | 2014-09-05
DDR Americas, Inc. | De Deitrich | GT 530A-21 | Water | Natural Gas | Power | FALSE | FALSE | 3 |  |  |  | Electro-Mechanical Inlet Dampe | Non-Condensing | Step Modulating | Cast Iron |  |  |  |  | 5191000 | 4423000 |  |  | 85.2 |  | 85.2 | [6 empty] | Federally-Regulated Commercial & Industrial Equipment | 2014-09-05
DDR Americas, Inc. | De Deitrich | GT 530A-25 | Water | Natural Gas | Power | FALSE | FALSE | 3 |  | FALSE |  | Electro-Mechanical Inlet Dampe | Non-Condensing | Step Modulating | Cast Iron |  |  |  |  | 6201000 | 5283000 |  |  | 85.2 |  | 85.2 | [6 empty] | Federally-Regulated Commercial & Industrial Equipment | 2014-08-11
DDR Americas, Inc. | De Deitrich | GT 337A | Water | Natural Gas | Power | FALSE | FALSE | 1 |  | FALSE |  | Electro-Mechanical Inlet Dampe | Non-Condensing | Step Modulating | Cast Iron |  |  |  |  | 1024000 | 870000 |  |  | 85.2 |  | 85.2 | [6 empty] | Federally-Regulated Commercial & Industrial Equipment | 2014-08-11
RBI Water Heaters | RBI Water Heaters | MB2000 | Water | Natural Gas | Power | FALSE | FALSE | 1 |  |  |  | None | Non-Condensing | Step Modulating | Copper |  |  |  |  | 2000000 | 1704000 |  |  | 85.2 | 80 | 85.2 | [6 empty] | Federally-Regulated Commercial & Industrial Equipment | 2010-07-21
DDR Americas, Inc. | De Deitrich | GT 334A | Water | Natural Gas | Power | FALSE | FALSE | 1 |  | FALSE |  | Electro-Mechanical Inlet Dampe | Non-Condensing | Step Modulating | Cast Iron |  |  |  |  | 404000 | 343000 |  |  | 85.2 |  | 85.2 | [6 empty] | Federally-Regulated Commercial & Industrial Equipment | 2014-08-11
DDR Americas, Inc. | De Deitrich | GT 530A-17 | Water | Natural Gas | Power | FALSE | FALSE | 3 |  | FALSE |  | Electro-Mechanical Inlet Dampe | Non-Condensing | Step Modulating | Cast Iron |  |  |  |  | 4254000 | 3624000 |  |  | 85.2 |  | 85.2 | [6 empty] | Federally-Regulated Commercial & Industrial Equipment | 2014-08-11
DDR Americas, Inc. | De Deitrich | GT 339A | Water | Natural Gas | Power | FALSE | FALSE | 1 |  | FALSE |  | Electro-Mechanical Inlet Dampe | Non-Condensing | Step Modulating | Cast Iron |  |  |  |  | 1442000 | 1226000 |  |  | 85.2 |  | 85.2 | [6 empty] | Federally-Regulated Commercial & Industrial Equipment | 2014-08-11
Burnham Corp. | Burnham Corp. | 4FHW-240A | Water | Natural Gas | Power | FALSE | FALSE | 1 |  |  |  | None | Non-Condensing | Two-Stage Modulating | Other |  |  |  |  | 2009000 | 1661000 |  |  | 85.2 |  | 82.7 | [6 empty] | Federally-Regulated Commercial & Industrial Equipment | 2014-08-11
DDR Americas, Inc. | De Deitrich | GT 530A-15 | Water | Natural Gas | Power | FALSE | FALSE | 3 |  | FALSE |  | Electro-Mechanical Inlet Dampe | Non-Condensing | Step Modulating | Cast Iron |  |  |  |  | 3749000 | 3194000 |  |  | 85.2 |  | 85.2 | [6 empty] | Federally-Regulated Commercial & Industrial Equipment | 2014-08-11
RBI Water Heaters | RBI Water Heaters | MB2000 | Water | Natural Gas | Induced Draft | TRUE | TRUE | 1 |  |  |  | None | Non-Condensing | Single-Stage | Copper |  |  |  |  | 1999000 | 1704000 |  |  | 85.2 | 80 | 85.2 | [6 empty] | Federally-Regulated Commercial & Industrial Equipment | 2007-12-12
Laars Heating Systems Co. | Bradford-White Corp. | BMT2H1500 | Water | Natural Gas | Power | FALSE | FALSE | 1 |  |  |  | None | Non-Condensing | Two-Stage Modulating | Copper |  |  |  |  | 1500000 | 1277000 |  |  | 85.2 |  | 85.2 | [6 empty] | Federally-Regulated Commercial & Industrial Equipment | 2014-10-21
DDR Americas, Inc. | De Deitrich | GT 430A-14 | Water | Natural Gas | Power | FALSE | FALSE | 1 |  | FALSE |  | Electro-Mechanical Inlet Dampe | Non-Condensing | Step Modulating | Cast Iron |  |  |  |  | 3389000 | 2880000 |  |  | 85.2 |  | 85.2 | [6 empty] | Federally-Regulated Commercial & Industrial Equipment | 2014-08-11
Burnham Commercial | BURNHAM COMMERCIAL | 4FHW-311A | Water | Natural Gas | Power | FALSE | FALSE | 3 |  |  |  | None | Non-Condensing | Two-Stage Modulating | Other |  |  |  |  | 2603000 | 2166000 |  |  | 85.3 | 82 | [7 empty] | Federally-Regulated Commercial & Industrial Equipment | 2015-12-04
Burnham Corp. | Burnham Corp. | 4FHW-277A | Water | Natural Gas | Power | FALSE | FALSE | 1 |  |  |  | None | Non-Condensing | Two-Stage Modulating | Other |  |  |  |  | 2319000 | 1924000 |  |  | 85.3 |  | 83 | [6 empty] | Federally-Regulated Commercial & Industrial Equipment | 2014-08-11
Hydrotherm | Hydrotherm | KN-20 | Water | Natural Gas | Induced Draft | TRUE | FALSE | 1 |  |  |  | None | Condensing | Step Modulating | Cast Iron |  |  |  |  | 1999000 | 1706000 |  |  | 85.3 | 80 | 83.8 | [6 empty] | Federally-Regulated Commercial & Industrial Equipment | 2007-12-12
RBI Water Heaters | RBI Water Heaters | MB1000 | Water | Natural Gas | Induced Draft | TRUE | TRUE | 1 |  |  |  | None | Non-Condensing | Single-Stage | Copper |  |  |  |  | 1000000 | 853000 |  |  | 85.3 | 80 | 85.3 | [6 empty] | Federally-Regulated Commercial & Industrial Equipment | 2007-12-12
Viessmann Manufacturing | Viessmann Manufacturing | VD2-500G | Water | Natural Gas | Power | FALSE | FALSE | 3 |  |  |  | None | Non-Condensing | Two-Stage Modulating | Cast Iron |  |  |  |  | 2031000 | 1732000 |  |  | 85.3 |  | 85.3 | [6 empty] | Federally-Regulated Commercial & Industrial Equipment | 2014-09-05
RBI Water Heaters | RBI Water Heaters | MB1250 | Water | Natural Gas | Induced Draft | TRUE | TRUE | 1 |  |  |  | None | Non-Condensing | Single-Stage | Copper |  |  |  |  | 1250000 | 1066000 |  |  | 85.3 | 80 | 85.3 | [6 empty] | Federally-Regulated Commercial & Industrial Equipment | 2007-12-12
Hydrotherm | Hydrotherm | KN-6 | Water | Natural Gas | Induced Draft | TRUE | FALSE | 1 |  |  |  | None | Condensing | Step Modulating | Cast Iron |  |  |  |  | 600000 | 512000 |  |  | 85.3 | 80 | 84.8 | [6 empty] | Federally-Regulated Commercial & Industrial Equipment | 2007-12-12
RBI Water Heaters | RBI Water Heaters | MB1250 | Water | Natural Gas | Power | FALSE | FALSE | 1 |  |  |  | None | Non-Condensing | Step Modulating | Copper |  |  |  |  | 1250000 | 1066000 |  |  | 85.3 | 80 | 85.3 | [6 empty] | Federally-Regulated Commercial & Industrial Equipment | 2010-07-21
Viessmann Manufacturing | Viessmann Manufacturing | VD2-500 | Water | Natural Gas | Power | FALSE | FALSE | 1 |  |  | Barometric Regulator | None | Non-Condensing | Two-Stage Modulating | Cast Iron |  |  |  |  | 2031000 | 1732000 |  |  | 85.3 | 80 | 85.3 | [6 empty] | Federally-Regulated Commercial & Industrial Equipment | 2008-04-14
Burnham Corp. | Burnham Corp. | 4FHW-311A | Water | Natural Gas | Power | FALSE | FALSE | 3 |  |  |  | None | Non-Condensing | Two-Stage Modulating | Other |  |  |  |  | 2603000 | 2166000 |  |  | 85.3 |  | 83.2 | [6 empty] | Federally-Regulated Commercial & Industrial Equipment | 2014-08-11
RBI Water Heaters | RBI Water Heaters | MB1000 | Water | Natural Gas | Power | FALSE | FALSE | 1 |  |  |  | None | Non-Condensing | Step Modulating | Copper |  |  |  |  | 1000000 | 853000 |  |  | 85.3 | 80 | 85.3 | [6 empty] | Federally-Regulated Commercial & Industrial Equipment | 2010-07-21
Burnham Commercial | BURNHAM COMMERCIAL | 4FHW-345A | Water | Natural Gas | Power | FALSE | FALSE | 3 |  |  |  | None | Non-Condensing | Two-Stage Modulating | Other |  |  |  |  | 2888000 | 2410000 |  |  | 85.4 | 82 | [7 empty] | Federally-Regulated Commercial & Industrial Equipment | 2015-12-04
Burnham Commercial | BURNHAM COMMERCIAL | 4FHW-360A | Water | Natural Gas | Power | FALSE | FALSE | 3 |  |  |  | None | Non-Condensing | Two-Stage Modulating | Other |  |  |  |  | 3013000 | 2517000 |  |  | 85.4 | 82 | [7 empty] | Federally-Regulated Commercial & Industrial Equipment | 2015-12-04
Viessmann Manufacturing | Viessmann Manufacturing | VD2-380G | Water | Natural Gas | Power | FALSE | FALSE | 3 |  |  |  | None | Non-Condensing | Two-Stage Modulating | Cast Iron |  |  |  |  | 1544000 | 1319000 |  |  | 85.4 |  | 85.4 | [6 empty] | Federally-Regulated Commercial & Industrial Equipment | 2014-09-05
Burnham Corp. | Burnham Corp. | CW-30-G | Water | Natural Gas | Power | FALSE | FALSE | 1 |  |  |  | None | Non-Condensing | Single-Stage | Other |  |  |  |  | 1225000 | 1015000 |  |  | 85.4 |  | 82.9 | [6 empty] | Federally-Regulated Commercial & Industrial Equipment | 2014-12-01
Viessmann Manufacturing | Viessmann Manufacturing | VD2-380 | Water | Natural Gas | Power | FALSE | FALSE | 1 |  |  | Barometric Regulator | None | Non-Condensing | Two-Stage Modulating | Cast Iron |  |  |  |  | 1544000 | 1319000 |  |  | 85.4 | 80 | 85.4 | [6 empty] | Federally-Regulated Commercial & Industrial Equipment | 2008-04-14
Burnham Corp. | Burnham Corp. | 4FHW-360A | Water | Natural Gas | Power | FALSE | FALSE | 3 |  |  |  | None | Non-Condensing | Two-Stage Modulating | Other |  |  |  |  | 3013000 | 2517000 |  |  | 85.4 |  | 83.5 | [6 empty] | Federally-Regulated Commercial & Industrial Equipment | 2014-08-11
RBI Water Heaters | RBI Water Heaters | MB750 | Water | Natural Gas | Induced Draft | TRUE | TRUE | 1 |  |  |  | None | Non-Condensing | Single-Stage | Copper |  |  |  |  | 750000 | 641000 |  |  | 85.4 | 80 | 85.4 | [6 empty] | Federally-Regulated Commercial & Industrial Equipment | 2007-12-12
Burnham Corp. | Burnham Corp. | 4FHW-345A | Water | Natural Gas | Power | FALSE | FALSE | 3 |  |  |  | None | Non-Condensing | Two-Stage Modulating | Other |  |  |  |  | 2888000 | 2410000 |  |  | 85.4 |  | 83.4 | [6 empty] | Federally-Regulated Commercial & Industrial Equipment | 2014-08-11
RBI Water Heaters | RBI Water Heaters | MB750 | Water | Natural Gas | Power | FALSE | FALSE | 1 |  |  |  | None | Non-Condensing | Step Modulating | Copper |  |  |  |  | 750000 | 641000 |  |  | 85.4 | 80 | 85.4 | [6 empty] | Federally-Regulated Commercial & Industrial Equipment | 2010-07-21
Viessmann Manufacturing | Viessmann Manufacturing | VD2-440G | Water | Natural Gas | Power | FALSE | FALSE | 3 |  |  |  | None | Non-Condensing | Two-Stage Modulating | Cast Iron |  |  |  |  | 1787000 | 1526000 |  |  | 85.4 |  | 85.4 | [6 empty] | Federally-Regulated Commercial & Industrial Equipment | 2014-09-05
Viessmann Manufacturing | Viessmann Manufacturing | VD2-440 | Water | Natural Gas | Power | FALSE | FALSE | 1 |  |  | Barometric Regulator | None | Non-Condensing | Two-Stage Modulating | Cast Iron |  |  |  |  | 1787000 | 1526000 |  |  | 85.4 | 80 | 85.4 | [6 empty] | Federally-Regulated Commercial & Industrial Equipment | 2008-04-14
Harsco Industrial / Patterson-Kelley | PK | N-3000 MFD | Water | Natural Gas | Power | FALSE | FALSE | 1 |  |  |  | None | Non-Condensing | Step Modulating | Copper |  |  |  |  | 3000000 | 2547000 |  |  | 85.5 | 82 | [7 empty] | Federally-Regulated Commercial & Industrial Equipment | 2015-12-04
RBI Water Heaters | RBI Water Heaters | MB 2500 | Water | Natural Gas | Power | FALSE | FALSE | 1 |  |  |  | None | Non-Condensing | Step Modulating | Copper |  |  |  |  | 2500000 | 2148000 |  |  | 85.5 | 82 | [7 empty] | Federally-Regulated Commercial & Industrial Equipment | 2015-12-16
Viessmann Manufacturing | Viessmann Manufacturing | VD2-320 | Water | Natural Gas | Power | FALSE | FALSE | 1 |  |  | Barometric Regulator | None | Non-Condensing | Two-Stage Modulating | Cast Iron |  |  |  |  | 1300000 | 1110000 |  |  | 85.5 | 80 | 85.4 | [6 empty] | Federally-Regulated Commercial & Industrial Equipment | 2008-04-14
Burnham Corp. | Burnham Corp. | CW-20-G | Water | Natural Gas | Power | FALSE | FALSE | 1 |  |  |  | None | Non-Condensing | Single-Stage | Other |  |  |  |  | 816000 | 673000 |  |  | 85.5 |  | 82.5 | [6 empty] | Federally-Regulated Commercial & Industrial Equipment | 2014-12-01
Harsco Industrial / Patterson-Kelley | Harsco Industrial / Patterson-Kelley | N-3000 MFD | Water | Natural Gas | Power | FALSE | FALSE | 1 |  |  |  | None | Non-Condensing | Step Modulating | Copper |  |  |  |  | 3000000 | 2547000 |  |  | 85.5 | [8 empty] | Federally-Regulated Commercial & Industrial Equipment | 2015-04-20
RBI Water Heaters | Hamilton Engineering | HFH 02500 | Water | Natural Gas | Power | FALSE | FALSE | 1 |  |  |  | None | Non-Condensing | Step Modulating | Copper |  |  |  |  | 2500000 | 2148000 |  |  | 85.5 |  | 85.9 | [6 empty] | Federally-Regulated Commercial & Industrial Equipment | 2014-08-11
Viessmann Manufacturing | Viessmann Manufacturing | VD2-320G | Water | Natural Gas | Power | FALSE | FALSE | 3 |  |  |  | None | Non-Condensing | Two-Stage Modulating | Cast Iron |  |  |  |  | 1300000 | 1110000 |  |  | 85.5 |  | 85.4 | [6 empty] | Federally-Regulated Commercial & Industrial Equipment | 2014-09-05
Harsco Industrial / Patterson-Kelley | Thermific | N3000-MFD | Water | Natural Gas | Power | FALSE | FALSE | 1 |  |  |  | None | Non-Condensing | Step Modulating | Copper |  |  |  |  | 3000000 | 2640000 | 600000 | 528000 | 85.5 | 80 | 84.9 | [6 empty] | Federally-Regulated Commercial & Industrial Equipment | 2010-01-21
Burnham Commercial | BURNHAM COMMERCIAL | 4FHW-450A | Water | Natural Gas | Power | FALSE | FALSE | 3 |  |  |  | None | Non-Condensing | Two-Stage Modulating | Other |  |  |  |  | 3769000 | 3171000 |  |  | 85.6 | 82 | [7 empty] | Federally-Regulated Commercial & Industrial Equipment | 2015-12-04
RBI Water Heaters | RBI Water Heaters | MB500 | Water | Natural Gas | Power | FALSE | FALSE | 1 |  |  |  | None | Non-Condensing | Step Modulating | Copper |  |  |  |  | 500000 | 428000 |  |  | 85.6 | 80 | 85.6 | [6 empty] | Federally-Regulated Commercial & Industrial Equipment | 2010-07-21
Thermal Solutions | Thermal Solutions | EVO0500B**-*B* | Water | Natural Gas | Power | FALSE | TRUE | 3 |  |  |  | None | Non-Condensing | Step Modulating | Copper |  |  |  |  | 500000 | 431000 |  |  | 85.6 |  | 85.6 | [6 empty] | Federally-Regulated Commercial & Industrial Equipment | 2014-10-21
Thermal Solutions | Thermal Solutions | EVO0500B**-*E* | Water | Natural Gas | Power | FALSE | TRUE | 3 |  |  |  | None | Non-Condensing | Step Modulating | Copper |  |  |  |  | 500000 | 431000 |  |  | 85.6 |  | 85.6 | [6 empty] | Federally-Regulated Commercial & Industrial Equipment | 2014-10-21
Thermal Solutions | Thermal Solutions | EVO0500B**-*C* | Water | Natural Gas | Power | FALSE | TRUE | 3 |  |  |  | None | Non-Condensing | Step Modulating | Copper |  |  |  |  | 500000 | 431000 |  |  | 85.6 |  | 85.6 | [6 empty] | Federally-Regulated Commercial & Industrial Equipment | 2014-10-21
Thermal Solutions | Thermal Solutions | EVO0500B**-*F* | Water | Natural Gas | Power | FALSE | TRUE | 1 |  |  |  | None | Non-Condensing | Step Modulating | Copper |  |  |  |  | 500000 | 431000 |  |  | 85.6 |  | 85.6 | [6 empty] | Federally-Regulated Commercial & Industrial Equipment | 2014-10-21
Thermal Solutions | Thermal Solutions | EVO0500B**-*D* | Water | Natural Gas | Power | FALSE | TRUE | 1 |  |  |  | None | Non-Condensing | Step Modulating | Copper |  |  |  |  | 500000 | 431000 |  |  | 85.6 |  | 85.6 | [6 empty] | Federally-Regulated Commercial & Industrial Equipment | 2014-10-21
Burnham Corp. | Burnham Corp. | 4FHW-450A | Water | Natural Gas | Power | FALSE | FALSE | 3 |  |  |  | None | Non-Condensing | Two-Stage Modulating | Other |  |  |  |  | 3769000 | 3171000 |  |  | 85.6 |  | 84.1 | [6 empty] | Federally-Regulated Commercial & Industrial Equipment | 2014-08-11
Thermal Solutions | Thermal Solutions | EVO0500B**-*A* | Water | Natural Gas | Power | FALSE | TRUE | 1 |  |  |  | None | Non-Condensing | Step Modulating | Copper |  |  |  |  | 500000 | 431000 |  |  | 85.6 |  | 85.6 | [6 empty] | Federally-Regulated Commercial & Industrial Equipment | 2014-10-21
RBI Water Heaters | RBI Water Heaters | MB500 | Water | Natural Gas | Induced Draft | TRUE | TRUE | 1 |  |  |  | None | Non-Condensing | Single-Stage | Copper |  |  |  |  | 500000 | 428000 |  |  | 85.6 | 80 | 85.6 | [6 empty] | Federally-Regulated Commercial & Industrial Equipment | 2007-12-12
Burnham Corp. | Burnham Corp. | MPC-15 | Water | Natural Gas | Power | FALSE | FALSE | 1 |  |  |  | None | Non-Condensing | Single-Stage | Cast Iron |  |  |  |  | 2991000 | 2508000 |  |  | 85.8 | 80 | 83.8 | [6 empty] | Federally-Regulated Commercial & Industrial Equipment | 2010-03-16
Burnham Corp. | Burnham Corp. | MPC-17 | Water | Natural Gas | Power | FALSE | FALSE | 1 |  |  |  | None | Non-Condensing | Single-Stage | Cast Iron |  |  |  |  | 3435000 | 2880000 |  |  | 85.8 | 80 | 83.8 | [6 empty] | Federally-Regulated Commercial & Industrial Equipment | 2010-03-16
Smith Cast Iron Boilers | Smith Cast Iron Boilers | UHE-1000 | Water | Natural Gas | Power | FALSE | FALSE | 1 |  |  |  | None | Condensing | Step Modulating | Cast Iron |  |  |  |  | 3000000 | 2781000 |  |  | 85.8 | 80 | 92.7 | [6 empty] | Federally-Regulated Commercial & Industrial Equipment | 2011-02-17
Burnham Corp. | Burnham Corp. | MPC-16 | Water | Natural Gas | Power | FALSE | FALSE | 1 |  |  |  | None | Non-Condensing | Single-Stage | Cast Iron |  |  |  |  | 3213000 | 2694000 |  |  | 85.8 | 80 | 83.8 | [6 empty] | Federally-Regulated Commercial & Industrial Equipment | 2010-03-16
Burnham Corp. | Burnham Corp. | MPC-14 | Water | Natural Gas | Power | FALSE | FALSE | 1 |  |  |  | None | Non-Condensing | Single-Stage | Cast Iron |  |  |  |  | 2769000 | 2322000 |  |  | 85.8 | 80 | 83.9 | [6 empty] | Federally-Regulated Commercial & Industrial Equipment | 2010-03-16
Burnham Corp. | Burnham Corp. | MPC-18 | Water | Natural Gas | Power | FALSE | FALSE | 1 |  |  |  | None | Non-Condensing | Single-Stage | Cast Iron |  |  |  |  | 3657000 | 3065000 |  |  | 85.8 | 80 | 83.8 | [6 empty] | Federally-Regulated Commercial & Industrial Equipment | 2010-03-16
Hydrotherm | Hydrotherm | KN-30 | Water | Natural Gas | Power | FALSE | FALSE | 1 |  |  |  | None | Condensing | Step Modulating | Cast Iron |  |  |  |  | 3000000 | 2781000 |  |  | 85.8 | 80 | 92.7 | [6 empty] | Federally-Regulated Commercial & Industrial Equipment | 2011-02-17
Smith Cast Iron Boilers | Smith Cast Iron Boilers | UHE-3000 | Water | Natural Gas | Power | FALSE | FALSE | 1 |  |  |  | None | Condensing | Step Modulating | Cast Iron |  |  |  |  | 3000000 | 2781000 |  |  | 85.8 | 80 | 92.7 | [6 empty] | Federally-Regulated Commercial & Industrial Equipment | 2011-08-22
Burnham Corp. | Burnham Corp. | MPC-12 | Water | Natural Gas | Power | FALSE | FALSE | 1 |  |  |  | None | Non-Condensing | Single-Stage | Cast Iron |  |  |  |  | 2325000 | 1951000 |  |  | 85.8 | 80 | 83.9 | [6 empty] | Federally-Regulated Commercial & Industrial Equipment | 2010-03-16
Burnham Corp. | Burnham Corp. | MPC-13 | Water | Natural Gas | Power | FALSE | FALSE | 1 |  |  |  | None | Non-Condensing | Single-Stage | Cast Iron |  |  |  |  | 2547000 | 2137000 |  |  | 85.8 | 80 | 83.9 | [6 empty] | Federally-Regulated Commercial & Industrial Equipment | 2010-03-16
PB Heat, LLC | PB Heat, LLC | 92-4 | Water | Natural Gas | Power | FALSE | FALSE | 1 |  |  |  | None | Condensing | Step Modulating | Cast Iron |  |  |  |  | 3000000 | 2781000 |  |  | 85.8 | 80 | 92.7 | [6 empty] | Federally-Regulated Commercial & Industrial Equipment | 2011-02-17
Burnham Commercial | BURNHAM COMMERCIAL | 4FHW-563A | Water | Natural Gas | Power | FALSE | FALSE | 3 |  |  |  | None | Non-Condensing | Two-Stage Modulating | Other |  |  |  |  | 4713000 | 4001000 |  |  | 85.9 | 82 | [7 empty] | Federally-Regulated Commercial & Industrial Equipment | 2015-12-04
Burnham Corp. | Burnham Corp. | MPC-8 | Water | Natural Gas | Power | FALSE | FALSE | 1 |  |  |  | None | Non-Condensing | Single-Stage | Cast Iron |  |  |  |  | 1438000 | 1209000 |  |  | 85.9 | 80 | 84.1 | [6 empty] | Federally-Regulated Commercial & Industrial Equipment | 2010-03-16
Burnham Corp. | Burnham Corp. | 4FHW-563A | Water | Natural Gas | Power | FALSE | FALSE | 3 |  |  |  | None | Non-Condensing | Two-Stage Modulating | Other |  |  |  |  | 4713000 | 4001000 |  |  | 85.9 |  | 84.9 | [6 empty] | Federally-Regulated Commercial & Industrial Equipment | 2014-08-11
Hydrotherm | Hydrotherm | KN-10 | Water | Natural Gas | Induced Draft | TRUE | FALSE | 1 |  |  |  | None | Non-Condensing | Step Modulating | Cast Iron |  |  |  |  | 1000000 | 850000 |  |  | 85.9 | 80 | 85 | [6 empty] | Federally-Regulated Commercial & Industrial Equipment | 2007-12-12
Burnham Corp. | Burnham Corp. | MPC-11 | Water | Natural Gas | Power | FALSE | FALSE | 1 |  |  |  | None | Non-Condensing | Single-Stage | Cast Iron |  |  |  |  | 2103000 | 1766000 |  |  | 85.9 | 80 | 84 | [6 empty] | Federally-Regulated Commercial & Industrial Equipment | 2010-03-16
Burnham Corp. | Burnham Corp. | MPC-10 | Water | Natural Gas | Power | FALSE | FALSE | 1 |  |  |  | None | Non-Condensing | Single-Stage | Cast Iron |  |  |  |  | 1881000 | 1580000 |  |  | 85.9 | 80 | 84 | [6 empty] | Federally-Regulated Commercial & Industrial Equipment | 2010-03-16
Burnham Corp. | Burnham Corp. | MPC-9 | Water | Natural Gas | Power | FALSE | FALSE | 1 |  |  |  | None | Non-Condensing | Single-Stage | Cast Iron |  |  |  |  | 1660000 | 1395000 |  |  | 85.9 | 80 | 84 | [6 empty] | Federally-Regulated Commercial & Industrial Equipment | 2010-03-16
Advanced Thermal Hydronics | Advanced Thermal Hydronics | KN-26 | Water | Natural Gas | Power | FALSE | FALSE | 1 |  |  |  | None | Condensing | Step Modulating | Cast Iron |  |  |  |  | 2600000 | 2236000 |  |  | 86 | 82 | [7 empty] | Federally-Regulated Commercial & Industrial Equipment | 2015-12-04
Advanced Thermal Hydronics | Hydrotherm | KN-26 | Water | Natural Gas | Power | FALSE | FALSE | 1 |  |  |  | None | Condensing | Step Modulating | Cast Iron |  |  |  |  | 2600000 | 2236000 |  |  | 86 | 82 | [7 empty] | Federally-Regulated Commercial & Industrial Equipment | 2015-12-04
Hydrotherm, Division of Mestek, Inc. | Hydrotherm | KN-26 | Water | Natural Gas | Power | FALSE | FALSE | 1 |  |  |  | None | Condensing | Step Modulating | Cast Iron |  |  |  |  | 2600000 | 2236000 |  |  | 86 | 82 | [7 empty] | Federally-Regulated Commercial & Industrial Equipment | 2015-12-15
Fulton Boiler Works | Fulton | PHW-2000 | Water | Natural Gas | Injection Type | FALSE | FALSE | 3 |  |  | None | None | Condensing | Step Modulating | Other | No Match |  | No Match |  | 2000000 | 1720000 | 400000 | 380000 | 86 | 80 | 86 |  | 380 |  | 95 |  |  | Federally-Regulated Commercial & Industrial Equipment | 2003-02-20
Hydrotherm | Smith Cast Iron Boilers | UHE-1600 | Water | Natural Gas | Power | FALSE | FALSE | 1 |  |  |  | None | Condensing | Step Modulating | Cast Iron |  |  |  |  | 1600000 | 1483000 |  |  | 86 |  | 86 | [6 empty] | Federally-Regulated Commercial & Industrial Equipment | 2014-10-23
Laars Heating Systems Co. | Laars | RHCH2400N******* | Water | Natural Gas | Power | FALSE | TRUE | 1 |  |  |  | None | Non-Condensing | Step Modulating | Copper |  |  |  |  | 2400000 | 2064000 | 1200000 |  | 86 | 80 | 85.5 | [6 empty] | Federally-Regulated Commercial & Industrial Equipment | 2007-11-20
Laars Heating Systems Co. | Laars | RHCH1200N******* | Water | Natural Gas | Power | FALSE | TRUE | 1 |  |  |  | None | Non-Condensing | Step Modulating | Copper |  |  |  |  | 1200000 | 1032000 | 600000 |  | 86 | 80 | 85.5 | [6 empty] | Federally-Regulated Commercial & Industrial Equipment | 2007-11-20
Hydrotherm | Hydrotherm | KN-26 | Water | Natural Gas | Power | FALSE | FALSE | 1 |  |  |  | None | Condensing | Step Modulating | Cast Iron |  |  |  |  | 2600000 | 2236000 |  |  | 86 | [8 empty] | Federally-Regulated Commercial & Industrial Equipment | 2015-04-20
Hydrotherm | Smith Cast Iron Boilers | UHE-2600 | Water | Natural Gas | Power | FALSE | FALSE | 1 |  |  |  | None | Condensing | Step Modulating | Cast Iron |  |  |  |  | 2600000 | 2236000 |  |  | 86 |  | 92.7 | [6 empty] | Federally-Regulated Commercial & Industrial Equipment | 2014-09-05
Burnham Corp. | Burnham Corp. | MPC-6 | Water | Natural Gas | Power | FALSE | FALSE | 1 |  |  |  | None | Non-Condensing | Single-Stage | Cast Iron |  |  |  |  | 996000 | 837000 |  |  | 86 | 80 | 84.1 | [6 empty] | Federally-Regulated Commercial & Industrial Equipment | 2010-03-16
Laars Heating Systems Co. | Laars | RHCH1600N******* | Water | Natural Gas | Power | FALSE | TRUE | 1 |  |  |  | None | Non-Condensing | Step Modulating | Copper |  |  |  |  | 1600000 | 1376000 | 800000 |  | 86 | 80 | 85.5 | [6 empty] | Federally-Regulated Commercial & Industrial Equipment | 2007-11-20
Laars Heating Systems Co. | Laars | RHCH2000N******* | Water | Natural Gas | Power | FALSE | TRUE | 1 |  |  |  | None | Non-Condensing | Step Modulating | Copper |  |  |  |  | 1999000 | 1719000 | 1000000 |  | 86 | 80 | 85.5 | [6 empty] | Federally-Regulated Commercial & Industrial Equipment | 2007-11-20
Burnham Corp. | Burnham Corp. | MPC-7 | Water | Natural Gas | Power | FALSE | FALSE | 1 |  |  |  | None | Non-Condensing | Single-Stage | Cast Iron |  |  |  |  | 1216000 | 1023000 |  |  | 86 | 80 | 84.1 | [6 empty] | Federally-Regulated Commercial & Industrial Equipment | 2010-03-16
Burnham Corp. | Burnham Corp. | MPC-5 | Water | Natural Gas | Power | FALSE | FALSE | 1 |  |  |  | None | Non-Condensing | Single-Stage | Cast Iron |  |  |  |  | 773000 | 652000 |  |  | 86.1 | 80 | 84.3 | [6 empty] | Federally-Regulated Commercial & Industrial Equipment | 2010-03-16
Burnham Commercial | BURNHAM COMMERCIAL | 4FHW-675A | Water | Natural Gas | Power | FALSE | FALSE | 3 |  |  |  | None | Non-Condensing | Step Modulating | Other |  |  |  |  | 5650000 | 4838000 |  |  | 86.2 | 82 | [7 empty] | Federally-Regulated Commercial & Industrial Equipment | 2015-12-04
Burnham Corp. | Burnham Corp. | 4FHW-675A | Water | Natural Gas | Power | FALSE | FALSE | 3 |  |  |  | None | Non-Condensing | Step Modulating | Other |  |  |  |  | 5650000 | 4838000 |  |  | 86.2 |  | 85.6 | [6 empty] | Federally-Regulated Commercial & Industrial Equipment | 2014-08-11
Burnham Corp. | Burnham Corp. | MPC-4 | Water | Natural Gas | Power | FALSE | FALSE | 1 |  |  |  | None | Non-Condensing | Single-Stage | Cast Iron |  |  |  |  | 500000 | 424000 |  |  | 86.3 | 80 | 84.7 | [6 empty] | Federally-Regulated Commercial & Industrial Equipment | 2010-03-16
Thermal Solutions | Thermal Solutions | EV(A,S)2000SB**-*B* | Water | Natural Gas | Power | FALSE | FALSE | 3 |  |  |  | None | Non-Condensing | Step Modulating | Copper |  |  |  |  | 2000000 | 1732000 |  |  | 86.4 |  | 86.4 | [6 empty] | Federally-Regulated Commercial & Industrial Equipment | 2014-10-21
Thermal Solutions | Thermal Solutions | EV(A,S)2000SB**-*D* | Water | Natural Gas | Power | FALSE | FALSE | 1 |  |  |  | None | Non-Condensing | Step Modulating | Copper |  |  |  |  | 2000000 | 1732000 |  |  | 86.4 |  | 86.4 | [6 empty] | Federally-Regulated Commercial & Industrial Equipment | 2014-10-21
Thermal Solutions | Thermal Solutions | EV(A,S)2000SB**-*F* | Water | Natural Gas | Power | FALSE | FALSE | 1 |  |  |  | None | Non-Condensing | Step Modulating | Copper |  |  |  |  | 2000000 | 1732000 |  |  | 86.4 |  | 86.4 | [6 empty] | Federally-Regulated Commercial & Industrial Equipment | 2014-10-21
Thermal Solutions | Thermal Solutions | EV(A,S)2000SB**-*C* | Water | Natural Gas | Power | FALSE | FALSE | 3 |  |  |  | None | Non-Condensing | Step Modulating | Copper |  |  |  |  | 2000000 | 1732000 |  |  | 86.4 |  | 86.4 | [6 empty] | Federally-Regulated Commercial & Industrial Equipment | 2014-10-21
Thermal Solutions | Thermal Solutions | EV(A,S)2000SB**-*E* | Water | Natural Gas | Power | FALSE | FALSE | 3 |  |  |  | None | Non-Condensing | Step Modulating | Copper |  |  |  |  | 2000000 | 1732000 |  |  | 86.4 |  | 86.4 | [6 empty] | Federally-Regulated Commercial & Industrial Equipment | 2014-10-21
Thermal Solutions | Thermal Solutions | EV(A,S)2500B**-*B* | Water | Natural Gas | Power | FALSE | FALSE | 3 |  |  |  | None | Non-Condensing | Step Modulating | Copper |  |  |  |  | 2500000 | 2170000 |  |  | 86.7 | 82 | [7 empty] | Federally-Regulated Commercial & Industrial Equipment | 2016-02-01
Thermal Solutions | Thermal Solutions | EV(A,S)2500B**-*D* | Water | Natural Gas | Power | FALSE | FALSE | 1 |  |  |  | None | Non-Condensing | Step Modulating | Copper |  |  |  |  | 2500000 | 2170000 |  |  | 86.7 |  | 86.8 | [6 empty] | Federally-Regulated Commercial & Industrial Equipment | 2014-08-11
Thermal Solutions | Thermal Solutions | EV(A,S)2500B**-*F* | Water | Natural Gas | Power | FALSE | FALSE | 1 |  |  |  | None | Non-Condensing | Step Modulating | Copper |  |  |  |  | 2500000 | 2170000 |  |  | 86.7 |  | 86.8 | [6 empty] | Federally-Regulated Commercial & Industrial Equipment | 2014-08-11
Thermal Solutions | Thermal Solutions | EV(A,S)2500B**-*E* | Water | Natural Gas | Power | FALSE | FALSE | 3 |  |  |  | None | Non-Condensing | Step Modulating | Copper |  |  |  |  | 2500000 | 2170000 |  |  | 86.7 |  | 86.8 | [6 empty] | Federally-Regulated Commercial & Industrial Equipment | 2014-08-11
Thermal Solutions | Thermal Solutions | EV(A,S)2500B**-*C* | Water | Natural Gas | Power | FALSE | FALSE | 3 |  |  |  | None | Non-Condensing | Step Modulating | Copper |  |  |  |  | 2500000 | 2170000 |  |  | 86.7 |  | 86.8 | [6 empty] | Federally-Regulated Commercial & Industrial Equipment | 2014-08-11
RBI Water Heaters | RBI Water Heaters | MB4000 | Water | Natural Gas | Power | FALSE | FALSE | 1 |  |  |  | None | Non-Condensing | Step Modulating | Copper |  |  |  |  | 4000000 | 3432000 |  |  | 87 | 82 | [7 empty] | Federally-Regulated Commercial & Industrial Equipment | 2015-12-16
Thermal Solutions | Thermal Solutions | EV(A,S)3000B**-*C* | Water | Natural Gas | Power | FALSE | FALSE | 3 |  |  |  | None | Non-Condensing | Step Modulating | Copper |  |  |  |  | 3000000 | 2610000 |  |  | 87 | 82 | [7 empty] | Federally-Regulated Commercial & Industrial Equipment | 2016-02-01
Thermal Solutions | Thermal Solutions | EV(A,S)3000B**-*D* | Water | Natural Gas | Power | FALSE | FALSE | 1 |  |  |  | None | Non-Condensing | Step Modulating | Copper |  |  |  |  | 3000000 | 2610000 |  |  | 87 |  | 87 | [6 empty] | Federally-Regulated Commercial & Industrial Equipment | 2014-08-11
Raypak | Raypak | H7-2003 | Water | Natural Gas | Induced Draft | FALSE | TRUE | 1 |  |  | None | None | Non-Condensing | Single-Stage | Copper |  |  |  |  | 1999000 | 1739000 |  |  | 87 | 80 | 87 | [6 empty] | Federally-Regulated Commercial & Industrial Equipment | 2007-12-12
Raypak | Raypak | H7-1753 | Water | Natural Gas | Induced Draft | FALSE | TRUE | 1 |  |  | None | None | Non-Condensing | Single-Stage | Copper |  |  |  |  | 1750000 | 1523000 |  |  | 87 | 80 | 87 | [6 empty] | Federally-Regulated Commercial & Industrial Equipment | 2007-12-12
Raypak | Raypak | H7-1503 | Water | Natural Gas | Induced Draft | FALSE | TRUE | 1 |  |  | None | None | Non-Condensing | Single-Stage | Copper |  |  |  |  | 1500000 | 1305000 |  |  | 87 | 80 | 87 | [6 empty] | Federally-Regulated Commercial & Industrial Equipment | 2007-12-12
Raypak | Raypak | H7-1003 | Water | Natural Gas | Induced Draft | FALSE | TRUE | 1 |  |  | None | None | Non-Condensing | Single-Stage | Copper |  |  |  |  | 999000 | 869000 |  |  | 87 | 80 | 87 | [6 empty] | Federally-Regulated Commercial & Industrial Equipment | 2007-12-12
Thermal Solutions | Thermal Solutions | EV(A,S)3000B**-*F* | Water | Natural Gas | Power | FALSE | FALSE | 1 |  |  |  | None | Non-Condensing | Step Modulating | Copper |  |  |  |  | 3000000 | 2610000 |  |  | 87 |  | 87 | [6 empty] | Federally-Regulated Commercial & Industrial Equipment | 2014-08-11
Raypak | Raypak | H7-503 | Water | Natural Gas | Induced Draft | FALSE | TRUE | 1 |  |  | None | None | Non-Condensing | Single-Stage | Copper |  |  |  |  | 500000 | 435000 |  |  | 87 | 80 | 87 | [6 empty] | Federally-Regulated Commercial & Industrial Equipment | 2007-12-12
Thermal Solutions | Thermal Solutions | EV(A,S)3000B**-*E* | Water | Natural Gas | Power | FALSE | FALSE | 3 |  |  |  | None | Non-Condensing | Step Modulating | Copper |  |  |  |  | 3000000 | 2610000 |  |  | 87 |  | 87 | [6 empty] | Federally-Regulated Commercial & Industrial Equipment | 2014-08-11
RBI Water Heaters | Hamilton Engineering | HFH 04000 | Water | Natural Gas | Power | FALSE | FALSE | 1 |  |  |  | None | Non-Condensing | Step Modulating | Copper |  |  |  |  | 4000000 | 3432000 |  |  | 87 |  | 85.8 | [6 empty] | Federally-Regulated Commercial & Industrial Equipment | 2014-08-11
Raypak | Raypak | H7-1253 | Water | Natural Gas | Induced Draft | FALSE | TRUE | 1 |  |  | None | None | Non-Condensing | Single-Stage | Copper |  |  |  |  | 1250000 | 1088000 |  |  | 87 | 80 | 87 | [6 empty] | Federally-Regulated Commercial & Industrial Equipment | 2007-12-12
Thermal Solutions | Thermal Solutions | EV(A,S)3000B**-*B* | Water | Natural Gas | Power | FALSE | FALSE | 3 |  |  |  | None | Non-Condensing | Step Modulating | Copper |  |  |  |  | 3000000 | 2610000 |  |  | 87 |  | 87 | [6 empty] | Federally-Regulated Commercial & Industrial Equipment | 2014-08-11
Raypak | Raypak | H7-753 | Water | Natural Gas | Induced Draft | FALSE | TRUE | 1 |  |  | None | None | Non-Condensing | Single-Stage | Copper |  |  |  |  | 750000 | 653000 |  |  | 87 | 80 | 87 | [6 empty] | Federally-Regulated Commercial & Industrial Equipment | 2007-12-12
RBI Water Heaters | RBI Water Heaters | MB3500 | Water | Natural Gas | Power | FALSE | FALSE | 1 |  |  |  | None | Non-Condensing | Step Modulating | Copper |  |  |  |  | 3500000 | 3000000 |  |  | 87.2 | 82 | [7 empty] | Federally-Regulated Commercial & Industrial Equipment | 2015-12-16
Camus Hydronics | Camus Hydronics | DFNH-1201-MS | Water | Natural Gas | Power | FALSE | FALSE | 1 |  |  |  | None | Condensing | Step Modulating | Other |  |  |  |  | 1200000 | 1046000 |  |  | 87.2 |  | 87.2 | [6 empty] | Federally-Regulated Commercial & Industrial Equipment | 2014-08-11
Camus Hydronics | Camus Hydronics | DFNW-0751-MS | Water | Natural Gas | Power | FALSE | FALSE | 1 |  |  |  | None | Condensing | Step Modulating | Other |  |  |  |  | 750000 | 654000 |  |  | 87.2 |  | 87.2 | [6 empty] | Federally-Regulated Commercial & Industrial Equipment | 2014-08-11
Camus Hydronics | Camus Hydronics | DFNH-1751-MS | Water | Natural Gas | Power | FALSE | FALSE | 1 |  |  |  | None | Condensing | Step Modulating | Other |  |  |  |  | 1750000 | 1526000 |  |  | 87.2 |  | 87.2 | [6 empty] | Federally-Regulated Commercial & Industrial Equipment | 2014-08-11
Camus Hydronics | Camus Hydronics | DFNW-4514-MS | Water | Natural Gas | Power | FALSE | FALSE | 1 |  |  |  | None | Condensing | Step Modulating | Other |  |  |  |  | 4500000 | 3924000 |  |  | 87.2 |  | 87.2 | [6 empty] | Federally-Regulated Commercial & Industrial Equipment | 2014-08-11
Camus Hydronics | Camus Hydronics | DFNH-3001-MS | Water | Natural Gas | Power | FALSE | FALSE | 1 |  |  |  | None | Condensing | Step Modulating | Other |  |  |  |  | 3000000 | 2616000 |  |  | 87.2 |  | 87.2 | [6 empty] | Federally-Regulated Commercial & Industrial Equipment | 2014-08-11
Camus Hydronics | Camus Hydronics | DFNW-4501-MS | Water | Natural Gas | Power | FALSE | FALSE | 1 |  |  |  | None | Condensing | Step Modulating | Other |  |  |  |  | 4500000 | 3924000 |  |  | 87.2 |  | 87.2 | [6 empty] | Federally-Regulated Commercial & Industrial Equipment | 2014-08-11
Camus Hydronics | Camus Hydronics | DFNH-3001-MH | Water | Natural Gas | Power | FALSE | FALSE | 1 |  |  |  | None | Condensing | Step Modulating | Copper |  |  |  |  | 3000000 | 2616000 |  |  | 87.2 |  | 87.2 | [6 empty] | Federally-Regulated Commercial & Industrial Equipment | 2014-08-11
Camus Hydronics | Camus Hydronics | DFNW-6014-MS | Water | Natural Gas | Power | FALSE | FALSE | 3 |  |  |  | None | Condensing | Step Modulating | Other |  |  |  |  | 6000000 | 5232000 |  |  | 87.2 |  | 87.2 | [6 empty] | Federally-Regulated Commercial & Industrial Equipment | 2014-08-11
Camus Hydronics | Camus Hydronics | DFNH-2501-MG | Water | Natural Gas | Power | FALSE | FALSE | 1 |  |  |  | None | Condensing | Step Modulating | Copper |  |  |  |  | 2500000 | 2180000 |  |  | 87.2 |  | 87.2 | [6 empty] | Federally-Regulated Commercial & Industrial Equipment | 2014-08-11
Camus Hydronics | Camus Hydronics | DFNW-2501-MS | Water | Natural Gas | Power | FALSE | FALSE | 1 |  |  |  | None | Condensing | Step Modulating | Other |  |  |  |  | 2500000 | 2180000 |  |  | 87.2 |  | 87.2 | [6 empty] | Federally-Regulated Commercial & Industrial Equipment | 2014-08-11
Camus Hydronics | Camus Hydronics | DFNW-3001-MS | Water | Natural Gas | Power | FALSE | FALSE | 1 |  |  |  | None | Condensing | Step Modulating | Other |  |  |  |  | 3000000 | 2616000 |  |  | 87.2 |  | 87.2 | [6 empty] | Federally-Regulated Commercial & Industrial Equipment | 2014-08-11
Camus Hydronics | Camus Hydronics | DFNH-6014-MH | Water | Natural Gas | Power | FALSE | FALSE | 3 |  |  |  | None | Condensing | Step Modulating | Copper |  |  |  |  | 6000000 | 5232000 |  |  | 87.2 |  | 87.2 | [6 empty] | Federally-Regulated Commercial & Industrial Equipment | 2014-08-11
Camus Hydronics | Camus Hydronics | DFNH-4514-MS | Water | Natural Gas | Power | FALSE | FALSE | 1 |  |  |  | None | Condensing | Step Modulating | Other |  |  |  |  | 4500000 | 3924000 |  |  | 87.2 |  | 87.2 | [6 empty] | Federally-Regulated Commercial & Industrial Equipment | 2014-08-11
Camus Hydronics | Camus Hydronics | DFNH-5001-MS | Water | Natural Gas | Power | FALSE | FALSE | 3 |  |  |  | None | Non-Condensing | Step Modulating | Other |  |  |  |  | 5000000 | 4360000 |  |  | 87.2 |  | 87.2 | [6 empty] | Federally-Regulated Commercial & Industrial Equipment | 2014-08-11
Camus Hydronics | Camus Hydronics | DFNW-0501-MS | Water | Natural Gas | Power | FALSE | FALSE | 1 |  |  |  | None | Condensing | Step Modulating | Other |  |  |  |  | 750000 | 654000 |  |  | 87.2 |  | 87.2 | [6 empty] | Federally-Regulated Commercial & Industrial Equipment | 2014-08-11
Camus Hydronics | Camus Hydronics | DFNH-3001-MG | Water | Natural Gas | Power | FALSE | FALSE | 1 |  |  |  | None | Condensing | Step Modulating | Copper |  |  |  |  | 3000000 | 2616000 |  |  | 87.2 |  | 87.2 | [6 empty] | Federally-Regulated Commercial & Industrial Equipment | 2014-08-11
Camus Hydronics | Camus Hydronics | DFNH-1101-MS | Water | Natural Gas | Power | FALSE | FALSE | 1 |  |  |  | None | Condensing | Step Modulating | Other |  |  |  |  | 1100000 | 959000 |  |  | 87.2 |  | 87.2 | [6 empty] | Federally-Regulated Commercial & Industrial Equipment | 2014-08-11
RBI Water Heaters | Hamilton Engineering | HFH 03500 | Water | Natural Gas | Power | FALSE | FALSE | 1 |  |  |  | None | Non-Condensing | Step Modulating | Copper |  |  |  |  | 3500000 | 3000000 |  |  | 87.2 |  | 85.7 | [6 empty] | Federally-Regulated Commercial & Industrial Equipment | 2014-08-11
Camus Hydronics | Camus Hydronics | DFNH-5001-MH | Water | Natural Gas | Power | FALSE | FALSE | 3 |  |  |  | None | Condensing | Step Modulating | Copper |  |  |  |  | 5000000 | 4360000 |  |  | 87.2 |  | 87.2 | [6 empty] | Federally-Regulated Commercial & Industrial Equipment | 2014-08-11
Camus Hydronics | Camus Hydronics | DFNH-0751-MS | Water | Natural Gas | Power | FALSE | FALSE | 1 |  |  |  | None | Condensing | Step Modulating | Other |  |  |  |  | 750000 | 654000 |  |  | 87.2 |  | 87.2 | [6 empty] | Federally-Regulated Commercial & Industrial Equipment | 2014-08-11
Camus Hydronics | Camus Hydronics | DFNH-0501-MS | Water | Natural Gas | Power | FALSE | FALSE | 1 |  |  |  | None | Condensing | Step Modulating | Other |  |  |  |  | 500000 | 436000 |  |  | 87.2 |  | 87.2 | [6 empty] | Federally-Regulated Commercial & Industrial Equipment | 2014-08-11
Camus Hydronics | Camus Hydronics | DFNH-3501-MS | Water | Natural Gas | Power | FALSE | FALSE | 1 |  |  |  | None | Condensing | Step Modulating | Other |  |  |  |  | 3500000 | 3052000 |  |  | 87.2 |  | 87.2 | [6 empty] | Federally-Regulated Commercial & Industrial Equipment | 2014-08-11
Camus Hydronics | Camus Hydronics | DFNW-5001-MS | Water | Natural Gas | Power | FALSE | FALSE | 3 |  |  |  | None | Condensing | Step Modulating | Other |  |  |  |  | 5000000 | 4360000 |  |  | 87.2 |  | 87.2 | [6 empty] | Federally-Regulated Commercial & Industrial Equipment | 2014-08-11
Camus Hydronics | Camus Hydronics | DFNW-1501-MS | Water | Natural Gas | Power | FALSE | FALSE | 1 |  |  |  | None | Condensing | Step Modulating | Other |  |  |  |  | 1500000 | 1308000 |  |  | 87.2 |  | 87.2 | [6 empty] | Federally-Regulated Commercial & Industrial Equipment | 2014-08-11
Camus Hydronics | Camus Hydronics | DFNH-4501-MS | Water | Natural Gas | Power | FALSE | FALSE | 1 |  |  |  | None | Condensing | Step Modulating | Other |  |  |  |  | 4500000 | 3924000 |  |  | 87.2 |  | 87.2 | [6 empty] | Federally-Regulated Commercial & Industrial Equipment | 2014-08-11
Camus Hydronics | Camus Hydronics | DFNH-4001-MH | Water | Natural Gas | Power | FALSE | FALSE | 1 |  |  |  | None | Condensing | Step Modulating | Copper |  |  |  |  | 4000000 | 3488000 |  |  | 87.2 |  | 87.2 | [6 empty] | Federally-Regulated Commercial & Industrial Equipment | 2014-08-11
Camus Hydronics | Camus Hydronics | DFNW-5014-MS | Water | Natural Gas | Power | FALSE | FALSE | 3 |  |  |  | None | Condensing | Step Modulating | Other |  |  |  |  | 5000000 | 4360000 |  |  | 87.2 |  | 87.2 | [6 empty] | Federally-Regulated Commercial & Industrial Equipment | 2014-08-11
Camus Hydronics | Camus Hydronics | DFNH-1501-MS | Water | Natural Gas | Power | FALSE | FALSE | 1 |  |  |  | None | Condensing | Step Modulating | Other |  |  |  |  | 1500000 | 1308000 |  |  | 87.2 |  | 87.2 | [6 empty] | Federally-Regulated Commercial & Industrial Equipment | 2014-08-11
Camus Hydronics | Camus Hydronics | DFNH-5014-MH | Water | Natural Gas | Power | FALSE | FALSE | 3 |  |  |  | None | Condensing | Step Modulating | Copper |  |  |  |  | 5000000 | 4360000 |  |  | 87.2 |  | 87.2 | [6 empty] | Federally-Regulated Commercial & Industrial Equipment | 2014-08-11
Camus Hydronics | Camus Hydronics | DFNH-4514-MH | Water | Natural Gas | Power | FALSE | FALSE | 1 |  |  |  | None | Condensing | Step Modulating | Copper |  |  |  |  | 4500000 | 3924000 |  |  | 87.2 |  | 87.2 | [6 empty] | Federally-Regulated Commercial & Industrial Equipment | 2014-08-11
Camus Hydronics | Camus Hydronics | DFNW-1101-MS | Water | Natural Gas | Power | FALSE | FALSE | 1 |  |  |  | None | Condensing | Step Modulating | Other |  |  |  |  | 1100000 | 959000 |  |  | 87.2 |  | 87.2 | [6 empty] | Federally-Regulated Commercial & Industrial Equipment | 2014-08-11
Camus Hydronics | Camus Hydronics | DFNH-5001-MG | Water | Natural Gas | Power | FALSE | FALSE | 3 |  |  |  | None | Non-Condensing | Step Modulating | Copper |  |  |  |  | 5000000 | 4360000 |  |  | 87.2 |  | 87.2 | [6 empty] | Federally-Regulated Commercial & Industrial Equipment | 2014-08-11
Camus Hydronics | Camus Hydronics | DFNW-3501-MS | Water | Natural Gas | Power | FALSE | FALSE | 1 |  |  |  | None | Condensing | Step Modulating | Other |  |  |  |  | 3500000 | 3052000 |  |  | 87.2 |  | 87.2 | [6 empty] | Federally-Regulated Commercial & Industrial Equipment | 2014-08-11
Camus Hydronics | Camus Hydronics | DFNW-1201-MS | Water | Natural Gas | Power | FALSE | FALSE | 1 |  |  |  | None | Condensing | Step Modulating | Other |  |  |  |  | 1200000 | 1046000 |  |  | 87.2 |  | 87.2 | [6 empty] | Federally-Regulated Commercial & Industrial Equipment | 2014-08-11
Camus Hydronics | Camus Hydronics | DFNW-4001-MS | Water | Natural Gas | Power | FALSE | FALSE | 1 |  |  |  | None | Condensing | Step Modulating | Other |  |  |  |  | 4000000 | 3488000 |  |  | 87.2 |  | 87.2 | [6 empty] | Federally-Regulated Commercial & Industrial Equipment | 2014-08-11
Camus Hydronics | Camus Hydronics | DFNH-4501-MH | Water | Natural Gas | Power | FALSE | FALSE | 1 |  |  |  | None | Condensing | Step Modulating | Copper |  |  |  |  | 4500000 | 3924000 |  |  | 87.2 |  | 87.2 | [6 empty] | Federally-Regulated Commercial & Industrial Equipment | 2014-08-11
Camus Hydronics | Camus Hydronics | DFNH-5014-MS | Water | Natural Gas | Power | FALSE | FALSE | 3 |  |  |  | None | Condensing | Step Modulating | Other |  |  |  |  | 5000000 | 4360000 |  |  | 87.2 |  | 87.2 | [6 empty] | Federally-Regulated Commercial & Industrial Equipment | 2014-08-11
Camus Hydronics | Camus Hydronics | DFNH-2001-MS | Water | Natural Gas | Power | FALSE | FALSE | 1 |  |  |  | None | Condensing | Step Modulating | Other |  |  |  |  | 2000000 | 1744000 |  |  | 87.2 |  | 87.2 | [6 empty] | Federally-Regulated Commercial & Industrial Equipment | 2014-08-11
Camus Hydronics | Camus Hydronics | DFNH-2501-MS | Water | Natural Gas | Power | FALSE | FALSE | 1 |  |  |  | None | Condensing | Step Modulating | Other |  |  |  |  | 2500000 | 2180000 |  |  | 87.2 |  | 87.2 | [6 empty] | Federally-Regulated Commercial & Industrial Equipment | 2014-08-11
Camus Hydronics | Camus Hydronics | DFNH-6014-MS | Water | Natural Gas | Power | FALSE | FALSE | 3 |  |  |  | None | Condensing | Step Modulating | Other |  |  |  |  | 6000000 | 5232000 |  |  | 87.2 |  | 87.2 | [6 empty] | Federally-Regulated Commercial & Industrial Equipment | 2014-08-11
Camus Hydronics | Camus Hydronics | DFNH-5014-MG | Water | Natural Gas | Power | FALSE | FALSE | 3 |  |  |  | None | Condensing | Step Modulating | Copper |  |  |  |  | 5000000 | 4360000 |  |  | 87.2 |  | 87.2 | [6 empty] | Federally-Regulated Commercial & Industrial Equipment | 2014-08-11
Camus Hydronics | Camus Hydronics | DFNH-4001-MS | Water | Natural Gas | Power | FALSE | FALSE | 1 |  |  |  | None | Condensing | Step Modulating | Other |  |  |  |  | 4000000 | 3488000 |  |  | 87.2 |  | 87.2 | [6 empty] | Federally-Regulated Commercial & Industrial Equipment | 2014-08-11
Camus Hydronics | Camus Hydronics | DFNW-2001-MS | Water | Natural Gas | Power | FALSE | FALSE | 1 |  |  |  | None | Condensing | Step Modulating | Other |  |  |  |  | 2000000 | 1744000 |  |  | 87.2 |  | 87.2 | [6 empty] | Federally-Regulated Commercial & Industrial Equipment | 2014-08-11
Camus Hydronics | Camus Hydronics | DFNH-3501-MH | Water | Natural Gas | Power | FALSE | FALSE | 1 |  |  |  | None | Condensing | Step Modulating | Copper |  |  |  |  | 3500000 | 3052000 |  |  | 87.2 |  | 87.2 | [6 empty] | Federally-Regulated Commercial & Industrial Equipment | 2014-08-11
RBI Water Heaters | RBI Water Heaters | MB3000 | Water | Natural Gas | Power | FALSE | FALSE | 1 |  |  |  | None | Non-Condensing | Step Modulating | Copper |  |  |  |  | 3000000 | 2568000 |  |  | 87.4 | 82 | [7 empty] | Federally-Regulated Commercial & Industrial Equipment | 2015-12-16
RBI Water Heaters | Hamilton Engineering | HFH 03000 | Water | Natural Gas | Power | FALSE | FALSE | 1 |  |  |  | None | Non-Condensing | Step Modulating | Copper |  |  |  |  | 3000000 | 2568000 |  |  | 87.4 |  | 85.7 | [6 empty] | Federally-Regulated Commercial & Industrial Equipment | 2014-08-11
Thermal Solutions | Evolution | EVH-2000 | Water | Natural Gas | Power | FALSE | FALSE | 3 |  |  | No Match | No Match | No Match | No Match | Copper | No Match |  | No Match |  | 2000000 |  | 2000000 |  | 88 | 80 |  |  | 60 |  | 88 |  |  | Federally-Regulated Commercial & Industrial Equipment | 1998-06-01
Thermal Solutions | Evolution | EVH-1500 | Water | Natural Gas | Power | FALSE | FALSE | 3 |  |  | No Match | No Match | No Match | No Match | Copper | No Match |  | No Match |  | 1500000 |  | 1500000 |  | 88 | 80 |  |  | 60 |  | 88 |  |  | Federally-Regulated Commercial & Industrial Equipment | 1998-06-01
Thermal Solutions | Evolution | EVH-1000 | Water | Natural Gas | Power | FALSE | FALSE | 3 |  |  | No Match | No Match | No Match | No Match | Copper | No Match |  | No Match |  | 1000000 |  | 1000000 |  | 88 | 80 |  |  | 60 |  | 88 |  |  | Federally-Regulated Commercial & Industrial Equipment | 1998-06-01
Thermal Solutions | Evolution | EVH-750 | Water | Natural Gas | Power | FALSE | FALSE | 3 |  |  | No Match | No Match | No Match | No Match | Copper | No Match |  | No Match |  | 750000 |  | 750000 |  | 88 | 80 |  |  | 60 |  | 88 |  |  | Federally-Regulated Commercial & Industrial Equipment | 1998-06-01
Harsco Industrial / Patterson-Kelley | Harsco Industrial / Patterson-Kelley | N-2500 MFD | Water | Natural Gas | Power | FALSE | FALSE | 1 |  |  |  | None | Non-Condensing | Step Modulating | Copper |  |  |  |  | 2500000 | 2123000 |  |  | 88 | [8 empty] | Federally-Regulated Commercial & Industrial Equipment | 2015-04-20
Thermal Solutions | Evolution | EVH-500 | Water | Natural Gas | Power | FALSE | FALSE | 3 |  |  | No Match | No Match | No Match | No Match | Copper | No Match |  | No Match |  | 500000 |  | 500000 |  | 88.5 | 80 |  |  | 60 |  | 88.5 |  |  | Federally-Regulated Commercial & Industrial Equipment | 1998-06-01
Bryan Steam Corp. | Bryan | TF300 | Water | Natural Gas | Power | FALSE | FALSE | 1 |  |  |  | None | Condensing | Step Modulating | Other |  |  |  |  | 3000000 | 2700000 |  |  | 89.3 | 80 | 91.3 | [6 empty] | Federally-Regulated Commercial & Industrial Equipment | 2011-02-17
Aerco International | AERCO | MLX EXT 3060 | Water | Natural Gas | Luminous | FALSE | FALSE | 1 |  |  |  | None | Condensing | Step Modulating | Other |  |  |  |  | 3060000 | 2754000 |  |  | 90 | 82 | [7 empty] | Federally-Regulated Commercial & Industrial Equipment | 2015-12-04
Aerco International | AERCO | MLX EXT 2677 | Water | Natural Gas | Luminous | FALSE | FALSE | 1 |  |  |  | None | Condensing | Step Modulating | Other |  |  |  |  | 2677000 | 2409000 |  |  | 90 | 82 | [7 empty] | Federally-Regulated Commercial & Industrial Equipment | 2015-12-04
Aerco International | AERCO | MLX EXT 2295 | Water | Natural Gas | Luminous | FALSE | TRUE | 1 |  | FALSE | None | None | Condensing | Step Modulating | Other |  |  |  |  | 2295000 | 2065500 | 83000 |  | 90 |  | 90 | [6 empty] | Federally-Regulated Commercial & Industrial Equipment | 2014-12-11
Aerco International | AERCO | MLX EXT 1912 | Water | Natural Gas | Luminous | FALSE | TRUE | 1 |  | FALSE | None | None | Condensing | Step Modulating | Other |  |  |  |  | 1912000 | 1720800 | 83000 |  | 90 |  | 90 | [6 empty] | Federally-Regulated Commercial & Industrial Equipment | 2014-12-11
Aerco International | AERCO | MLX EXT 2677 | Water | Natural Gas | Luminous | FALSE | TRUE | 1 |  | FALSE | None | None | Condensing | Step Modulating | Other |  |  |  |  | 2677000 | 2409300 | 83000 |  | 90 |  | 90 | [6 empty] | Federally-Regulated Commercial & Industrial Equipment | 2014-12-11
Laars Heating Systems Co. | Laars | RHHH1200N******* | Water | Natural Gas | Power | FALSE | TRUE | 1 |  |  |  | None | Condensing | Step Modulating | Copper | Single-Speed |  | Standard |  | 1200000 | 1080000 | 300000 |  | 90 | 80 | 89.5 | [6 empty] | Federally-Regulated Commercial & Industrial Equipment | 2007-11-20
Fulton Boiler Works | Fulton | PHW-0950 | Water | Natural Gas | Injection Type | FALSE | FALSE | 3 |  |  | None | None | Condensing | Step Modulating | Other | No Match |  | No Match |  | 950000 | 855000 | 190000 | 180500 | 90 | 80 | 90 |  | 380 |  | 95 |  |  | Federally-Regulated Commercial & Industrial Equipment | 2003-02-20
Laars Heating Systems Co. | Laars | RHHH1600N******* | Water | Natural Gas | Power | FALSE | TRUE | 1 |  |  |  | None | Condensing | Step Modulating | Copper | Single-Speed |  | Standard |  | 1600000 | 1440000 | 400000 |  | 90 | 80 | 89.5 | [6 empty] | Federally-Regulated Commercial & Industrial Equipment | 2007-11-20
Aerco International | AERCO | MLX EXT 1530 | Water | Natural Gas | Luminous | FALSE | TRUE | 1 |  | FALSE | None | None | Condensing | Step Modulating | Other |  |  |  |  | 1530000 | 1377000 | 83000 |  | 90 |  | 90 | [6 empty] | Federally-Regulated Commercial & Industrial Equipment | 2014-12-11
Aerco International | AERCO | MLX EXT 3060 | Water | Natural Gas | Luminous | FALSE | TRUE | 1 |  | FALSE | None | None | Condensing | Step Modulating | Other |  |  |  |  | 3060000 | 2754000 | 83000 |  | 90 |  | 90 | [6 empty] | Federally-Regulated Commercial & Industrial Equipment | 2014-12-11
Laars Heating Systems Co. | Laars | RHHH2400N******* | Water | Natural Gas | Power | FALSE | TRUE | 1 |  |  |  | None | Condensing | Step Modulating | Copper | Single-Speed |  | Standard |  | 2400000 | 2160000 | 600000 |  | 90 | 80 | 89.5 | [6 empty] | Federally-Regulated Commercial & Industrial Equipment | 2007-11-20
Laars Heating Systems Co. | Laars | RHHH2000N******* | Water | Natural Gas | Power | FALSE | TRUE | 1 |  |  |  | None | Condensing | Step Modulating | Copper | Single-Speed |  | Standard |  | 1990000 | 1799000 | 500000 |  | 90 | 80 | 89.5 | [6 empty] | Federally-Regulated Commercial & Industrial Equipment | 2007-11-20
Bosch Thermotechnology Corp. | Bosch Thermotechnology Corp. | GB162-100 L.B. | Water | Natural Gas | Pressure | FALSE | FALSE | 1 |  |  |  | None | Condensing | Single-Stage | Other |  |  |  |  | 333000 | 302000 |  |  | 90.8 |  | 90.8 | [6 empty] | Federally-Regulated Commercial & Industrial Equipment | 2015-04-02
Bosch Thermotechnology Corp. | Bosch Thermotechnology Corp. | GB162-100 | Water | Natural Gas | Power | FALSE | FALSE | 1 |  |  |  | None | Condensing | Step Modulating | Other |  |  |  |  | 333000 | 302000 |  |  | 90.8 |  | 90.8 | [6 empty] | Federally-Regulated Commercial & Industrial Equipment | 2015-04-02
Laars Heating Systems Co. | Bradford-White Corp. | BRHHH2000 | Water | Natural Gas | Power | FALSE | FALSE | 1 |  |  |  | None | Condensing | Step Modulating | Copper |  |  |  |  | 2000000 | 1818000 |  |  | 90.9 |  | 90.9 | [6 empty] | Federally-Regulated Commercial & Industrial Equipment | 2014-10-21
Cleaver-Brooks | Cleaver-Brooks | CFC-750 | Water | Natural Gas | Power | FALSE | FALSE | 1 |  |  |  | None | Condensing | Step Modulating | Other |  |  |  |  | 750000 | 691000 |  |  | 91 |  | 91 | [6 empty] | Federally-Regulated Commercial & Industrial Equipment | 2014-10-23
Laars Heating Systems Co. | Laars Heating Systems Co. | RHHH2400 | Water | Natural Gas | Power | FALSE | FALSE | 1 |  |  |  | None | Condensing | Step Modulating | Copper |  |  |  |  | 2400000 | 2182000 |  |  | 91 |  | 91 | [6 empty] | Federally-Regulated Commercial & Industrial Equipment | 2014-10-23
Bryan Steam Corp. | Bryan | TF250 | Water | Natural Gas | Power | FALSE | FALSE | 1 |  |  |  | None | Condensing | Step Modulating | Other |  |  |  |  | 2500000 | 2250000 |  |  | 91.2 | 80 | 92.8 | [6 empty] | Federally-Regulated Commercial & Industrial Equipment | 2011-02-17
Slant / Fin Corp. | Slant / Fin Corp. | J-390 | Water | Natural Gas | Power | FALSE | FALSE | 1 |  |  |  | None | Condensing | Step Modulating | Other |  |  |  |  | 390000 | 352000 |  |  | 91.6 | 80 | 90.2 | [6 empty] | Federally-Regulated Commercial & Industrial Equipment | 2008-04-14
Weil-McLain | Weil-McLain | ULTRA 300-CT | Water | Natural Gas | Induced Draft | FALSE | FALSE | 1 |  | FALSE |  | None | Condensing | Step Modulating | Other | Single-Speed |  |  |  | 399000 | 364000 |  |  | 91.7 |  | 91.3 | [6 empty] | Federally-Regulated Commercial & Industrial Equipment | 2014-08-11
Lochinvar, LLC. | Lochinvar | FBN2500 | Water | Natural Gas | Power | FALSE | FALSE | 1 |  |  |  | None | Condensing | Step Modulating | Other |  |  |  |  | 2500000 | 2300000 |  |  | 92 | 82 | [7 empty] | Federally-Regulated Commercial & Industrial Equipment | 2015-12-15
Lochinvar, LLC. | Lochinvar | FBN3500 | Water | Natural Gas | Power | FALSE | FALSE | 1 |  |  |  | None | Condensing | Step Modulating | Other |  |  |  |  | 3500000 | 3220000 |  |  | 92 | 82 | [7 empty] | Federally-Regulated Commercial & Industrial Equipment | 2015-12-15
Lochinvar, LLC. | Lochinvar | FBN3000 | Water | Natural Gas | Power | FALSE | FALSE | 1 |  |  |  | None | Condensing | Step Modulating | Other |  |  |  |  | 3000000 | 2760000 |  |  | 92 | 82 | [7 empty] | Federally-Regulated Commercial & Industrial Equipment | 2015-12-15
Lochinvar, LLC. | Lochinvar | FBD2500 | Water | Natural Gas | Power | FALSE | FALSE | 1 |  |  |  | None | Condensing | Step Modulating | Other |  |  |  |  | 2500000 | 2300000 |  |  | 92 | 82 | [7 empty] | Federally-Regulated Commercial & Industrial Equipment | 2015-12-15
Lochinvar, LLC. | Lochinvar | FBD3000 | Water | Natural Gas | Power | FALSE | FALSE | 1 |  |  |  | None | Condensing | Step Modulating | Other |  |  |  |  | 3000000 | 2760000 |  |  | 92 | 82 | [7 empty] | Federally-Regulated Commercial & Industrial Equipment | 2015-12-15
Lochinvar, LLC. | Lochinvar | FBD3500 | Water | Natural Gas | Power | FALSE | FALSE | 1 |  |  |  | None | Condensing | Step Modulating | Other |  |  |  |  | 3500000 | 3220000 |  |  | 92 | 82 | [7 empty] | Federally-Regulated Commercial & Industrial Equipment | 2015-12-15
Lochinvar, LLC. | Lochinvar Corp. | FBD3500 | Water | Natural Gas | Power | FALSE | FALSE | 1 |  |  |  | None | Condensing | Step Modulating | Other |  |  |  |  | 3500000 | 3220000 |  |  | 92 | [8 empty] | Federally-Regulated Commercial & Industrial Equipment | 2015-04-20
Lochinvar, LLC. | Lochinvar Corp. | FBD3000 | Water | Natural Gas | Power | FALSE | FALSE | 1 |  |  |  | None | Condensing | Step Modulating | Other |  |  |  |  | 3000000 | 2760000 |  |  | 92 | [8 empty] | Federally-Regulated Commercial & Industrial Equipment | 2015-04-20
Lochinvar, LLC. | Lochinvar Corp. | FBL2000 | Water | Natural Gas | Power | FALSE | FALSE | 1 |  |  | None | None | Condensing | Step Modulating | Other |  |  |  |  | 2000000 | 1840000 |  |  | 92 | 80 | 92 | [6 empty] | Federally-Regulated Commercial & Industrial Equipment | 2011-02-17
Aerco International | Aerco International | MLX EXT 3060 | Water | Natural Gas | Luminous | FALSE | FALSE | 1 |  |  |  | None | Condensing | Step Modulating | Other |  |  |  |  | 3060000 | 2754000 |  |  | 92 |  | 92 | [6 empty] | Federally-Regulated Commercial & Industrial Equipment | 2015-04-02
Lochinvar, LLC. | Lochinvar Corp. | FBN3500 | Water | Natural Gas | Power | FALSE | FALSE | 1 |  |  |  | None | Condensing | Step Modulating | Other |  |  |  |  | 3500000 | 3220000 |  |  | 92 | [8 empty] | Federally-Regulated Commercial & Industrial Equipment | 2015-04-20
Bosch Thermotechnology Corp. | Bosch Thermotechnology Corp. | GB312 - 280 | Water | Natural Gas | Induced Draft | FALSE | FALSE | 1 |  |  |  | None | Condensing | Step Modulating | Other |  |  |  |  | 1028800 | 944000 |  |  | 92 |  | 91.7 | [6 empty] | Federally-Regulated Commercial & Industrial Equipment | 2014-09-05
Harsco Industrial / Patterson-Kelley | Harsco Industrial / Patterson-Kelley | CM-300 | Water | Natural Gas | Power | FALSE | FALSE | 1 |  |  |  | None | Condensing | Step Modulating | Other |  |  |  |  | 300000 | 279000 |  |  | 92 |  | 85 | [6 empty] | Federally-Regulated Commercial & Industrial Equipment | 2015-04-02
Lochinvar, LLC. | Lochinvar Corp. | FBD2500 | Water | Natural Gas | Power | FALSE | FALSE | 1 |  |  |  | None | Condensing | Step Modulating | Other |  |  |  |  | 2500000 | 2300000 |  |  | 92 | [8 empty] | Federally-Regulated Commercial & Industrial Equipment | 2015-04-20
Lochinvar, LLC. | Lochinvar Corp. | FBN3000 | Water | Natural Gas | Power | FALSE | FALSE | 1 |  |  |  | None | Condensing | Step Modulating | Other |  |  |  |  | 3000000 | 2760000 |  |  | 92 | [8 empty] | Federally-Regulated Commercial & Industrial Equipment | 2015-04-20
Lochinvar, LLC. | Lochinvar Corp. | FBL1500 | Water | Natural Gas | Power | FALSE | FALSE | 1 |  |  | None | None | Condensing | Step Modulating | Other |  |  |  |  | 1500000 | 1380000 |  |  | 92 | 80 | 92 | [6 empty] | Federally-Regulated Commercial & Industrial Equipment | 2011-02-17
Lochinvar, LLC. | Lochinvar Corp. | FBL3500 | Water | Natural Gas | Power | FALSE | FALSE | 1 |  |  | None | None | Condensing | Step Modulating | Other |  |  |  |  | 3500000 | 3220000 |  |  | 92 | 80 | 92 | [6 empty] | Federally-Regulated Commercial & Industrial Equipment | 2011-02-17
Aerco International | Aerco International | MLX EXT 2677 | Water | Natural Gas | Luminous | FALSE | FALSE | 1 |  |  |  | None | Condensing | Step Modulating | Other |  |  |  |  | 2677000 | 2409000 |  |  | 92 |  | 92 | [6 empty] | Federally-Regulated Commercial & Industrial Equipment | 2015-04-02
Lochinvar, LLC. | Lochinvar Corp. | FBL3000 | Water | Natural Gas | Power | FALSE | FALSE | 1 |  |  | None | None | Condensing | Step Modulating | Other |  |  |  |  | 3000000 | 2760000 |  |  | 92 | 80 | 92 | [6 empty] | Federally-Regulated Commercial & Industrial Equipment | 2011-02-17
Lochinvar, LLC. | Lochinvar Corp. | FBN2500 | Water | Natural Gas | Power | FALSE | FALSE | 1 |  |  |  | None | Condensing | Step Modulating | Other |  |  |  |  | 2500000 | 2300000 |  |  | 92 | [8 empty] | Federally-Regulated Commercial & Industrial Equipment | 2015-04-20
Lochinvar, LLC. | Lochinvar Corp. | FBL2500 | Water | Natural Gas | Power | FALSE | FALSE | 1 |  |  | None | None | Condensing | Step Modulating | Other |  |  |  |  | 2500000 | 2300000 |  |  | 92 | 80 | 92 | [6 empty] | Federally-Regulated Commercial & Industrial Equipment | 2011-02-17
Laars Heating Systems Co. | Bradford-White Corp. | BRHHH2400 | Water | Natural Gas | Power | FALSE | FALSE | 1 |  |  |  | None | Condensing | Step Modulating | Copper |  |  |  |  | 2400000 | 2182000 |  |  | 92.1 |  | 92.1 | [6 empty] | Federally-Regulated Commercial & Industrial Equipment | 2014-10-21
Laars Heating Systems Co. | Bradford-White Corp. | BRHHH1600 | Water | Natural Gas | Power | FALSE | FALSE | 1 |  |  |  | None | Condensing | Step Modulating | Copper |  |  |  |  | 1600000 | 1454000 |  |  | 92.1 |  | 92.1 | [6 empty] | Federally-Regulated Commercial & Industrial Equipment | 2014-10-21
Laars Heating Systems Co. | Bradford-White Corp. | BRHHH1200 | Water | Natural Gas | Power | FALSE | FALSE | 1 |  |  |  | None | Condensing | Step Modulating | Copper |  |  |  |  | 1200000 | 1090000 |  |  | 92.1 |  | 92.1 | [6 empty] | Federally-Regulated Commercial & Industrial Equipment | 2014-10-21
Parker Boiler Co. | PARKER BOILER COMPANY | TC1450 | Water | Natural Gas | Power | FALSE | FALSE | 3 |  |  |  | None | Condensing | Step Modulating | Other |  |  |  |  | 5443000 | 5013000 |  |  | 92.2 | 82 | [7 empty] | Federally-Regulated Commercial & Industrial Equipment | 2015-12-16
DDR Americas, Inc. | De Deitrich | C230-80 ECO-A | Water | Natural Gas | Power | FALSE | FALSE | 1 |  |  |  | None | Condensing | Step Modulating | Other |  |  |  |  | 325000 | 289000 |  |  | 92.2 |  | 89 | [6 empty] | Federally-Regulated Commercial & Industrial Equipment | 2014-09-05
DDR Americas, Inc. | De Deitrich | C230-200 ECO-A | Water | Natural Gas | Power | FALSE | FALSE | 1 |  |  |  | None | Condensing | Step Modulating | Other |  |  |  |  | 820000 | 730000 |  |  | 92.2 |  | 89 | [6 empty] | Federally-Regulated Commercial & Industrial Equipment | 2014-09-05
Bosch Thermotechnology Corp. | Bosch Thermotechnology Corp. | GB312 - 240 | Water | Natural Gas | Induced Draft | FALSE | FALSE | 1 |  |  |  | None | Condensing | Step Modulating | Other |  |  |  |  | 880700 | 810000 |  |  | 92.2 |  | 92 | [6 empty] | Federally-Regulated Commercial & Industrial Equipment | 2014-09-05
HTP, Inc. | HTP, Inc. | ETI-750 | Water | Natural Gas | Power | FALSE | FALSE | 1 |  |  |  | None | Condensing | Step Modulating | Other |  |  |  |  | 750000 | 699000 |  |  | 92.2 |  | 92.2 | [6 empty] | Federally-Regulated Commercial & Industrial Equipment | 2014-10-21
DDR Americas, Inc. | De Deitrich | C230-120 ECO-A | Water | Natural Gas | Power | FALSE | FALSE | 1 |  |  |  | None | Condensing | Step Modulating | Other |  |  |  |  | 400000 | 356000 |  |  | 92.2 |  | 89 | [6 empty] | Federally-Regulated Commercial & Industrial Equipment | 2014-09-05
HTP, Inc. | HTP, Inc. | ETI-900 | Water | Natural Gas | Power | FALSE | FALSE | 1 |  |  |  | None | Condensing | Step Modulating | Other |  |  |  |  | 900000 | 843000 |  |  | 92.2 |  | 92.2 | [6 empty] | Federally-Regulated Commercial & Industrial Equipment | 2014-10-21
DDR Americas, Inc. | De Deitrich | C230-160 ECO-A | Water | Natural Gas | Power | FALSE | FALSE | 1 |  |  |  | None | Condensing | Step Modulating | Other |  |  |  |  | 680000 | 605000 |  |  | 92.2 |  | 89 | [6 empty] | Federally-Regulated Commercial & Industrial Equipment | 2014-09-05
Parker Boiler Co. | Parker Boiler Co. | TC1450 | Water | Natural Gas | Power | FALSE | FALSE | 1 |  |  | None | None | Condensing | Step Modulating | Other |  |  |  |  | 5443000 | 5026000 | 1136000 | 1113280 | 92.2 | 80 | 92.1 | [6 empty] | Federally-Regulated Commercial & Industrial Equipment | 2012-03-19
Parker Boiler Co. | Parker Boiler Co. | TC1450 | Water | Natural Gas | Power | FALSE | FALSE | 3 |  |  |  | None | Condensing | Step Modulating | Other |  |  |  |  | 5443000 | 5013000 |  |  | 92.2 |  | 92.1 | [6 empty] | Federally-Regulated Commercial & Industrial Equipment | 2014-09-05
Aerco International | Aerco International | BMK 2.0 LN | Water | Natural Gas | Injection Type | FALSE | FALSE | 1 |  |  |  | None | Condensing | Step Modulating | Other |  |  |  |  | 2000000 | 1846000 |  |  | 92.3 | 80 | 91 | [6 empty] | Federally-Regulated Commercial & Industrial Equipment | 2007-12-12
Harsco Industrial / Patterson-Kelley | Mach | C-3000 | Water | Natural Gas | Power | FALSE | FALSE | 3 |  |  |  | None | Condensing | Step Modulating | Other |  |  |  |  | 3000000 | 2775000 |  |  | 92.5 | 82 | [7 empty] | Federally-Regulated Commercial & Industrial Equipment | 2015-12-04
HTP, Inc. | HTP, Inc. | ETI-1000 | Water | Natural Gas | Power | FALSE | FALSE | 1 |  |  |  | None | Condensing | Step Modulating | Other |  |  |  |  | 1000000 | 925000 |  |  | 92.5 |  | 92.5 | [6 empty] | Federally-Regulated Commercial & Industrial Equipment | 2014-10-21
Harsco Industrial / Patterson-Kelley | Harsco Industrial / Patterson-Kelley | C-3000 | Water | Natural Gas | Power | FALSE | FALSE | 1 |  | FALSE | None | None | Condensing | Step Modulating | Other |  |  |  |  | 3000000 | 2775000 | 600000 | 555000 | 92.5 |  | 91.1 | [6 empty] | Federally-Regulated Commercial & Industrial Equipment | 2014-08-11
Bosch Thermotechnology Corp. | Bosch Thermotechnology Corp. | GB312 - 200 | Water | Natural Gas | Induced Draft | FALSE | FALSE | 1 |  |  |  | None | Condensing | Step Modulating | Other |  |  |  |  | 732600 | 676000 |  |  | 92.5 |  | 92.3 | [6 empty] | Federally-Regulated Commercial & Industrial Equipment | 2014-09-05
Harsco Industrial / Patterson-Kelley | Harsco Industrial / Patterson-Kelley | C-3000 | Water | Natural Gas | Power | FALSE | FALSE | 3 |  |  |  | None | Condensing | Step Modulating | Other |  |  |  |  | 3000000 | 2775000 |  |  | 92.5 |  | 92.5 | [6 empty] | Federally-Regulated Commercial & Industrial Equipment | 2015-04-02
Aerco International | AM Series | AM 750 | Water | Natural Gas | Power | FALSE | FALSE | 1 |  | FALSE | None | None | Condensing | Step Modulating | Other |  |  |  |  | 750000 | 735000 | 50000 |  | 92.6 |  | 92.6 | [6 empty] | Federally-Regulated Commercial & Industrial Equipment | 2014-09-25
Aerco International | AM Series | AM 500 | Water | Natural Gas | Power | FALSE | FALSE | 1 |  | FALSE | None | None | Condensing | Step Modulating | Other |  |  |  |  | 500000 | 490000 | 50000 |  | 92.6 |  | 92.6 | [6 empty] | Federally-Regulated Commercial & Industrial Equipment | 2014-09-25
Aerco International | AM Series | AM 1000 | Water | Natural Gas | Power | FALSE | FALSE | 1 |  | FALSE | None | None | Condensing | Step Modulating | Other |  |  |  |  | 1000000 | 980000 | 50000 |  | 92.6 |  | 92.6 | [6 empty] | Federally-Regulated Commercial & Industrial Equipment | 2014-09-25
Aerco International | AM Series | AM 399 | Water | Natural Gas | Power | FALSE | FALSE | 1 |  | FALSE | None | None | Condensing | Step Modulating | Other |  |  |  |  | 399000 | 391000 | 50000 |  | 92.6 |  | 92.6 | [6 empty] | Federally-Regulated Commercial & Industrial Equipment | 2014-09-25
Bosch Thermotechnology Corp. | Bosch Thermotechnology Corp. | GB312 - 160 | Water | Natural Gas | Induced Draft | FALSE | FALSE | 1 |  |  |  | None | Condensing | Step Modulating | Other |  |  |  |  | 588300 | 544000 |  |  | 92.8 |  | 92.5 | [6 empty] | Federally-Regulated Commercial & Industrial Equipment | 2014-09-05
Harsco Industrial / Patterson-Kelley | Mach | C-4000 | Water | Natural Gas | Power | FALSE | FALSE | 3 |  |  |  | None | Condensing | Step Modulating | Other |  |  |  |  | 4000000 | 3720000 |  |  | 93 | 82 | [7 empty] | Federally-Regulated Commercial & Industrial Equipment | 2015-12-04
Camus Hydronics | Camus Hydronics | MFNH-4002-2G | Water | Natural Gas | Power | FALSE | FALSE | 1 |  |  |  | None | Condensing | Two-Stage Modulating | Copper |  |  |  |  | 4000000 | 3736000 |  |  | 93 | [8 empty] | Federally-Regulated Commercial & Industrial Equipment | 2014-10-23
Ajax Boiler, Inc. | Ajax | A250 | Water | Natural Gas | Luminous | FALSE | FALSE | 1 |  |  | None | None | Condensing | Step Modulating | Copper | None |  |  |  | 2500000 | 2325000 | 625000 | 606250 | 93 | 80 | 92 | [6 empty] | Federally-Regulated Commercial & Industrial Equipment | 2007-08-15
U.S. Boiler Co. | Burnham Corp. | APX800 | Water | Natural Gas | Power | FALSE | FALSE | 1 |  |  |  | None | Condensing | Step Modulating | Other |  |  |  |  | 800000 | 760000 |  |  | 93 |  | 93 | [6 empty] | Federally-Regulated Commercial & Industrial Equipment | 2014-10-21
Ajax Boiler, Inc. | Ajax | A300W | Water | Natural Gas | Luminous | FALSE | TRUE | 1 |  |  | None | None | Condensing | Step Modulating | Copper | None |  | No Match |  | 3000000 | 2790000 | 750000 | 727500 | 93 | 80 | 92 |  |  |  | 98 |  |  | Federally-Regulated Commercial & Industrial Equipment | 2007-08-15
Camus Hydronics | Camus Hydronics | MFNH-3002-2G | Water | Natural Gas | Power | FALSE | FALSE | 1 |  |  |  | None | Condensing | Two-Stage Modulating | Copper |  |  |  |  | 3000000 | 2802000 |  |  | 93 | [8 empty] | Federally-Regulated Commercial & Industrial Equipment | 2014-10-23
U.S. Boiler Co. | Thermal Solutions | APX825 | Water | Natural Gas | Power | FALSE | FALSE | 1 |  |  |  | None | Condensing | Step Modulating | Other |  |  |  |  | 800000 | 760000 |  |  | 93 |  | 93 | [6 empty] | Federally-Regulated Commercial & Industrial Equipment | 2014-10-21
U.S. Boiler Co. | U.S. Boiler Co. | ALP800 | Water | Natural Gas | Power | FALSE | FALSE | 1 |  |  |  | None | Condensing | Step Modulating | Other |  |  |  |  | 800000 | 760000 |  |  | 93 |  | 93 | [6 empty] | Federally-Regulated Commercial & Industrial Equipment | 2014-10-21
Harsco Industrial / Patterson-Kelley | Mach | C-300LNX | Water | Natural Gas | Power | FALSE | TRUE | 1 |  |  | None | None | Condensing | Step Modulating | Other | Dual-Speed |  |  |  | 300000 | 279000 | 60000 | 55800 | 93 | 80 | 92 | [6 empty] | Federally-Regulated Commercial & Industrial Equipment | 2009-03-14
Ajax Boiler, Inc. | Ajax | A100W | Water | Natural Gas | Luminous | FALSE | TRUE | 1 |  |  | None | None | Condensing | Step Modulating | Copper | None |  | No Match |  | 1000000 | 930000 | 250000 | 242500 | 93 | 80 | 92 |  |  |  | 98 |  |  | Federally-Regulated Commercial & Industrial Equipment | 2007-08-15
Fulton Heating Solutions | Fulton Heating Solutions | VTG2500 | Water | Natural Gas | Power | FALSE | FALSE | 3 |  |  |  | Electro-Mechanical Inlet Dampe | Condensing | Step Modulating | Other |  |  |  |  | 2500000 | 2333000 |  |  | 93 | [8 empty] | Federally-Regulated Commercial & Industrial Equipment | 2014-10-23
Ajax Boiler, Inc. | Ajax | A300 | Water | Natural Gas | Luminous | FALSE | FALSE | 1 |  |  | None | None | Condensing | Step Modulating | Copper | None |  |  |  | 3000000 | 2790000 | 750000 | 727500 | 93 | 80 | 92 | [6 empty] | Federally-Regulated Commercial & Industrial Equipment | 2007-08-15
HTP, Inc. | HTP, Inc. | MODCON1700 | Water | Natural Gas | Power | FALSE | FALSE | 1 |  |  |  | None | Condensing | Step Modulating | Other |  |  |  |  | 1701000 | 1599000 |  |  | 93 |  | 93 | [6 empty] | Federally-Regulated Commercial & Industrial Equipment | 2014-10-23
Viessmann Manufacturing | Viessmann Manufacturing | B2HA-150 | Water | Natural Gas | Power | FALSE | FALSE | 1 |  |  |  | None | Condensing | Step Modulating | Other |  |  |  |  | 530000 | 490000 |  |  | 93 |  | 92.5 | [6 empty] | Federally-Regulated Commercial & Industrial Equipment | 2014-08-11
Camus Hydronics | Camus Hydronics | MFNH-4002-MG | Water | Natural Gas | Power | FALSE | FALSE | 1 |  |  |  | None | Condensing | Step Modulating | Copper |  |  |  |  | 4000000 | 3736000 |  |  | 93 | [8 empty] | Federally-Regulated Commercial & Industrial Equipment | 2014-10-23
Camus Hydronics | Camus Hydronics | MFNH-3002-MG | Water | Natural Gas | Power | FALSE | FALSE | 1 |  |  |  | None | Condensing | Step Modulating | Copper |  |  |  |  | 3000000 | 2802000 |  |  | 93 | [8 empty] | Federally-Regulated Commercial & Industrial Equipment | 2014-10-23
Ajax Boiler, Inc. | Ajax | AO50W | Water | Natural Gas | Luminous | FALSE | TRUE | 1 |  |  | None | None | Condensing | Step Modulating | Copper | None |  | No Match |  | 500000 | 465000 | 125000 | 121250 | 93 | 80 | 92 |  |  |  | 98 |  |  | Federally-Regulated Commercial & Industrial Equipment | 2007-08-15
Cleaver-Brooks | Cleaver-Brooks | CFC-1500 | Water | Natural Gas | Power | FALSE | FALSE | 1 |  |  |  | None | Condensing | Step Modulating | Other |  |  |  |  | 1500000 | 1430000 |  |  | 93 |  | 93 | [6 empty] | Federally-Regulated Commercial & Industrial Equipment | 2014-10-23
Ajax Boiler, Inc. | Ajax | AO75 | Water | Natural Gas | Luminous | FALSE | FALSE | 1 |  |  | None | None | Condensing | Step Modulating | Copper | None |  |  |  | 750000 | 697500 | 187500 | 181875 | 93 | 80 | 92 | [6 empty] | Federally-Regulated Commercial & Industrial Equipment | 2007-08-15
Camus Hydronics | Camus Hydronics | MFNH-3502-MG | Water | Natural Gas | Power | FALSE | FALSE | 1 |  |  |  | None | Condensing | Step Modulating | Copper |  |  |  |  | 3500000 | 3269000 |  |  | 93 | [8 empty] | Federally-Regulated Commercial & Industrial Equipment | 2014-10-23
Ajax Boiler, Inc. | Ajax | A100 | Water | Natural Gas | Luminous | FALSE | FALSE | 1 |  |  | None | None | Condensing | Step Modulating | Copper | None |  |  |  | 1000000 | 930000 | 250000 | 242500 | 93 | 80 | 92 | [6 empty] | Federally-Regulated Commercial & Industrial Equipment | 2007-08-15
Ajax Boiler, Inc. | Ajax | A150 | Water | Natural Gas | Luminous | FALSE | FALSE | 1 |  |  | None | None | Condensing | Step Modulating | Copper | None |  |  |  | 1500000 | 1395000 | 375000 | 363750 | 93 | 80 | 92 | [6 empty] | Federally-Regulated Commercial & Industrial Equipment | 2007-08-15
Ajax Boiler, Inc. | Ajax | AO75W | Water | Natural Gas | Luminous | FALSE | TRUE | 1 |  |  | None | None | Condensing | Step Modulating | Copper | None |  | No Match |  | 750000 | 697500 | 187500 | 181875 | 93 | 80 | 92 |  |  |  | 98 |  |  | Federally-Regulated Commercial & Industrial Equipment | 2007-08-15
Camus Hydronics | Camus Hydronics | MFNH-3502-2G | Water | Natural Gas | Power | FALSE | FALSE | 1 |  |  |  | None | Condensing | Two-Stage Modulating | Copper |  |  |  |  | 3500000 | 3269000 |  |  | 93 | [8 empty] | Federally-Regulated Commercial & Industrial Equipment | 2014-10-23
Camus Hydronics | Camus Hydronics | MFNH-2502-2G | Water | Natural Gas | Power | FALSE | FALSE | 1 |  |  |  | None | Condensing | Two-Stage Modulating | Copper |  |  |  |  | 2500000 | 2335000 |  |  | 93 | [8 empty] | Federally-Regulated Commercial & Industrial Equipment | 2014-10-23
Ajax Boiler, Inc. | Ajax | A200 | Water | Natural Gas | Luminous | FALSE | FALSE | 1 |  |  | None | None | Condensing | Step Modulating | Copper | None |  |  |  | 2000000 | 1860000 | 500000 | 485000 | 93 | 80 | 92 | [6 empty] | Federally-Regulated Commercial & Industrial Equipment | 2007-08-15
HTP, Inc. | HTP, Inc. | MODCON1000 | Water | Natural Gas | Power | FALSE | FALSE | 1 |  |  |  | None | Condensing | Step Modulating | Other |  |  |  |  | 1000000 | 941000 |  |  | 93 |  | 93 | [6 empty] | Federally-Regulated Commercial & Industrial Equipment | 2014-10-23
Camus Hydronics | Camus Hydronics | MFNH-2502-MG | Water | Natural Gas | Power | FALSE | FALSE | 1 |  |  |  | None | Condensing | Step Modulating | Copper |  |  |  |  | 2500000 | 2335000 |  |  | 93 | [8 empty] | Federally-Regulated Commercial & Industrial Equipment | 2014-10-23
Ajax Boiler, Inc. | Ajax | A150W | Water | Natural Gas | Luminous | FALSE | TRUE | 1 |  |  | None | None | Condensing | Step Modulating | Copper | None |  | No Match |  | 1500000 | 1395000 | 375000 | 363750 | 93 | 80 | 92 |  |  |  | 98 |  |  | Federally-Regulated Commercial & Industrial Equipment | 2007-08-15
Harsco Industrial / Patterson-Kelley | Mach | C-450LNX | Water | Natural Gas | Power | FALSE | TRUE | 1 |  |  | None | None | Condensing | Step Modulating | Other | Dual-Speed |  |  |  | 450000 | 418500 | 90000 | 83700 | 93 | 80 | 92 | [6 empty] | Federally-Regulated Commercial & Industrial Equipment | 2009-03-14
Harsco Industrial / Patterson-Kelley | Harsco Industrial / Patterson-Kelley | C-4000 | Water | Natural Gas | Power | FALSE | FALSE | 3 |  |  |  | None | Condensing | Step Modulating | Other |  |  |  |  | 4000000 | 3720000 |  |  | 93 |  | 93 | [6 empty] | Federally-Regulated Commercial & Industrial Equipment | 2015-04-02
Ajax Boiler, Inc. | Ajax | A250W | Water | Natural Gas | Luminous | FALSE | TRUE | 1 |  |  | None | None | Condensing | Step Modulating | Copper | None |  | No Match |  | 2500000 | 2325000 | 625000 | 606250 | 93 | 80 | 92 |  |  |  | 98 |  |  | Federally-Regulated Commercial & Industrial Equipment | 2007-08-15
Fulton Boiler Works | Fulton | PHW-1000 | Water | Natural Gas | No Match | FALSE | TRUE | 3 |  |  | No Match | No Match | No Match | No Match | Other | No Match |  | No Match |  | 1000000 |  | 1000000 |  | 93 | 80 |  |  |  |  | 93 |  |  | Federally-Regulated Commercial & Industrial Equipment | 1996-02-29
Ajax Boiler, Inc. | Ajax | A200W | Water | Natural Gas | Luminous | FALSE | TRUE | 1 |  |  | None | None | Condensing | Step Modulating | Copper | None |  | No Match |  | 2000000 | 1860000 | 500000 | 485000 | 93 | 80 | 92 |  |  |  | 98 |  |  | Federally-Regulated Commercial & Industrial Equipment | 2007-08-15
Ajax Boiler, Inc. | Ajax | AO50 | Water | Natural Gas | Luminous | FALSE | FALSE | 1 |  |  | None | None | Condensing | Step Modulating | Copper | None |  |  |  | 500000 | 465000 | 125000 | 121250 | 93 | 80 | 92 | [6 empty] | Federally-Regulated Commercial & Industrial Equipment | 2007-08-15
Laars Heating Systems Co. | Laars | MGH4000****** | Water | Natural Gas | Power | FALSE | TRUE | 3 |  | FALSE | None | None | Condensing | Step Modulating | Other |  |  |  |  | 4000000 | 3724000 |  |  | 93.1 |  | 95 | [6 empty] | Federally-Regulated Commercial & Industrial Equipment | 2014-05-07
Bosch Thermotechnology Corp. | Buderus | GB312 - 120 | Water | Natural Gas | Induced Draft | FALSE | FALSE | 1 |  |  | None | None | Condensing | Step Modulating | Other |  |  |  |  | 440500 | 409000 | 132000 | 131000 | 93.1 | 80 | 92.8 | [6 empty] | Federally-Regulated Commercial & Industrial Equipment | 2009-10-19
Laars Heating Systems Co. | Laars | MGH4000****** | Water | Natural Gas | Power | FALSE | FALSE | 3 |  | FALSE | None | None | Condensing | Step Modulating | Other |  |  |  |  | 4000000 | 3724000 |  |  | 93.1 |  | 95 | [6 empty] | Federally-Regulated Commercial & Industrial Equipment | 2014-05-21
Harsco Industrial / Patterson-Kelley | Harsco Industrial / Patterson-Kelley | C-2500 | Water | Natural Gas | Power | FALSE | FALSE | 1 |  |  |  | None | Condensing | Step Modulating | Other |  |  |  |  | 2500000 | 2360000 |  |  | 93.1 |  | 93.1 | [6 empty] | Federally-Regulated Commercial & Industrial Equipment | 2015-04-02
Lochinvar, LLC. | Lochinvar | FBN4000 | Water | Natural Gas | Power | FALSE | FALSE | 1 |  |  |  | None | Condensing | Step Modulating | Other |  |  |  |  | 4000000 | 3728000 |  |  | 93.2 | 82 | [7 empty] | Federally-Regulated Commercial & Industrial Equipment | 2015-12-15
Lochinvar, LLC. | Lochinvar | FBD4000 | Water | Natural Gas | Power | FALSE | FALSE | 1 |  |  |  | None | Condensing | Step Modulating | Other |  |  |  |  | 4000000 | 3728000 |  |  | 93.2 | 82 | [7 empty] | Federally-Regulated Commercial & Industrial Equipment | 2015-12-15
Lochinvar, LLC. | Lochinvar | FBN5000 | Water | Natural Gas | Power | FALSE | FALSE | 1 |  |  |  | None | Condensing | Step Modulating | Other |  |  |  |  | 5000000 | 4660000 |  |  | 93.2 | 82 | [7 empty] | Federally-Regulated Commercial & Industrial Equipment | 2015-12-15
Lochinvar, LLC. | Lochinvar | FBD5000 | Water | Natural Gas | Power | FALSE | FALSE | 1 |  |  |  | None | Condensing | Step Modulating | Other |  |  |  |  | 5000000 | 4660000 |  |  | 93.2 | 82 | [7 empty] | Federally-Regulated Commercial & Industrial Equipment | 2015-12-15
Lochinvar, LLC. | Lochinvar Corp. | FBN5000 | Water | Natural Gas | Power | FALSE | FALSE | 1 |  |  |  | None | Condensing | Step Modulating | Other |  |  |  |  | 5000000 | 4660000 |  |  | 93.2 | [8 empty] | Federally-Regulated Commercial & Industrial Equipment | 2015-04-20
Lochinvar, LLC. | Lochinvar Corp. | FBN4000 | Water | Natural Gas | Power | FALSE | FALSE | 1 |  |  |  | None | Condensing | Step Modulating | Other |  |  |  |  | 4000000 | 3728000 |  |  | 93.2 | [8 empty] | Federally-Regulated Commercial & Industrial Equipment | 2015-04-20
Lochinvar, LLC. | Lochinvar Corp. | FBD4000 | Water | Natural Gas | Power | FALSE | FALSE | 1 |  |  |  | None | Condensing | Step Modulating | Other |  |  |  |  | 4000000 | 3728000 |  |  | 93.2 | [8 empty] | Federally-Regulated Commercial & Industrial Equipment | 2015-04-20
Lochinvar, LLC. | Lochinvar Corp. | FBD5000 | Water | Natural Gas | Power | FALSE | FALSE | 1 |  |  |  | None | Condensing | Step Modulating | Other |  |  |  |  | 5000000 | 4660000 |  |  | 93.2 | [8 empty] | Federally-Regulated Commercial & Industrial Equipment | 2015-04-20
Weil-McLain | Weil-McLain | ULTRA 310-CT | Water | Natural Gas | Induced Draft | FALSE | FALSE | 1 |  | FALSE |  | None | Condensing | Step Modulating | Other | Single-Speed |  |  |  | 310000 | 288000 |  |  | 93.3 |  | 92.9 | [6 empty] | Federally-Regulated Commercial & Industrial Equipment | 2014-08-11
Bosch Thermotechnology Corp. | Buderus | GB312 - 90 | Water | Natural Gas | Induced Draft | FALSE | FALSE | 1 |  |  | None | None | Condensing | Step Modulating | Other |  |  |  |  | 328300 | 305000 | 132000 | 131000 | 93.4 | 80 | 93.1 | [6 empty] | Federally-Regulated Commercial & Industrial Equipment | 2009-10-19
Viessmann Manufacturing | Viessmann Manufacturing | B2HA-112 | Water | Natural Gas | Power | FALSE | FALSE | 1 |  |  |  | None | Condensing | Step Modulating | Other |  |  |  |  | 399000 | 371000 |  |  | 93.5 |  | 93 | [6 empty] | Federally-Regulated Commercial & Industrial Equipment | 2014-08-11
Laars Heating Systems Co. | Laars | MGH2000****** | Water | Natural Gas | Power | FALSE | TRUE | 1 |  | FALSE | None | None | Condensing | Step Modulating | Other |  |  |  |  | 1999900 | 1895000 |  |  | 93.6 |  | 93.6 | [6 empty] | Federally-Regulated Commercial & Industrial Equipment | 2014-05-21
Laars Heating Systems Co. | Laars | MGH2000****** | Water | Natural Gas | Power | FALSE | FALSE | 1 |  | FALSE | None | None | Condensing | Step Modulating | Other |  |  |  |  | 1999900 | 1895000 |  |  | 93.6 |  | 93.6 | [6 empty] | Federally-Regulated Commercial & Industrial Equipment | 2014-05-21
Laars Heating Systems Co. | Laars | MGH2000****** | Water | Natural Gas | Power | FALSE | TRUE | 3 |  | FALSE | None | None | Condensing | Step Modulating | Other |  |  |  |  | 1999900 | 1895000 |  |  | 93.6 |  | 93.6 | [6 empty] | Federally-Regulated Commercial & Industrial Equipment | 2014-05-21
Laars Heating Systems Co. | Laars | MGH2000****** | Water | Natural Gas | Power | FALSE | FALSE | 3 |  | FALSE | None | None | Condensing | Step Modulating | Other |  |  |  |  | 1999900 | 1895000 |  |  | 93.6 |  | 93.6 | [6 empty] | Federally-Regulated Commercial & Industrial Equipment | 2014-05-21
Laars Heating Systems Co. | Laars | MGH3000****** | Water | Natural Gas | Power | FALSE | FALSE | 3 |  | FALSE | None | None | Condensing | Step Modulating | Other |  |  |  |  | 3000000 | 2814000 |  |  | 93.8 |  | 95 | [6 empty] | Federally-Regulated Commercial & Industrial Equipment | 2014-05-21
Laars Heating Systems Co. | Laars | MGH3000****** | Water | Natural Gas | Power | FALSE | TRUE | 3 |  | FALSE | None | None | Condensing | Step Modulating | Other |  |  |  |  | 3000000 | 2814000 |  |  | 93.8 |  | 95 | [6 empty] | Federally-Regulated Commercial & Industrial Equipment | 2014-05-07
Aerco International | Aerco International | BMK 1.5 LN | Water | Natural Gas | Injection Type | FALSE | FALSE | 1 |  |  | None | None | Condensing | Step Modulating | Other |  |  |  |  | 1500000 | 1379000 |  |  | 93.9 | 80 | 91.9 | [6 empty] | Federally-Regulated Commercial & Industrial Equipment | 2008-04-14
Aerco International | AERCO | BMK 3000 | Water | Natural Gas | Luminous | FALSE | FALSE | 3 |  |  |  | None | Condensing | Step Modulating | Other |  |  |  |  | 3000000 | 2805000 |  |  | 94 | 82 | [7 empty] | Federally-Regulated Commercial & Industrial Equipment | 2015-12-04
Harsco Industrial / Patterson-Kelley | Harsco Industrial / Patterson-Kelley | C-900 | Water | Natural Gas | Power | FALSE | FALSE | 1 |  |  |  | None | Condensing | Step Modulating | Other |  |  |  |  | 900000 | 845000 |  |  | 94 |  | 93.9 | [6 empty] | Federally-Regulated Commercial & Industrial Equipment | 2015-04-02
Fulton Heating Solutions | Fulton Heating Solutions | VTG6000DF | Water | Natural Gas | Power | FALSE | FALSE | 3 |  |  |  | Electro-Mechanical Inlet Dampe | Condensing | Step Modulating | Other |  |  |  |  | 6000000 | 5640000 |  |  | 94 | [8 empty] | Federally-Regulated Commercial & Industrial Equipment | 2014-10-23
Harsco Industrial / Patterson-Kelley | Mach | C-1050 | Water | Natural Gas | Power | FALSE | TRUE | 1 |  |  | None | None | Condensing | Step Modulating | Other | Single-Speed |  |  |  | 1050000 | 987000 | 210000 | 197400 | 94 | 80 | 93.9 | [6 empty] | Federally-Regulated Commercial & Industrial Equipment | 2009-03-14
Thermal Hydronic Supply, Ltd. | Thermal Hydronic Supply, Ltd. | MURELLE HE 110 R CND | Water | Natural Gas | Power | FALSE | FALSE | 1 |  |  |  | None | Condensing | Step Modulating | Other | Single-Speed |  |  |  | 399000 | 373000 |  |  | 94 |  | 93.5 | [6 empty] | Federally-Regulated Commercial & Industrial Equipment | 2014-08-11
Viessmann Manufacturing | Viessmann Manufacturing | B2HA-100 | Water | Natural Gas | Power | FALSE | FALSE | 1 |  |  |  | None | Condensing | Step Modulating | Other |  |  |  |  | 352000 | 329000 |  |  | 94 |  | 93.5 | [6 empty] | Federally-Regulated Commercial & Industrial Equipment | 2014-08-11
Harsco Industrial / Patterson-Kelley | Harsco Industrial / Patterson-Kelley | C-1050 | Water | Natural Gas | Power | FALSE | FALSE | 1 |  |  |  | None | Condensing | Step Modulating | Other |  |  |  |  | 1050000 | 986000 |  |  | 94 |  | 93.9 | [6 empty] | Federally-Regulated Commercial & Industrial Equipment | 2015-04-02
HTP, Inc. | ModCon | Mod Con 850 | Water | Natural Gas | Power | FALSE | FALSE | 1 |  |  | None | None | Condensing | Step Modulating | Other |  |  |  |  | 850000 | 799000 | 170000 | 160000 | 94 | 80 | 94 | [6 empty] | Federally-Regulated Commercial & Industrial Equipment | 2008-10-20
Weil-McLain | Weil-McLain | ULTRA 750 | Water | Natural Gas | Induced Draft | FALSE | FALSE | 1 |  |  |  | None | Condensing | Step Modulating | Other |  |  |  |  | 750000 | 702000 |  |  | 94 |  | 93.6 | [6 empty] | Federally-Regulated Commercial & Industrial Equipment | 2014-09-05
Harsco Industrial / Patterson-Kelley | Harsco Industrial / Patterson-Kelley | C-750 | Water | Natural Gas | Power | FALSE | FALSE | 1 |  |  |  | None | Condensing | Step Modulating | Other |  |  |  |  | 750000 | 704000 |  |  | 94 |  | 93.9 | [6 empty] | Federally-Regulated Commercial & Industrial Equipment | 2015-04-02
Weil-McLain | Weil-McLain | SF 750 | Water | Natural Gas | Induced Draft | FALSE | FALSE | 1 |  |  |  | None | Condensing | Step Modulating | Other |  |  |  |  | 750000 | 702000 |  |  | 94 |  | 93.6 | [6 empty] | Federally-Regulated Commercial & Industrial Equipment | 2014-08-11
HTP, Inc. | HTP, Inc. | MOD CON 500 | Water | Natural Gas | Power | FALSE | FALSE | 1 |  |  |  | None | Condensing | Step Modulating | Other |  |  |  |  | 500000 | 470000 |  |  | 94 |  | 94 | [6 empty] | Federally-Regulated Commercial & Industrial Equipment | 2014-10-23
Fulton Heating Solutions | Fulton Heating Solutions | VTG3000LE | Water | Natural Gas | Power | FALSE | FALSE | 3 |  |  |  | Electro-Mechanical Inlet Dampe | Condensing | Step Modulating | Other |  |  |  |  | 3000000 | 2814000 |  |  | 94 | [8 empty] | Federally-Regulated Commercial & Industrial Equipment | 2014-10-23
HTP, Inc. | ModCon | Mod Con 300 | Water | Natural Gas | Power | FALSE | FALSE | 1 |  |  | None | None | Condensing | Step Modulating | Other |  |  |  |  | 301000 | 283000 | 60000 | 56000 | 94 | 80 | 94 | [6 empty] | Federally-Regulated Commercial & Industrial Equipment | 2008-10-20
Aerco International | Aerco International | BMK 3000 | Water | Natural Gas | Luminous | FALSE | FALSE | 3 |  |  |  | None | Condensing | Step Modulating | Other |  |  |  |  | 3000000 | 2805000 |  |  | 94 |  | 93.5 | [6 empty] | Federally-Regulated Commercial & Industrial Equipment | 2014-09-05
Triangle Tube | Triangle Tube | SOLO 399 | Water | Natural Gas | Power | FALSE | FALSE | 1 |  |  |  | None | Condensing | Step Modulating | Other |  |  |  |  | 399000 | 379000 |  |  | 94 |  | 94 | [6 empty] | Federally-Regulated Commercial & Industrial Equipment | 2014-10-23
HTP, Inc. | ModCon | Mod Con 500 | Water | Natural Gas | Power | FALSE | FALSE | 1 |  |  | None | None | Condensing | Step Modulating | Other |  |  |  |  | 500000 | 470000 | 100000 | 94000 | 94 | 80 | 94 | [6 empty] | Federally-Regulated Commercial & Industrial Equipment | 2008-10-20
HTP, Inc. | HTP, Inc. | MOD CON 850 | Water | Natural Gas | Power | FALSE | FALSE | 1 |  |  |  | None | Condensing | Step Modulating | Other |  |  |  |  | 850000 | 799000 |  |  | 94 |  | 94 | [6 empty] | Federally-Regulated Commercial & Industrial Equipment | 2014-10-23
Cleaver-Brooks | Cleaver-Brooks | CFLC-4000 | Water | Natural Gas | Power | FALSE | FALSE | 3 |  |  |  | None | Condensing | Step Modulating | Other |  |  |  |  | 4000000 | 3760000 |  |  | 94 |  | 93 | [6 empty] | Federally-Regulated Commercial & Industrial Equipment | 2014-09-05
Harsco Industrial / Patterson-Kelley | Mach | C-750 | Water | Natural Gas | Power | FALSE | TRUE | 1 |  |  | None | None | Condensing | Step Modulating | Other | Single-Speed |  |  |  | 750000 | 705000 | 150000 | 141000 | 94 | 80 | 93.9 | [6 empty] | Federally-Regulated Commercial & Industrial Equipment | 2009-03-14
Cleaver-Brooks | Cleaver-Brooks | CFC-1000 | Water | Natural Gas | Power | FALSE | FALSE | 1 |  |  |  | None | Condensing | Step Modulating | Other |  |  |  |  | 1000000 | 958000 |  |  | 94 |  | 94 | [6 empty] | Federally-Regulated Commercial & Industrial Equipment | 2014-10-23
Harsco Industrial / Patterson-Kelley | Mach | C-900 | Water | Natural Gas | Power | FALSE | TRUE | 1 |  |  | None | None | Condensing | Step Modulating | Other | Single-Speed |  |  |  | 900000 | 846000 | 180000 | 169200 | 94 | 80 | 93.9 | [6 empty] | Federally-Regulated Commercial & Industrial Equipment | 2009-03-14
Fulton Heating Solutions | Fulton Heating Solutions | VTG4000LE | Water | Natural Gas | Power | FALSE | FALSE | 3 |  |  |  | Electro-Mechanical Inlet Dampe | Condensing | Step Modulating | Other |  |  |  |  | 4000000 | 3744000 |  |  | 94 | [8 empty] | Federally-Regulated Commercial & Industrial Equipment | 2014-10-23
Triangle Tube | Aerco International | EST399 | Water | Natural Gas | Power | FALSE | FALSE | 1 |  |  |  | None | Condensing | Step Modulating | Other |  |  |  |  | 399000 | 379000 |  |  | 94.1 |  | 94.1 | [6 empty] | Federally-Regulated Commercial & Industrial Equipment | 2014-10-21
Laars Heating Systems Co. | Laars | NTH1000N*** | Water | Natural Gas | Induced Draft | FALSE | TRUE | 1 |  |  | None | None | Condensing | Step Modulating | Other |  |  |  |  | 1000000 | 942000 |  |  | 94.2 | 80 | 94.2 | [6 empty] | Federally-Regulated Commercial & Industrial Equipment | 2011-09-29
Sterling HVAC Products | Sterling HVAC Products | X7P9-12002-0008 | Water | Natural Gas | Power | FALSE | FALSE | 1 |  |  |  | None | Condensing | Step Modulating | Other |  |  |  |  | 800000 | 754000 |  |  | 94.2 |  | 94.2 | [6 empty] | Federally-Regulated Commercial & Industrial Equipment | 2014-08-11
Laars Heating Systems Co. | Bradford-White Corp. | BNTH1000 | Water | Natural Gas | Induced Draft | FALSE | TRUE | 1 |  | FALSE |  | None | Condensing | Step Modulating | Other |  |  |  |  | 999900 | 942000 |  |  | 94.2 |  | 94.2 | [6 empty] | Federally-Regulated Commercial & Industrial Equipment | 2014-08-11
Harsco Industrial / Patterson-Kelley | Mach | C-2500 | Water | Natural Gas | Power | FALSE | FALSE | 1 |  |  |  | None | Condensing | Step Modulating | Other |  |  |  |  | 2500000 | 2375000 | 500000 | 475000 | 94.2 | 80 | 93.4 | [6 empty] | Federally-Regulated Commercial & Industrial Equipment | 2010-01-21
Sterling HVAC Products | Sterling HVAC Products | X7P9-12003-0008 | Water | Natural Gas | Power | FALSE | TRUE | 1 |  |  |  | None | Condensing | Step Modulating | Other |  |  |  |  | 800000 | 754000 |  |  | 94.2 |  | 94.2 | [6 empty] | Federally-Regulated Commercial & Industrial Equipment | 2014-08-11
A O Smith Water Products | A.O. SMITH | XW 2600 | Water | Natural Gas | Induced Draft | FALSE | FALSE | 1 |  |  |  | None | Condensing | Step Modulating | Other |  |  |  |  | 2600000 | 2418000 |  |  | 94.4 | 82 | [7 empty] | Federally-Regulated Commercial & Industrial Equipment | 2015-12-04
A O Smith Water Products | A.O. SMITH | XW 3400 | Water | Natural Gas | Induced Draft | FALSE | FALSE | 1 |  |  |  | None | Condensing | Step Modulating | Other |  |  |  |  | 3400000 | 3162000 |  |  | 94.4 | 82 | [7 empty] | Federally-Regulated Commercial & Industrial Equipment | 2015-12-04
A O Smith Water Products | A.O. SMITH | XB 2600 | Water | Natural Gas | Induced Draft | FALSE | FALSE | 1 |  |  |  | None | Condensing | Step Modulating | Other |  |  |  |  | 2600000 | 2418000 |  |  | 94.4 | 82 | [7 empty] | Federally-Regulated Commercial & Industrial Equipment | 2015-12-04
A O Smith Water Products | A.O. SMITH | XB 3400 | Water | Natural Gas | Induced Draft | FALSE | FALSE | 1 |  |  |  | None | Condensing | Step Modulating | Other |  |  |  |  | 3400000 | 3162000 |  |  | 94.4 | 82 | [7 empty] | Federally-Regulated Commercial & Industrial Equipment | 2015-12-04
A O Smith Water Products | A O Smith Water Products | XW 2600 | Water | Natural Gas | Induced Draft | FALSE | FALSE | 1 |  | FALSE | None | None | Condensing | Step Modulating | Other | Single-Speed |  | Standard |  | 2600000 | 2418000 |  |  | 94.4 |  | 93 | [6 empty] | Federally-Regulated Commercial & Industrial Equipment | 2014-08-11
Camus Hydronics | Camus Hydronics | DFNH-3002-MG | Water | Natural Gas | Power | FALSE | FALSE | 1 |  |  |  | None | Condensing | Step Modulating | Copper |  |  |  |  | 3000000 | 2832000 |  |  | 94.4 | [8 empty] | Federally-Regulated Commercial & Industrial Equipment | 2014-08-11
Camus Hydronics | Camus Hydronics | DFNH-0752-MS | Water | Natural Gas | Power | FALSE | FALSE | 1 |  |  |  | None | Condensing | Step Modulating | Other |  |  |  |  | 750000 | 708000 |  |  | 94.4 |  | 94.4 | [6 empty] | Federally-Regulated Commercial & Industrial Equipment | 2014-08-11
A O Smith Water Products | A O Smith Water Products | XW 1700 | Water | Natural Gas | Induced Draft | FALSE | FALSE | 1 |  | FALSE | None | None | Condensing | Single-Stage | Other | Single-Speed |  | Standard |  | 1700000 | 1581000 |  |  | 94.4 |  | 93 | [6 empty] | Federally-Regulated Commercial & Industrial Equipment | 2014-08-11
Camus Hydronics | Camus Hydronics | DFNW-5024-MS | Water | Natural Gas | Power | FALSE | FALSE | 3 |  |  |  | None | Condensing | Step Modulating | Other |  |  |  |  | 5000000 | 4720000 |  |  | 94.4 |  | 94.4 | [6 empty] | Federally-Regulated Commercial & Industrial Equipment | 2014-08-11
A O Smith Water Products | A O Smith Water Products | XB 2600 | Water | Natural Gas | Induced Draft | FALSE | FALSE | 1 |  | FALSE | None | None | Condensing | Step Modulating | Other |  |  |  |  | 2600000 | 2418000 |  |  | 94.4 |  | 93 | [6 empty] | Federally-Regulated Commercial & Industrial Equipment | 2014-08-11
A O Smith Water Products | A O Smith Water Products | XW 1000 | Water | Natural Gas | Induced Draft | FALSE | FALSE | 1 |  | FALSE | None | None | Condensing | Step Modulating | Other | Single-Speed |  | Standard |  | 920000 | 855000 |  |  | 94.4 |  | 93 | [6 empty] | Federally-Regulated Commercial & Industrial Equipment | 2014-08-11
A O Smith Water Products | A O Smith Water Products | XW 1300 | Water | Natural Gas | Induced Draft | FALSE | FALSE | 1 |  | FALSE | None | None | Condensing | Step Modulating | Other | Single-Speed |  | Standard |  | 1300000 | 1209000 |  |  | 94.4 |  | 93 | [6 empty] | Federally-Regulated Commercial & Industrial Equipment | 2014-08-11
Camus Hydronics | Camus Hydronics | DFNW-1102-MS | Water | Natural Gas | Power | FALSE | FALSE | 1 |  |  |  | None | Condensing | Step Modulating | Other |  |  |  |  | 1100000 | 1038000 |  |  | 94.4 |  | 94.4 | [6 empty] | Federally-Regulated Commercial & Industrial Equipment | 2014-08-11
Sterling HVAC Products | Sterling HVAC Products | X7P9-12002-0012 | Water | Natural Gas | Power | FALSE | FALSE | 1 |  |  |  | None | Condensing | Step Modulating | Other |  |  |  |  | 1200000 | 1127000 |  |  | 94.4 |  | 93.9 | [6 empty] | Federally-Regulated Commercial & Industrial Equipment | 2014-08-11
Harsco Industrial / Patterson-Kelley | Harsco Industrial / Patterson-Kelley | C-1500H | Water | Natural Gas | Power | FALSE | FALSE | 1 |  |  |  | None | Condensing | Step Modulating | Other |  |  |  |  | 1500000 | 1414000 |  |  | 94.4 |  | 94.3 | [6 empty] | Federally-Regulated Commercial & Industrial Equipment | 2015-04-02
Camus Hydronics | Camus Hydronics | DFNW-1202-MS | Water | Natural Gas | Power | FALSE | FALSE | 1 |  |  |  | None | Condensing | Step Modulating | Other |  |  |  |  | 1200000 | 1132000 |  |  | 94.4 |  | 94.4 | [6 empty] | Federally-Regulated Commercial & Industrial Equipment | 2014-08-11
Camus Hydronics | Camus Hydronics | DFNW-4002-MS | Water | Natural Gas | Power | FALSE | FALSE | 1 |  |  |  | None | Condensing | Step Modulating | Other |  |  |  |  | 4000000 | 3776000 |  |  | 94.4 |  | 94.4 | [6 empty] | Federally-Regulated Commercial & Industrial Equipment | 2014-08-11
A O Smith Water Products | A O Smith Water Products | XB 1700 | Water | Natural Gas | Induced Draft | FALSE | FALSE | 1 |  | FALSE | None | None | Condensing | Step Modulating | Other |  |  |  |  | 1700000 | 1581000 |  |  | 94.4 |  | 93 | [6 empty] | Federally-Regulated Commercial & Industrial Equipment | 2014-08-11
A O Smith Water Products | A O Smith Water Products | XB 1300 | Water | Natural Gas | Induced Draft | FALSE | FALSE | 1 |  | FALSE | None | None | Condensing | Step Modulating | Other |  |  |  |  | 1300000 | 1209000 |  |  | 94.4 |  | 93 | [6 empty] | Federally-Regulated Commercial & Industrial Equipment | 2014-08-11
Camus Hydronics | Camus Hydronics | DFNH-4502-MH | Water | Natural Gas | Power | FALSE | FALSE | 1 |  |  |  | None | Condensing | Step Modulating | Copper |  |  |  |  | 4500000 | 4248000 |  |  | 94.4 |  | 94.4 | [6 empty] | Federally-Regulated Commercial & Industrial Equipment | 2014-08-11
Camus Hydronics | Camus Hydronics | DFNH-1752-MS | Water | Natural Gas | Power | FALSE | FALSE | 1 |  |  |  | None | Condensing | Step Modulating | Other |  |  |  |  | 1750000 | 1652000 |  |  | 94.4 |  | 94.4 | [6 empty] | Federally-Regulated Commercial & Industrial Equipment | 2014-08-11
Camus Hydronics | Camus Hydronics | DFNH-0502-MS | Water | Natural Gas | Power | FALSE | FALSE | 1 |  |  |  | None | Condensing | Step Modulating | Other |  |  |  |  | 500000 | 472000 |  |  | 94.4 |  | 94.4 | [6 empty] | Federally-Regulated Commercial & Industrial Equipment | 2014-08-11
A O Smith Water Products | A O Smith Water Products | XW 3400 | Water | Natural Gas | Induced Draft | FALSE | FALSE | 1 |  | FALSE | None | None | Condensing | Step Modulating | Other | Single-Speed |  | Standard |  | 3400000 | 3162000 |  |  | 94.4 |  | 93 | [6 empty] | Federally-Regulated Commercial & Industrial Equipment | 2014-08-11
Camus Hydronics | Camus Hydronics | DFNW-4502-MS | Water | Natural Gas | Power | FALSE | FALSE | 1 |  |  |  | None | Condensing | Step Modulating | Other |  |  |  |  | 4500000 | 4248000 |  |  | 94.4 |  | 94.4 | [6 empty] | Federally-Regulated Commercial & Industrial Equipment | 2014-08-11
Camus Hydronics | Camus Hydronics | DFNH-6024-MS | Water | Natural Gas | Power | FALSE | FALSE | 3 |  |  |  | None | Condensing | Step Modulating | Other |  |  |  |  | 6000000 | 5664000 |  |  | 94.4 |  | 94.4 | [6 empty] | Federally-Regulated Commercial & Industrial Equipment | 2014-08-11
Camus Hydronics | Camus Hydronics | DFNW-6024-MS | Water | Natural Gas | Power | FALSE | FALSE | 3 |  |  |  | None | Condensing | Step Modulating | Other |  |  |  |  | 6000000 | 5664000 |  |  | 94.4 |  | 94.4 | [6 empty] | Federally-Regulated Commercial & Industrial Equipment | 2014-08-11
Camus Hydronics | Camus Hydronics | DFNW-5002-MS | Water | Natural Gas | Power | FALSE | FALSE | 3 |  |  |  | None | Condensing | Step Modulating | Other |  |  |  |  | 5000000 | 4720000 |  |  | 94.4 |  | 94.4 | [6 empty] | Federally-Regulated Commercial & Industrial Equipment | 2014-08-11
A O Smith Water Products | A O Smith Water Products | XW 2000 | Water | Natural Gas | Induced Draft | FALSE | FALSE | 1 |  | FALSE | None | None | Condensing | Step Modulating | Other | Single-Speed |  | Standard |  | 2000000 | 1860000 |  |  | 94.4 |  | 93 | [6 empty] | Federally-Regulated Commercial & Industrial Equipment | 2014-08-11
A O Smith Water Products | A O Smith Water Products | XB 2000 | Water | Natural Gas | Induced Draft | FALSE | FALSE | 1 |  | FALSE | None | None | Condensing | Step Modulating | Other |  |  |  |  | 2000000 | 1860000 |  |  | 94.4 |  | 93 | [6 empty] | Federally-Regulated Commercial & Industrial Equipment | 2014-08-11
Camus Hydronics | Camus Hydronics | DFNH-5002-MH | Water | Natural Gas | Power | FALSE | FALSE | 3 |  |  |  | None | Condensing | Step Modulating | Copper |  |  |  |  | 5000000 | 4720000 |  |  | 94.4 |  | 94.4 | [6 empty] | Federally-Regulated Commercial & Industrial Equipment | 2014-08-11
Camus Hydronics | Camus Hydronics | DFNH-3002-MS | Water | Natural Gas | Power | FALSE | FALSE | 1 |  |  |  | None | Condensing | Step Modulating | Other |  |  |  |  | 3000000 | 2832000 |  |  | 94.4 | [8 empty] | Federally-Regulated Commercial & Industrial Equipment | 2014-08-11
Camus Hydronics | Camus Hydronics | DFNH-2502-MS | Water | Natural Gas | Power | FALSE | FALSE | 1 |  |  |  | None | Condensing | Step Modulating | Other |  |  |  |  | 2500000 | 2360000 |  |  | 94.4 |  | 94.4 | [6 empty] | Federally-Regulated Commercial & Industrial Equipment | 2014-08-11
Camus Hydronics | Camus Hydronics | DFNH-5024-MH | Water | Natural Gas | Power | FALSE | FALSE | 3 |  |  |  | None | Condensing | Step Modulating | Copper |  |  |  |  | 5000000 | 4720000 |  |  | 94.4 |  | 94.4 | [6 empty] | Federally-Regulated Commercial & Industrial Equipment | 2014-08-11
Camus Hydronics | Camus Hydronics | DFNW-2002-MS | Water | Natural Gas | Power | FALSE | FALSE | 1 |  |  |  | None | Condensing | Step Modulating | Other |  |  |  |  | 2000000 | 1888000 |  |  | 94.4 |  | 94.4 | [6 empty] | Federally-Regulated Commercial & Industrial Equipment | 2014-08-11
Camus Hydronics | Camus Hydronics | DFNH-1502-MS | Water | Natural Gas | Power | FALSE | FALSE | 1 |  |  |  | None | Condensing | Step Modulating | Other |  |  |  |  | 1500000 | 1416000 |  |  | 94.4 |  | 94.4 | [6 empty] | Federally-Regulated Commercial & Industrial Equipment | 2014-08-11
Camus Hydronics | Camus Hydronics | DFNW-3502-MS | Water | Natural Gas | Power | FALSE | FALSE | 1 |  |  |  | None | Condensing | Step Modulating | Other |  |  |  |  | 3500000 | 3304000 |  |  | 94.4 |  | 94.4 | [6 empty] | Federally-Regulated Commercial & Industrial Equipment | 2014-08-11
Camus Hydronics | Camus Hydronics | DFNH-3502-MH | Water | Natural Gas | Power | FALSE | FALSE | 1 |  |  |  | None | Condensing | Step Modulating | Copper |  |  |  |  | 3500000 | 3304000 |  |  | 94.4 |  | 94.4 | [6 empty] | Federally-Regulated Commercial & Industrial Equipment | 2014-08-11
Camus Hydronics | Camus Hydronics | DFNH-4502-MS | Water | Natural Gas | Power | FALSE | FALSE | 1 |  |  |  | None | Condensing | Step Modulating | Other |  |  |  |  | 4500000 | 4248000 |  |  | 94.4 |  | 94.4 | [6 empty] | Federally-Regulated Commercial & Industrial Equipment | 2014-08-11
Camus Hydronics | Camus Hydronics | DFNH-5002-MS | Water | Natural Gas | Power | FALSE | FALSE | 3 |  |  |  | None | Condensing | Step Modulating | Other |  |  |  |  | 5000000 | 4720000 |  |  | 94.4 |  | 94.4 | [6 empty] | Federally-Regulated Commercial & Industrial Equipment | 2014-08-11
Camus Hydronics | Camus Hydronics | DFNH-6024-MH | Water | Natural Gas | Power | FALSE | FALSE | 3 |  |  |  | None | Condensing | Step Modulating | Copper |  |  |  |  | 6000000 | 5664000 |  |  | 94.4 |  | 94.4 | [6 empty] | Federally-Regulated Commercial & Industrial Equipment | 2014-08-11
Camus Hydronics | Camus Hydronics | DFNH-4002-MS | Water | Natural Gas | Power | FALSE | FALSE | 1 |  |  |  | None | Condensing | Step Modulating | Other |  |  |  |  | 4000000 | 3776000 |  |  | 94.4 |  | 94.4 | [6 empty] | Federally-Regulated Commercial & Industrial Equipment | 2014-08-11
Camus Hydronics | Camus Hydronics | DFNW-2502-MS | Water | Natural Gas | Power | FALSE | FALSE | 1 |  |  |  | None | Condensing | Step Modulating | Other |  |  |  |  | 2500000 | 2360000 |  |  | 94.4 |  | 94.4 | [6 empty] | Federally-Regulated Commercial & Industrial Equipment | 2014-08-11
Camus Hydronics | Camus Hydronics | DFNW-3002-MS | Water | Natural Gas | Power | FALSE | FALSE | 1 |  |  |  | None | Condensing | Step Modulating | Other |  |  |  |  | 3000000 | 2832000 |  |  | 94.4 |  | 94.4 | [6 empty] | Federally-Regulated Commercial & Industrial Equipment | 2014-08-11
Camus Hydronics | Camus Hydronics | DFNH-4524-MH | Water | Natural Gas | Power | FALSE | FALSE | 1 |  |  |  | None | Condensing | Step Modulating | Copper |  |  |  |  | 4500000 | 4248000 |  |  | 94.4 |  | 94.4 | [6 empty] | Federally-Regulated Commercial & Industrial Equipment | 2014-08-11
Camus Hydronics | Camus Hydronics | DFNH-2002-MS | Water | Natural Gas | Power | FALSE | FALSE | 1 |  |  |  | None | Condensing | Step Modulating | Other |  |  |  |  | 2000000 | 1888000 |  |  | 94.4 |  | 94.4 | [6 empty] | Federally-Regulated Commercial & Industrial Equipment | 2014-08-11
Camus Hydronics | Camus Hydronics | DFNH-5024-MS | Water | Natural Gas | Power | FALSE | FALSE | 3 |  |  |  | None | Condensing | Step Modulating | Other |  |  |  |  | 5000000 | 4720000 |  |  | 94.4 |  | 94.4 | [6 empty] | Federally-Regulated Commercial & Industrial Equipment | 2014-08-11
Camus Hydronics | Camus Hydronics | DFNH-4524-MS | Water | Natural Gas | Power | FALSE | FALSE | 1 |  |  |  | None | Condensing | Step Modulating | Other |  |  |  |  | 4500000 | 4248000 |  |  | 94.4 |  | 94.4 | [6 empty] | Federally-Regulated Commercial & Industrial Equipment | 2014-08-11
Camus Hydronics | Camus Hydronics | DFNH-4002-MH | Water | Natural Gas | Power | FALSE | FALSE | 1 |  |  |  | None | Condensing | Step Modulating | Copper |  |  |  |  | 4000000 | 3776000 |  |  | 94.4 |  | 94.4 | [6 empty] | Federally-Regulated Commercial & Industrial Equipment | 2014-08-11
Camus Hydronics | Camus Hydronics | DFNW-1502-MS | Water | Natural Gas | Power | FALSE | FALSE | 1 |  |  |  | None | Condensing | Step Modulating | Other |  |  |  |  | 1500000 | 1416000 |  |  | 94.4 |  | 94.4 | [6 empty] | Federally-Regulated Commercial & Industrial Equipment | 2014-08-11
Camus Hydronics | Camus Hydronics | DFNH-1202-MS | Water | Natural Gas | Power | FALSE | FALSE | 1 |  |  |  | None | Condensing | Step Modulating | Other |  |  |  |  | 1200000 | 1132000 |  |  | 94.4 |  | 94.4 | [6 empty] | Federally-Regulated Commercial & Industrial Equipment | 2014-08-11
A O Smith Water Products | A O Smith Water Products | XB 3400 | Water | Natural Gas | Induced Draft | FALSE | FALSE | 1 |  | FALSE | None | None | Condensing | Step Modulating | Other |  |  |  |  | 3400000 | 3162000 |  |  | 94.4 |  | 93 | [6 empty] | Federally-Regulated Commercial & Industrial Equipment | 2014-08-11
A O Smith Water Products | A O Smith Water Products | XB 1000 | Water | Natural Gas | Induced Draft | FALSE | FALSE | 1 |  | FALSE | None | None | Condensing | Step Modulating | Other |  |  |  |  | 920000 | 855000 |  |  | 94.4 |  | 93 | [6 empty] | Federally-Regulated Commercial & Industrial Equipment | 2014-08-11
Camus Hydronics | Camus Hydronics | DFNH-3502-MS | Water | Natural Gas | Power | FALSE | FALSE | 1 |  |  |  | None | Condensing | Step Modulating | Other |  |  |  |  | 3500000 | 3304000 |  |  | 94.4 |  | 94.4 | [6 empty] | Federally-Regulated Commercial & Industrial Equipment | 2014-08-11
Camus Hydronics | Camus Hydronics | DFNH-2502-MH | Water | Natural Gas | Power | FALSE | FALSE | 1 |  |  |  | None | Condensing | Step Modulating | Copper |  |  |  |  | 2500000 | 2360000 |  |  | 94.4 |  | 94.4 | [6 empty] | Federally-Regulated Commercial & Industrial Equipment | 2014-08-11
Camus Hydronics | Camus Hydronics | DFNW-0752-MS | Water | Natural Gas | Power | FALSE | FALSE | 1 |  |  |  | None | Condensing | Step Modulating | Other |  |  |  |  | 750000 | 708000 |  |  | 94.4 |  | 94.4 | [6 empty] | Federally-Regulated Commercial & Industrial Equipment | 2014-08-11
Camus Hydronics | Camus Hydronics | DFNW-1752-MS | Water | Natural Gas | Power | FALSE | FALSE | 1 |  |  |  | None | Condensing | Step Modulating | Other |  |  |  |  | 1750000 | 1652000 |  |  | 94.4 |  | 94.4 | [6 empty] | Federally-Regulated Commercial & Industrial Equipment | 2014-08-11
Camus Hydronics | Camus Hydronics | DFNH-1102-MS | Water | Natural Gas | Power | FALSE | FALSE | 1 |  |  |  | None | Condensing | Step Modulating | Other |  |  |  |  | 1100000 | 1038000 |  |  | 94.4 |  | 94.4 | [6 empty] | Federally-Regulated Commercial & Industrial Equipment | 2014-08-11
Camus Hydronics | Camus Hydronics | DRNH-4500-MS | Water | Natural Gas | Power | FALSE | FALSE | 3 |  |  |  | None | Condensing | Step Modulating | Other |  |  |  |  | 4500000 | 4252000 |  |  | 94.5 | 82 | [7 empty] | Federally-Regulated Commercial & Industrial Equipment | 2015-12-04
Camus Hydronics | Camus Hydronics | DRNH-5000-MS | Water | Natural Gas | Power | FALSE | FALSE | 3 |  |  |  | None | Condensing | Step Modulating | Other |  |  |  |  | 5000000 | 4725000 |  |  | 94.5 | 82 | [7 empty] | Federally-Regulated Commercial & Industrial Equipment | 2015-12-04
Camus Hydronics | Camus Hydronics | DRNH-4000-MS | Water | Natural Gas | Power | FALSE | FALSE | 3 |  |  |  | None | Condensing | Step Modulating | Other |  |  |  |  | 4000000 | 3780000 |  |  | 94.5 | 82 | [7 empty] | Federally-Regulated Commercial & Industrial Equipment | 2015-12-04
Camus Hydronics | Camus Hydronics | DRNH-3500-MS | Water | Natural Gas | Power | FALSE | FALSE | 1 |  |  |  | None | Condensing | Step Modulating | Other |  |  |  |  | 3500000 | 3307000 |  |  | 94.5 | 82 | [7 empty] | Federally-Regulated Commercial & Industrial Equipment | 2015-12-04
Camus Hydronics | Camus Hydronics | DRNH-2500-MS | Water | Natural Gas | Power | FALSE | FALSE | 1 |  |  |  | None | Condensing | Step Modulating | Other |  |  |  |  | 2500000 | 2362000 |  |  | 94.5 | 82 | [7 empty] | Federally-Regulated Commercial & Industrial Equipment | 2015-12-04
Camus Hydronics | Camus Hydronics | DRNH-3000-MS | Water | Natural Gas | Power | FALSE | FALSE | 1 |  |  |  | None | Condensing | Step Modulating | Other |  |  |  |  | 3000000 | 2835000 |  |  | 94.5 | 82 | [7 empty] | Federally-Regulated Commercial & Industrial Equipment | 2015-12-04
RBI Water Heaters | FUTERA FUSION XLF SERIES | CB3500 | Water | Natural Gas | Power | FALSE | FALSE | 3 |  |  |  | None | Condensing | Step Modulating | Copper | Single-Speed |  |  |  | 3500000 | 3290000 |  |  | 94.5 | 82 | [7 empty] | Federally-Regulated Commercial & Industrial Equipment | 2015-12-16
RBI Water Heaters | RBI Water Heaters | CB2500 | Water | Natural Gas | Power | FALSE | FALSE | 1 |  |  |  | None | Condensing | Step Modulating | Copper | Single-Speed |  |  |  | 2500000 | 2350000 |  |  | 94.5 | 82 | [7 empty] | Federally-Regulated Commercial & Industrial Equipment | 2015-12-16
RBI Water Heaters | RBI Water Heaters | CB3000 | Water | Natural Gas | Power | FALSE | FALSE | 1 |  |  |  | None | Condensing | Step Modulating | Copper | Single-Speed |  |  |  | 3000000 | 2820000 |  |  | 94.5 | 82 | [7 empty] | Federally-Regulated Commercial & Industrial Equipment | 2015-12-16
RBI Water Heaters | RBI Water Heaters | CB4000 | Water | Natural Gas | Power | FALSE | FALSE | 3 |  |  |  | None | Condensing | Step Modulating | Copper | Single-Speed |  |  |  | 4000000 | 3760000 |  |  | 94.5 | 82 | [7 empty] | Federally-Regulated Commercial & Industrial Equipment | 2015-12-16
Raypak | Raypak | (H,W)7-850(N,P)Z | Water | Natural Gas | Induced Draft | FALSE | FALSE | 1 |  |  | None | None | Condensing | Step Modulating | Other |  |  |  |  | 850000 | 803000 | 170000000 | 160650000 | 94.5 | 80 | 94 | [6 empty] | Federally-Regulated Commercial & Industrial Equipment | 2010-03-16
Raypak | Raypak | W7-0850* | Water | Natural Gas | Induced Draft | FALSE | TRUE | 1 |  |  | None | None | Condensing | Step Modulating | Other |  |  |  |  | 850000 | 799000 | 170000 |  | 94.5 | 80 | 94 |  | 12 |  |  |  |  | Federally-Regulated Commercial & Industrial Equipment | 2010-10-29
Raypak | Raypak | (H,W)7-0850 | Water | Natural Gas | Induced Draft | FALSE | TRUE | 1 |  |  | None | None | Condensing | Step Modulating | Other |  |  |  |  | 850000 | 799000 |  |  | 94.5 | 80 | 94 | [6 empty] | Federally-Regulated Commercial & Industrial Equipment | 2011-02-17
U.S. Boiler Co. | Crown Boiler Co. | PHNTM399 | Water | Natural Gas | Power | FALSE | FALSE | 1 |  |  |  | None | Condensing | Step Modulating | Other |  |  |  |  | 399000 | 375000 |  |  | 94.5 |  | 94.1 | [6 empty] | Federally-Regulated Commercial & Industrial Equipment | 2014-10-21
Raypak | Raypak | (H,W)7-0400 | Water | Natural Gas | Induced Draft | FALSE | TRUE | 1 |  |  | None | None | Condensing | Step Modulating | Other |  |  |  |  | 399000 | 375000 |  |  | 94.5 | 80 | 94 | [6 empty] | Federally-Regulated Commercial & Industrial Equipment | 2011-02-17
Raypak | Raypak | W7-0500* | Water | Natural Gas | Induced Draft | FALSE | TRUE | 1 |  |  | None | None | Condensing | Step Modulating | Other |  |  |  |  | 500000 | 470000 | 100000 |  | 94.5 | 80 | 94 |  | 12 |  |  |  |  | Federally-Regulated Commercial & Industrial Equipment | 2010-10-29
Raypak | Raypak | W7-500*(N,P)* | Water | Natural Gas | Induced Draft | FALSE | FALSE | 1 |  |  | None | None | Condensing | Step Modulating | Copper |  |  |  |  | 500000 | 470000 | 100000 |  | 94.5 | 80 | 94 |  | 12 |  |  |  |  | Federally-Regulated Commercial & Industrial Equipment | 2009-06-22
Raypak | Raypak | H7-0850* | Water | Natural Gas | Induced Draft | FALSE | TRUE | 1 |  |  | None | None | Condensing | Step Modulating | Other |  |  |  |  | 850000 | 799000 | 170000 |  | 94.5 | 80 | 94 |  | 12 |  |  |  |  | Federally-Regulated Commercial & Industrial Equipment | 2010-10-29
Raypak | Raypak | H7-0300* | Water | Natural Gas | Induced Draft | FALSE | FALSE | 1 |  |  | None | None | Condensing | Step Modulating | Other |  |  |  |  | 300000 | 282000 | 60000 |  | 94.5 | 80 | 94 |  | 12 |  |  |  |  | Federally-Regulated Commercial & Industrial Equipment | 2010-10-29
Raypak | Raypak | W7-0300* | Water | Natural Gas | Induced Draft | FALSE | FALSE | 1 |  |  | None | None | Condensing | Step Modulating | Other |  |  |  |  | 300000 | 282000 | 60000 |  | 94.5 | 80 | 94 |  | 12 |  |  |  |  | Federally-Regulated Commercial & Industrial Equipment | 2010-10-29
Raypak | Raypak | W7-0300* | Water | Natural Gas | Induced Draft | FALSE | TRUE | 1 |  |  | None | None | Condensing | Step Modulating | Other |  |  |  |  | 300000 | 282000 | 60000 |  | 94.5 | 80 | 94 |  | 12 |  |  |  |  | Federally-Regulated Commercial & Industrial Equipment | 2010-10-29
Raypak | Raypak | (H,W)7-0700 | Water | Natural Gas | Induced Draft | FALSE | TRUE | 1 |  |  | None | None | Condensing | Step Modulating | Other |  |  |  |  | 700000 | 658000 |  |  | 94.5 | 80 | 94 | [6 empty] | Federally-Regulated Commercial & Industrial Equipment | 2011-02-17
Raypak | Raypak | W7-300*(N,P)* | Water | Natural Gas | Induced Draft | FALSE | FALSE | 1 |  |  | None | None | Condensing | Step Modulating | Copper |  |  |  |  | 300000 | 282000 | 60000 |  | 94.5 | 80 | 94 |  | 12 |  |  |  |  | Federally-Regulated Commercial & Industrial Equipment | 2009-06-22
Raypak | Raypak | (H,W)7-850(N,P)Z | Water | Natural Gas | Induced Draft | FALSE | TRUE | 1 |  |  | None | None | Condensing | Step Modulating | Other |  |  |  |  | 850000 | 799000 | 170000000 | 159800000 | 94.5 | 80 | 94 | [6 empty] | Federally-Regulated Commercial & Industrial Equipment | 2010-03-16
RBI Water Heaters | RBI Water Heaters | CB3500 | Water | Natural Gas | Power | FALSE | FALSE | 3 |  | FALSE |  | None | Condensing | Step Modulating | Copper | Single-Speed |  |  |  | 3500000 | 3290000 |  |  | 94.5 |  | 94 | [6 empty] | Federally-Regulated Commercial & Industrial Equipment | 2014-08-11
U.S. Boiler Co. | Thermal Solutions | APX425 | Water | Natural Gas | Power | FALSE | FALSE | 1 |  |  |  | None | Condensing | Step Modulating | Other |  |  |  |  | 399000 | 375000 |  |  | 94.5 |  | 94.1 | [6 empty] | Federally-Regulated Commercial & Industrial Equipment | 2014-08-11
Raypak | Raypak | H7-0400* | Water | Natural Gas | Induced Draft | FALSE | FALSE | 1 |  |  | None | None | Condensing | Step Modulating | Other |  |  |  |  | 399000 | 375060 | 79800 |  | 94.5 | 80 | 94 |  | 12 |  |  |  |  | Federally-Regulated Commercial & Industrial Equipment | 2010-10-29
Cleaver-Brooks | Cleaver-Brooks | CFLC-5000 | Water | Natural Gas | Power | FALSE | FALSE | 3 |  |  |  | None | Condensing | Step Modulating | Other |  |  |  |  | 5000000 | 4725000 |  |  | 94.5 |  | 93.4 | [6 empty] | Federally-Regulated Commercial & Industrial Equipment | 2014-09-05
Raypak | Raypak | W7-0400* | Water | Natural Gas | Induced Draft | FALSE | FALSE | 1 |  |  | None | None | Condensing | Step Modulating | Other |  |  |  |  | 399000 | 375060 | 79800 |  | 94.5 | 80 | 94 |  | 12 |  |  |  |  | Federally-Regulated Commercial & Industrial Equipment | 2010-10-29
Raypak | Raypak | H7-0400* | Water | Natural Gas | Induced Draft | FALSE | TRUE | 1 |  |  | None | None | Condensing | Step Modulating | Other |  |  |  |  | 399000 | 375060 | 79800 |  | 94.5 | 80 | 94 |  | 12 |  |  |  |  | Federally-Regulated Commercial & Industrial Equipment | 2010-10-29
Raypak | Raypak | (H,W)7-300(N,P)Z | Water | Natural Gas | Induced Draft | FALSE | FALSE | 1 |  |  | None | None | Condensing | Step Modulating | Other |  |  |  |  | 300000 | 284000 | 60000000 | 56700000 | 94.5 | 80 | 94 | [6 empty] | Federally-Regulated Commercial & Industrial Equipment | 2010-03-16
Raypak | Raypak | W7-850*(N,P)* | Water | Natural Gas | Induced Draft | FALSE | TRUE | 1 |  |  | None | None | Condensing | Step Modulating | Copper |  |  |  |  | 850000 | 799000 | 170000 |  | 94.5 | 80 | 94 |  | 12 |  |  |  |  | Federally-Regulated Commercial & Industrial Equipment | 2009-06-22
Raypak | Raypak | (H,W)7-0300 | Water | Natural Gas | Induced Draft | FALSE | TRUE | 1 |  |  | None | None | Condensing | Step Modulating | Other |  |  |  |  | 300000 | 282000 |  |  | 94.5 | 80 | 94 | [6 empty] | Federally-Regulated Commercial & Industrial Equipment | 2011-02-17
Raypak | Raypak | H7-500*(N,P)* | Water | Natural Gas | Induced Draft | FALSE | FALSE | 1 |  |  | None | None | Condensing | Step Modulating | Copper |  |  |  |  | 500000 | 470000 | 100000 |  | 94.5 | 80 | 94 |  | 12 |  |  |  |  | Federally-Regulated Commercial & Industrial Equipment | 2009-06-22
Raypak | Raypak | W7-0400* | Water | Natural Gas | Induced Draft | FALSE | TRUE | 1 |  |  | None | None | Condensing | Step Modulating | Other |  |  |  |  | 399000 | 375060 | 79800 |  | 94.5 | 80 | 94 |  | 12 |  |  |  |  | Federally-Regulated Commercial & Industrial Equipment | 2010-10-29
Raypak | Raypak | H7-300*(N,P)* | Water | Natural Gas | Induced Draft | FALSE | FALSE | 1 |  |  | None | None | Condensing | Step Modulating | Copper |  |  |  |  | 300000 | 282000 | 60000 |  | 94.5 | 80 | 94 |  | 12 |  |  |  |  | Federally-Regulated Commercial & Industrial Equipment | 2009-06-22
Raypak | Raypak | H7-0700* | Water | Natural Gas | Induced Draft | FALSE | FALSE | 1 |  |  | None | None | Condensing | Step Modulating | Other |  |  |  |  | 700000 | 658000 | 140000 |  | 94.5 | 80 | 94 |  | 12 |  |  |  |  | Federally-Regulated Commercial & Industrial Equipment | 2010-10-29
Raypak | Raypak | H7-0500* | Water | Natural Gas | Induced Draft | FALSE | TRUE | 1 |  |  | None | None | Condensing | Step Modulating | Other |  |  |  |  | 500000 | 470000 | 100000 |  | 94.5 | 80 | 94 |  | 12 |  |  |  |  | Federally-Regulated Commercial & Industrial Equipment | 2010-10-29
Raypak | Raypak | H7-850*(N,P)* | Water | Natural Gas | Induced Draft | FALSE | FALSE | 1 |  |  | None | None | Condensing | Step Modulating | Copper |  |  |  |  | 850000 | 799000 | 170000 |  | 94.5 | 80 | 94 |  | 12 |  |  |  |  | Federally-Regulated Commercial & Industrial Equipment | 2009-06-22
Raypak | Raypak | W7-850*(N,P)* | Water | Natural Gas | Induced Draft | FALSE | FALSE | 1 |  |  | None | None | Condensing | Step Modulating | Copper |  |  |  |  | 850000 | 799000 | 170000 |  | 94.5 | 80 | 94 |  | 12 |  |  |  |  | Federally-Regulated Commercial & Industrial Equipment | 2009-06-22
Raypak | Raypak | (H,W)7-0500 | Water | Natural Gas | Induced Draft | FALSE | TRUE | 1 |  |  | None | None | Condensing | Step Modulating | Other |  |  |  |  | 500000 | 470000 |  |  | 94.5 | 80 | 94 | [6 empty] | Federally-Regulated Commercial & Industrial Equipment | 2011-02-17
Raypak | Raypak | H7-0500* | Water | Natural Gas | Induced Draft | FALSE | FALSE | 1 |  |  | None | None | Condensing | Step Modulating | Other |  |  |  |  | 500000 | 470000 | 100000 |  | 94.5 | 80 | 94 |  | 12 |  |  |  |  | Federally-Regulated Commercial & Industrial Equipment | 2010-10-29
Raypak | Raypak | W7-0850* | Water | Natural Gas | Induced Draft | FALSE | FALSE | 1 |  |  | None | None | Condensing | Step Modulating | Other |  |  |  |  | 850000 | 799000 | 170000 |  | 94.5 | 80 | 94 |  | 12 |  |  |  |  | Federally-Regulated Commercial & Industrial Equipment | 2010-10-29
Raypak | Raypak | H7-300*(N,P)* | Water | Natural Gas | Induced Draft | FALSE | TRUE | 1 |  |  | None | None | Condensing | Step Modulating | Copper |  |  |  |  | 300000 | 282000 | 60000 |  | 94.5 | 80 | 94 |  | 12 |  |  |  |  | Federally-Regulated Commercial & Industrial Equipment | 2009-06-22
Raypak | Raypak | W7-0500* | Water | Natural Gas | Induced Draft | FALSE | FALSE | 1 |  |  | None | None | Condensing | Step Modulating | Other |  |  |  |  | 500000 | 470000 | 100000 |  | 94.5 | 80 | 94 |  | 12 |  |  |  |  | Federally-Regulated Commercial & Industrial Equipment | 2010-10-29
Raypak | Raypak | (H,W)7-300(N,P)Z | Water | Natural Gas | Induced Draft | FALSE | TRUE | 1 |  |  | None | None | Condensing | Step Modulating | Other |  |  |  |  | 300000 | 282000 | 60000000 | 56400000 | 94.5 | 80 | 94 | [6 empty] | Federally-Regulated Commercial & Industrial Equipment | 2010-03-16
Raypak | Raypak | W7-0700* | Water | Natural Gas | Induced Draft | FALSE | FALSE | 1 |  |  | None | None | Condensing | Step Modulating | Other |  |  |  |  | 700000 | 658000 | 140000 |  | 94.5 | 80 | 94 |  | 12 |  |  |  |  | Federally-Regulated Commercial & Industrial Equipment | 2010-10-29
Raypak | Raypak | H7-850*(N,P)* | Water | Natural Gas | Induced Draft | FALSE | TRUE | 1 |  |  | None | None | Condensing | Step Modulating | Copper |  |  |  |  | 850000 | 799000 | 170000 |  | 94.5 | 80 | 94 |  | 12 |  |  |  |  | Federally-Regulated Commercial & Industrial Equipment | 2009-06-22
Crown Boiler Co. | Burnham Corp. | APX399 | Water | Natural Gas | Power | FALSE | FALSE | 1 |  |  | None | None | Condensing | Step Modulating | Other |  |  |  |  | 399000 | 376000 | 79800000 |  | 94.5 | 80 | 94.1 | [6 empty] | Federally-Regulated Commercial & Industrial Equipment | 2010-03-16
U.S. Boiler Co. | U.S. Boiler Co. | ALP399 | Water | Natural Gas | Power | FALSE | FALSE | 1 |  |  |  | None | Condensing | Step Modulating | Other |  |  |  |  | 399000 | 375000 |  |  | 94.5 |  | 94.1 | [6 empty] | Federally-Regulated Commercial & Industrial Equipment | 2014-09-05
Raypak | Raypak | H7-0850* | Water | Natural Gas | Induced Draft | FALSE | FALSE | 1 |  |  | None | None | Condensing | Step Modulating | Other |  |  |  |  | 850000 | 799000 | 170000 |  | 94.5 | 80 | 94 |  | 12 |  |  |  |  | Federally-Regulated Commercial & Industrial Equipment | 2010-10-29
Raypak | Raypak | H7-500*(N,P)* | Water | Natural Gas | Induced Draft | FALSE | TRUE | 1 |  |  | None | None | Condensing | Step Modulating | Copper |  |  |  |  | 500000 | 470000 | 100000 |  | 94.5 | 80 | 94 |  | 12 |  |  |  |  | Federally-Regulated Commercial & Industrial Equipment | 2009-06-22
Raypak | Raypak | H7-0700* | Water | Natural Gas | Induced Draft | FALSE | TRUE | 1 |  |  | None | None | Condensing | Step Modulating | Other |  |  |  |  | 700000 | 658000 | 140000 |  | 94.5 | 80 | 94 |  | 12 |  |  |  |  | Federally-Regulated Commercial & Industrial Equipment | 2010-10-29
U.S. Boiler Co. | Burnham Corp. | APX399 | Water | Natural Gas | Power | FALSE | FALSE | 1 |  |  |  | None | Condensing | Step Modulating | Other |  |  |  |  | 399000 | 375000 |  |  | 94.5 |  | 94.1 | [6 empty] | Federally-Regulated Commercial & Industrial Equipment | 2014-09-05
Raypak | Raypak | (H,W)7-500(N,P)Z | Water | Natural Gas | Induced Draft | FALSE | TRUE | 1 |  |  | None | None | Condensing | Step Modulating | Other |  |  |  |  | 500000 | 470000 | 100000000 | 94000000 | 94.5 | 80 | 94 | [6 empty] | Federally-Regulated Commercial & Industrial Equipment | 2010-03-16
Raypak | Raypak | W7-0700* | Water | Natural Gas | Induced Draft | FALSE | TRUE | 1 |  |  | None | None | Condensing | Step Modulating | Other |  |  |  |  | 700000 | 658000 | 140000 |  | 94.5 | 80 | 94 |  | 12 |  |  |  |  | Federally-Regulated Commercial & Industrial Equipment | 2010-10-29
Raypak | Raypak | H7-0300* | Water | Natural Gas | Induced Draft | FALSE | TRUE | 1 |  |  | None | None | Condensing | Step Modulating | Other |  |  |  |  | 300000 | 282000 | 60000 |  | 94.5 | 80 | 94 |  | 12 |  |  |  |  | Federally-Regulated Commercial & Industrial Equipment | 2010-10-29
Burnham Corp. | Burnham Corp. | ALP399 | Water | Natural Gas | Power | FALSE | FALSE | 1 |  |  | None | None | Condensing | Step Modulating | Other |  |  |  |  | 399000 | 376000 | 79800000 |  | 94.5 | 80 | 94.1 | [6 empty] | Federally-Regulated Commercial & Industrial Equipment | 2008-04-14
Raypak | Raypak | (H,W)7-500(N,P)Z | Water | Natural Gas | Induced Draft | FALSE | FALSE | 1 |  |  | None | None | Condensing | Step Modulating | Other |  |  |  |  | 500000 | 473000 | 100000000 | 94500000 | 94.5 | 80 | 94 | [6 empty] | Federally-Regulated Commercial & Industrial Equipment | 2010-03-16
Raypak | Raypak | W7-500*(N,P)* | Water | Natural Gas | Induced Draft | FALSE | TRUE | 1 |  |  | None | None | Condensing | Step Modulating | Copper |  |  |  |  | 500000 | 470000 | 100000 |  | 94.5 | 80 | 94 |  | 12 |  |  |  |  | Federally-Regulated Commercial & Industrial Equipment | 2009-06-22
Raypak | Raypak | W7-300*(N,P)* | Water | Natural Gas | Induced Draft | FALSE | TRUE | 1 |  |  | None | None | Condensing | Step Modulating | Copper |  |  |  |  | 300000 | 282000 | 60000 |  | 94.5 | 80 | 94 |  | 12 |  |  |  |  | Federally-Regulated Commercial & Industrial Equipment | 2009-06-22
Parker Boiler Co. | PARKER BOILER COMPANY | TC1000 | Water | Natural Gas | Power | FALSE | FALSE | 3 |  |  |  | None | Condensing | Step Modulating | Other |  |  |  |  | 3754000 | 3510000 |  |  | 94.7 | 82 | [7 empty] | Federally-Regulated Commercial & Industrial Equipment | 2015-12-16
Parker Boiler Co. | PARKER BOILER COMPANY | TC1250 | Water | Natural Gas | Power | FALSE | FALSE | 3 |  |  |  | None | Condensing | Step Modulating | Other |  |  |  |  | 4692000 | 4387000 |  |  | 94.7 | 82 | [7 empty] | Federally-Regulated Commercial & Industrial Equipment | 2015-12-16
Parker Boiler Co. | PARKER BOILER COMPANY | TC800 | Water | Natural Gas | Power | FALSE | FALSE | 3 |  |  |  | None | Condensing | Step Modulating | Other |  |  |  |  | 3003000 | 2808000 |  |  | 94.7 | 82 | [7 empty] | Federally-Regulated Commercial & Industrial Equipment | 2015-12-16
Parker Boiler Co. | Parker Boiler Co. | TC600 | Water | Natural Gas | Power | FALSE | FALSE | 1 |  |  | None | None | Condensing | Step Modulating | Other |  |  |  |  | 2000000 | 1880000 | 512000 | 501760 | 94.7 | 80 | 93.5 | [6 empty] | Federally-Regulated Commercial & Industrial Equipment | 2012-03-19
Heat Cell Technologies, Inc. / ECO Heating Systems | Propak TM - By Huron Valley Sales | HWHN00299ASME | Water | Natural Gas | Power | FALSE | TRUE | 1 |  |  | None | None | Condensing | Two-Stage Modulating | Other | No Match |  | No Match |  | 300000 | 285700 | 60000 | 56520 | 94.7 | 80 | 2.8 | [6 empty] | Federally-Regulated Commercial & Industrial Equipment | 2006-03-29
Parker Boiler Co. | Parker Boiler Co. | TC1000 | Water | Natural Gas | Power | FALSE | FALSE | 3 |  |  |  | None | Condensing | Step Modulating | Other |  |  |  |  | 3754000 | 3510000 |  |  | 94.7 |  | 93.5 | [6 empty] | Federally-Regulated Commercial & Industrial Equipment | 2014-09-05
Heat Cell Technologies, Inc. / ECO Heating Systems | Hamilton Engineering - EVO Duo | HWHN0499ASME | Water | Natural Gas | Power | FALSE | TRUE | 1 |  |  | None | None | Condensing | Two-Stage Modulating | Other | No Match |  | No Match |  | 500000 | 475000 | 100000 | 94200 | 94.7 | 80 | 2.8 | [6 empty] | Federally-Regulated Commercial & Industrial Equipment | 2006-03-29
Heat Cell Technologies, Inc. / ECO Heating Systems | Hamilton Engineering - EVO Duo | HWHN00399ASME | Water | Natural Gas | Power | FALSE | TRUE | 1 |  |  | None | None | Condensing | Two-Stage Modulating | Other | No Match |  | No Match |  | 399000 | 379999 | 80000 | 75360 | 94.7 | 80 | 2.8 | [6 empty] | Federally-Regulated Commercial & Industrial Equipment | 2006-03-29
Heat Cell Technologies, Inc. / ECO Heating Systems | Propak TM - By Huron Valley Sales | HWHN0499ASME | Water | Natural Gas | Power | FALSE | TRUE | 1 |  |  | None | None | Condensing | Two-Stage Modulating | Other | No Match |  | No Match |  | 500000 | 475000 | 100000 | 94200 | 94.7 | 80 | 2.8 | [6 empty] | Federally-Regulated Commercial & Industrial Equipment | 2006-03-29
Parker Boiler Co. | Parker Boiler Co. | TC1000 | Water | Natural Gas | Power | FALSE | FALSE | 1 |  |  | None | None | Condensing | Step Modulating | Other |  |  |  |  | 3754000 | 3529000 | 570000 | 558600 | 94.7 | 80 | 93.5 | [6 empty] | Federally-Regulated Commercial & Industrial Equipment | 2012-03-19
Parker Boiler Co. | Parker Boiler Co. | TC270 | Water | Natural Gas | Power | FALSE | FALSE | 1 |  | FALSE | None | None | Condensing | Step Modulating | Other |  |  |  |  | 1014000 | 948000 | 198000 | 194040 | 94.7 |  | 93.5 | [6 empty] | Federally-Regulated Commercial & Industrial Equipment | 2014-08-11
Parker Boiler Co. | Parker Boiler Co. | TC600 | Water | Natural Gas | Power | FALSE | FALSE | 3 |  |  |  | None | Condensing | Step Modulating | Other |  |  |  |  | 2000000 | 1870000 |  |  | 94.7 |  | 93.5 | [6 empty] | Federally-Regulated Commercial & Industrial Equipment | 2014-09-05
Heat Cell Technologies, Inc. / ECO Heating Systems | Hamilton Engineering - EVO Duo | HWHN00299ASME | Water | Natural Gas | Power | FALSE | TRUE | 1 |  |  | None | None | Condensing | Two-Stage Modulating | Other | No Match |  | No Match |  | 300000 | 285700 | 60000 | 56520 | 94.7 | 80 | 2.8 | [6 empty] | Federally-Regulated Commercial & Industrial Equipment | 2006-03-29
Parker Boiler Co. | Parker Boiler Co. | TC1250 | Water | Natural Gas | Power | FALSE | FALSE | 3 |  |  |  | None | Condensing | Step Modulating | Other |  |  |  |  | 4692000 | 4387000 |  |  | 94.7 |  | 93.5 | [6 empty] | Federally-Regulated Commercial & Industrial Equipment | 2014-09-05
Parker Boiler Co. | Parker Boiler Co. | TC800 | Water | Natural Gas | Power | FALSE | FALSE | 1 |  |  | None | None | Condensing | Step Modulating | Other |  |  |  |  | 3003000 | 2823000 | 570000 | 558600 | 94.7 | 80 | 93.5 | [6 empty] | Federally-Regulated Commercial & Industrial Equipment | 2012-03-19
Parker Boiler Co. | Parker Boiler Co. | TC800 | Water | Natural Gas | Power | FALSE | FALSE | 3 |  |  |  | None | Condensing | Step Modulating | Other |  |  |  |  | 3003000 | 2808000 |  |  | 94.7 |  | 93.5 | [6 empty] | Federally-Regulated Commercial & Industrial Equipment | 2014-09-05
Lochinvar, LLC. | Lochinvar Corp. | SBL1000 | Water | Natural Gas | Power | FALSE | FALSE | 1 |  |  | None | None | Condensing | Step Modulating | Other |  |  |  |  | 999900 | 941000 | 99000 | 94000 | 94.7 | 80 | 94.1 | [6 empty] | Federally-Regulated Commercial & Industrial Equipment | 2010-03-16
Parker Boiler Co. | Parker Boiler Co. | TC150 | Water | Natural Gas | Power | FALSE | FALSE | 1 |  | FALSE | None | None | Condensing | Two-Stage Modulating | Other |  |  |  |  | 563000 | 526000 | 250000 | 245000 | 94.7 |  | 93.5 | [6 empty] | Federally-Regulated Commercial & Industrial Equipment | 2014-08-11
Parker Boiler Co. | Parker Boiler Co. | TC1250 | Water | Natural Gas | Power | FALSE | FALSE | 1 |  |  | None | None | Condensing | Step Modulating | Other |  |  |  |  | 4692000 | 4410000 | 1136000 | 1113280 | 94.7 | 80 | 93.5 | [6 empty] | Federally-Regulated Commercial & Industrial Equipment | 2012-03-19
Parker Boiler Co. | Parker Boiler Co. | TC450 | Water | Natural Gas | Power | FALSE | FALSE | 1 |  | FALSE | None | None | Condensing | Step Modulating | Other |  |  |  |  | 1689000 | 1579000 | 321000 | 314580 | 94.7 |  | 93.5 | [6 empty] | Federally-Regulated Commercial & Industrial Equipment | 2014-08-11
Weil-McLain | Weil-McLain | SF 550 | Water | Natural Gas | Induced Draft | FALSE | FALSE | 1 |  |  |  | None | Condensing | Step Modulating | Other |  |  |  |  | 550000 | 516000 |  |  | 94.7 |  | 93.9 | [6 empty] | Federally-Regulated Commercial & Industrial Equipment | 2014-08-11
Heat Cell Technologies, Inc. / ECO Heating Systems | Hamilton Engineering - EVO Duo | HWHN0599ASME | Water | Natural Gas | Power | FALSE | TRUE | 1 |  |  | None | None | Condensing | Two-Stage Modulating | Other | No Match |  | No Match |  | 630000 | 598500 | 147500 | 138950 | 94.7 | 80 | 2.8 | [6 empty] | Federally-Regulated Commercial & Industrial Equipment | 2006-03-29
Heat Cell Technologies, Inc. / ECO Heating Systems | Propak TM - By Huron Valley Sales | HWHN0599ASME | Water | Natural Gas | Power | FALSE | TRUE | 1 |  |  | None | None | Condensing | Two-Stage Modulating | Other | No Match |  | No Match |  | 630000 | 598500 | 147500 | 138950 | 94.7 | 80 | 2.8 | [6 empty] | Federally-Regulated Commercial & Industrial Equipment | 2006-03-29
Heat Cell Technologies, Inc. / ECO Heating Systems | Propak TM - By Huron Valley Sales | HWHN00399ASME | Water | Natural Gas | Power | FALSE | TRUE | 1 |  |  | None | None | Condensing | Two-Stage Modulating | Other | No Match |  | No Match |  | 399000 | 379999 | 80000 | 75360 | 94.7 | 80 | 2.8 | [6 empty] | Federally-Regulated Commercial & Industrial Equipment | 2006-03-29
Parker Boiler Co. | Parker Boiler Co. | TC350 | Water | Natural Gas | Power | FALSE | FALSE | 1 |  | FALSE | None | None | Condensing | Step Modulating | Other |  |  |  |  | 1314000 | 1229000 | 266000 | 260680 | 94.7 |  | 93.5 | [6 empty] | Federally-Regulated Commercial & Industrial Equipment | 2014-08-11
Laars Heating Systems Co. | Bradford-White Corp. | BNTH1700 | Water | Natural Gas | Power | FALSE | FALSE | 1 |  |  |  | None | Condensing | Step Modulating | Other |  |  |  |  | 1700000 | 1666000 |  |  | 94.7 |  | 94.7 | [6 empty] | Federally-Regulated Commercial & Industrial Equipment | 2014-10-21
Parker Boiler Co. | Parker Boiler Co. | TC210 | Water | Natural Gas | Power | FALSE | FALSE | 1 |  | FALSE | None | None | Condensing | Step Modulating | Other |  |  |  |  | 788000 | 741000 | 198000 | 194040 | 94.7 |  | 93.5 | [6 empty] | Federally-Regulated Commercial & Industrial Equipment | 2014-08-11
HTP, Inc. | HTP, Inc. | EL-301 | Water | Natural Gas | Power | FALSE | FALSE | 1 |  |  |  | None | Condensing | Step Modulating | Other |  |  |  |  | 301000 | 289000 |  |  | 94.9 |  | 94.9 | [6 empty] | Federally-Regulated Commercial & Industrial Equipment | 2014-10-21
Aerco International | AERCO | BMK 6000 | Water | Natural Gas | Luminous | FALSE | FALSE | 3 |  |  |  | None | Condensing | Step Modulating | Other |  |  |  |  | 6000000 | 5670000 |  |  | 95 | 82 | [7 empty] | Federally-Regulated Commercial & Industrial Equipment | 2015-12-04
HTP, Inc. | HTP, Inc. | EFT-399 | Water | Natural Gas | Power | FALSE | FALSE | 1 |  |  |  | None | Condensing | Step Modulating | Other |  |  |  |  | 399000 | 372000 |  |  | 95 |  | 93 | [6 empty] | Federally-Regulated Commercial & Industrial Equipment | 2014-10-23
Laars Heating Systems Co. | Triangle Tube | KS500 | Water | Natural Gas | Power | FALSE | FALSE | 1 |  | FALSE |  | None | Condensing | Step Modulating | Other |  |  |  |  | 500000 | 475000 |  |  | 95 |  | 95 | [6 empty] | Federally-Regulated Commercial & Industrial Equipment | 2014-08-11
Lochinvar, LLC. | Lochinvar Corp. | KBL399 | Water | Natural Gas | Power | FALSE | FALSE | 1 |  |  | None | None | Condensing | Step Modulating | Other |  |  |  |  | 399000 | 373000 | 80000 | 75000 | 95 | 80 | 93.3 | [6 empty] | Federally-Regulated Commercial & Industrial Equipment | 2007-12-12
New York Thermal, Inc. | New York Thermal, Inc. | LX700 | Water | Natural Gas | Power | FALSE | FALSE | 1 |  |  |  | None | Condensing | Step Modulating | Other |  |  |  |  | 700000 | 658000 |  |  | 95 |  | 94 | [6 empty] | Federally-Regulated Commercial & Industrial Equipment | 2014-09-05
Lochinvar, LLC. | Lochinvar Corp. | KBL600 | Water | Natural Gas | Power | FALSE | FALSE | 1 |  |  | None | None | Condensing | Step Modulating | Other |  |  |  |  | 600000 | 567000 | 120000 |  | 95 | 80 | 94.6 | [6 empty] | Federally-Regulated Commercial & Industrial Equipment | 2008-04-14
New York Thermal, Inc. | New York Thermal, Inc. | LX800 | Water | Natural Gas | Power | FALSE | FALSE | 1 |  |  |  | None | Condensing | Step Modulating | Other |  |  |  |  | 800000 | 752000 |  |  | 95 |  | 94 | [6 empty] | Federally-Regulated Commercial & Industrial Equipment | 2014-09-05
New York Thermal, Inc. | New York Thermal, Inc. | LX600 | Water | Natural Gas | Power | FALSE | FALSE | 1 |  |  |  | None | Condensing | Step Modulating | Other |  |  |  |  | 600000 | 564000 |  |  | 95 |  | 94 | [6 empty] | Federally-Regulated Commercial & Industrial Equipment | 2014-09-05
Lochinvar, LLC. | Lochinvar Corp. | KBL700 | Water | Natural Gas | Power | FALSE | FALSE | 1 |  |  | None | None | Condensing | Step Modulating | Other |  |  |  |  | 700000 | 660000 | 140000 |  | 95 | 80 | 94.3 | [6 empty] | Federally-Regulated Commercial & Industrial Equipment | 2008-04-14
Viessmann Manufacturing | Viessmann Manufacturing | CM2-246 | Water | Natural Gas | Power | FALSE | FALSE | 1 |  |  |  | None | Condensing | Step Modulating | Other |  |  |  |  | 878000 | 851000 |  |  | 95 |  | 95 | [6 empty] | Federally-Regulated Commercial & Industrial Equipment | 2014-10-23
Viessmann Manufacturing | Viessmann Manufacturing | CM2-186 | Water | Natural Gas | Power | FALSE | FALSE | 1 |  |  |  | None | Condensing | Step Modulating | Other |  |  |  |  | 663000 | 643000 |  |  | 95 |  | 95 | [6 empty] | Federally-Regulated Commercial & Industrial Equipment | 2014-10-23
New York Thermal, Inc. | New York Thermal, Inc. | LX400 | Water | Natural Gas | Power | FALSE | FALSE | 1 |  |  |  | None | Condensing | Step Modulating | Other |  |  |  |  | 399000 | 375000 |  |  | 95 |  | 94 | [6 empty] | Federally-Regulated Commercial & Industrial Equipment | 2014-09-05
Laars Heating Systems Co. | Laars | NTH500N*** | Water | Natural Gas | Induced Draft | FALSE | FALSE | 1 |  |  | None | None | Condensing | Step Modulating | Other | Single-Speed |  | Standard |  | 500000 | 475000 |  |  | 95 | 80 | 95 | [6 empty] | Federally-Regulated Commercial & Industrial Equipment | 2008-10-08
Laars Heating Systems Co. | Bradford-White Corp. | BNTH500 | Water | Natural Gas | Power | FALSE | FALSE | 1 |  | FALSE |  | None | Condensing | Step Modulating | Other |  |  |  |  | 500000 | 475000 |  |  | 95 |  | 95 | [6 empty] | Federally-Regulated Commercial & Industrial Equipment | 2014-08-11
U.S. Boiler Co. | Crown Boiler Co. | PHNTM700 | Water | Natural Gas | Power | FALSE | FALSE | 1 |  |  |  | None | Condensing | Step Modulating | Other |  |  |  |  | 725000 | 689000 |  |  | 95 |  | 95 | [6 empty] | Federally-Regulated Commercial & Industrial Equipment | 2014-10-21
Crown Boiler Co. | Burnham Corp. | APX500 | Water | Natural Gas | Power | FALSE | FALSE | 1 |  |  | None | None | Condensing | Step Modulating | Other |  |  |  |  | 500000 | 475000 | 100000000 |  | 95 | 80 | 95 | [6 empty] | Federally-Regulated Commercial & Industrial Equipment | 2010-03-16
Sterling HVAC Products | Sterling HVAC Products | X7P9-12003-0012 | Water | Natural Gas | Power | FALSE | TRUE | 1 |  |  |  | None | Condensing | Step Modulating | Other |  |  |  |  | 1200000 | 1122000 |  |  | 95 |  | 93.5 | [6 empty] | Federally-Regulated Commercial & Industrial Equipment | 2014-08-11
Lochinvar, LLC. | Lochinvar Corp. | KBL500 | Water | Natural Gas | Power | FALSE | FALSE | 1 |  |  | None | None | Condensing | Step Modulating | Other |  |  |  |  | 500000 | 467000 | 100000 | 93000 | 95 | 80 | 93.3 | [6 empty] | Federally-Regulated Commercial & Industrial Equipment | 2007-12-12
Cleaver-Brooks | Cleaver-Brooks | CFC-1800 | Water | Natural Gas | Power | FALSE | FALSE | 1 |  |  |  | None | Condensing | Step Modulating | Other |  |  |  |  | 1800000 | 1742000 |  |  | 95 |  | 95 | [6 empty] | Federally-Regulated Commercial & Industrial Equipment | 2014-10-23
New York Thermal, Inc. | New York Thermal, Inc. | LX500 | Water | Natural Gas | Power | FALSE | FALSE | 1 |  |  |  | None | Condensing | Step Modulating | Other |  |  |  |  | 500000 | 470000 |  |  | 95 |  | 94 | [6 empty] | Federally-Regulated Commercial & Industrial Equipment | 2014-09-05
Burnham Corp. | Burnham Corp. | ALP500 | Water | Natural Gas | Power | FALSE | FALSE | 1 |  |  | None | None | Condensing | Step Modulating | Other |  |  |  |  | 500000 | 475000 | 100000000 |  | 95 | 80 | 95 | [6 empty] | Federally-Regulated Commercial & Industrial Equipment | 2009-08-17
Lochinvar, LLC. | Lochinvar Corp. | KBL800 | Water | Natural Gas | Power | FALSE | FALSE | 1 |  |  | None | None | Condensing | Step Modulating | Other |  |  |  |  | 800000 | 752000 | 160000 |  | 95 | 80 | 94 | [6 empty] | Federally-Regulated Commercial & Industrial Equipment | 2008-04-14
U.S. Boiler Co. | Crown Boiler Co. | PHNTM600 | Water | Natural Gas | Power | FALSE | FALSE | 1 |  |  |  | None | Condensing | Step Modulating | Other |  |  |  |  | 625000 | 594000 |  |  | 95 |  | 95 | [6 empty] | Federally-Regulated Commercial & Industrial Equipment | 2014-10-21
Aerco International | Aerco International | BMK 6000 | Water | Natural Gas | Luminous | FALSE | FALSE | 3 |  |  |  | None | Condensing | Step Modulating | Other |  |  |  |  | 6000000 | 5670000 |  |  | 95 |  | 94.5 | [6 empty] | Federally-Regulated Commercial & Industrial Equipment | 2014-09-05
U.S. Boiler Co. | U.S. Boiler Co. | ALP700 | Water | Natural Gas | Power | FALSE | FALSE | 1 |  |  |  | None | Condensing | Step Modulating | Other |  |  |  |  | 725000 | 689000 |  |  | 95 |  | 95 | [6 empty] | Federally-Regulated Commercial & Industrial Equipment | 2014-08-11
U.S. Boiler Co. | Thermal Solutions | APX725 | Water | Natural Gas | Power | FALSE | FALSE | 1 |  |  |  | None | Condensing | Step Modulating | Other |  |  |  |  | 725000 | 689000 |  |  | 95 |  | 95 | [6 empty] | Federally-Regulated Commercial & Industrial Equipment | 2014-08-11
U.S. Boiler Co. | Crown Boiler Co. | PHNTM800 | Water | Natural Gas | Power | FALSE | FALSE | 1 |  |  |  | None | Condensing | Step Modulating | Other |  |  |  |  | 800000 | 760000 |  |  | 95 |  | 95 | [6 empty] | Federally-Regulated Commercial & Industrial Equipment | 2014-10-21
Raypak, Inc. | Raypak | H7-3005* | Water | Natural Gas | Induced Draft | FALSE | FALSE | 1 |  |  |  | None | Condensing | Step Modulating | Copper |  |  |  |  | 3000000 | 2853000 |  |  | 95.1 | 82 | [7 empty] | Federally-Regulated Commercial & Industrial Equipment | 2015-12-16
Raypak, Inc. | Raypak | H7-3505* | Water | Natural Gas | Induced Draft | FALSE | FALSE | 1 |  |  |  | None | Condensing | Step Modulating | Copper |  |  |  |  | 3500000 | 3329000 |  |  | 95.1 | 82 | [7 empty] | Federally-Regulated Commercial & Industrial Equipment | 2015-12-16
Raypak, Inc. | Raypak | H7-2505* | Water | Natural Gas | Induced Draft | FALSE | FALSE | 1 |  |  |  | None | Condensing | Step Modulating | Copper |  |  |  |  | 2501000 | 2378000 |  |  | 95.1 | 82 | [7 empty] | Federally-Regulated Commercial & Industrial Equipment | 2015-12-16
Raypak, Inc. | Raypak | H7-4005* | Water | Natural Gas | Induced Draft | FALSE | FALSE | 1 |  |  |  | None | Condensing | Step Modulating | Copper |  |  |  |  | 4000000 | 3804000 |  |  | 95.1 | 82 | [7 empty] | Federally-Regulated Commercial & Industrial Equipment | 2015-12-16
HTP, Inc. | PB Heat, LLC | PI-399 | Water | Natural Gas | Power | FALSE | FALSE | 1 |  |  |  | None | Condensing | Single-Stage | Other |  |  |  |  | 399000 | 379000 |  |  | 95.1 | 80 | 93.4 | [6 empty] | Federally-Regulated Commercial & Industrial Equipment | 2007-12-12
Raypak | Raypak | H7-4005* | Water | Natural Gas | Induced Draft | FALSE | FALSE | 1 |  |  |  | None | Condensing | Step Modulating | Copper |  |  |  |  | 4000000 | 3804000 |  |  | 95.1 |  | 95.1 | [6 empty] | Federally-Regulated Commercial & Industrial Equipment | 2015-04-02
Aerco International | Aerco International | BMK 1500 | Water | Natural Gas | Luminous | FALSE | FALSE | 1 |  |  |  | None | Condensing | Step Modulating | Other |  |  |  |  | 1500000 | 1419000 |  |  | 95.1 |  | 94.6 | [6 empty] | Federally-Regulated Commercial & Industrial Equipment | 2014-09-05
Aerco International | Aerco International | BMK 2000 | Water | Natural Gas | Luminous | FALSE | FALSE | 1 |  |  |  | None | Condensing | Step Modulating | Other |  |  |  |  | 2000000 | 1892000 |  |  | 95.1 |  | 94.6 | [6 empty] | Federally-Regulated Commercial & Industrial Equipment | 2014-09-05
Raypak | Raypak | H7-3005* | Water | Natural Gas | Induced Draft | FALSE | FALSE | 1 |  |  |  | None | Condensing | Step Modulating | Copper |  |  |  |  | 3000000 | 2853000 |  |  | 95.1 |  | 95.1 | [6 empty] | Federally-Regulated Commercial & Industrial Equipment | 2015-04-02
Viessmann Manufacturing | Viessmann Manufacturing | CM2-400 | Water | Natural Gas | Power | FALSE | FALSE | 1 |  |  |  | None | Condensing | Step Modulating | Other |  |  |  |  | 1445000 | 1372000 |  |  | 95.1 |  | 95 | [6 empty] | Federally-Regulated Commercial & Industrial Equipment | 2014-08-11
Raypak | Raypak | H7-2505* | Water | Natural Gas | Induced Draft | FALSE | FALSE | 1 |  |  |  | None | Condensing | Step Modulating | Copper |  |  |  |  | 2501000 | 2378000 |  |  | 95.1 |  | 95.1 | [6 empty] | Federally-Regulated Commercial & Industrial Equipment | 2015-04-02
Raypak | Raypak | H7-3505* | Water | Natural Gas | Induced Draft | FALSE | FALSE | 1 |  |  |  | None | Condensing | Step Modulating | Copper |  |  |  |  | 3500000 | 3329000 |  |  | 95.1 |  | 95.1 | [6 empty] | Federally-Regulated Commercial & Industrial Equipment | 2015-04-02
Viessmann Manufacturing | Viessmann Manufacturing | CM2-500 | Water | Natural Gas | Power | FALSE | FALSE | 1 |  |  |  | None | Condensing | Step Modulating | Other |  |  |  |  | 1800000 | 1710000 |  |  | 95.1 |  | 95 | [6 empty] | Federally-Regulated Commercial & Industrial Equipment | 2014-08-11
Viessmann Manufacturing | Viessmann Manufacturing | CM2-620 | Water | Natural Gas | Power | FALSE | FALSE | 1 |  |  |  | None | Condensing | Step Modulating | Other |  |  |  |  | 2245000 | 2132000 |  |  | 95.1 |  | 95 | [6 empty] | Federally-Regulated Commercial & Industrial Equipment | 2014-08-11
Aerco International | Benchmark | BMK 1500 | Water | Natural Gas | Power | FALSE | FALSE | 1 |  | FALSE | None | None | Condensing | Step Modulating | Other |  |  |  |  | 1500000 | 1441500 | 75000 |  | 95.1 |  | 94.6 | [6 empty] | Federally-Regulated Commercial & Industrial Equipment | 2014-09-02
Aerco International | Benchmark | BMK 1500 | Water | Natural Gas | Power | FALSE | FALSE | 1 |  | FALSE | None | None | Condensing | Step Modulating | Other |  |  |  |  | 2000000 | 1922000 | 100000 |  | 95.1 |  | 94.6 | [6 empty] | Federally-Regulated Commercial & Industrial Equipment | 2014-09-02
Aerco International | Aerco International | BMK 3.0 LN | Water | Natural Gas | Injection Type | FALSE | FALSE | 1 |  |  |  | None | Condensing | Step Modulating | Other |  |  |  |  | 3000000 | 2856000 |  |  | 95.2 | 80 | 93.9 | [6 empty] | Federally-Regulated Commercial & Industrial Equipment | 2007-12-12
HTP, Inc. | HTP, Inc. | WBCNG399WPU | Water | Natural Gas | Power | FALSE | FALSE | 1 |  |  |  | None | Condensing | Step Modulating | Other | Single-Speed |  |  |  | 399000 | 372000 |  |  | 95.3 |  | 93.2 | [6 empty] | Federally-Regulated Commercial & Industrial Equipment | 2014-10-21
HTP, Inc. | HTP, Inc. | WBCNG399W | Water | Natural Gas | Power | FALSE | FALSE | 1 |  |  |  | None | Condensing | Step Modulating | Other |  |  |  |  | 399000 | 372000 |  |  | 95.3 |  | 93.2 | [6 empty] | Federally-Regulated Commercial & Industrial Equipment | 2014-10-21
HTP, Inc. | HTP, Inc. | WBC^^399 | Water | Natural Gas | Power | FALSE | FALSE | 1 |  |  |  | None | Condensing | Step Modulating | Other |  |  |  |  | 399000 | 372000 |  |  | 95.3 |  | 93.2 | [6 empty] | Federally-Regulated Commercial & Industrial Equipment | 2014-10-21
HTP, Inc. | HTP, Inc. | EL-399 | Water | Natural Gas | Power | FALSE | FALSE | 1 |  |  |  | None | Condensing | Step Modulating | Other |  |  |  |  | 399000 | 381000 |  |  | 95.4 |  | 95.4 | [6 empty] | Federally-Regulated Commercial & Industrial Equipment | 2014-09-05
HTP, Inc. | Elite | EL-399VWH | Water | Natural Gas | Power | FALSE | FALSE | 1 |  |  | None | None | Condensing | Single-Stage | Other |  |  |  |  | 399000 | 381000 | 67000000 | 399000000 | 95.4 | 80 | 95.4 | [6 empty] | Federally-Regulated Commercial & Industrial Equipment | 2011-08-02
HTP, Inc. | Elite | EL-399 | Water | Natural Gas | Power | FALSE | FALSE | 1 |  |  |  | None | Condensing | Single-Stage | Other |  |  |  |  | 399000 | 381000 | 67000000 | 399000000 | 95.4 | 80 | 95.4 | [6 empty] | Federally-Regulated Commercial & Industrial Equipment | 2009-08-17
PB Heat, LLC | PB Heat, LLC | PFW-399-NAT | Water | Natural Gas | Power | FALSE | FALSE | 1 |  |  |  | None | Condensing | Step Modulating | Other |  |  |  |  | 399000 | 373000 |  |  | 95.5 |  | 93.4 | [6 empty] | Federally-Regulated Commercial & Industrial Equipment | 2014-08-11
PB Heat, LLC | RBI Water Heaters | IEW-399 Nat | Water | Natural Gas | Power | FALSE | FALSE | 1 |  |  | None | None | Condensing | Step Modulating | Other |  |  |  |  | 399000 | 373000 | 199000 | 186000 | 95.5 | 80 | 93.4 | [6 empty] | Federally-Regulated Commercial & Industrial Equipment | 2010-07-21
PB Heat, LLC | RBI Water Heaters | IEW-399 | Water | Natural Gas | Power | FALSE | FALSE | 1 |  | FALSE | None | None | Condensing | Step Modulating | Other |  |  |  |  | 399000 | 373000 | 199000 | 186000 | 95.5 |  | 93.4 | [6 empty] | Federally-Regulated Commercial & Industrial Equipment | 2014-08-11
PB Heat, LLC | RBI Water Heaters | IE-399 | Water | Natural Gas | Power | FALSE | FALSE | 1 |  | FALSE | None | None | Condensing | Step Modulating | Other |  |  |  |  | 399000 | 373000 | 199000 | 186000 | 95.5 |  | 93.4 | [6 empty] | Federally-Regulated Commercial & Industrial Equipment | 2014-08-11
PB Heat, LLC | PB Heat, LLC | PF-399 NAT | Water | Natural Gas | Power | FALSE | FALSE | 1 |  |  |  | None | Condensing | Step Modulating | Other |  |  |  |  | 399000 | 373000 |  |  | 95.5 |  | 93.4 | [6 empty] | Federally-Regulated Commercial & Industrial Equipment | 2014-08-15
Laars Heating Systems Co. | Laars | NTH399N*** | Water | Natural Gas | Induced Draft | FALSE | FALSE | 1 |  |  | None | None | Condensing | Step Modulating | Other | Single-Speed |  | Standard |  | 399000 | 375000 |  |  | 95.6 | 80 | 94 | [6 empty] | Federally-Regulated Commercial & Industrial Equipment | 2008-10-08
Laars Heating Systems Co. | Triangle Tube | KS850 | Water | Natural Gas | Power | FALSE | FALSE | 1 |  | FALSE |  | None | Condensing | Step Modulating | Other |  |  |  |  | 850000 | 813000 |  |  | 95.7 |  | 95.7 | [6 empty] | Federally-Regulated Commercial & Industrial Equipment | 2014-08-11
Laars Heating Systems Co. | Bradford-White Corp. | BNTH850 | Water | Natural Gas | Power | FALSE | FALSE | 1 |  | FALSE |  | None | Condensing | Step Modulating | Other |  |  |  |  | 850000 | 813000 |  |  | 95.7 |  | 95.7 | [6 empty] | Federally-Regulated Commercial & Industrial Equipment | 2014-08-11
RBI Water Heaters | RBI Water Heaters | CK4500 | Water | Natural Gas | Power | FALSE | FALSE | 3 |  |  |  | None | Condensing | Step Modulating | Other |  |  |  |  | 4500000 | 4311000 |  |  | 95.8 | 82 | [7 empty] | Federally-Regulated Commercial & Industrial Equipment | 2015-12-16
Laars Heating Systems Co. | Bradford-White Corp. | BNTH600 | Water | Natural Gas | Power | FALSE | FALSE | 1 |  | FALSE |  | None | Condensing | Step Modulating | Other |  |  |  |  | 600000 | 572000 |  |  | 96 |  | 95.3 | [6 empty] | Federally-Regulated Commercial & Industrial Equipment | 2014-08-11
U.S. Boiler Co. | Thermal Solutions | APX625 | Water | Natural Gas | Power | FALSE | FALSE | 1 |  |  |  | None | Condensing | Step Modulating | Other |  |  |  |  | 625000 | 594000 |  |  | 96 |  | 95 | [6 empty] | Federally-Regulated Commercial & Industrial Equipment | 2014-08-11
U.S. Boiler Co. | U.S. Boiler Co. | ALP600 | Water | Natural Gas | Power | FALSE | FALSE | 1 |  |  |  | None | Condensing | Step Modulating | Other |  |  |  |  | 625000 | 594000 |  |  | 96 |  | 95 | [6 empty] | Federally-Regulated Commercial & Industrial Equipment | 2014-08-11
Laars Heating Systems Company | Magnatherm | MGH1600****** | Water | Natural Gas | Power | FALSE | FALSE | 1 |  | FALSE | None | None | Condensing | Step Modulating | Other |  |  |  |  | 1600000 | 1520000 |  |  | 96 |  | 95 | 80 | [5 empty] | Federally-Regulated Commercial & Industrial Equipment | 2015-08-24
Raypak | Raypak | H7-398A-N* | Water | Natural Gas | Power | FALSE | FALSE | 1 |  |  |  | None | Condensing | Step Modulating | Other |  |  |  |  | 399000 | 383040 | 39900 | 38304 | 96 |  | 96 | [6 empty] | Federally-Regulated Commercial & Industrial Equipment | 2015-01-07
New York Thermal, Inc. | New York Thermal, Inc. | TFT399 | Water | Natural Gas | Power | FALSE | FALSE | 1 |  | FALSE |  | None | Condensing | Step Modulating | Other |  |  |  |  | 399000 | 380000 |  |  | 96 |  | 95.4 | [6 empty] | Federally-Regulated Commercial & Industrial Equipment | 2014-08-11
Harsco Industrial / Patterson-Kelley | Mach | C-2000 | Water | Natural Gas | Power | FALSE | TRUE | 1 |  |  | None | None | Condensing | Step Modulating | Other | None |  |  |  | 2000000 | 1920000 | 400000 | 384000 | 96 | 80 | 95.8 | [6 empty] | Federally-Regulated Commercial & Industrial Equipment | 2009-03-14
Laars Heating Systems Company | Magnatherm | MGH1600****** | Water | Natural Gas | Power | FALSE | TRUE | 1 |  | FALSE | None | None | Condensing | Step Modulating | Other |  |  |  |  | 1600000 | 1510000 |  |  | 96 |  | 94.4 | 80 | [5 empty] | Federally-Regulated Commercial & Industrial Equipment | 2015-08-24
Laars Heating Systems Co. | Triangle Tube | KS600 | Water | Natural Gas | Power | FALSE | FALSE | 1 |  | FALSE |  | None | Condensing | Step Modulating | Other |  |  |  |  | 600000 | 572000 |  |  | 96 |  | 95.3 | [6 empty] | Federally-Regulated Commercial & Industrial Equipment | 2014-08-11
Slant / Fin Corp. | Slant / Fin Corp. | CHS399 | Water | Natural Gas | Power | FALSE | FALSE | 1 |  | FALSE |  | None | Condensing | Step Modulating | Other |  |  |  |  | 399000 | 380000 |  |  | 96 |  | 95.4 | [6 empty] | Federally-Regulated Commercial & Industrial Equipment | 2014-08-11
Harsco Industrial / Patterson-Kelley | Mach | C-1500 | Water | Natural Gas | Power | FALSE | TRUE | 1 |  |  | None | None | Condensing | Step Modulating | Other | None |  |  |  | 1500000 | 1440000 | 300000 | 288000 | 96 | 80 | 95.8 | [6 empty] | Federally-Regulated Commercial & Industrial Equipment | 2009-03-14
RBI Water Heaters | RBI Water Heaters | CK6000 | Water | Natural Gas | Power | FALSE | FALSE | 3 |  |  |  | None | Condensing | Step Modulating | Other |  |  |  |  | 6000000 | 5766000 |  |  | 96.1 | 82 | [7 empty] | Federally-Regulated Commercial & Industrial Equipment | 2015-12-16
Harsco Industrial / Patterson-Kelley | P-K SONIC | SC-4000 | Water | Natural Gas | Power | FALSE | FALSE | 3 |  |  |  | None | Condensing | Step Modulating | Other |  |  |  |  | 4000000 | 3840000 |  |  | 96.2 | 82 | [7 empty] | Federally-Regulated Commercial & Industrial Equipment | 2015-12-04
Harsco Industrial / Patterson-Kelley | Harsco Industrial / Patterson-Kelley | SC-4000 | Water | Natural Gas | Power | FALSE | FALSE | 3 |  |  |  | None | Condensing | Step Modulating | Other |  |  |  |  | 4000000 | 3840000 |  |  | 96.2 |  | 96 | [6 empty] | Federally-Regulated Commercial & Industrial Equipment | 2015-04-02
Aerco International | Aerco International | BMK 750 | Water | Natural Gas | Power | FALSE | FALSE | 1 |  | FALSE | None | None | Condensing | Single-Stage | Other |  |  |  |  | 750000 | 721000 | 750000000 | 721000000 | 96.2 |  | 95.6 | [6 empty] | Federally-Regulated Commercial & Industrial Equipment | 2014-08-11
Laars Heating Systems Co. | Bradford-White Corp. | BNTH399 | Water | Natural Gas | Power | FALSE | FALSE | 1 |  | FALSE |  | None | Condensing | Step Modulating | Other |  |  |  |  | 399900 | 386000 |  |  | 96.5 |  | 96.5 | [6 empty] | Federally-Regulated Commercial & Industrial Equipment | 2014-08-11
Laars Heating Systems Co. | Triangle Tube | KS399 | Water | Natural Gas | Power | FALSE | FALSE | 1 |  | FALSE |  | None | Condensing | Step Modulating | Other |  |  |  |  | 399900 | 386000 |  |  | 96.5 |  | 96.5 | [6 empty] | Federally-Regulated Commercial & Industrial Equipment | 2014-08-11
Raypak | Raypak | H7-2005* | Water | Natural Gas | Induced Draft | FALSE | FALSE | 1 |  |  | None | None | Condensing | Step Modulating | Copper | Single-Speed | 1 | Standard |  | 1999000 | 1919000 | 500000000 |  | 96.5 | 80 | 96 |  | 12 |  |  |  |  | Federally-Regulated Commercial & Industrial Equipment | 2010-03-16
Raypak | Raypak | H7-1005* | Water | Natural Gas | Induced Draft | FALSE | FALSE | 1 |  |  | None | None | Condensing | Step Modulating | Copper | Single-Speed | 0.5 | Standard |  | 999000 | 959000 | 250000000 |  | 96.5 | 80 | 96 |  | 12 |  |  |  |  | Federally-Regulated Commercial & Industrial Equipment | 2010-03-16
Raypak | Raypak | H7-1505* | Water | Natural Gas | Induced Draft | FALSE | FALSE | 1 |  |  | None | None | Condensing | Step Modulating | Copper | Single-Speed | 1 | Standard |  | 1500000 | 1440000 | 375000000 |  | 96.5 | 80 | 96 |  | 12 |  |  |  |  | Federally-Regulated Commercial & Industrial Equipment | 2010-03-16
Laars Heating Systems Co. | Triangle Tube | KS750 | Water | Natural Gas | Power | FALSE | FALSE | 1 |  | FALSE |  | None | Condensing | Step Modulating | Other |  |  |  |  | 750000 | 724000 |  |  | 96.6 |  | 96.6 | [6 empty] | Federally-Regulated Commercial & Industrial Equipment | 2014-08-11
Laars Heating Systems Co. | Laars Heating Systems Co. | NTH750 | Water | Natural Gas | Power | FALSE | FALSE | 1 |  |  |  | None | Condensing | Step Modulating | Other |  |  |  |  | 750000 | 724000 |  |  | 96.6 |  | 96.6 | [6 empty] | Federally-Regulated Commercial & Industrial Equipment | 2014-09-05
Laars Heating Systems Co. | Bradford-White Corp. | BNTH750 | Water | Natural Gas | Power | FALSE | FALSE | 1 |  | FALSE |  | None | Condensing | Step Modulating | Other |  |  |  |  | 750000 | 724000 |  |  | 96.6 |  | 96.6 | [6 empty] | Federally-Regulated Commercial & Industrial Equipment | 2014-08-11
Viessmann Manufacturing | Viessmann Manufacturing | CT3-89 | Water | Natural Gas | Power | FALSE | FALSE | 1 |  |  |  | None | Condensing | Step Modulating | Other |  |  |  |  | 3361000 | 3252000 |  |  | 96.7 | 80 | 96.7 | [6 empty] | Federally-Regulated Commercial & Industrial Equipment | 2008-04-14
Cleaver-Brooks | Cleaver-Brooks | CFC-2500 | Water | Natural Gas | Power | FALSE | FALSE | 1 |  |  |  | None | Condensing | Step Modulating | Other |  |  |  |  | 2500000 | 2475000 |  |  | 96.7 |  | 99.1 | [6 empty] | Federally-Regulated Commercial & Industrial Equipment | 2014-09-05
Aerco International | Aerco International | BMK 1000 | Water | Natural Gas | Power | FALSE | FALSE | 1 |  | FALSE | None | None | Condensing | Step Modulating | Other |  |  |  |  | 1000000 | 968000 | 1000000 | 968000 | 96.8 |  | 96.8 | [6 empty] | Federally-Regulated Commercial & Industrial Equipment | 2014-08-11
Viessmann Manufacturing | Viessmann Manufacturing | CT3-72 | Water | Natural Gas | Power | FALSE | FALSE | 1 |  |  |  | None | Condensing | Step Modulating | Other |  |  |  |  | 2702000 | 2616000 |  |  | 96.8 | 80 | 96.8 | [6 empty] | Federally-Regulated Commercial & Industrial Equipment | 2008-04-14
Viessmann Manufacturing | Viessmann Manufacturing | CT3-57 | Water | Natural Gas | Power | FALSE | FALSE | 1 |  |  |  | None | Condensing | Step Modulating | Other |  |  |  |  | 2160000 | 2094000 |  |  | 96.9 | 80 | 96.9 | [6 empty] | Federally-Regulated Commercial & Industrial Equipment | 2008-04-14
Viessmann Manufacturing | Viessmann Manufacturing | CM2-311 | Water | Natural Gas | Power | FALSE | FALSE | 1 |  |  |  | None | Condensing | Step Modulating | Other |  |  |  |  | 1112000 | 1078000 |  |  | 97 |  | 97 | [6 empty] | Federally-Regulated Commercial & Industrial Equipment | 2014-10-23
Viessmann Manufacturing | Viessmann Manufacturing | CT3-46 | Water | Natural Gas | Power | FALSE | FALSE | 1 |  |  |  | None | Condensing | Step Modulating | Other |  |  |  |  | 1726000 | 1675000 |  |  | 97.1 | 80 | 97.1 | [6 empty] | Federally-Regulated Commercial & Industrial Equipment | 2008-04-14
Viessmann Manufacturing | Viessmann Manufacturing | CT3-37 | Water | Natural Gas | Power | FALSE | FALSE | 1 |  |  |  | None | Condensing | Step Modulating | Other |  |  |  |  | 1389000 | 1350000 |  |  | 97.2 | 80 | 97.2 | [6 empty] | Federally-Regulated Commercial & Industrial Equipment | 2008-04-14
Harsco Industrial / Patterson-Kelley | P-K SONIC | SC-3000 | Water | Natural Gas | Power | FALSE | FALSE | 3 |  |  |  | None | Condensing | Step Modulating | Other |  |  |  |  | 3000000 | 2907000 |  |  | 97.3 | 82 | [7 empty] | Federally-Regulated Commercial & Industrial Equipment | 2015-12-04
Harsco Industrial / Patterson-Kelley | Harsco Industrial / Patterson-Kelley | SC-3000 | Water | Natural Gas | Power | FALSE | FALSE | 3 |  |  |  | None | Condensing | Step Modulating | Other |  |  |  |  | 3000000 | 2907000 |  |  | 97.3 |  | 96.9 | [6 empty] | Federally-Regulated Commercial & Industrial Equipment | 2015-04-02
DDR Americas, Inc. | De Deitrich | GAS 310-7 ECO | Water | Natural Gas | Power | FALSE | FALSE | 1 |  |  |  | Electro-Mechanical Inlet Dampe | Condensing | Step Modulating | Other |  |  |  |  | 1529000 | 1457000 |  |  | 97.4 |  | 97.4 | [6 empty] | Federally-Regulated Commercial & Industrial Equipment | 2014-09-05
DDR Americas, Inc. | De Deitrich | GAS 310-9 ECO | Water | Natural Gas | Power | FALSE | FALSE | 1 |  |  |  | Electro-Mechanical Inlet Dampe | Condensing | Step Modulating | Other |  |  |  |  | 2049000 | 1955000 |  |  | 97.4 |  | 97.4 | [6 empty] | Federally-Regulated Commercial & Industrial Equipment | 2014-09-05
DDR Americas, Inc. | De Deitrich | GAS 310-8 ECO | Water | Natural Gas | Power | FALSE | FALSE | 1 |  |  |  | Electro-Mechanical Inlet Dampe | Condensing | Step Modulating | Other |  |  |  |  | 1785000 | 1703000 |  |  | 97.4 |  | 97.4 | [6 empty] | Federally-Regulated Commercial & Industrial Equipment | 2014-09-05
DDR Americas, Inc. | De Deitrich | GAS 310-5 ECO | Water | Natural Gas | Power | FALSE | FALSE | 1 |  |  |  | Electro-Mechanical Inlet Dampe | Condensing | Step Modulating | Other |  |  |  |  | 1017000 | 962000 |  |  | 97.4 |  | 97.4 | [6 empty] | Federally-Regulated Commercial & Industrial Equipment | 2014-09-05
Viessmann Manufacturing | Viessmann Manufacturing | CT3-28 | Water | Natural Gas | Power | FALSE | FALSE | 1 |  |  |  | None | Condensing | Step Modulating | Other |  |  |  |  | 1071000 | 1044000 |  |  | 97.4 | 80 | 97.4 | [6 empty] | Federally-Regulated Commercial & Industrial Equipment | 2008-04-14
DDR Americas, Inc. | De Deitrich | GAS 310-6 ECO | Water | Natural Gas | Power | FALSE | FALSE | 1 |  |  |  | Electro-Mechanical Inlet Dampe | Condensing | Step Modulating | Other |  |  |  |  | 1269000 | 1205000 |  |  | 97.4 |  | 97.4 | [6 empty] | Federally-Regulated Commercial & Industrial Equipment | 2014-09-05
Viessmann Manufacturing | Viessmann Manufacturing | CT3-22 | Water | Natural Gas | Power | FALSE | FALSE | 1 |  |  |  | None | Condensing | Step Modulating | Other |  |  |  |  | 846000 | 827000 |  |  | 97.8 | 80 | 97.7 | [6 empty] | Federally-Regulated Commercial & Industrial Equipment | 2008-04-14
Raypak | Raypak | H3402B-CHX | Water | Natural Gas | Induced Draft | FALSE | FALSE | 1 |  |  | None | None | Condensing | Single-Stage | Copper |  |  |  |  | 399000 | 391000 |  |  | 98 | 80 | 98 | [6 empty] | Federally-Regulated Commercial & Industrial Equipment | 2007-12-12
Raypak | Raypak | H41532B-CHX | Water | Natural Gas | Induced Draft | FALSE | FALSE | 1 |  |  | None | None | Non-Condensing | Single-Stage | Copper |  |  |  |  | 1530000 | 1499000 |  |  | 98 | 80 | 98 | [6 empty] | Federally-Regulated Commercial & Industrial Equipment | 2007-12-12
Raypak | Raypak | H8902B-CHX | Water | Natural Gas | Induced Draft | FALSE | FALSE | 1 |  |  | None | None | Condensing | Single-Stage | Copper |  |  |  |  | 900000 | 882000 |  |  | 98 | 80 | 98 | [6 empty] | Federally-Regulated Commercial & Industrial Equipment | 2007-12-12
Raypak | Raypak | H3652B-CHX | Water | Natural Gas | Induced Draft | FALSE | FALSE | 1 |  |  | None | None | Condensing | Single-Stage | Copper |  |  |  |  | 650000 | 637000 |  |  | 98 | 80 | 98 | [6 empty] | Federally-Regulated Commercial & Industrial Equipment | 2007-12-12
Raypak | Raypak | H91262B-CHX | Water | Natural Gas | Induced Draft | FALSE | FALSE | 1 |  |  | None | None | Condensing | Single-Stage | Copper |  |  |  |  | 1260000 | 1235000 |  |  | 98 | 80 | 98 | [6 empty] | Federally-Regulated Commercial & Industrial Equipment | 2007-12-12
Raypak | Raypak | H3502B-CHX | Water | Natural Gas | Induced Draft | FALSE | FALSE | 1 |  |  | None | None | Condensing | Single-Stage | Copper |  |  |  |  | 500000 | 490000 |  |  | 98 | 80 | 98 | [6 empty] | Federally-Regulated Commercial & Industrial Equipment | 2007-12-12
Raypak | Raypak | H3992B-CHX | Water | Natural Gas | Induced Draft | FALSE | FALSE | 1 |  |  | None | None | Condensing | Single-Stage | Copper |  |  |  |  | 990000 | 970000 |  |  | 98 | 80 | 98 | [6 empty] | Federally-Regulated Commercial & Industrial Equipment | 2007-12-12
Raypak | Raypak | H41802B-CHX | Water | Natural Gas | Induced Draft | FALSE | FALSE | 1 |  |  | None | None | Non-Condensing | Single-Stage | Copper |  |  |  |  | 1800000 | 1764000 |  |  | 98 | 80 | 98 | [6 empty] | Federally-Regulated Commercial & Industrial Equipment | 2007-12-12
Raypak | Raypak | H3752B-CHX | Water | Natural Gas | Induced Draft | FALSE | FALSE | 1 |  |  | None | None | Condensing | Single-Stage | Copper |  |  |  |  | 750000 | 735000 |  |  | 98 | 80 | 98 | [6 empty] | Federally-Regulated Commercial & Industrial Equipment | 2007-12-12
Raypak | Raypak | H42002B-CHX | Water | Natural Gas | Induced Draft | FALSE | FALSE | 1 |  |  | None | None | Non-Condensing | Single-Stage | Copper |  |  |  |  | 1999000 | 1959000 |  |  | 98 | 80 | 98 | [6 empty] | Federally-Regulated Commercial & Industrial Equipment | 2007-12-12
Viessmann Manufacturing | Viessmann Manufacturing | CT3-17 | Water | Natural Gas | Power | FALSE | FALSE | 1 |  |  |  | None | Condensing | Step Modulating | Other |  |  |  |  | 638000 | 626000 |  |  | 98.3 | 80 | 98.1 | [6 empty] | Federally-Regulated Commercial & Industrial Equipment | 2008-04-14
89.4344

## SteamBoilers
Manufacturer | Brand | Model Number | Boiler Type | Energy Source | Burner Type | Pilot Light? (T/F) | Outdoor Install | Electrical Phase | Automatic Means for Adjusting Water Temp | Natural Draft | Draft Equipment | Off Cycle Devices | Flue Gas | Control | Boiler Design | Pump Motor Design | TotalNominal Pump Motor HP | Pump Motor Type | Pump Motor Power Factor % | Nameplate Input BTUH | Rated Max Output BTUH | Min Input BTUH | Min Output BTUH | Combustion Efficiency | Combustion Efficiency Std | Thermal Efficiency | Thermal Efficiency Std | Standby Loss Watts | Standby Loss Watts Std | Minimum Thermal Efficiency | Annual Fuel Utilization Efficiency (AFUE) | AFUE Std | Regulatory Status | Add Date
Gasmaster Industries, Inc. | Gasmaster | GMI 600 | Both Steam & Water | Natural Gas | Power | FALSE | FALSE | 3 |  |  | No Match | No Match | No Match | No Match | Other | No Match |  | No Match |  | 600000 |  | 30000 |  | 95.8 | 80 |  |  |  |  | 98 |  |  | Federally-Regulated Commercial & Industrial Equipment | 2000-05-18
Gasmaster Industries, Inc. | Gasmaster | GMI 300 | Both Steam & Water | Natural Gas | Power | FALSE | FALSE | 3 |  |  | No Match | No Match | No Match | No Match | Other | No Match |  | No Match |  | 300000 |  | 15000 |  | 95.6 | 80 |  |  |  |  | 98 |  |  | Federally-Regulated Commercial & Industrial Equipment | 2000-05-18
Lochinvar, LLC. | Lochinvar | SBN1500 | Both Steam & Water | Natural Gas | Power | FALSE | FALSE | 1 |  |  | None | None | Condensing | Step Modulating | Other |  |  |  |  | 1500000 | 1422000 | 150000 | 142200 | 94.8 | 80 | 94.8 | [6 empty] | Federally-Regulated Commercial & Industrial Equipment | 2010-06-07
Lochinvar, LLC. | Lochinvar | SBN1300 | Both Steam & Water | Natural Gas | Power | FALSE | FALSE | 1 |  |  | None | None | Condensing | Step Modulating | Other |  |  |  |  | 1300000 | 1232400 | 130000 | 123240 | 94.8 | 80 | 94.8 | [6 empty] | Federally-Regulated Commercial & Industrial Equipment | 2010-06-07
Gasmaster Industries, Inc. | Gasmaster | GMI 400 | Both Steam & Water | Natural Gas | Power | FALSE | FALSE | 3 |  |  | No Match | No Match | No Match | No Match | Other | No Match |  | No Match |  | 400000 |  | 20000 |  | 94 | 80 |  |  |  |  | 98 |  |  | Federally-Regulated Commercial & Industrial Equipment | 2000-05-18
Quietside Boilers | Quietside | QVM9-150W1-NG | Both Steam & Water | Natural Gas | Power | FALSE | FALSE | 1 |  |  | No Match | No Match | No Match | No Match | Copper | No Match |  | No Match |  | 135000 |  |  |  | 93 | [6 empty] | 90 | 80 | Federally-Regulated Consumer Product | 2002-06-12
Gasmaster Industries, Inc. | Gasmaster | GMI 800 | Both Steam & Water | Natural Gas | Power | FALSE | FALSE | 3 |  |  | No Match | No Match | No Match | No Match | Other | No Match |  | No Match |  | 800000 |  | 40000 |  | 93 | 80 |  |  |  |  | 98 |  |  | Federally-Regulated Commercial & Industrial Equipment | 2000-05-18
Gasmaster Industries, Inc. | Gasmaster | GMI 1M | Both Steam & Water | Natural Gas | Power | FALSE | FALSE | 3 |  |  | No Match | No Match | No Match | No Match | Other | No Match |  | No Match |  | 1000000 |  | 50000 |  | 93 | 80 |  |  |  |  | 98 |  |  | Federally-Regulated Commercial & Industrial Equipment | 2000-05-18
Quietside Boilers | Quietside | QVM9-125W1-NG | Both Steam & Water | Natural Gas | Power | FALSE | FALSE | 1 |  |  | No Match | No Match | No Match | No Match | Copper | No Match |  | No Match |  | 115000 |  |  |  | 92 | [6 empty] | 90 | 80 | Federally-Regulated Consumer Product | 2002-06-12
Quietside Boilers | Quietside | QVM9-090W1-NG | Both Steam & Water | Natural Gas | Power | FALSE | FALSE | 1 |  |  | No Match | No Match | No Match | No Match | Copper | No Match |  | No Match |  | 90000 |  |  |  | 92 | [6 empty] | 90 | 80 | Federally-Regulated Consumer Product | 2002-06-12
Quietside Boilers | Quietside | QXM8-095F1-NG | Both Steam & Water | Natural Gas | Power | FALSE | FALSE | 1 |  |  | No Match | No Match | No Match | No Match | Other | No Match |  | No Match |  | 93000 |  |  |  | 90 | [6 empty] | 86 | 80 | Federally-Regulated Consumer Product | 2002-06-12
Quietside Boilers | Quietside | QXM8-SS-170F1-NG | Both Steam & Water | Natural Gas | Power | FALSE | FALSE | 1 |  |  | No Match | No Match | No Match | No Match | Other | No Match |  | No Match |  | 168000 |  |  |  | 90 | [6 empty] | 86 | 80 | Federally-Regulated Consumer Product | 2002-06-12
Quietside Boilers | Quietside | QXM8-140F1-NG | Both Steam & Water | Natural Gas | Power | FALSE | FALSE | 1 |  |  | No Match | No Match | No Match | No Match | Other | No Match |  | No Match |  | 140000 |  |  |  | 90 | [6 empty] | 86 | 80 | Federally-Regulated Consumer Product | 2002-06-12
Quietside Boilers | Quietside | QXM8-070F1-NG | Both Steam & Water | Natural Gas | Power | FALSE | FALSE | 1 |  |  | No Match | No Match | No Match | No Match | Other | No Match |  | No Match |  | 70000 |  |  |  | 90 | [6 empty] | 86 | 80 | Federally-Regulated Consumer Product | 2002-06-12
Fulton Boiler Works | Fulton | PHP-0700 | Steam | Natural Gas | No Match | FALSE | TRUE | 3 |  |  | No Match | No Match | No Match | No Match | Other | No Match |  | No Match |  | 700000 |  | 700000 |  | 86 | 80 |  |  |  |  | 86 |  |  | Federally-Regulated Commercial & Industrial Equipment | 1996-02-29
Fulton Boiler Works | Fulton | PHP-0500 | Steam | Natural Gas | No Match | FALSE | TRUE | 3 |  |  | No Match | No Match | No Match | No Match | Other | No Match |  | No Match |  | 500000 |  | 500000 |  | 86 | 80 |  |  |  |  | 86 |  |  | Federally-Regulated Commercial & Industrial Equipment | 1996-02-29
Burnham Corp. | Burnham Corp. | 4FHL-675A | Steam | Natural Gas | Power | FALSE | FALSE | 3 |  | FALSE |  | None | Non-Condensing | Step Modulating | Other |  |  |  |  | 5650000 | 4757000 |  |  | 85.5 |  | 84.2 | [6 empty] | Federally-Regulated Commercial & Industrial Equipment | 2014-08-11
Burnham Corp. | Burnham Corp. | 4FHL-563A | Steam | Natural Gas | Power | FALSE | FALSE | 3 |  | FALSE |  | None | Non-Condensing | Two-Stage Modulating | Other |  |  |  |  | 4713000 | 3935000 |  |  | 85.3 |  | 83.5 | [6 empty] | Federally-Regulated Commercial & Industrial Equipment | 2014-08-11
Burnham Corp. | Burnham Corp. | 4FHL-450A | Steam | Natural Gas | Power | FALSE | FALSE | 3 |  | FALSE |  | None | Non-Condensing | Two-Stage Modulating | Other |  |  |  |  | 3769000 | 3121000 |  |  | 85.2 |  | 82.8 | [6 empty] | Federally-Regulated Commercial & Industrial Equipment | 2014-08-11
Water Pik, Inc. | Laars | VW0775MN20***** | Both Steam & Water | Natural Gas | Power | FALSE | FALSE | 3 |  |  | No Match | No Match | No Match | No Match | Copper | No Match |  | No Match |  | 775000 |  | 775000 |  | 85 | 80 |  |  | 5 |  | 83 |  |  | Federally-Regulated Commercial & Industrial Equipment | 2001-11-21
Water Pik, Inc. | Laars | PW0775MN20***** | Both Steam & Water | Natural Gas | Power | FALSE | FALSE | 3 |  |  | No Match | No Match | No Match | No Match | Copper | No Match |  | No Match |  | 775000 |  | 775000 |  | 85 | 80 |  |  | 5 |  | 83 |  |  | Federally-Regulated Commercial & Industrial Equipment | 2001-11-21
Water Pik, Inc. | Laars | RHCH1200N******* | Both Steam & Water | Natural Gas | Power | FALSE | TRUE | 3 |  |  | No Match | No Match | No Match | No Match | Copper | No Match |  | No Match |  | 1200000 |  | 600000 |  | 85 | 80 |  |  | 12 |  | 88 |  |  | Federally-Regulated Commercial & Industrial Equipment | 2002-08-22
Water Pik, Inc. | Laars | VW0400MN20***** | Both Steam & Water | Natural Gas | Power | FALSE | FALSE | 3 |  |  | No Match | No Match | No Match | No Match | Copper | No Match |  | No Match |  | 399000 |  | 399000 |  | 85 | 80 |  |  | 5 |  | 83 |  |  | Federally-Regulated Commercial & Industrial Equipment | 2001-11-21
Burnham Corp. | Burnham Corp. | 4FHL-360A | Steam | Natural Gas | Power | FALSE | FALSE | 3 |  | FALSE |  | None | Non-Condensing | Two-Stage Modulating | Other |  |  |  |  | 3013000 | 2479000 |  |  | 85 |  | 82.3 | [6 empty] | Federally-Regulated Commercial & Industrial Equipment | 2014-08-11
Burnham Corp. | Burnham Corp. | CL-20-G | Steam | Natural Gas | Power | FALSE | FALSE | 1 |  | FALSE |  | None | Non-Condensing | Single-Stage | Other |  |  |  |  | 816000 | 660000 |  |  | 85 |  | 80.9 | [6 empty] | Federally-Regulated Commercial & Industrial Equipment | 2014-12-01
Water Pik, Inc. | Laars | VW1000MN20***** | Both Steam & Water | Natural Gas | Power | FALSE | FALSE | 3 |  |  | No Match | No Match | No Match | No Match | Copper | No Match |  | No Match |  | 1000000 |  | 1000000 |  | 85 | 80 |  |  | 5 |  | 83 |  |  | Federally-Regulated Commercial & Industrial Equipment | 2001-11-21
Burnham Corp. | Burnham Corp. | 4FHL-345A | Steam | Natural Gas | Power | FALSE | FALSE | 3 |  | FALSE |  | None | Non-Condensing | Two-Stage Modulating | Other |  |  |  |  | 2888000 | 2373000 |  |  | 85 |  | 82.2 | [6 empty] | Federally-Regulated Commercial & Industrial Equipment | 2014-08-11
Water Pik, Inc. | Laars | RHCH2400N******* | Both Steam & Water | Natural Gas | Power | FALSE | TRUE | 3 |  |  | No Match | No Match | No Match | No Match | Copper | No Match |  | No Match |  | 2400000 |  | 1200000 |  | 85 | 80 |  |  | 12 |  | 88 |  |  | Federally-Regulated Commercial & Industrial Equipment | 2002-08-22
Fulton Boiler Works | Fulton | PVLP-750 | Steam | Natural Gas | Injection Type | FALSE | FALSE | 3 |  |  | None | None | Condensing | Step Modulating | Other | No Match |  | No Match |  | 750000 | 637500 | 250000 | 215000 | 85 | 80 | 85 |  | 380 |  | 86 |  |  | Federally-Regulated Commercial & Industrial Equipment | 2003-02-20
Water Pik, Inc. | Laars | VW0625MN20***** | Both Steam & Water | Natural Gas | Power | FALSE | FALSE | 3 |  |  | No Match | No Match | No Match | No Match | Copper | No Match |  | No Match |  | 625000 |  | 625000 |  | 85 | 80 |  |  | 5 |  | 83 |  |  | Federally-Regulated Commercial & Industrial Equipment | 2001-11-21
Water Pik, Inc. | Laars | PW0400MN20***** | Both Steam & Water | Natural Gas | Power | FALSE | FALSE | 3 |  |  | No Match | No Match | No Match | No Match | Copper | No Match |  | No Match |  | 399000 |  | 399000 |  | 85 | 80 |  |  | 5 |  | 83 |  |  | Federally-Regulated Commercial & Industrial Equipment | 2001-11-21
Water Pik, Inc. | Laars | PW1000MN20***** | Both Steam & Water | Natural Gas | Power | FALSE | FALSE | 3 |  |  | No Match | No Match | No Match | No Match | Copper | No Match |  | No Match |  | 1000000 |  | 1000000 |  | 85 | 80 |  |  | 5 |  | 83 |  |  | Federally-Regulated Commercial & Industrial Equipment | 2001-11-21
Water Pik, Inc. | Laars | PW0625MN20***** | Both Steam & Water | Natural Gas | Power | FALSE | FALSE | 3 |  |  | No Match | No Match | No Match | No Match | Copper | No Match |  | No Match |  | 625000 |  | 625000 |  | 85 | 80 |  |  | 5 |  | 83 |  |  | Federally-Regulated Commercial & Industrial Equipment | 2001-11-21
Water Pik, Inc. | Laars | PW0520MN20***** | Both Steam & Water | Natural Gas | Power | FALSE | FALSE | 3 |  |  | No Match | No Match | No Match | No Match | Copper | No Match |  | No Match |  | 520000 |  | 520000 |  | 85 | 80 |  |  | 5 |  | 83 |  |  | Federally-Regulated Commercial & Industrial Equipment | 2001-11-21
Water Pik, Inc. | Laars | VW0320MN20***** | Both Steam & Water | Natural Gas | Power | FALSE | FALSE | 3 |  |  | No Match | No Match | No Match | No Match | Copper | No Match |  | No Match |  | 320000 |  | 320000 |  | 85 | 80 |  |  | 5 |  | 83 |  |  | Federally-Regulated Commercial & Industrial Equipment | 2001-11-21
Water Pik, Inc. | Laars | VW0520MN20***** | Both Steam & Water | Natural Gas | Power | FALSE | FALSE | 3 |  |  | No Match | No Match | No Match | No Match | Copper | No Match |  | No Match |  | 520000 |  | 520000 |  | 85 | 80 |  |  | 5 |  | 83 |  |  | Federally-Regulated Commercial & Industrial Equipment | 2001-11-21
Water Pik, Inc. | Laars | PW0320MN20***** | Both Steam & Water | Natural Gas | Power | FALSE | FALSE | 3 |  |  | No Match | No Match | No Match | No Match | Copper | No Match |  | No Match |  | 320000 |  | 320000 |  | 85 | 80 |  |  | 5 |  | 83 |  |  | Federally-Regulated Commercial & Industrial Equipment | 2001-11-21
Burnham Corp. | Burnham Corp. | 4FHL-277A | Steam | Natural Gas | Power | FALSE | FALSE | 1 |  | FALSE |  | None | Non-Condensing | Two-Stage Modulating | Other |  |  |  |  | 2319000 | 1895000 |  |  | 84.9 |  | 81.7 | [6 empty] | Federally-Regulated Commercial & Industrial Equipment | 2014-08-11
Burnham Corp. | Burnham Corp. | 4FHL-311A | Steam | Natural Gas | Power | FALSE | FALSE | 3 |  | FALSE |  | None | Non-Condensing | Two-Stage Modulating | Other |  |  |  |  | 2603000 | 2133000 |  |  | 84.9 |  | 82 | [6 empty] | Federally-Regulated Commercial & Industrial Equipment | 2014-08-11
Burnham Corp. | Burnham Corp. | CL-30-G | Steam | Natural Gas | Power | FALSE | FALSE | 1 |  | FALSE |  | None | Non-Condensing | Single-Stage | Other |  |  |  |  | 1225000 | 995000 |  |  | 84.8 |  | 81.3 | [6 empty] | Federally-Regulated Commercial & Industrial Equipment | 2014-12-01
Burnham Corp. | Burnham Corp. | 4FHL-240A | Steam | Natural Gas | Power | FALSE | FALSE | 1 |  | FALSE |  | None | Non-Condensing | Two-Stage Modulating | Other |  |  |  |  | 2009000 | 1637000 |  |  | 84.8 |  | 81.5 | [6 empty] | Federally-Regulated Commercial & Industrial Equipment | 2014-08-11
Weil-McLain | Weil-McLain | 488 | Both Steam & Water | Natural Gas | Power | FALSE | FALSE | 1 |  |  |  | None | Non-Condensing | Single-Stage | Cast Iron |  |  |  |  | 1010000 | 839000 |  |  | 84.8 | 80 | 83.1 | [6 empty] | Federally-Regulated Commercial & Industrial Equipment | 2008-04-14
Burnham Corp. | Burnham Corp. | 4FHL-209A | Steam | Natural Gas | Power | FALSE | FALSE | 1 |  | FALSE |  | None | Non-Condensing | Two-Stage Modulating | Other |  |  |  |  | 1750000 | 1423000 |  |  | 84.8 |  | 81.3 | [6 empty] | Federally-Regulated Commercial & Industrial Equipment | 2014-08-11
Weil-McLain | Weil-McLain | 488R | Both Steam & Water | Natural Gas | Power | FALSE | FALSE | 1 |  |  |  | None | Non-Condensing | Single-Stage | Cast Iron |  |  |  |  | 996000 | 827000 |  |  | 84.8 | 80 | 83.1 | [6 empty] | Federally-Regulated Commercial & Industrial Equipment | 2008-04-14
Burnham Corp. | Burnham Corp. | 4FHL-154A | Steam | Natural Gas | Power | FALSE | FALSE | 1 |  | FALSE |  | None | Non-Condensing | Two-Stage Modulating | Other |  |  |  |  | 1289000 | 1044000 |  |  | 84.7 |  | 81 | [6 empty] | Federally-Regulated Commercial & Industrial Equipment | 2014-08-11
Burnham Corp. | Burnham Corp. | 4FHL-180A | Steam | Natural Gas | Power | FALSE | FALSE | 1 |  | FALSE |  | None | Non-Condensing | Two-Stage Modulating | Other |  |  |  |  | 1506000 | 1221000 |  |  | 84.7 |  | 81.1 | [6 empty] | Federally-Regulated Commercial & Industrial Equipment | 2014-08-11
Burnham Corp. | Burnham Corp. | CL-40-G | Steam | Natural Gas | Power | FALSE | FALSE | 1 |  | FALSE |  | None | Non-Condensing | Two-Stage Modulating | Other |  |  |  |  | 1633000 | 1334000 |  |  | 84.6 |  | 81.7 | [6 empty] | Federally-Regulated Commercial & Industrial Equipment | 2014-12-01
Burnham Corp. | Burnham Corp. | 4FHL-92A | Steam | Natural Gas | Power | FALSE | FALSE | 1 |  | FALSE |  | None | Non-Condensing | Single-Stage | Other |  |  |  |  | 770000 | 621000 |  |  | 84.6 |  | 80.6 | [6 empty] | Federally-Regulated Commercial & Industrial Equipment | 2014-08-11
Burnham Corp. | Burnham Corp. | 4FHL-107A | Steam | Natural Gas | Power | FALSE | FALSE | 1 |  | FALSE |  | None | Non-Condensing | Single-Stage | Other |  |  |  |  | 895000 | 722000 |  |  | 84.6 |  | 80.7 | [6 empty] | Federally-Regulated Commercial & Industrial Equipment | 2014-08-11
Burnham Corp. | Burnham Corp. | 4FHL-78A | Steam | Natural Gas | Power | FALSE | FALSE | 1 |  | FALSE |  | None | Non-Condensing | Single-Stage | Other |  |  |  |  | 653000 | 526000 |  |  | 84.6 |  | 80.5 | [6 empty] | Federally-Regulated Commercial & Industrial Equipment | 2014-08-11
Burnham Corp. | Burnham Corp. | 4FHL-127A | Steam | Natural Gas | Power | FALSE | FALSE | 1 |  | FALSE |  | None | Non-Condensing | Two-Stage Modulating | Other |  |  |  |  | 1063000 | 859000 |  |  | 84.6 |  | 80.8 | [6 empty] | Federally-Regulated Commercial & Industrial Equipment | 2014-08-11
Burnham Corp. | Burnham Corp. | 4FHL-63A | Steam | Natural Gas | Power | FALSE | FALSE | 1 |  | FALSE |  | None | Non-Condensing | Single-Stage | Other |  |  |  |  | 528000 | 425000 |  |  | 84.5 |  | 80.4 | [6 empty] | Federally-Regulated Commercial & Industrial Equipment | 2014-08-11
Burnham Corp. | Burnham Corp. | CL-50-G | Steam | Natural Gas | Power | FALSE | FALSE | 1 |  | FALSE |  | None | Non-Condensing | Two-Stage Modulating | Other |  |  |  |  | 2041000 | 1675000 |  |  | 84.5 |  | 82.1 | [6 empty] | Federally-Regulated Commercial & Industrial Equipment | 2014-12-01
Weil-McLain | Weil-McLain | 588 | Both Steam & Water | Natural Gas | Power | FALSE | FALSE | 1 |  |  |  | None | Non-Condensing | Single-Stage | Cast Iron |  |  |  |  | 1356000 | 1126000 |  |  | 84.4 | 80 | 83.1 | [6 empty] | Federally-Regulated Commercial & Industrial Equipment | 2008-04-14
Burnham Corp. | Burnham Corp. | CL-60-G | Steam | Natural Gas | Power | FALSE | FALSE | 1 |  | FALSE |  | None | Non-Condensing | Two-Stage Modulating | Other |  |  |  |  | 2449000 | 2022000 |  |  | 84.3 |  | 82.6 | [6 empty] | Federally-Regulated Commercial & Industrial Equipment | 2014-12-01
Weil-McLain | Weil-McLain | 688 | Both Steam & Water | Natural Gas | Power | FALSE | FALSE | 1 |  |  |  | None | Non-Condensing | Single-Stage | Cast Iron |  |  |  |  | 1701000 | 1413000 |  |  | 84.1 | 80 | 83.1 | [6 empty] | Federally-Regulated Commercial & Industrial Equipment | 2008-04-14
Quietside Boilers | Quietside | QVM8-140W1-NG | Both Steam & Water | Natural Gas | Power | FALSE | FALSE | 1 |  |  | No Match | No Match | No Match | No Match | Copper | No Match |  | No Match |  | 140000 |  |  |  | 84 | [6 empty] | 82 | 80 | Federally-Regulated Consumer Product | 2002-06-12
Weil-McLain | Weil-McLain | 788 | Both Steam & Water | Natural Gas | Power | FALSE | FALSE | 1 |  |  |  | None | Non-Condensing | Single-Stage | Cast Iron |  |  |  |  | 2046000 | 1700000 |  |  | 83.9 | 80 | 83.1 | [6 empty] | Federally-Regulated Commercial & Industrial Equipment | 2008-04-14
Weil-McLain | Weil-McLain | 888 | Both Steam & Water | Natural Gas | Power | FALSE | FALSE | 1 |  |  |  | None | Non-Condensing | Single-Stage | Cast Iron |  |  |  |  | 2382000 | 1987000 |  |  | 83.7 | 80 | 83.1 | [6 empty] | Federally-Regulated Commercial & Industrial Equipment | 2008-04-14
Weil-McLain | Weil-McLain | 988 | Both Steam & Water | Natural Gas | Power | FALSE | FALSE | 1 |  |  |  | None | Non-Condensing | Single-Stage | Cast Iron |  |  |  |  | 2737000 | 2274000 |  |  | 83.7 | 80 | 83.1 | [6 empty] | Federally-Regulated Commercial & Industrial Equipment | 2008-04-14
Weil-McLain | Weil-McLain | 988R | Both Steam & Water | Natural Gas | Power | FALSE | FALSE | 1 |  |  |  | None | Non-Condensing | Single-Stage | Cast Iron |  |  |  |  | 2482000 | 2062000 |  |  | 83.7 | 80 | 83.1 | [6 empty] | Federally-Regulated Commercial & Industrial Equipment | 2008-04-14
Smith Cast Iron Boilers | Smith Cast Iron Boilers | 28HE-S/W-04 | Both Steam & Water | Natural Gas | Power | FALSE | FALSE | 1 |  |  |  | None | Non-Condensing | Single-Stage | Cast Iron |  |  |  |  | 1143000 | 931000 |  |  | 83.6 | 80 | 81.4 | [6 empty] | Federally-Regulated Commercial & Industrial Equipment | 2007-12-12
PB Heat, LLC | PB Heat, LLC | TC-HE-S/W-05 | Both Steam & Water | Natural Gas | Power | FALSE | FALSE | 1 |  |  |  | None | Non-Condensing | Single-Stage | Cast Iron |  |  |  |  | 1458000 | 1194000 |  |  | 83.6 | 80 | 81.9 | [6 empty] | Federally-Regulated Commercial & Industrial Equipment | 2011-02-17
Weil-McLain | Weil-McLain | 1088R | Both Steam & Water | Natural Gas | Power | FALSE | FALSE | 1 |  |  |  | None | Non-Condensing | Single-Stage | Cast Iron |  |  |  |  | 2887000 | 2399000 |  |  | 83.6 | 80 | 83.1 | [6 empty] | Federally-Regulated Commercial & Industrial Equipment | 2008-04-14
PB Heat, LLC | PB Heat, LLC | TCII-04 | Both Steam & Water | Natural Gas | Power | FALSE | FALSE | 1 |  |  |  | None | Non-Condensing | Single-Stage | Cast Iron |  |  |  |  | 1143000 | 931000 |  |  | 83.6 | 80 | 81.4 | [6 empty] | Federally-Regulated Commercial & Industrial Equipment | 2011-08-22
PB Heat, LLC | PB Heat, LLC | TCII-05 | Both Steam & Water | Natural Gas | Power | FALSE | FALSE | 1 |  |  |  | None | Non-Condensing | Single-Stage | Cast Iron |  |  |  |  | 1458000 | 1194000 |  |  | 83.6 | 80 | 81.9 | [6 empty] | Federally-Regulated Commercial & Industrial Equipment | 2011-08-22
Smith Cast Iron Boilers | Smith Cast Iron Boilers | 28HE-S/W-05 | Both Steam & Water | Natural Gas | Power | FALSE | FALSE | 1 |  |  |  | None | Non-Condensing | Single-Stage | Cast Iron |  |  |  |  | 1458000 | 1194000 |  |  | 83.6 | 80 | 81.9 | [6 empty] | Federally-Regulated Commercial & Industrial Equipment | 2007-12-12
PB Heat, LLC | PB Heat, LLC | TC-HE-S/W-04 | Both Steam & Water | Natural Gas | Power | FALSE | FALSE | 1 |  |  |  | None | Non-Condensing | Single-Stage | Cast Iron |  |  |  |  | 1143000 | 931000 |  |  | 83.6 | 80 | 81.4 | [6 empty] | Federally-Regulated Commercial & Industrial Equipment | 2011-02-17
Weil-McLain | Weil-McLain | 1088 | Both Steam & Water | Natural Gas | Power | FALSE | FALSE | 1 |  |  |  | None | Non-Condensing | Single-Stage | Cast Iron |  |  |  |  | 3082000 | 2561000 |  |  | 83.6 | 80 | 83.1 | [6 empty] | Federally-Regulated Commercial & Industrial Equipment | 2008-04-14
PB Heat, LLC | PB Heat, LLC | TC-HE-S/W-08 | Both Steam & Water | Natural Gas | Power | FALSE | FALSE | 1 |  |  |  | None | Non-Condensing | Single-Stage | Cast Iron |  |  |  |  | 2403000 | 1985000 |  |  | 83.5 | 80 | 82.6 | [6 empty] | Federally-Regulated Commercial & Industrial Equipment | 2011-02-17
Smith Cast Iron Boilers | Smith Cast Iron Boilers | 28HE-S/W-08 | Both Steam & Water | Natural Gas | Power | FALSE | FALSE | 1 |  |  |  | None | Non-Condensing | Single-Stage | Cast Iron |  |  |  |  | 2403000 | 1985000 |  |  | 83.5 | 80 | 82.6 | [6 empty] | Federally-Regulated Commercial & Industrial Equipment | 2007-12-12
PB Heat, LLC | PB Heat, LLC | TCII-06 | Both Steam & Water | Natural Gas | Power | FALSE | FALSE | 1 |  |  |  | None | Non-Condensing | Single-Stage | Cast Iron |  |  |  |  | 1773000 | 1458000 |  |  | 83.5 | 80 | 82.2 | [6 empty] | Federally-Regulated Commercial & Industrial Equipment | 2011-08-22
PB Heat, LLC | PB Heat, LLC | TC-HE-S/W-07 | Both Steam & Water | Natural Gas | Power | FALSE | FALSE | 1 |  |  |  | None | Non-Condensing | Single-Stage | Cast Iron |  |  |  |  | 2088000 | 1722000 |  |  | 83.5 | 80 | 82.5 | [6 empty] | Federally-Regulated Commercial & Industrial Equipment | 2011-02-17
Smith Cast Iron Boilers | Smith Cast Iron Boilers | 28HE-S/W-07 | Both Steam & Water | Natural Gas | Power | FALSE | FALSE | 1 |  |  |  | None | Non-Condensing | Single-Stage | Cast Iron |  |  |  |  | 2088000 | 1722000 |  |  | 83.5 | 80 | 82.5 | [6 empty] | Federally-Regulated Commercial & Industrial Equipment | 2007-12-12
PB Heat, LLC | PB Heat, LLC | TCII-11 | Both Steam & Water | Natural Gas | Power | FALSE | FALSE | 1 |  |  |  | None | Non-Condensing | Single-Stage | Cast Iron |  |  |  |  | 3348000 | 2776000 |  |  | 83.5 | 80 | 82.9 | [6 empty] | Federally-Regulated Commercial & Industrial Equipment | 2011-08-22
Smith Cast Iron Boilers | Smith Cast Iron Boilers | 28HE-S/W-11 | Both Steam & Water | Natural Gas | Power | FALSE | FALSE | 1 |  |  |  | None | Non-Condensing | Single-Stage | Cast Iron |  |  |  |  | 3348000 | 2776000 |  |  | 83.5 | 80 | 82.9 | [6 empty] | Federally-Regulated Commercial & Industrial Equipment | 2007-12-12
PB Heat, LLC | PB Heat, LLC | TC-HE-S/W-12 | Both Steam & Water | Natural Gas | Power | FALSE | FALSE | 1 |  |  |  | None | Non-Condensing | Single-Stage | Cast Iron |  |  |  |  | 3663000 | 3040000 |  |  | 83.5 | 80 | 83 | [6 empty] | Federally-Regulated Commercial & Industrial Equipment | 2011-02-17
Smith Cast Iron Boilers | Smith Cast Iron Boilers | 28HE-S/W-14 | Both Steam & Water | Natural Gas | Power | FALSE | FALSE | 1 |  |  |  | None | Non-Condensing | Single-Stage | Cast Iron |  |  |  |  | 4293000 | 3567000 |  |  | 83.5 | 80 | 83.1 | [6 empty] | Federally-Regulated Commercial & Industrial Equipment | 2007-12-12
PB Heat, LLC | PB Heat, LLC | TC-HE-S/W-11 | Both Steam & Water | Natural Gas | Power | FALSE | FALSE | 1 |  |  |  | None | Non-Condensing | Single-Stage | Cast Iron |  |  |  |  | 3348000 | 2776000 |  |  | 83.5 | 80 | 82.9 | [6 empty] | Federally-Regulated Commercial & Industrial Equipment | 2011-02-17
PB Heat, LLC | PB Heat, LLC | TC-HE-S/W-09 | Both Steam & Water | Natural Gas | Power | FALSE | FALSE | 1 |  |  |  | None | Non-Condensing | Single-Stage | Cast Iron |  |  |  |  | 2718000 | 2249000 |  |  | 83.5 | 80 | 82.7 | [6 empty] | Federally-Regulated Commercial & Industrial Equipment | 2011-02-17
PB Heat, LLC | PB Heat, LLC | TC-HE-S/W-14 | Both Steam & Water | Natural Gas | Power | FALSE | FALSE | 1 |  |  |  | None | Non-Condensing | Single-Stage | Cast Iron |  |  |  |  | 4293000 | 3567000 |  |  | 83.5 | 80 | 83.1 | [6 empty] | Federally-Regulated Commercial & Industrial Equipment | 2011-02-17
PB Heat, LLC | PB Heat, LLC | TCII-08 | Both Steam & Water | Natural Gas | Power | FALSE | FALSE | 1 |  |  |  | None | Non-Condensing | Single-Stage | Cast Iron |  |  |  |  | 2403000 | 1985000 |  |  | 83.5 | 80 | 82.6 | [6 empty] | Federally-Regulated Commercial & Industrial Equipment | 2011-08-22
PB Heat, LLC | PB Heat, LLC | TCII-07 | Both Steam & Water | Natural Gas | Power | FALSE | FALSE | 1 |  |  |  | None | Non-Condensing | Single-Stage | Cast Iron |  |  |  |  | 2088000 | 1722000 |  |  | 83.5 | 80 | 82.5 | [6 empty] | Federally-Regulated Commercial & Industrial Equipment | 2011-08-22
Smith Cast Iron Boilers | Smith Cast Iron Boilers | 28HE-S/W-09 | Both Steam & Water | Natural Gas | Power | FALSE | FALSE | 1 |  |  |  | None | Non-Condensing | Single-Stage | Cast Iron |  |  |  |  | 2718000 | 2249000 |  |  | 83.5 | 80 | 82.7 | [6 empty] | Federally-Regulated Commercial & Industrial Equipment | 2007-12-12
Smith Cast Iron Boilers | Smith Cast Iron Boilers | 28HE-S/W-10 | Both Steam & Water | Natural Gas | Power | FALSE | FALSE | 1 |  |  |  | None | Non-Condensing | Single-Stage | Cast Iron |  |  |  |  | 3033000 | 2513000 |  |  | 83.5 | 80 | 82.8 | [6 empty] | Federally-Regulated Commercial & Industrial Equipment | 2007-12-12
Smith Cast Iron Boilers | Smith Cast Iron Boilers | 28HE-S/W-13 | Both Steam & Water | Natural Gas | Power | FALSE | FALSE | 1 |  |  |  | None | Non-Condensing | Single-Stage | Cast Iron |  |  |  |  | 3978000 | 3304000 |  |  | 83.5 | 80 | 83 | [6 empty] | Federally-Regulated Commercial & Industrial Equipment | 2007-12-12
Smith Cast Iron Boilers | Smith Cast Iron Boilers | 28HE-S/W-06 | Both Steam & Water | Natural Gas | Power | FALSE | FALSE | 1 |  |  |  | None | Non-Condensing | Single-Stage | Cast Iron |  |  |  |  | 1773000 | 1458000 |  |  | 83.5 | 80 | 82.2 | [6 empty] | Federally-Regulated Commercial & Industrial Equipment | 2007-12-12
PB Heat, LLC | PB Heat, LLC | TC-HE-S/W-13 | Both Steam & Water | Natural Gas | Power | FALSE | FALSE | 1 |  |  |  | None | Non-Condensing | Single-Stage | Cast Iron |  |  |  |  | 3978000 | 3304000 |  |  | 83.5 | 80 | 83 | [6 empty] | Federally-Regulated Commercial & Industrial Equipment | 2011-02-17
Smith Cast Iron Boilers | Smith Cast Iron Boilers | 28HE-S/W-12 | Both Steam & Water | Natural Gas | Power | FALSE | FALSE | 1 |  |  |  | None | Non-Condensing | Single-Stage | Cast Iron |  |  |  |  | 3663000 | 3040000 |  |  | 83.5 | 80 | 83 | [6 empty] | Federally-Regulated Commercial & Industrial Equipment | 2007-12-12
PB Heat, LLC | PB Heat, LLC | TCII-13 | Both Steam & Water | Natural Gas | Power | FALSE | FALSE | 1 |  |  |  | None | Non-Condensing | Single-Stage | Cast Iron |  |  |  |  | 3978000 | 3304000 |  |  | 83.5 | 80 | 83 | [6 empty] | Federally-Regulated Commercial & Industrial Equipment | 2011-08-22
PB Heat, LLC | PB Heat, LLC | TC-HE-S/W-10 | Both Steam & Water | Natural Gas | Power | FALSE | FALSE | 1 |  |  |  | None | Non-Condensing | Single-Stage | Cast Iron |  |  |  |  | 3033000 | 2513000 |  |  | 83.5 | 80 | 82.8 | [6 empty] | Federally-Regulated Commercial & Industrial Equipment | 2011-02-17
Weil-McLain | Weil-McLain | 1288 | Both Steam & Water | Natural Gas | Power | FALSE | FALSE | 1 |  |  |  | None | Non-Condensing | Single-Stage | Cast Iron |  |  |  |  | 3773000 | 3135000 |  |  | 83.5 | 80 | 83.1 | [6 empty] | Federally-Regulated Commercial & Industrial Equipment | 2008-04-14
Weil-McLain | Weil-McLain | 1188 | Both Steam & Water | Natural Gas | Power | FALSE | FALSE | 1 |  |  |  | None | Non-Condensing | Single-Stage | Cast Iron |  |  |  |  | 3428000 | 2848000 |  |  | 83.5 | 80 | 83.1 | [6 empty] | Federally-Regulated Commercial & Industrial Equipment | 2008-04-14
PB Heat, LLC | PB Heat, LLC | TCII-14 | Both Steam & Water | Natural Gas | Power | FALSE | FALSE | 1 |  |  |  | None | Non-Condensing | Single-Stage | Cast Iron |  |  |  |  | 4293000 | 3567000 |  |  | 83.5 | 80 | 83.1 | [6 empty] | Federally-Regulated Commercial & Industrial Equipment | 2011-08-22
PB Heat, LLC | PB Heat, LLC | TCII-10 | Both Steam & Water | Natural Gas | Power | FALSE | FALSE | 1 |  |  |  | None | Non-Condensing | Single-Stage | Cast Iron |  |  |  |  | 3033000 | 2513000 |  |  | 83.5 | 80 | 82.8 | [6 empty] | Federally-Regulated Commercial & Industrial Equipment | 2011-08-22
PB Heat, LLC | PB Heat, LLC | TC-HE-S/W-06 | Both Steam & Water | Natural Gas | Power | FALSE | FALSE | 1 |  |  |  | None | Non-Condensing | Single-Stage | Cast Iron |  |  |  |  | 1773000 | 1458000 |  |  | 83.5 | 80 | 82.2 | [6 empty] | Federally-Regulated Commercial & Industrial Equipment | 2011-02-17
PB Heat, LLC | PB Heat, LLC | TCII-12 | Both Steam & Water | Natural Gas | Power | FALSE | FALSE | 1 |  |  |  | None | Non-Condensing | Single-Stage | Cast Iron |  |  |  |  | 3663000 | 3040000 |  |  | 83.5 | 80 | 83 | [6 empty] | Federally-Regulated Commercial & Industrial Equipment | 2011-08-22
PB Heat, LLC | PB Heat, LLC | TCII-09 | Both Steam & Water | Natural Gas | Power | FALSE | FALSE | 1 |  |  |  | None | Non-Condensing | Single-Stage | Cast Iron |  |  |  |  | 2718000 | 2249000 |  |  | 83.5 | 80 | 82.7 | [6 empty] | Federally-Regulated Commercial & Industrial Equipment | 2011-08-22
Water Pik, Inc. | Laars | VW0400CN22***** | Both Steam & Water | Natural Gas | No Match | FALSE | TRUE | 3 |  |  | No Match | No Match | No Match | No Match | Copper | No Match |  | No Match |  | 399000 |  | 100000 |  | 83.4 | 80 |  |  | 5 |  | 82 |  |  | Federally-Regulated Commercial & Industrial Equipment | 2001-11-21
PB Heat, LLC | PB Heat, LLC | TCII-15 | Both Steam & Water | Natural Gas | Power | FALSE | FALSE | 1 |  |  |  | None | Non-Condensing | Single-Stage | Cast Iron |  |  |  |  | 4608000 | 3831000 |  |  | 83.4 | 80 | 83.1 | [6 empty] | Federally-Regulated Commercial & Industrial Equipment | 2011-08-22
Smith Cast Iron Boilers | Smith Cast Iron Boilers | 28HE-S/W-16 | Both Steam & Water | Natural Gas | Power | FALSE | FALSE | 1 |  |  |  | None | Non-Condensing | Single-Stage | Cast Iron |  |  |  |  | 4923000 | 4095000 |  |  | 83.4 | 80 | 83.2 | [6 empty] | Federally-Regulated Commercial & Industrial Equipment | 2007-12-12
PB Heat, LLC | PB Heat, LLC | TC-HE-S/W-18 | Both Steam & Water | Natural Gas | Power | FALSE | FALSE | 1 |  |  |  | None | Non-Condensing | Single-Stage | Cast Iron |  |  |  |  | 5553000 | 4622000 |  |  | 83.4 | 80 | 83.2 | [6 empty] | Federally-Regulated Commercial & Industrial Equipment | 2011-02-17
PB Heat, LLC | PB Heat, LLC | TCII-17 | Both Steam & Water | Natural Gas | Power | FALSE | FALSE | 1 |  |  |  | None | Non-Condensing | Single-Stage | Cast Iron |  |  |  |  | 5238000 | 4358000 |  |  | 83.4 | 80 | 83.2 | [6 empty] | Federally-Regulated Commercial & Industrial Equipment | 2011-08-22
Weil-McLain | Weil-McLain | 1388 | Both Steam & Water | Natural Gas | Power | FALSE | FALSE | 1 |  |  |  | None | Non-Condensing | Single-Stage | Cast Iron |  |  |  |  | 4119000 | 3422000 |  |  | 83.4 | 80 | 83.1 | [6 empty] | Federally-Regulated Commercial & Industrial Equipment | 2008-04-14
PB Heat, LLC | PB Heat, LLC | TC-HE-S/W-15 | Both Steam & Water | Natural Gas | Power | FALSE | FALSE | 1 |  |  |  | None | Non-Condensing | Single-Stage | Cast Iron |  |  |  |  | 4608000 | 3831000 |  |  | 83.4 | 80 | 83.1 | [6 empty] | Federally-Regulated Commercial & Industrial Equipment | 2011-02-17
PB Heat, LLC | PB Heat, LLC | TCII-18 | Both Steam & Water | Natural Gas | Power | FALSE | FALSE | 1 |  |  |  | None | Non-Condensing | Single-Stage | Cast Iron |  |  |  |  | 5553000 | 4622000 |  |  | 83.4 | 80 | 83.2 | [6 empty] | Federally-Regulated Commercial & Industrial Equipment | 2011-08-22
PB Heat, LLC | PB Heat, LLC | TC-HE-S/W-16 | Both Steam & Water | Natural Gas | Power | FALSE | FALSE | 1 |  |  |  | None | Non-Condensing | Single-Stage | Cast Iron |  |  |  |  | 4923000 | 4095000 |  |  | 83.4 | 80 | 83.2 | [6 empty] | Federally-Regulated Commercial & Industrial Equipment | 2011-02-17
Smith Cast Iron Boilers | Smith Cast Iron Boilers | 28HE-S/W-17 | Both Steam & Water | Natural Gas | Power | FALSE | FALSE | 1 |  |  |  | None | Non-Condensing | Single-Stage | Cast Iron |  |  |  |  | 5238000 | 4358000 |  |  | 83.4 | 80 | 83.2 | [6 empty] | Federally-Regulated Commercial & Industrial Equipment | 2007-12-12
PB Heat, LLC | PB Heat, LLC | TC-HE-S/W-17 | Both Steam & Water | Natural Gas | Power | FALSE | FALSE | 1 |  |  |  | None | Non-Condensing | Single-Stage | Cast Iron |  |  |  |  | 5238000 | 4358000 |  |  | 83.4 | 80 | 83.2 | [6 empty] | Federally-Regulated Commercial & Industrial Equipment | 2011-02-17
Water Pik, Inc. | Laars | PW0400CN22***** | Both Steam & Water | Natural Gas | No Match | FALSE | TRUE | 3 |  |  | No Match | No Match | No Match | No Match | Copper | No Match |  | No Match |  | 399000 |  | 100000 |  | 83.4 | 80 |  |  | 5 |  | 82 |  |  | Federally-Regulated Commercial & Industrial Equipment | 2001-11-21
Weil-McLain | Weil-McLain | 1488 | Both Steam & Water | Natural Gas | Power | FALSE | FALSE | 1 |  |  |  | None | Non-Condensing | Single-Stage | Cast Iron |  |  |  |  | 4464000 | 3709000 |  |  | 83.4 | 80 | 83.1 | [6 empty] | Federally-Regulated Commercial & Industrial Equipment | 2008-04-14
Smith Cast Iron Boilers | Smith Cast Iron Boilers | 28HE-S/W-18 | Both Steam & Water | Natural Gas | Power | FALSE | FALSE | 1 |  |  |  | None | Non-Condensing | Single-Stage | Cast Iron |  |  |  |  | 5553000 | 4622000 |  |  | 83.4 | 80 | 83.2 | [6 empty] | Federally-Regulated Commercial & Industrial Equipment | 2007-12-12
PB Heat, LLC | PB Heat, LLC | TCII-16 | Both Steam & Water | Natural Gas | Power | FALSE | FALSE | 1 |  |  |  | None | Non-Condensing | Single-Stage | Cast Iron |  |  |  |  | 4923000 | 4095000 |  |  | 83.4 | 80 | 83.2 | [6 empty] | Federally-Regulated Commercial & Industrial Equipment | 2011-08-22
Smith Cast Iron Boilers | Smith Cast Iron Boilers | 28HE-S/W-15 | Both Steam & Water | Natural Gas | Power | FALSE | FALSE | 1 |  |  |  | None | Non-Condensing | Single-Stage | Cast Iron |  |  |  |  | 4608000 | 3831000 |  |  | 83.4 | 80 | 83.1 | [6 empty] | Federally-Regulated Commercial & Industrial Equipment | 2007-12-12
Weil-McLain | Weil-McLain | 1788 | Both Steam & Water | Natural Gas | Power | FALSE | FALSE | 1 |  |  |  | None | Non-Condensing | Single-Stage | Cast Iron |  |  |  |  | 5494000 | 4570000 |  |  | 83.3 | 80 | 83.1 | [6 empty] | Federally-Regulated Commercial & Industrial Equipment | 2008-04-14
Weil-McLain | Weil-McLain | 1888 | Both Steam & Water | Natural Gas | Power | FALSE | FALSE | 1 |  |  |  | None | Non-Condensing | Single-Stage | Cast Iron |  |  |  |  | 5845000 | 4857000 |  |  | 83.3 | 80 | 83.1 | [6 empty] | Federally-Regulated Commercial & Industrial Equipment | 2008-04-14
Weil-McLain | Weil-McLain | 1688 | Both Steam & Water | Natural Gas | Power | FALSE | FALSE | 1 |  |  |  | None | Non-Condensing | Single-Stage | Cast Iron |  |  |  |  | 5155000 | 4283000 |  |  | 83.3 | 80 | 83.1 | [6 empty] | Federally-Regulated Commercial & Industrial Equipment | 2008-04-14
Weil-McLain | Weil-McLain | 1588 | Both Steam & Water | Natural Gas | Power | FALSE | FALSE | 1 |  |  |  | None | Non-Condensing | Single-Stage | Cast Iron |  |  |  |  | 4809000 | 3996000 |  |  | 83.3 | 80 | 83.1 | [6 empty] | Federally-Regulated Commercial & Industrial Equipment | 2008-04-14
Weil-McLain | Weil-McLain | 1688R | Both Steam & Water | Natural Gas | Power | FALSE | FALSE | 1 |  |  |  | None | Non-Condensing | Single-Stage | Cast Iron |  |  |  |  | 4979000 | 4137000 |  |  | 83.3 | 80 | 83.1 | [6 empty] | Federally-Regulated Commercial & Industrial Equipment | 2008-04-14
Slant / Fin Corp. | Slant / Fin Corp. | TRF-50 | Both Steam & Water | Natural Gas | Power | FALSE | FALSE | 1 |  |  |  | None | Non-Condensing | Single-Stage | Cast Iron |  |  |  |  | 310000 | 250000 |  |  | 83.1 | 80 | 80.4 | [6 empty] | Federally-Regulated Commercial & Industrial Equipment | 2007-12-12
Parker Boiler Co. | Parker Boiler | G-70R | Steam | Natural Gas | Power | FALSE | FALSE | 3 |  |  | No Match | No Match | No Match | No Match | Other | No Match |  | No Match |  | 2940000 |  | 1470000 |  | 83 | 80 |  |  | 4 |  | 82 |  |  | Federally-Regulated Commercial & Industrial Equipment | 1996-03-13
Fulton Boiler Works | Fulton | PLP-650-****** | Steam | Natural Gas | Power | FALSE | FALSE | 3 |  |  | No Match | No Match | No Match | No Match | Other | No Match |  | No Match |  | 650000 |  | 650000 |  | 83 | 80 |  |  | 100 |  | 83 |  |  | Federally-Regulated Commercial & Industrial Equipment | 1996-02-29
Parker Boiler Co. | Parker Boiler | 70R | Steam | Natural Gas | No Match | FALSE | FALSE | 3 |  |  | No Match | No Match | No Match | No Match | Other | No Match |  | No Match |  | 2940000 |  | 1470000 |  | 83 | 80 |  |  | 4 |  | 82 |  |  | Federally-Regulated Commercial & Industrial Equipment | 1996-03-13
Parker Boiler Co. | Parker Boiler | 115LR | Steam | Natural Gas | Power | FALSE | FALSE | 3 |  |  | No Match | No Match | No Match | No Match | Other | No Match |  | No Match |  | 4830000 |  | 2415000 |  | 83 | 80 |  |  | 4 |  | 82 |  |  | Federally-Regulated Commercial & Industrial Equipment | 1996-03-13
Parker Boiler Co. | Parker Boiler | G-30R | Steam | Natural Gas | Power | FALSE | FALSE | 3 |  |  | No Match | No Match | No Match | No Match | Other | No Match |  | No Match |  | 1260000 |  | 630000 |  | 83 | 80 |  |  | 4 |  | 82 |  |  | Federally-Regulated Commercial & Industrial Equipment | 1996-03-13
Parker Boiler Co. | Parker Boiler | 115R | Steam | Natural Gas | No Match | FALSE | FALSE | 3 |  |  | No Match | No Match | No Match | No Match | Other | No Match |  | No Match |  | 4830000 |  | 2415000 |  | 83 | 80 |  |  | 4 |  | 82 |  |  | Federally-Regulated Commercial & Industrial Equipment | 1996-03-13
Parker Boiler Co. | Parker Boiler | 9.5LR | Steam | Natural Gas | Power | FALSE | FALSE | 3 |  |  | No Match | No Match | No Match | No Match | Other | No Match |  | No Match |  | 398000 |  | 199000 |  | 83 | 80 |  |  | 4 |  | 82 |  |  | Federally-Regulated Commercial & Industrial Equipment | 1996-03-13
Parker Boiler Co. | Parker Boiler | G-16R | Steam | Natural Gas | Power | FALSE | FALSE | 3 |  |  | No Match | No Match | No Match | No Match | Other | No Match |  | No Match |  | 688000 |  | 344000 |  | 83 | 80 |  |  | 4 |  | 82 |  |  | Federally-Regulated Commercial & Industrial Equipment | 1996-03-13
Parker Boiler Co. | Parker Boiler | 150R | Steam | Natural Gas | No Match | FALSE | FALSE | 3 |  |  | No Match | No Match | No Match | No Match | Other | No Match |  | No Match |  | 6300000 |  | 3150000 |  | 83 | 80 |  |  | 4 |  | 82 |  |  | Federally-Regulated Commercial & Industrial Equipment | 1996-03-13
Water Pik, Inc. | Laars | PW0520MN20****** | Both Steam & Water | Natural Gas | Power | FALSE | TRUE | 3 |  |  | No Match | No Match | No Match | No Match | Copper | No Match |  | No Match |  | 520000 |  | 520000 |  | 83 | 80 |  |  | 5 |  | 83 |  |  | Federally-Regulated Commercial & Industrial Equipment | 2001-11-21
Parker Boiler Co. | Parker Boiler | 9.5R | Steam | Natural Gas | No Match | FALSE | FALSE | 3 |  |  | No Match | No Match | No Match | No Match | Other | No Match |  | No Match |  | 398000 |  | 199000 |  | 83 | 80 |  |  | 4 |  | 82 |  |  | Federally-Regulated Commercial & Industrial Equipment | 1996-03-13
Water Pik, Inc. | Laars | PW0400CN12*B | Both Steam & Water | Natural Gas | No Match | FALSE | TRUE | 3 |  |  | No Match | No Match | No Match | No Match | Copper | No Match |  | No Match |  | 399000 |  | 100000 |  | 83 | 80 |  |  | 5 |  | 82 |  |  | Federally-Regulated Commercial & Industrial Equipment | 2001-11-21
Parker Boiler Co. | Parker Boiler | G-40R | Steam | Natural Gas | Power | FALSE | FALSE | 3 |  |  | No Match | No Match | No Match | No Match | Other | No Match |  | No Match |  | 1680000 |  | 840000 |  | 83 | 80 |  |  | 4 |  | 82 |  |  | Federally-Regulated Commercial & Industrial Equipment | 1996-03-13
Water Pik, Inc. | Laars | PW0325CN30*B | Both Steam & Water | Natural Gas | No Match | FALSE | TRUE | 3 |  |  | No Match | No Match | No Match | No Match | Copper | No Match |  | No Match |  | 325000 |  | 81250 |  | 83 | 80 |  |  | 5 |  | 83 |  |  | Federally-Regulated Commercial & Industrial Equipment | 2001-11-21
Water Pik, Inc. | Laars | VW0400MN20****** | Both Steam & Water | Natural Gas | Power | FALSE | TRUE | 3 |  |  | No Match | No Match | No Match | No Match | Copper | No Match |  | No Match |  | 399000 |  | 399000 |  | 83 | 80 |  |  | 5 |  | 83 |  |  | Federally-Regulated Commercial & Industrial Equipment | 2001-11-21
Parker Boiler Co. | Parker Boiler | 50R | Steam | Natural Gas | No Match | FALSE | FALSE | 3 |  |  | No Match | No Match | No Match | No Match | Other | No Match |  | No Match |  | 2100000 |  | 1050000 |  | 83 | 80 |  |  | 4 |  | 82 |  |  | Federally-Regulated Commercial & Industrial Equipment | 1996-03-13
Parker Boiler Co. | Parker Boiler | 20LR | Steam | Natural Gas | Power | FALSE | FALSE | 3 |  |  | No Match | No Match | No Match | No Match | Other | No Match |  | No Match |  | 860000 |  | 430000 |  | 83 | 80 |  |  | 4 |  | 82 |  |  | Federally-Regulated Commercial & Industrial Equipment | 1996-03-13
Parker Boiler Co. | Parker Boiler | 150LR | Steam | Natural Gas | Power | FALSE | FALSE | 3 |  |  | No Match | No Match | No Match | No Match | Other | No Match |  | No Match |  | 6300000 |  | 3150000 |  | 83 | 80 |  |  | 4 |  | 82 |  |  | Federally-Regulated Commercial & Industrial Equipment | 1996-03-13
Parker Boiler Co. | Parker Boiler | G-150R | Steam | Natural Gas | Power | FALSE | FALSE | 3 |  |  | No Match | No Match | No Match | No Match | Other | No Match |  | No Match |  | 6300000 |  | 3150000 |  | 83 | 80 |  |  | 4 |  | 82 |  |  | Federally-Regulated Commercial & Industrial Equipment | 1996-03-13
Water Pik, Inc. | Laars | VW0520MN20****** | Both Steam & Water | Natural Gas | Power | FALSE | TRUE | 3 |  |  | No Match | No Match | No Match | No Match | Copper | No Match |  | No Match |  | 520000 |  | 520000 |  | 83 | 80 |  |  | 5 |  | 83 |  |  | Federally-Regulated Commercial & Industrial Equipment | 2001-11-21
Water Pik, Inc. | Laars | PW0325CN12*B | Both Steam & Water | Natural Gas | No Match | FALSE | TRUE | 3 |  |  | No Match | No Match | No Match | No Match | Copper | No Match |  | No Match |  | 325000 |  | 81250 |  | 83 | 80 |  |  | 5 |  | 83 |  |  | Federally-Regulated Commercial & Industrial Equipment | 2001-11-21
Parker Boiler Co. | Parker Boiler | 30R | Steam | Natural Gas | No Match | FALSE | FALSE | 3 |  |  | No Match | No Match | No Match | No Match | Other | No Match |  | No Match |  | 1260000 |  | 630000 |  | 83 | 80 |  |  | 4 |  | 82 |  |  | Federally-Regulated Commercial & Industrial Equipment | 1996-03-13
Water Pik, Inc. | Laars | VW1000MN20****** | Both Steam & Water | Natural Gas | Power | FALSE | TRUE | 3 |  |  | No Match | No Match | No Match | No Match | Copper | No Match |  | No Match |  | 1000000 |  | 1000000 |  | 83 | 80 |  |  | 5 |  | 83 |  |  | Federally-Regulated Commercial & Industrial Equipment | 2001-11-21
Water Pik, Inc. | Laars | PW1000MN20****** | Both Steam & Water | Natural Gas | Power | FALSE | TRUE | 3 |  |  | No Match | No Match | No Match | No Match | Copper | No Match |  | No Match |  | 1000000 |  | 1000000 |  | 83 | 80 |  |  | 5 |  | 83 |  |  | Federally-Regulated Commercial & Industrial Equipment | 2001-11-21
Parker Boiler Co. | Parker Boiler | 10R | Steam | Natural Gas | No Match | FALSE | FALSE | 3 |  |  | No Match | No Match | No Match | No Match | Other | No Match |  | No Match |  | 430000 |  | 215000 |  | 83 | 80 |  |  | 4 |  | 82 |  |  | Federally-Regulated Commercial & Industrial Equipment | 1996-03-13
Parker Boiler Co. | Parker Boiler | G-90R | Steam | Natural Gas | Power | FALSE | FALSE | 3 |  |  | No Match | No Match | No Match | No Match | Other | No Match |  | No Match |  | 3780000 |  | 1890000 |  | 83 | 80 |  |  | 4 |  | 82 |  |  | Federally-Regulated Commercial & Industrial Equipment | 1996-03-13
Water Pik, Inc. | Laars | PW0320MN20****** | Both Steam & Water | Natural Gas | Power | FALSE | TRUE | 3 |  |  | No Match | No Match | No Match | No Match | Copper | No Match |  | No Match |  | 320000 |  | 320000 |  | 83 | 80 |  |  | 5 |  | 83 |  |  | Federally-Regulated Commercial & Industrial Equipment | 2001-11-21
Parker Boiler Co. | Parker Boiler | 20R | Steam | Natural Gas | No Match | FALSE | FALSE | 3 |  |  | No Match | No Match | No Match | No Match | Other | No Match |  | No Match |  | 860000 |  | 430000 |  | 83 | 80 |  |  | 4 |  | 82 |  |  | Federally-Regulated Commercial & Industrial Equipment | 1996-03-13
Parker Boiler Co. | Parker Boiler | 25LR | Steam | Natural Gas | Power | FALSE | FALSE | 3 |  |  | No Match | No Match | No Match | No Match | Other | No Match |  | No Match |  | 1075000 |  | 537500 |  | 83 | 80 |  |  | 4 |  | 82 |  |  | Federally-Regulated Commercial & Industrial Equipment | 1996-03-13
Parker Boiler Co. | Parker Boiler | 90LR | Steam | Natural Gas | Power | FALSE | FALSE | 3 |  |  | No Match | No Match | No Match | No Match | Other | No Match |  | No Match |  | 3780000 |  | 1890000 |  | 83 | 80 |  |  | 4 |  | 82 |  |  | Federally-Regulated Commercial & Industrial Equipment | 1996-03-13
Parker Boiler Co. | Parker Boiler | 48LR | Steam | Natural Gas | Power | FALSE | FALSE | 3 |  |  | No Match | No Match | No Match | No Match | Other | No Match |  | No Match |  | 1995000 |  | 997500 |  | 83 | 80 |  |  | 4 |  | 82 |  |  | Federally-Regulated Commercial & Industrial Equipment | 1996-03-13
Water Pik, Inc. | Laars | PW0625MN20****** | Both Steam & Water | Natural Gas | Power | FALSE | TRUE | 3 |  |  | No Match | No Match | No Match | No Match | Copper | No Match |  | No Match |  | 625000 |  | 625000 |  | 83 | 80 |  |  | 5 |  | 83 |  |  | Federally-Regulated Commercial & Industrial Equipment | 2001-11-21
Water Pik, Inc. | Laars | PW0400MN20****** | Both Steam & Water | Natural Gas | Power | FALSE | TRUE | 3 |  |  | No Match | No Match | No Match | No Match | Copper | No Match |  | No Match |  | 399000 |  | 399000 |  | 83 | 80 |  |  | 5 |  | 83 |  |  | Federally-Regulated Commercial & Industrial Equipment | 2001-11-21
Water Pik, Inc. | Laars | VW0775MN20****** | Both Steam & Water | Natural Gas | Power | FALSE | TRUE | 3 |  |  | No Match | No Match | No Match | No Match | Copper | No Match |  | No Match |  | 775000 |  | 775000 |  | 83 | 80 |  |  | 5 |  | 83 |  |  | Federally-Regulated Commercial & Industrial Equipment | 2001-11-21
Water Pik, Inc. | Laars | VW0325CN12*B | Both Steam & Water | Natural Gas | No Match | FALSE | TRUE | 3 |  |  | No Match | No Match | No Match | No Match | Copper | No Match |  | No Match |  | 325000 |  | 81250 |  | 83 | 80 |  |  | 5 |  | 83 |  |  | Federally-Regulated Commercial & Industrial Equipment | 2001-11-21
Parker Boiler Co. | Parker Boiler | 90R | Steam | Natural Gas | No Match | FALSE | FALSE | 3 |  |  | No Match | No Match | No Match | No Match | Other | No Match |  | No Match |  | 3780000 |  | 1890000 |  | 83 | 80 |  |  | 4 |  | 82 |  |  | Federally-Regulated Commercial & Industrial Equipment | 1996-03-13
Water Pik, Inc. | Laars | VW0625MN20****** | Both Steam & Water | Natural Gas | Power | FALSE | TRUE | 3 |  |  | No Match | No Match | No Match | No Match | Copper | No Match |  | No Match |  | 625000 |  | 625000 |  | 83 | 80 |  |  | 5 |  | 83 |  |  | Federally-Regulated Commercial & Industrial Equipment | 2001-11-21
Fulton Boiler Works | Fulton | PVLP-1150 | Steam | Natural Gas | Injection Type | FALSE | FALSE | 3 |  |  | None | None | Condensing | Step Modulating | Other | No Match |  | No Match |  | 1150000 | 954500 | 250000 | 215000 | 83 | 80 | 83 |  | 380 |  | 86 |  |  | Federally-Regulated Commercial & Industrial Equipment | 2003-02-20
Parker Boiler Co. | Parker Boiler | 40R | Steam | Natural Gas | No Match | FALSE | FALSE | 3 |  |  | No Match | No Match | No Match | No Match | Other | No Match |  | No Match |  | 1680000 |  | 840000 |  | 83 | 80 |  |  | 4 |  | 82 |  |  | Federally-Regulated Commercial & Industrial Equipment | 1996-03-13
Parker Boiler Co. | Parker Boiler | 10LR | Steam | Natural Gas | Power | FALSE | FALSE | 3 |  |  | No Match | No Match | No Match | No Match | Other | No Match |  | No Match |  | 430000 |  | 215000 |  | 83 | 80 |  |  | 4 |  | 82 |  |  | Federally-Regulated Commercial & Industrial Equipment | 1996-03-13
Parker Boiler Co. | Parker Boiler | 15R | Steam | Natural Gas | No Match | FALSE | FALSE | 3 |  |  | No Match | No Match | No Match | No Match | Other | No Match |  | No Match |  | 645000 |  | 322500 |  | 83 | 80 |  |  | 4 |  | 82 |  |  | Federally-Regulated Commercial & Industrial Equipment | 1996-03-13
Water Pik, Inc. | Laars | VW0325CN30*B | Both Steam & Water | Natural Gas | No Match | FALSE | TRUE | 3 |  |  | No Match | No Match | No Match | No Match | Copper | No Match |  | No Match |  | 325000 |  | 81250 |  | 83 | 80 |  |  | 5 |  | 83 |  |  | Federally-Regulated Commercial & Industrial Equipment | 2001-11-21
Parker Boiler Co. | Parker Boiler | G-22R | Steam | Natural Gas | Power | FALSE | FALSE | 3 |  |  | No Match | No Match | No Match | No Match | Other | No Match |  | No Match |  | 946000 |  | 473000 |  | 83 | 80 |  |  | 4 |  | 82 |  |  | Federally-Regulated Commercial & Industrial Equipment | 1996-03-13
Water Pik, Inc. | Laars | VW0320MN20****** | Both Steam & Water | Natural Gas | Power | FALSE | TRUE | 3 |  |  | No Match | No Match | No Match | No Match | Copper | No Match |  | No Match |  | 320000 |  | 320000 |  | 83 | 80 |  |  | 5 |  | 83 |  |  | Federally-Regulated Commercial & Industrial Equipment | 2001-11-21
Parker Boiler Co. | Parker Boiler | 48R | Steam | Natural Gas | No Match | FALSE | FALSE | 3 |  |  | No Match | No Match | No Match | No Match | Other | No Match |  | No Match |  | 1995000 |  | 997500 |  | 83 | 80 |  |  | 4 |  | 82 |  |  | Federally-Regulated Commercial & Industrial Equipment | 1996-03-13
Parker Boiler Co. | Parker Boiler | 25R | Steam | Natural Gas | No Match | FALSE | FALSE | 3 |  |  | No Match | No Match | No Match | No Match | Other | No Match |  | No Match |  | 1075000 |  | 537500 |  | 83 | 80 |  |  | 4 |  | 82 |  |  | Federally-Regulated Commercial & Industrial Equipment | 1996-03-13
Water Pik, Inc. | Laars | PW0775MN20****** | Both Steam & Water | Natural Gas | Power | FALSE | TRUE | 3 |  |  | No Match | No Match | No Match | No Match | Copper | No Match |  | No Match |  | 775000 |  | 775000 |  | 83 | 80 |  |  | 5 |  | 83 |  |  | Federally-Regulated Commercial & Industrial Equipment | 2001-11-21
Water Pik, Inc. | Laars | VW0400CN12*B | Both Steam & Water | Natural Gas | No Match | FALSE | TRUE | 3 |  |  | No Match | No Match | No Match | No Match | Copper | No Match |  | No Match |  | 399000 |  | 100000 |  | 83 | 80 |  |  | 5 |  | 82 |  |  | Federally-Regulated Commercial & Industrial Equipment | 2001-11-21
Parker Boiler Co. | Parker Boiler | 15LR | Steam | Natural Gas | Power | FALSE | FALSE | 3 |  |  | No Match | No Match | No Match | No Match | Other | No Match |  | No Match |  | 645000 |  | 322500 |  | 83 | 80 |  |  | 4 |  | 82 |  |  | Federally-Regulated Commercial & Industrial Equipment | 1996-03-13
Parker Boiler Co. | Parker Boiler | G-50R | Steam | Natural Gas | Power | FALSE | FALSE | 3 |  |  | No Match | No Match | No Match | No Match | Other | No Match |  | No Match |  | 2100000 |  | 1050000 |  | 83 | 80 |  |  | 4 |  | 82 |  |  | Federally-Regulated Commercial & Industrial Equipment | 1996-03-13
Parker Boiler Co. | Parker Boiler | 50LR | Steam | Natural Gas | Power | FALSE | FALSE | 3 |  |  | No Match | No Match | No Match | No Match | Other | No Match |  | No Match |  | 2100000 |  | 1050000 |  | 83 | 80 |  |  | 4 |  | 82 |  |  | Federally-Regulated Commercial & Industrial Equipment | 1996-03-13
Parker Boiler Co. | Parker Boiler | G-12R | Steam | Natural Gas | Power | FALSE | FALSE | 3 |  |  | No Match | No Match | No Match | No Match | Other | No Match |  | No Match |  | 516000 |  | 258000 |  | 83 | 80 |  |  | 4 |  | 82 |  |  | Federally-Regulated Commercial & Industrial Equipment | 1996-03-13
Parker Boiler Co. | Parker Boiler | G-9.5R | Steam | Natural Gas | Power | FALSE | FALSE | 3 |  |  | No Match | No Match | No Match | No Match | Other | No Match |  | No Match |  | 398000 |  | 199000 |  | 83 | 80 |  |  | 4 |  | 82 |  |  | Federally-Regulated Commercial & Industrial Equipment | 1996-03-13
Parker Boiler Co. | Parker Boiler | G-115R | Steam | Natural Gas | Power | FALSE | FALSE | 3 |  |  | No Match | No Match | No Match | No Match | Other | No Match |  | No Match |  | 4830000 |  | 2415000 |  | 83 | 80 |  |  | 4 |  | 82 |  |  | Federally-Regulated Commercial & Industrial Equipment | 1996-03-13
Parker Boiler Co. | Parker Boiler | 7R | Steam | Natural Gas | No Match | FALSE | FALSE | 3 |  |  | No Match | No Match | No Match | No Match | Other | No Match |  | No Match |  | 301000 |  | 150500 |  | 83 | 80 |  |  | 4 |  | 82 |  |  | Federally-Regulated Commercial & Industrial Equipment | 1996-03-13
Parker Boiler Co. | Parker Boiler | 7LR | Steam | Natural Gas | Power | FALSE | FALSE | 3 |  |  | No Match | No Match | No Match | No Match | Other | No Match |  | No Match |  | 301000 |  | 150500 |  | 83 | 80 |  |  | 4 |  | 82 |  |  | Federally-Regulated Commercial & Industrial Equipment | 1996-03-13
Parker Boiler Co. | Parker Boiler | 30LR | Steam | Natural Gas | Power | FALSE | FALSE | 3 |  |  | No Match | No Match | No Match | No Match | Other | No Match |  | No Match |  | 1260000 |  | 630000 |  | 83 | 80 |  |  | 4 |  | 82 |  |  | Federally-Regulated Commercial & Industrial Equipment | 1996-03-13
Parker Boiler Co. | Parker Boiler | 40LR | Steam | Natural Gas | Power | FALSE | FALSE | 3 |  |  | No Match | No Match | No Match | No Match | Other | No Match |  | No Match |  | 1680000 |  | 840000 |  | 83 | 80 |  |  | 4 |  | 82 |  |  | Federally-Regulated Commercial & Industrial Equipment | 1996-03-13
84.3893

## AllSearchResults
Manufacturer | Brand | Model Number | Boiler Type | Energy Source | Burner Type | Pilot Light? (T/F) | Outdoor Install | Electrical Phase | Automatic Means for Adjusting Water Temp | Natural Draft | Draft Equipment | Off Cycle Devices | Flue Gas | Control | Boiler Design | Pump Motor Design | TotalNominal Pump Motor HP | Pump Motor Type | Pump Motor Power Factor % | Nameplate Input BTUH | Rated Max Output BTUH | Min Input BTUH | Min Output BTUH | Combustion Efficiency | Combustion Efficiency Std | Thermal Efficiency | Thermal Efficiency Std | Standby Loss Watts | Standby Loss Watts Std | Minimum Thermal Efficiency | Annual Fuel Utilization Efficiency (AFUE) | AFUE Std | Regulatory Status | Add Date
Burnham Corp. | Burnham Corp. | K5020SP | Steam | LPG | Induced Draft | FALSE | FALSE | 1 |  | TRUE |  | None | Non-Condensing | Single-Stage | Cast Iron |  |  |  |  | 1389400 | 1070000 |  |  | 80 |  | 77 | [6 empty] | Federally-Regulated Commercial & Industrial Equipment | 2014-09-05
Burnham Corp. | Crown Boiler Co. | BSI069E | Steam | Natural Gas | Induced Draft | FALSE | FALSE | 1 |  |  |  | Stack Damper | Non-Condensing | Single-Stage | Cast Iron |  |  |  |  | 69000 | 57000 | [9 empty] | 81.9 | 75 | Federally-Regulated Consumer Product | 2007-11-14
Water Pik, Inc. | Laars | VW0715IP09*BA | Both Steam & Water | LPG | No Match | FALSE | FALSE | 3 |  |  | No Match | No Match | No Match | No Match | Copper | No Match |  | No Match |  | 715000 |  | 178750 |  | 82 | 80 |  |  | 5 |  | 82 |  |  | Federally-Regulated Commercial & Industrial Equipment | 2001-11-21
Dunkirk | Pennco, Inc. | 1804HWID | Water | LPG | No Match | FALSE | FALSE | 1 |  |  | No Match | No Match | No Match | No Match | Cast Iron | No Match |  | No Match |  | 105000 | [10 empty] | 84 | 80 | Federally-Regulated Consumer Product | 1998-12-21
Ajax Boiler, Inc. | Ajax | SGOXFD-5000 | Steam | Natural Gas | Power | FALSE | FALSE | 3 |  |  | No Match | No Match | No Match | No Match | Other | No Match |  | No Match |  | 5000000 |  | 2500000 |  | 81 | 80 |  |  |  |  | 80 |  |  | Non Federally-Regulated | 1992-10-27
Burnham Corp. | Crown Boiler Co. | 32-665*N | Both Steam & Water | LPG | Induced Draft | FALSE | FALSE | 1 |  |  |  | None | Non-Condensing | Single-Stage | Cast Iron |  |  |  |  | 665000 | 532000 |  |  | 80.5 | 80 | 75.4 | [6 empty] | Federally-Regulated Commercial & Industrial Equipment | 2007-12-12
Burnham Corp. | Burnham Corp. | IN7L*I | Water | Natural Gas | Induced Draft | FALSE | FALSE | 1 |  |  |  | Stack Damper | Non-Condensing | Single-Stage | Cast Iron |  |  |  |  | 210000 | 173000 | [9 empty] | 83.2 | 80 | Federally-Regulated Consumer Product | 2007-11-14
Cleaver-Brooks | Cleaver-Brooks | CB-700-250-***** | Steam | Natural Gas | Power | FALSE | FALSE | 3 |  |  | No Match | No Match | No Match | No Match | Other | No Match |  | No Match |  | 10470000 |  | 10470000 |  | 80 | 80 |  |  | 25 |  | 80 |  |  | Federally-Regulated Commercial & Industrial Equipment | 1996-03-06
Water Pik, Inc. | Laars | VW3500IN18C* | Both Steam & Water | Natural Gas | No Match | FALSE | FALSE | 3 |  |  | No Match | No Match | No Match | No Match | Copper | No Match |  | No Match |  | 3500000 |  | 3500000 |  | 82 | 80 |  |  | 5 |  | 82 |  |  | Federally-Regulated Commercial & Industrial Equipment | 2001-11-21
Fontecal S.p.A | Bosch | SSB512 | Water | Natural Gas | Power | FALSE | FALSE | 1 |  |  |  | None | Condensing | Step Modulating | Other |  |  |  |  | 511000 | 495000 |  |  |  |  | 96.8 | 80 | [5 empty] | Federally-Regulated Commercial & Industrial Equipment | 2015-10-08
Fontecal S.p.A | Bosch | SSB399 | Water | Natural Gas | Power | FALSE | FALSE | 1 |  |  |  | None | Condensing | Step Modulating | Other |  |  |  |  | 399000 | 386000 |  |  |  |  | 96.8 | 80 | [5 empty] | Federally-Regulated Commercial & Industrial Equipment | 2015-10-08
Fontecal S.p.A | Bosch | SSB255 | Water | Natural Gas | Power | FALSE | FALSE | 1 | TRUE |  |  | None | Condensing | Step Modulating | Other |  |  |  |  | 255900 | 237000 | [9 empty] | 96 | 80 | Federally-Regulated Consumer Product | 2015-10-08
Fontecal S.p.A | Bosch | SSB255 | Water | LPG | Power | FALSE | FALSE | 1 | TRUE |  |  | None | Condensing | Step Modulating | Other |  |  |  |  | 255900 | 237000 | [9 empty] | 96 | 80 | Federally-Regulated Consumer Product | 2015-10-08
Triangle Tube | Challenger | CC85 S | Water | Natural Gas | Power | FALSE | FALSE | 1 | TRUE |  |  | None | Condensing | Step Modulating | Other |  |  |  |  | 84000 | 75000 | [9 empty] | 94 | 80 | Federally-Regulated Consumer Product | 2015-10-08
Triangle Tube | Challenger | CC85 S | Water | LPG | Power | FALSE | FALSE | 1 | TRUE |  |  | None | Condensing | Step Modulating | Other |  |  |  |  | 84000 | 75000 | [9 empty] | 94 | 80 | Federally-Regulated Consumer Product | 2015-10-08
Lochinvar, LLC. | Lochinvar | KH(N,L)285 | Water | Natural Gas | Power | FALSE | FALSE | 1 | TRUE |  |  | None | Condensing | Step Modulating | Other | Single-Speed |  |  |  | 285000 | 264000 | [9 empty] | 95 | 80 | Federally-Regulated Consumer Product | 2015-10-12
Lochinvar, LLC. | Lochinvar | KH(N,L)285 | Water | LPG | Power | FALSE | FALSE | 1 | TRUE |  |  | None | Condensing | Step Modulating | Other | Single-Speed |  |  |  | 285000 | 264000 | [9 empty] | 95 | 80 | Federally-Regulated Consumer Product | 2015-10-12
Lochinvar, LLC. | Lochinvar | KH(N,L)055 | Water | Natural Gas | Power | FALSE | FALSE | 1 | TRUE |  |  | None | Condensing | Step Modulating | Other | Single-Speed |  |  |  | 55000 | 51000 | [9 empty] | 95 | 80 | Federally-Regulated Consumer Product | 2015-10-12
Lochinvar, LLC. | Lochinvar | KH(N,L)055 | Water | LPG | Power | FALSE | FALSE | 1 | TRUE |  |  | None | Condensing | Step Modulating | Other | Single-Speed |  |  |  | 55000 | 51000 | [9 empty] | 95 | 80 | Federally-Regulated Consumer Product | 2015-10-12
Lochinvar, LLC. | Lochinvar | KH(N,L)085 | Water | Natural Gas | Power | FALSE | FALSE | 1 | TRUE |  |  | None | Condensing | Step Modulating | Other | Single-Speed |  |  |  | 85000 | 79000 | [9 empty] | 95 | 80 | Federally-Regulated Consumer Product | 2015-10-12
Lochinvar, LLC. | Lochinvar | KH(N,L)085 | Water | LPG | Power | FALSE | FALSE | 1 | TRUE |  |  | None | Condensing | Step Modulating | Other | Single-Speed |  |  |  | 85000 | 79000 | [9 empty] | 95 | 80 | Federally-Regulated Consumer Product | 2015-10-12
Lochinvar, LLC. | Lochinvar | KH(N,L)110 | Water | Natural Gas | Power | FALSE | FALSE | 1 | TRUE |  |  | None | Condensing | Step Modulating | Other | Single-Speed |  |  |  | 110000 | 102000 | [9 empty] | 95 | 80 | Federally-Regulated Consumer Product | 2015-10-12
Lochinvar, LLC. | Lochinvar | KH(N,L)110 | Water | LPG | Power | FALSE | FALSE | 1 | TRUE |  |  | None | Condensing | Step Modulating | Other | Single-Speed |  |  |  | 110000 | 102000 | [9 empty] | 95 | 80 | Federally-Regulated Consumer Product | 2015-10-12
Lochinvar, LLC. | Lochinvar | KH(N,L)155 | Water | Natural Gas | Power | FALSE | FALSE | 1 | TRUE |  |  | None | Condensing | Step Modulating | Other | Single-Speed |  |  |  | 155000 | 143000 | [9 empty] | 95 | 80 | Federally-Regulated Consumer Product | 2015-10-12
Lochinvar, LLC. | Lochinvar | KH(N,L)155 | Water | LPG | Power | FALSE | FALSE | 1 | TRUE |  |  | None | Condensing | Step Modulating | Other | Single-Speed |  |  |  | 155000 | 143000 | [9 empty] | 95 | 80 | Federally-Regulated Consumer Product | 2015-10-12
Lochinvar, LLC. | Lochinvar | KH(N,L)199 | Water | Natural Gas | Power | FALSE | FALSE | 1 | TRUE |  |  | None | Condensing | Step Modulating | Other | Single-Speed |  |  |  | 199000 | 184000 | [9 empty] | 95 | 80 | Federally-Regulated Consumer Product | 2015-10-12
Lochinvar, LLC. | Lochinvar | KH(N,L)199 | Water | LPG | Power | FALSE | FALSE | 1 | TRUE |  |  | None | Condensing | Step Modulating | Other | Single-Speed |  |  |  | 199000 | 184000 | [9 empty] | 95 | 80 | Federally-Regulated Consumer Product | 2015-10-12
Navien, Inc. | Navien | NCB-150E | Water | Natural Gas | Power | FALSE | FALSE | 1 | TRUE |  |  | None | Condensing | Step Modulating | Other | Multiple-Speed |  |  |  | 60000 | 56000 | [9 empty] | 95 | 80 | Federally-Regulated Consumer Product | 2015-10-12
Navien, Inc. | Navien | NCB-150E | Water | LPG | Power | FALSE | FALSE | 1 | TRUE |  |  | None | Condensing | Step Modulating | Other | Multiple-Speed |  |  |  | 60000 | 56000 | [9 empty] | 95 | 80 | Federally-Regulated Consumer Product | 2015-10-12
Navien, Inc. | Navien | NCB-180E | Water | Natural Gas | Power | FALSE | FALSE | 1 | TRUE |  |  | None | Condensing | Step Modulating | Other | Multiple-Speed |  |  |  | 80000 | 75000 | [9 empty] | 95 | 80 | Federally-Regulated Consumer Product | 2015-10-12
Navien, Inc. | Navien | NCB-180E | Water | LPG | Power | FALSE | FALSE | 1 | TRUE |  |  | None | Condensing | Step Modulating | Other | Multiple-Speed |  |  |  | 80000 | 75000 | [9 empty] | 95 | 80 | Federally-Regulated Consumer Product | 2015-10-12
Navien, Inc. | Navien | NCB-210E | Water | Natural Gas | Power | FALSE | FALSE | 1 | TRUE |  |  | None | Condensing | Step Modulating | Other | Multiple-Speed |  |  |  | 100000 | 94000 | [9 empty] | 95 | 80 | Federally-Regulated Consumer Product | 2015-10-12
Navien, Inc. | Navien | NCB-210E | Water | LPG | Power | FALSE | FALSE | 1 | TRUE |  |  | None | Condensing | Step Modulating | Other | Multiple-Speed |  |  |  | 100000 | 94000 | [9 empty] | 95 | 80 | Federally-Regulated Consumer Product | 2015-10-12
Navien, Inc. | Navien | NCB-240E | Water | Natural Gas | Power | FALSE | FALSE | 1 | TRUE |  |  | None | Condensing | Step Modulating | Other | Multiple-Speed |  |  |  | 120000 | 112000 | [9 empty] | 95 | 80 | Federally-Regulated Consumer Product | 2015-10-12
Navien, Inc. | Navien | NCB-240E | Water | LPG | Power | FALSE | FALSE | 1 | TRUE |  |  | None | Condensing | Step Modulating | Other | Multiple-Speed |  |  |  | 120000 | 112000 | [9 empty] | 95 | 80 | Federally-Regulated Consumer Product | 2015-10-12
HTP, Inc. | HTP | EP-301N | Water | Natural Gas | Power | FALSE | FALSE | 1 |  |  |  | None | Condensing | Step Modulating | Other |  |  |  |  | 301000 | 289000 |  |  |  |  | 96.1 | 80 | [5 empty] | Federally-Regulated Commercial & Industrial Equipment | 2015-11-04
HTP, Inc. | HTP | EP-301LP | Water | LPG | Power | FALSE | FALSE | 1 |  |  |  | None | Condensing | Step Modulating | Other |  |  |  |  | 301000 | 289000 |  |  |  |  | 96.1 | 80 | [5 empty] | Federally-Regulated Commercial & Industrial Equipment | 2015-11-04
HTP, Inc. | HTP | EP-399N | Water | Natural Gas | Power | FALSE | FALSE | 1 |  |  |  | None | Condensing | Step Modulating | Other |  |  |  |  | 399000 | 385000 |  |  |  |  | 96.5 | 80 | [5 empty] | Federally-Regulated Commercial & Industrial Equipment | 2015-11-04
HTP, Inc. | HTP | EP-399LP | Water | LPG | Power | FALSE | FALSE | 1 |  |  |  | None | Condensing | Step Modulating | Other |  |  |  |  | 399000 | 385000 |  |  |  |  | 96.5 | 80 | [5 empty] | Federally-Regulated Commercial & Industrial Equipment | 2015-11-04
PB Heat, LLC | SERIES 64 | 64-10 | Water | Natural Gas | Injection Type | FALSE | FALSE | 1 |  |  |  | None | Non-Condensing | Single-Stage | Cast Iron | Single-Speed |  |  |  | 518000 | 419000 |  |  |  |  | 81 | 80 | [5 empty] | Federally-Regulated Commercial & Industrial Equipment | 2015-11-20
PB Heat, LLC | SERIES 64 | 64-10 | Water | LPG | Injection Type | FALSE | FALSE | 1 |  |  |  | None | Non-Condensing | Single-Stage | Cast Iron | Single-Speed |  |  |  | 518000 | 419000 |  |  |  |  | 81 | 80 | [5 empty] | Federally-Regulated Commercial & Industrial Equipment | 2015-11-20
PB Heat, LLC | SERIES 64 | 64-12 | Water | Natural Gas | Injection Type | FALSE | FALSE | 1 |  |  |  | None | Non-Condensing | Single-Stage | Cast Iron | Single-Speed |  |  |  | 633000 | 512000 |  |  |  |  | 81 | 80 | [5 empty] | Federally-Regulated Commercial & Industrial Equipment | 2015-11-20
PB Heat, LLC | SERIES 64 | 64-12 | Water | LPG | Injection Type | FALSE | FALSE | 1 |  |  |  | None | Non-Condensing | Single-Stage | Cast Iron | Single-Speed |  |  |  | 633000 | 512000 |  |  |  |  | 81 | 80 | [5 empty] | Federally-Regulated Commercial & Industrial Equipment | 2015-11-20
PB Heat, LLC | Peerless | LC-4 | Steam | Oil | Power | FALSE | FALSE | 1 |  | FALSE |  | None | Non-Condensing | Single-Stage | Cast Iron |  |  |  |  | 665000 | 547000 |  |  |  |  | 82.2 | 81 | [5 empty] | Federally-Regulated Commercial & Industrial Equipment | 2015-11-20
PB Heat, LLC | SERIES LC/LCE | LC-4 | Steam | Natural Gas | Power | FALSE | FALSE | 1 |  | FALSE |  | None | Non-Condensing | Single-Stage | Cast Iron | Single-Speed |  |  |  | 686000 | 547000 |  |  |  |  | 79.8 | 79 | [5 empty] | Federally-Regulated Commercial & Industrial Equipment | 2015-11-20
PB Heat, LLC | Peerless | LC-4 | Water | Oil | Power | FALSE | FALSE | 1 |  |  |  | None | Non-Condensing | Single-Stage | Cast Iron |  |  |  |  | 665000 | 551000 |  |  |  |  | 82.9 | 82 | [5 empty] | Federally-Regulated Commercial & Industrial Equipment | 2015-11-20
PB Heat, LLC | Peerless | LC-4 | Water | Natural Gas | Power | FALSE | FALSE | 1 |  |  |  | None | Non-Condensing | Single-Stage | Cast Iron |  |  |  |  | 686000 | 547000 |  |  |  |  | 80.4 | 80 | [5 empty] | Federally-Regulated Commercial & Industrial Equipment | 2015-11-20
PB Heat, LLC | Peerless | LCE-13-S-N | Steam | Natural Gas | Power | FALSE | FALSE | 1 |  | FALSE |  | None | Non-Condensing | Single-Stage | Cast Iron |  |  |  |  | 2464000 | 1956000 |  |  |  |  | 79.8 | 79 | [5 empty] | Federally-Regulated Commercial & Industrial Equipment | 2015-11-20
PB Heat, LLC | Peerless | LCE-13-S-O | Steam | Oil | Power | FALSE | FALSE | 1 |  | FALSE |  | None | Non-Condensing | Single-Stage | Cast Iron |  |  |  |  | 2380000 | 1956000 |  |  |  |  | 82.2 | 81 | [5 empty] | Federally-Regulated Commercial & Industrial Equipment | 2015-11-20
PB Heat, LLC | SERIES LC/LCE | LCE-14-S-N | Steam | Natural Gas | Power | FALSE | FALSE | 1 |  | FALSE |  | None | Non-Condensing | Single-Stage | Cast Iron | Single-Speed |  |  |  | 2657000 | 2125000 |  |  |  |  | 80 | 79 | [5 empty] | Federally-Regulated Commercial & Industrial Equipment | 2015-11-20
PB Heat, LLC | Peerless | LCE-14-S-O | Steam | Oil | Power | FALSE | FALSE | 1 |  | FALSE |  | None | Non-Condensing | Single-Stage | Cast Iron |  |  |  |  | 2576000 | 2125000 |  |  |  |  | 82.5 | 81 | [5 empty] | Federally-Regulated Commercial & Industrial Equipment | 2015-11-20
PB Heat, LLC | SERIES LC/LCE | LCE-15-S-N | Steam | Natural Gas | Power | FALSE | FALSE | 1 |  | FALSE |  | None | Non-Condensing | Single-Stage | Cast Iron | Single-Speed |  |  |  | 2850000 | 2284000 |  |  |  |  | 80.2 | 79 | [5 empty] | Federally-Regulated Commercial & Industrial Equipment | 2015-11-20
PB Heat, LLC | Peerless | LCE-15-S-O | Steam | Oil | Power | FALSE | FALSE | 1 |  | FALSE |  | None | Non-Condensing | Single-Stage | Cast Iron |  |  |  |  | 2772000 | 2284000 |  |  |  |  | 82.6 | 81 | [5 empty] | Federally-Regulated Commercial & Industrial Equipment | 2015-11-20
PB Heat, LLC | SERIES LC/LCE | LCE-16-S-N | Steam | Natural Gas | Power | FALSE | FALSE | 3 |  | FALSE |  | None | Non-Condensing | Single-Stage | Cast Iron | Single-Speed |  |  |  | 3043000 | 2444000 |  |  |  |  | 80.3 | 79 | [5 empty] | Federally-Regulated Commercial & Industrial Equipment | 2015-11-20
PB Heat, LLC | Peerless | LCE-16-S-O | Steam | Oil | Power | FALSE | FALSE | 3 |  | FALSE |  | None | Non-Condensing | Single-Stage | Cast Iron |  |  |  |  | 2940000 | 2434000 |  |  |  |  | 82.8 | 81 | [5 empty] | Federally-Regulated Commercial & Industrial Equipment | 2015-11-20
PB Heat, LLC | SERIES LC/LCE | LCE-17-S-N | Steam | Natural Gas | Power | FALSE | FALSE | 3 |  | FALSE |  | None | Non-Condensing | Single-Stage | Cast Iron | Single-Speed |  |  |  | 3236000 | 2603000 |  |  |  |  | 80.4 | 79 | [5 empty] | Federally-Regulated Commercial & Industrial Equipment | 2015-11-20
PB Heat, LLC | Peerless | LCE-17-S-O | Steam | Oil | Power | FALSE | FALSE | 3 |  | FALSE |  | None | Non-Condensing | Single-Stage | Cast Iron |  |  |  |  | 3150000 | 2603000 |  |  |  |  | 82.9 | 81 | [5 empty] | Federally-Regulated Commercial & Industrial Equipment | 2015-11-20
PB Heat, LLC | SERIES LC/LCE | LCE-18-S-N | Steam | Natural Gas | Power | FALSE | FALSE | 3 |  | FALSE |  | None | Non-Condensing | Single-Stage | Cast Iron | Single-Speed |  |  |  | 3429000 | 2763000 |  |  |  |  | 80.6 | 79 | [5 empty] | Federally-Regulated Commercial & Industrial Equipment | 2015-11-20
PB Heat, LLC | Peerless | LCE-18-S-O | Steam | Oil | Power | FALSE | FALSE | 3 |  | FALSE |  | None | Non-Condensing | Single-Stage | Cast Iron |  |  |  |  | 3360000 | 2763000 |  |  |  |  | 83.1 | 81 | [5 empty] | Federally-Regulated Commercial & Industrial Equipment | 2015-11-20
PB Heat, LLC | SERIES LC/LCE | LCE-19-S-N | Steam | Natural Gas | Power | FALSE | FALSE | 3 |  | FALSE |  | None | Non-Condensing | Single-Stage | Cast Iron | Single-Speed |  |  |  | 3622000 | 2922000 |  |  |  |  | 80.7 | 79 | [5 empty] | Federally-Regulated Commercial & Industrial Equipment | 2015-11-20
PB Heat, LLC | Peerless | LCE-19-S-O | Steam | Oil | Power | FALSE | FALSE | 3 |  | FALSE |  | None | Non-Condensing | Single-Stage | Cast Iron |  |  |  |  | 3500000 | 2912000 |  |  |  |  | 83.2 | 81 | [5 empty] | Federally-Regulated Commercial & Industrial Equipment | 2015-11-20
PB Heat, LLC | SERIES LC/LCE | LCE-20-S-N | Steam | Natural Gas | Power | FALSE | FALSE | 3 |  | FALSE |  | None | Non-Condensing | Single-Stage | Cast Iron | Single-Speed |  |  |  | 3815000 | 3082000 |  |  |  |  | 80.8 | 79 | [5 empty] | Federally-Regulated Commercial & Industrial Equipment | 2015-11-20
PB Heat, LLC | Peerless | LCE-20-S-O | Steam | Oil | Power | FALSE | FALSE | 3 |  | FALSE |  | None | Non-Condensing | Single-Stage | Cast Iron |  |  |  |  | 3710000 | 3082000 |  |  |  |  | 83.3 | 81 | [5 empty] | Federally-Regulated Commercial & Industrial Equipment | 2015-11-20
PB Heat, LLC | SERIES LC/LCE | LCE-21-S-N | Steam | Natural Gas | Power | FALSE | FALSE | 3 |  | FALSE |  | None | Non-Condensing | Single-Stage | Cast Iron | Single-Speed |  |  |  | 4027000 | 3256000 |  |  |  |  | 80.8 | 79 | [5 empty] | Federally-Regulated Commercial & Industrial Equipment | 2015-11-20
PB Heat, LLC | Peerless | LCE-21-S-O | Steam | Oil | Power | FALSE | FALSE | 3 |  | FALSE |  | None | Non-Condensing | Single-Stage | Cast Iron |  |  |  |  | 3920000 | 3256000 |  |  |  |  | 83.3 | 81 | [5 empty] | Federally-Regulated Commercial & Industrial Equipment | 2015-11-20
PB Heat, LLC | SERIES LC/LCE | LCE-22-S-N | Steam | Natural Gas | Power | FALSE | FALSE | 3 |  | FALSE |  | None | Non-Condensing | Single-Stage | Cast Iron | Single-Speed |  |  |  | 4239000 | 3430000 |  |  |  |  | 80.9 | 79 | [5 empty] | Federally-Regulated Commercial & Industrial Equipment | 2015-11-20
PB Heat, LLC | Peerless | LCE-22-S-O | Steam | Oil | Power | FALSE | FALSE | 3 |  | FALSE |  | None | Non-Condensing | Single-Stage | Cast Iron |  |  |  |  | 4130000 | 3430000 |  |  |  |  | 83.4 | 81 | [5 empty] | Federally-Regulated Commercial & Industrial Equipment | 2015-11-20
PB Heat, LLC | SERIES LC/LCE | LCE-23-S-N | Steam | Natural Gas | Power | FALSE | FALSE | 3 |  | FALSE |  | None | Non-Condensing | Single-Stage | Cast Iron | Single-Speed |  |  |  | 4451000 | 3604000 |  |  |  |  | 81 | 79 | [5 empty] | Federally-Regulated Commercial & Industrial Equipment | 2015-11-20
PB Heat, LLC | Peerless | LCE-23-S-O | Steam | Oil | Power | FALSE | FALSE | 3 |  | FALSE |  | None | Non-Condensing | Single-Stage | Cast Iron |  |  |  |  | 4340000 | 3604000 |  |  |  |  | 83.5 | 81 | [5 empty] | Federally-Regulated Commercial & Industrial Equipment | 2015-11-20
PB Heat, LLC | SERIES LC/LCE | LCE-24-S-N | Steam | Natural Gas | Power | FALSE | FALSE | 3 |  | FALSE |  | None | Non-Condensing | Single-Stage | Cast Iron | Single-Speed |  |  |  | 4663000 | 3777000 |  |  |  |  | 81 | 79 | [5 empty] | Federally-Regulated Commercial & Industrial Equipment | 2015-11-20
PB Heat, LLC | Peerless | LCE-24-S-O | Steam | Oil | Power | FALSE | FALSE | 3 |  | FALSE |  | None | Non-Condensing | Single-Stage | Cast Iron |  |  |  |  | 4550000 | 3777000 |  |  |  |  | 83.5 | 81 | [5 empty] | Federally-Regulated Commercial & Industrial Equipment | 2015-11-20
PB Heat, LLC | Peerless | 211A-05 | Steam | LPG | Injection Type | FALSE | FALSE | 1 |  | TRUE |  | None | Non-Condensing | Single-Stage | Cast Iron |  |  |  |  | 820000 | 635000 |  |  |  |  | 77.4 | 77 | [5 empty] | Federally-Regulated Commercial & Industrial Equipment | 2015-11-20
PB Heat, LLC | Peerless | 211A-05 | Steam | Natural Gas | Injection Type | FALSE | FALSE | 1 |  | TRUE |  | None | Non-Condensing | Single-Stage | Cast Iron |  |  |  |  | 840000 | 650000 |  |  |  |  | 77.4 | 77 | [5 empty] | Federally-Regulated Commercial & Industrial Equipment | 2015-11-20
PB Heat, LLC | Peerless | 211A-06 | Steam | LPG | Injection Type | FALSE | FALSE | 1 |  | TRUE |  | None | Non-Condensing | Single-Stage | Cast Iron |  |  |  |  | 1025000 | 796000 |  |  |  |  | 77.7 | 77 | [5 empty] | Federally-Regulated Commercial & Industrial Equipment | 2015-11-20
PB Heat, LLC | Peerless | 211A-06 | Steam | Natural Gas | Injection Type | FALSE | FALSE | 1 |  | TRUE |  | None | Non-Condensing | Single-Stage | Cast Iron |  |  |  |  | 1050000 | 816000 |  |  |  |  | 77.7 | 77 | [5 empty] | Federally-Regulated Commercial & Industrial Equipment | 2015-11-20
PB Heat, LLC | Peerless | 211A-07 | Steam | LPG | Injection Type | FALSE | FALSE | 1 |  | TRUE |  | None | Non-Condensing | Single-Stage | Cast Iron |  |  |  |  | 1230000 | 957000 |  |  |  |  | 77.8 | 77 | [5 empty] | Federally-Regulated Commercial & Industrial Equipment | 2015-11-20
PB Heat, LLC | Peerless | 211A-07 | Steam | Natural Gas | Injection Type | FALSE | FALSE | 1 |  | TRUE |  | None | Non-Condensing | Single-Stage | Cast Iron |  |  |  |  | 1260000 | 980000 |  |  |  |  | 77.8 | 77 | [5 empty] | Federally-Regulated Commercial & Industrial Equipment | 2015-11-20
PB Heat, LLC | SERIES 211A | 211A-08 | Steam | LPG | Injection Type | FALSE | FALSE | 1 |  | TRUE |  | None | Non-Condensing | Single-Stage | Cast Iron | Single-Speed |  |  |  | 1435000 | 1118000 |  |  |  |  | 77.9 | 77 | [5 empty] | Federally-Regulated Commercial & Industrial Equipment | 2015-11-20
PB Heat, LLC | SERIES 211A | 211A-08 | Steam | Natural Gas | Injection Type | FALSE | FALSE | 1 |  | TRUE |  | None | Non-Condensing | Single-Stage | Cast Iron | Single-Speed |  |  |  | 1470000 | 1145000 |  |  |  |  | 77.9 | 77 | [5 empty] | Federally-Regulated Commercial & Industrial Equipment | 2015-11-20
PB Heat, LLC | SERIES 211A | 211A-09 | Steam | LPG | Injection Type | FALSE | FALSE | 1 |  | TRUE |  | None | Non-Condensing | Single-Stage | Cast Iron | Single-Speed |  |  |  | 1640000 | 1279000 |  |  |  |  | 78 | 77 | [5 empty] | Federally-Regulated Commercial & Industrial Equipment | 2015-11-20
PB Heat, LLC | SERIES 211A | 211A-09 | Steam | Natural Gas | Injection Type | FALSE | FALSE | 1 |  | TRUE |  | None | Non-Condensing | Single-Stage | Cast Iron | Single-Speed |  |  |  | 1680000 | 1310000 |  |  |  |  | 78 | 77 | [5 empty] | Federally-Regulated Commercial & Industrial Equipment | 2015-11-20
PB Heat, LLC | SERIES 211A | 211A-10 | Steam | LPG | Injection Type | FALSE | FALSE | 1 |  | TRUE |  | None | Non-Condensing | Single-Stage | Cast Iron | Single-Speed |  |  |  | 1845000 | 1441000 |  |  |  |  | 78.1 | 77 | [5 empty] | Federally-Regulated Commercial & Industrial Equipment | 2015-11-20
PB Heat, LLC | SERIES 211A | 211A-10 | Steam | Natural Gas | Injection Type | FALSE | FALSE | 1 |  | TRUE |  | None | Non-Condensing | Single-Stage | Cast Iron | Single-Speed |  |  |  | 1890000 | 1476000 |  |  |  |  | 78.1 | 77 | [5 empty] | Federally-Regulated Commercial & Industrial Equipment | 2015-11-20
PB Heat, LLC | SERIES 211A | 211A-11 | Steam | LPG | Injection Type | FALSE | FALSE | 1 |  | TRUE |  | None | Non-Condensing | Single-Stage | Cast Iron | Single-Speed |  |  |  | 2050000 | 1603000 |  |  |  |  | 78.2 | 77 | [5 empty] | Federally-Regulated Commercial & Industrial Equipment | 2015-11-20
PB Heat, LLC | SERIES 211A | 211A-11 | Steam | Natural Gas | Injection Type | FALSE | FALSE | 1 |  | TRUE |  | None | Non-Condensing | Single-Stage | Cast Iron | Single-Speed |  |  |  | 2100000 | 1642000 |  |  |  |  | 78.2 | 77 | [5 empty] | Federally-Regulated Commercial & Industrial Equipment | 2015-11-20
PB Heat, LLC | SERIES 211A | 211A-12 | Steam | LPG | Injection Type | FALSE | FALSE | 1 |  | TRUE |  | None | Non-Condensing | Single-Stage | Cast Iron | Single-Speed |  |  |  | 2255000 | 1763000 |  |  |  |  | 78.2 | 77 | [5 empty] | Federally-Regulated Commercial & Industrial Equipment | 2015-11-20
PB Heat, LLC | SERIES 211A | 211A-12 | Steam | Natural Gas | Injection Type | FALSE | FALSE | 1 |  | TRUE |  | None | Non-Condensing | Single-Stage | Cast Iron | Single-Speed |  |  |  | 2310000 | 1806000 |  |  |  |  | 78.2 | 77 | [5 empty] | Federally-Regulated Commercial & Industrial Equipment | 2015-11-20
PB Heat, LLC | SERIES 211A | 211A-13 | Steam | LPG | Injection Type | FALSE | FALSE | 1 |  | TRUE |  | None | Non-Condensing | Single-Stage | Cast Iron | Single-Speed |  |  |  | 2460000 | 1911000 |  |  |  |  | 77.7 | 77 | [5 empty] | Federally-Regulated Commercial & Industrial Equipment | 2015-11-20
PB Heat, LLC | SERIES 211A | 211A-13 | Steam | Natural Gas | Injection Type | FALSE | FALSE | 1 |  | TRUE |  | None | Non-Condensing | Single-Stage | Cast Iron | Single-Speed |  |  |  | 2520000 | 1958000 |  |  |  |  | 77.7 | 77 | [5 empty] | Federally-Regulated Commercial & Industrial Equipment | 2015-11-20
PB Heat, LLC | SERIES 211A | 211A-14 | Steam | LPG | Injection Type | FALSE | FALSE | 1 |  | TRUE |  | None | Non-Condensing | Single-Stage | Cast Iron | Single-Speed |  |  |  | 2665000 | 2073000 |  |  |  |  | 77.8 | 77 | [5 empty] | Federally-Regulated Commercial & Industrial Equipment | 2015-11-20
PB Heat, LLC | SERIES 211A | 211A-14 | Steam | Natural Gas | Injection Type | FALSE | FALSE | 1 |  | TRUE |  | None | Non-Condensing | Single-Stage | Cast Iron | Single-Speed |  |  |  | 2730000 | 2124000 |  |  |  |  | 77.8 | 77 | [5 empty] | Federally-Regulated Commercial & Industrial Equipment | 2015-11-20
PB Heat, LLC | SERIES 211A | 211A-15 | Steam | LPG | Injection Type | FALSE | FALSE | 1 |  | TRUE |  | None | Non-Condensing | Single-Stage | Cast Iron | Single-Speed |  |  |  | 2870000 | 2236000 |  |  |  |  | 77.9 | 77 | [5 empty] | Federally-Regulated Commercial & Industrial Equipment | 2015-11-20
PB Heat, LLC | SERIES 211A | 211A-15 | Steam | Natural Gas | Injection Type | FALSE | FALSE | 1 |  | TRUE |  | None | Non-Condensing | Single-Stage | Cast Iron | Single-Speed |  |  |  | 2940000 | 2290000 |  |  |  |  | 77.9 | 77 | [5 empty] | Federally-Regulated Commercial & Industrial Equipment | 2015-11-20
PB Heat, LLC | SERIES 211A | 211A-16 | Steam | LPG | Injection Type | FALSE | FALSE | 1 |  | TRUE |  | None | Non-Condensing | Single-Stage | Cast Iron | Single-Speed |  |  |  | 3075000 | 2395000 |  |  |  |  | 77.9 | 77 | [5 empty] | Federally-Regulated Commercial & Industrial Equipment | 2015-11-20
PB Heat, LLC | SERIES 211A | 211A-17 | Steam | LPG | Injection Type | FALSE | FALSE | 1 |  | TRUE |  | None | Non-Condensing | Single-Stage | Cast Iron | Single-Speed |  |  |  | 3280000 | 2558000 |  |  |  |  | 78 | 77 | [5 empty] | Federally-Regulated Commercial & Industrial Equipment | 2015-11-20
PB Heat, LLC | SERIES 211A | 211A-17 | Steam | Natural Gas | Injection Type | FALSE | FALSE | 1 |  | TRUE |  | None | Non-Condensing | Single-Stage | Cast Iron | Single-Speed |  |  |  | 3360000 | 2621000 |  |  |  |  | 78 | 77 | [5 empty] | Federally-Regulated Commercial & Industrial Equipment | 2015-11-20
PB Heat, LLC | SERIES 211A | 211A-18 | Steam | LPG | Injection Type | FALSE | FALSE | 1 |  | TRUE |  | None | Non-Condensing | Single-Stage | Cast Iron | Single-Speed |  |  |  | 3485000 | 2718000 |  |  |  |  | 78 | 77 | [5 empty] | Federally-Regulated Commercial & Industrial Equipment | 2015-11-20
PB Heat, LLC | SERIES 211A | 211A-18 | Steam | Natural Gas | Injection Type | FALSE | FALSE | 1 |  | TRUE |  | None | Non-Condensing | Single-Stage | Cast Iron | Single-Speed |  |  |  | 3570000 | 2785000 |  |  |  |  | 78 | 77 | [5 empty] | Federally-Regulated Commercial & Industrial Equipment | 2015-11-20
PB Heat, LLC | SERIES 211A | 211A-19 | Steam | LPG | Injection Type | FALSE | FALSE | 1 |  | TRUE |  | None | Non-Condensing | Single-Stage | Cast Iron | Single-Speed |  |  |  | 3690000 | 2882000 |  |  |  |  | 78.1 | 77 | [5 empty] | Federally-Regulated Commercial & Industrial Equipment | 2015-11-20
PB Heat, LLC | SERIES 211A | 211A-19 | Steam | Natural Gas | Injection Type | FALSE | FALSE | 1 |  | TRUE |  | None | Non-Condensing | Single-Stage | Cast Iron | Single-Speed |  |  |  | 3780000 | 2952000 |  |  |  |  | 78.1 | 77 | [5 empty] | Federally-Regulated Commercial & Industrial Equipment | 2015-11-20
PB Heat, LLC | SERIES 211A | 211A-20 | Steam | LPG | Injection Type | FALSE | FALSE | 1 |  | TRUE |  | None | Non-Condensing | Single-Stage | Cast Iron | Single-Speed |  |  |  | 3895000 | 3042000 |  |  |  |  | 78.1 | 77 | [5 empty] | Federally-Regulated Commercial & Industrial Equipment | 2015-11-20
PB Heat, LLC | SERIES 211A | 211A-20 | Steam | Natural Gas | Injection Type | FALSE | FALSE | 1 |  | TRUE |  | None | Non-Condensing | Single-Stage | Cast Iron | Single-Speed |  |  |  | 3990000 | 3116000 |  |  |  |  | 78.1 | 77 | [5 empty] | Federally-Regulated Commercial & Industrial Equipment | 2015-11-20
PB Heat, LLC | SERIES 211A | 211A-21 | Steam | LPG | Injection Type | FALSE | FALSE | 1 |  | TRUE |  | None | Non-Condensing | Single-Stage | Cast Iron | Single-Speed |  |  |  | 4100000 | 3202000 |  |  |  |  | 78.1 | 77 | [5 empty] | Federally-Regulated Commercial & Industrial Equipment | 2015-11-20
PB Heat, LLC | SERIES 211A | 211A-21 | Steam | Natural Gas | Injection Type | FALSE | FALSE | 1 |  | TRUE |  | None | Non-Condensing | Single-Stage | Cast Iron | Single-Speed |  |  |  | 4200000 | 3280000 |  |  |  |  | 78.1 | 77 | [5 empty] | Federally-Regulated Commercial & Industrial Equipment | 2015-11-20
PB Heat, LLC | SERIES 211A | 211A-22 | Steam | LPG | Injection Type | FALSE | FALSE | 1 |  | TRUE |  | None | Non-Condensing | Single-Stage | Cast Iron | Single-Speed |  |  |  | 4305000 | 3367000 |  |  |  |  | 78.2 | 77 | [5 empty] | Federally-Regulated Commercial & Industrial Equipment | 2015-11-20
PB Heat, LLC | SERIES 211A | 211A-22 | Steam | Natural Gas | Injection Type | FALSE | FALSE | 1 |  | TRUE |  | None | Non-Condensing | Single-Stage | Cast Iron | Single-Speed |  |  |  | 4410000 | 3449000 |  |  |  |  | 78.2 | 77 | [5 empty] | Federally-Regulated Commercial & Industrial Equipment | 2015-11-20
PB Heat, LLC | SERIES 211A | 211A-23 | Steam | LPG | Injection Type | FALSE | FALSE | 1 |  | TRUE |  | None | Non-Condensing | Single-Stage | Cast Iron | Single-Speed |  |  |  | 4510000 | 3513000 |  |  |  |  | 77.9 | 77 | [5 empty] | Federally-Regulated Commercial & Industrial Equipment | 2015-11-20
PB Heat, LLC | SERIES 211A | 211A-23 | Steam | Natural Gas | Injection Type | FALSE | FALSE | 1 |  | TRUE |  | None | Non-Condensing | Single-Stage | Cast Iron | Single-Speed |  |  |  | 4620000 | 3599000 |  |  |  |  | 77.9 | 77 | [5 empty] | Federally-Regulated Commercial & Industrial Equipment | 2015-11-20
PB Heat, LLC | SERIES 211A | 211A-24 | Steam | LPG | Injection Type | FALSE | FALSE | 1 |  | TRUE |  | None | Non-Condensing | Single-Stage | Cast Iron | Single-Speed |  |  |  | 4715000 | 3673000 |  |  |  |  | 77.9 | 77 | [5 empty] | Federally-Regulated Commercial & Industrial Equipment | 2015-11-20
PB Heat, LLC | SERIES 211A | 211A-24 | Steam | Natural Gas | Injection Type | FALSE | FALSE | 1 |  | TRUE |  | None | Non-Condensing | Single-Stage | Cast Iron | Single-Speed |  |  |  | 4830000 | 3763000 |  |  |  |  | 77.9 | 77 | [5 empty] | Federally-Regulated Commercial & Industrial Equipment | 2015-11-20
PB Heat, LLC | SERIES 211A | 211A-25 | Steam | LPG | Injection Type | FALSE | FALSE | 1 |  | TRUE |  | None | Non-Condensing | Single-Stage | Cast Iron | Single-Speed |  |  |  | 4920000 | 3838000 |  |  |  |  | 78 | 77 | [5 empty] | Federally-Regulated Commercial & Industrial Equipment | 2015-11-20
PB Heat, LLC | SERIES 211A | 211A-25 | Steam | Natural Gas | Injection Type | FALSE | FALSE | 1 |  | TRUE |  | None | Non-Condensing | Single-Stage | Cast Iron | Single-Speed |  |  |  | 5040000 | 3931000 |  |  |  |  | 78 | 77 | [5 empty] | Federally-Regulated Commercial & Industrial Equipment | 2015-11-20
PB Heat, LLC | SERIES 211A | 211A-26 | Steam | LPG | Injection Type | FALSE | FALSE | 1 |  | TRUE |  | None | Non-Condensing | Single-Stage | Cast Iron | Single-Speed |  |  |  | 5125000 | 3998000 |  |  |  |  | 78 | 77 | [5 empty] | Federally-Regulated Commercial & Industrial Equipment | 2015-11-20
PB Heat, LLC | SERIES 211A | 211A-26 | Steam | Natural Gas | Injection Type | FALSE | FALSE | 1 |  | TRUE |  | None | Non-Condensing | Single-Stage | Cast Iron | Single-Speed |  |  |  | 5250000 | 4095000 |  |  |  |  | 78 | 77 | [5 empty] | Federally-Regulated Commercial & Industrial Equipment | 2015-11-20
PB Heat, LLC | SERIES 211A | 211A-27 | Steam | LPG | Injection Type | FALSE | FALSE | 1 |  | TRUE |  | None | Non-Condensing | Single-Stage | Cast Iron | Single-Speed |  |  |  | 5330000 | 4157000 |  |  |  |  | 78 | 77 | [5 empty] | Federally-Regulated Commercial & Industrial Equipment | 2015-11-20
PB Heat, LLC | SERIES 211A | 211A-27 | Steam | Natural Gas | Injection Type | FALSE | FALSE | 1 |  | TRUE |  | None | Non-Condensing | Single-Stage | Cast Iron | Single-Speed |  |  |  | 5460000 | 4259000 |  |  |  |  | 78 | 77 | [5 empty] | Federally-Regulated Commercial & Industrial Equipment | 2015-11-20
PB Heat, LLC | SERIES 211A | 211A-28 | Steam | LPG | Injection Type | FALSE | FALSE | 1 |  | TRUE |  | None | Non-Condensing | Single-Stage | Cast Iron | Single-Speed |  |  |  | 5535000 | 4323000 |  |  |  |  | 78.1 | 77 | [5 empty] | Federally-Regulated Commercial & Industrial Equipment | 2015-11-20
PB Heat, LLC | SERIES 211A | 211A-28 | Steam | Natural Gas | Injection Type | FALSE | FALSE | 1 |  | TRUE |  | None | Non-Condensing | Single-Stage | Cast Iron | Single-Speed |  |  |  | 5670000 | 4428000 |  |  |  |  | 78.1 | 77 | [5 empty] | Federally-Regulated Commercial & Industrial Equipment | 2015-11-20
PB Heat, LLC | SERIES 211A | 211A-29 | Steam | LPG | Injection Type | FALSE | FALSE | 1 |  | TRUE |  | None | Non-Condensing | Single-Stage | Cast Iron | Single-Speed |  |  |  | 5740000 | 4483000 |  |  |  |  | 78.1 | 77 | [5 empty] | Federally-Regulated Commercial & Industrial Equipment | 2015-11-20
PB Heat, LLC | SERIES 211A | 211A-29 | Steam | Natural Gas | Injection Type | FALSE | FALSE | 1 |  | TRUE |  | None | Non-Condensing | Single-Stage | Cast Iron | Single-Speed |  |  |  | 5880000 | 4592000 |  |  |  |  | 78.1 | 77 | [5 empty] | Federally-Regulated Commercial & Industrial Equipment | 2015-11-20
PB Heat, LLC | SERIES 211A | 211A-30 | Steam | LPG | Injection Type | FALSE | FALSE | 1 |  | TRUE |  | None | Non-Condensing | Single-Stage | Cast Iron | Single-Speed |  |  |  | 5945000 | 4643000 |  |  |  |  | 78.1 | 77 | [5 empty] | Federally-Regulated Commercial & Industrial Equipment | 2015-11-20
PB Heat, LLC | SERIES 211A | 211A-30 | Steam | Natural Gas | Injection Type | FALSE | FALSE | 1 |  | TRUE |  | None | Non-Condensing | Single-Stage | Cast Iron | Single-Speed |  |  |  | 6090000 | 4756000 |  |  |  |  | 78.1 | 77 | [5 empty] | Federally-Regulated Commercial & Industrial Equipment | 2015-11-20
PB Heat, LLC | SERIES 211A | 211A-31 | Steam | LPG | Injection Type | FALSE | FALSE | 1 |  | TRUE |  | None | Non-Condensing | Single-Stage | Cast Iron | Single-Speed |  |  |  | 6150000 | 4803000 |  |  |  |  | 78.1 | 77 | [5 empty] | Federally-Regulated Commercial & Industrial Equipment | 2015-11-20
PB Heat, LLC | SERIES 211A | 211A-31 | Steam | Natural Gas | Injection Type | FALSE | FALSE | 1 |  | TRUE |  | None | Non-Condensing | Single-Stage | Cast Iron | Single-Speed |  |  |  | 6300000 | 4920000 |  |  |  |  | 78.1 | 77 | [5 empty] | Federally-Regulated Commercial & Industrial Equipment | 2015-11-20
PB Heat, LLC | SERIES 211A | 211A-32 | Steam | LPG | Injection Type | FALSE | FALSE | 1 |  | TRUE |  | None | Non-Condensing | Single-Stage | Cast Iron | Single-Speed |  |  |  | 6355000 | 4963000 |  |  |  |  | 78.1 | 77 | [5 empty] | Federally-Regulated Commercial & Industrial Equipment | 2015-11-20
PB Heat, LLC | SERIES 211A | 211A-33 | Steam | LPG | Injection Type | FALSE | FALSE | 1 |  | TRUE |  | None | Non-Condensing | Single-Stage | Cast Iron | Single-Speed |  |  |  | 6560000 | 5130000 |  |  |  |  | 78.2 | 77 | [5 empty] | Federally-Regulated Commercial & Industrial Equipment | 2015-11-20
PB Heat, LLC | SERIES 211A | 211A-33 | Steam | Natural Gas | Injection Type | FALSE | FALSE | 1 |  | TRUE |  | None | Non-Condensing | Single-Stage | Cast Iron | Single-Speed |  |  |  | 6720000 | 5255000 |  |  |  |  | 78.2 | 77 | [5 empty] | Federally-Regulated Commercial & Industrial Equipment | 2015-11-20
PB Heat, LLC | SERIES 211A | 211A-34 | Steam | LPG | Injection Type | FALSE | FALSE | 1 |  | TRUE |  | None | Non-Condensing | Single-Stage | Cast Iron | Single-Speed |  |  |  | 6765000 | 5290000 |  |  |  |  | 78.2 | 77 | [5 empty] | Federally-Regulated Commercial & Industrial Equipment | 2015-11-20
PB Heat, LLC | SERIES 211A | 211A-34 | Steam | Natural Gas | Injection Type | FALSE | FALSE | 1 |  | TRUE |  | None | Non-Condensing | Single-Stage | Cast Iron | Single-Speed |  |  |  | 6930000 | 5419000 |  |  |  |  | 78.2 | 77 | [5 empty] | Federally-Regulated Commercial & Industrial Equipment | 2015-11-20
PB Heat, LLC | SERIES 211A | 211A-35 | Steam | LPG | Injection Type | FALSE | FALSE | 1 |  | TRUE |  | None | Non-Condensing | Single-Stage | Cast Iron | Single-Speed |  |  |  | 6970000 | 5451000 |  |  |  |  | 78.2 | 77 | [5 empty] | Federally-Regulated Commercial & Industrial Equipment | 2015-11-20
PB Heat, LLC | SERIES 211A | 211A-35 | Steam | Natural Gas | Injection Type | FALSE | FALSE | 1 |  | TRUE |  | None | Non-Condensing | Single-Stage | Cast Iron | Single-Speed |  |  |  | 7140000 | 5583000 |  |  |  |  | 78.2 | 77 | [5 empty] | Federally-Regulated Commercial & Industrial Equipment | 2015-11-20
PB Heat, LLC | SERIES 211A | 211A-36 | Steam | LPG | Injection Type | FALSE | FALSE | 1 |  | TRUE |  | None | Non-Condensing | Single-Stage | Cast Iron | Single-Speed |  |  |  | 7175000 | 5611000 |  |  |  |  | 78.2 | 77 | [5 empty] | Federally-Regulated Commercial & Industrial Equipment | 2015-11-20
PB Heat, LLC | SERIES 211A | 211A-36 | Steam | Natural Gas | Injection Type | FALSE | FALSE | 1 |  | TRUE |  | None | Non-Condensing | Single-Stage | Cast Iron | Single-Speed |  |  |  | 7350000 | 5748000 |  |  |  |  | 78.2 | 77 | [5 empty] | Federally-Regulated Commercial & Industrial Equipment | 2015-11-20
PB Heat, LLC | SERIES 211A | 211A-37 | Steam | LPG | Injection Type | FALSE | FALSE | 1 |  | TRUE |  | None | Non-Condensing | Single-Stage | Cast Iron | Single-Speed |  |  |  | 7380000 | 5764000 |  |  |  |  | 78.1 | 77 | [5 empty] | Federally-Regulated Commercial & Industrial Equipment | 2015-11-20
PB Heat, LLC | SERIES 211A | 211A-37 | Steam | Natural Gas | Injection Type | FALSE | FALSE | 1 |  | TRUE |  | None | Non-Condensing | Single-Stage | Cast Iron | Single-Speed |  |  |  | 7560000 | 5904000 |  |  |  |  | 78.1 | 77 | [5 empty] | Federally-Regulated Commercial & Industrial Equipment | 2015-11-20
PB Heat, LLC | SERIES 211A | 211A-38 | Steam | Natural Gas | Injection Type | FALSE | FALSE | 1 |  | TRUE |  | None | Non-Condensing | Single-Stage | Cast Iron | Single-Speed |  |  |  | 7770000 | 6068000 |  |  |  |  | 78.1 | 77 | [5 empty] | Federally-Regulated Commercial & Industrial Equipment | 2015-11-20
PB Heat, LLC | SERIES 211A | 211A-39 | Steam | Natural Gas | Injection Type | FALSE | FALSE | 1 |  | TRUE |  | None | Non-Condensing | Single-Stage | Cast Iron | Single-Speed |  |  |  | 7980000 | 6232000 |  |  |  |  | 78.1 | 77 | [5 empty] | Federally-Regulated Commercial & Industrial Equipment | 2015-11-20
PB Heat, LLC | SERIES 211A | 211A-40 | Steam | Natural Gas | Injection Type | FALSE | FALSE | 1 |  | TRUE |  | None | Non-Condensing | Single-Stage | Cast Iron | Single-Speed |  |  |  | 8190000 | 6396000 |  |  |  |  | 78.1 | 77 | [5 empty] | Federally-Regulated Commercial & Industrial Equipment | 2015-11-20
PB Heat, LLC | SERIES 211A | 211A-41 | Steam | Natural Gas | Injection Type | FALSE | FALSE | 1 |  | TRUE |  | None | Non-Condensing | Single-Stage | Cast Iron | Single-Speed |  |  |  | 8400000 | 6560000 |  |  |  |  | 78.1 | 77 | [5 empty] | Federally-Regulated Commercial & Industrial Equipment | 2015-11-20
PB Heat, LLC | SERIES 211A | 211A-42 | Steam | Natural Gas | Injection Type | FALSE | FALSE | 1 |  | TRUE |  | None | Non-Condensing | Single-Stage | Cast Iron | Single-Speed |  |  |  | 8610000 | 6724000 |  |  |  |  | 78.1 | 77 | [5 empty] | Federally-Regulated Commercial & Industrial Equipment | 2015-11-20
PB Heat, LLC | SERIES 211A | 211A-43 | Steam | Natural Gas | Injection Type | FALSE | FALSE | 1 |  | TRUE |  | None | Non-Condensing | Single-Stage | Cast Iron | Single-Speed |  |  |  | 8820000 | 6888000 |  |  |  |  | 78.1 | 77 | [5 empty] | Federally-Regulated Commercial & Industrial Equipment | 2015-11-20
PB Heat, LLC | SERIES 211A | 211A-44 | Steam | Natural Gas | Injection Type | FALSE | FALSE | 1 |  | TRUE |  | None | Non-Condensing | Single-Stage | Cast Iron | Single-Speed |  |  |  | 9030000 | 7061000 |  |  |  |  | 78.2 | 77 | [5 empty] | Federally-Regulated Commercial & Industrial Equipment | 2015-11-20
PB Heat, LLC | SERIES 211A | 211A-45 | Steam | Natural Gas | Injection Type | FALSE | FALSE | 1 |  | TRUE |  | None | Non-Condensing | Single-Stage | Cast Iron | Single-Speed |  |  |  | 9240000 | 7226000 |  |  |  |  | 78.2 | 77 | [5 empty] | Federally-Regulated Commercial & Industrial Equipment | 2015-11-20
PB Heat, LLC | SERIES 211A | 211A-46 | Steam | Natural Gas | Injection Type | FALSE | FALSE | 1 |  | TRUE |  | None | Non-Condensing | Single-Stage | Cast Iron | Single-Speed |  |  |  | 9450000 | 7390000 |  |  |  |  | 78.2 | 77 | [5 empty] | Federally-Regulated Commercial & Industrial Equipment | 2015-11-20
PB Heat, LLC | SERIES 64 | 64-07 | Water | Natural Gas | Injection Type | FALSE | FALSE | 1 |  |  |  | None | Non-Condensing | Single-Stage | Cast Iron | Single-Speed |  |  |  | 345000 | 279000 |  |  |  |  | 81 | 80 | [5 empty] | Federally-Regulated Commercial & Industrial Equipment | 2015-11-20
PB Heat, LLC | SERIES 64 | 64-07 | Water | LPG | Injection Type | FALSE | FALSE | 1 |  |  |  | None | Non-Condensing | Single-Stage | Cast Iron | Single-Speed |  |  |  | 345000 | 279000 |  |  |  |  | 81 | 80 | [5 empty] | Federally-Regulated Commercial & Industrial Equipment | 2015-11-20
PB Heat, LLC | SERIES 64 | 64-08 | Water | Natural Gas | Injection Type | FALSE | FALSE | 1 |  |  |  | None | Non-Condensing | Single-Stage | Cast Iron | Single-Speed |  |  |  | 399000 | 323000 |  |  |  |  | 81 | 80 | [5 empty] | Federally-Regulated Commercial & Industrial Equipment | 2015-11-20
PB Heat, LLC | SERIES 64 | 64-08 | Water | LPG | Injection Type | FALSE | FALSE | 1 |  |  |  | None | Non-Condensing | Single-Stage | Cast Iron | Single-Speed |  |  |  | 399000 | 323000 |  |  |  |  | 81 | 80 | [5 empty] | Federally-Regulated Commercial & Industrial Equipment | 2015-11-20
PB Heat, LLC | SERIES 64 | 64-09 | Water | Natural Gas | Injection Type | FALSE | FALSE | 1 |  |  |  | None | Non-Condensing | Single-Stage | Cast Iron | Single-Speed |  |  |  | 460000 | 373000 |  |  |  |  | 81 | 80 | [5 empty] | Federally-Regulated Commercial & Industrial Equipment | 2015-11-20
PB Heat, LLC | SERIES 64 | 64-09 | Water | LPG | Injection Type | FALSE | FALSE | 1 |  |  |  | None | Non-Condensing | Single-Stage | Cast Iron | Single-Speed |  |  |  | 460000 | 373000 |  |  |  |  | 81 | 80 | [5 empty] | Federally-Regulated Commercial & Industrial Equipment | 2015-11-20
PB Heat, LLC | SERIES 64 | 64-11 | Water | Natural Gas | Injection Type | FALSE | FALSE | 1 |  |  |  | None | Non-Condensing | Single-Stage | Cast Iron | Single-Speed |  |  |  | 575000 | 466000 |  |  |  |  | 81 | 80 | [5 empty] | Federally-Regulated Commercial & Industrial Equipment | 2015-11-20
PB Heat, LLC | SERIES 64 | 64-11 | Water | LPG | Injection Type | FALSE | FALSE | 1 |  |  |  | None | Non-Condensing | Single-Stage | Cast Iron | Single-Speed |  |  |  | 575000 | 466000 |  |  |  |  | 81 | 80 | [5 empty] | Federally-Regulated Commercial & Industrial Equipment | 2015-11-20
PB Heat, LLC | Peerless | GM-07-SPRK | Water | Natural Gas | Injection Type | FALSE | FALSE | 1 |  |  |  | Stack Damper | Non-Condensing | Single-Stage | Cast Iron |  |  |  |  | 342000 | 275000 |  |  |  |  | 80.3 | 80 | [5 empty] | Federally-Regulated Commercial & Industrial Equipment | 2015-11-20
PB Heat, LLC | Peerless | GM-07-SPRK | Water | LPG | Injection Type | FALSE | FALSE | 1 |  |  |  | Stack Damper | Non-Condensing | Single-Stage | Cast Iron |  |  |  |  | 342000 | 275000 |  |  |  |  | 80.3 | 80 | [5 empty] | Federally-Regulated Commercial & Industrial Equipment | 2015-11-20
PB Heat, LLC | Peerless | GM-08-SPRK | Water | Natural Gas | Injection Type | FALSE | FALSE | 1 |  |  |  | Stack Damper | Non-Condensing | Single-Stage | Cast Iron |  |  |  |  | 399000 | 320000 |  |  |  |  | 80.3 | 80 | [5 empty] | Federally-Regulated Commercial & Industrial Equipment | 2015-11-20
PB Heat, LLC | Peerless | GM-08-SPRK | Water | LPG | Injection Type | FALSE | FALSE | 1 |  |  |  | Stack Damper | Non-Condensing | Single-Stage | Cast Iron |  |  |  |  | 399000 | 320000 |  |  |  |  | 80.3 | 80 | [5 empty] | Federally-Regulated Commercial & Industrial Equipment | 2015-11-20
PB Heat, LLC | Peerless | PF-1000-LP | Water | LPG | Power | FALSE | FALSE | 1 |  |  |  | None | Condensing | Step Modulating | Other |  |  |  |  | 1000000 | 966000 |  |  |  |  | 96.6 | 80 | [5 empty] | Federally-Regulated Commercial & Industrial Equipment | 2015-11-20
PB Heat, LLC | Peerless | PF-1000-NAT | Water | Natural Gas | Power | FALSE | FALSE | 1 |  |  |  | None | Condensing | Step Modulating | Other |  |  |  |  | 1000000 | 966000 |  |  |  |  | 96.6 | 80 | [5 empty] | Federally-Regulated Commercial & Industrial Equipment | 2015-11-20
PB Heat, LLC | Peerless | PF-1500-LP | Water | LPG | Power | FALSE | FALSE | 1 |  |  |  | None | Condensing | Step Modulating | Other |  |  |  |  | 1500000 | 1448000 |  |  |  |  | 96.5 | 80 | [5 empty] | Federally-Regulated Commercial & Industrial Equipment | 2015-11-20
PB Heat, LLC | Peerless | PF-1500-NAT | Water | Natural Gas | Power | FALSE | FALSE | 1 |  |  |  | None | Condensing | Step Modulating | Other |  |  |  |  | 1500000 | 1448000 |  |  |  |  | 96.5 | 80 | [5 empty] | Federally-Regulated Commercial & Industrial Equipment | 2015-11-20
PB Heat, LLC | Peerless | PF-850-LP | Water | LPG | Power | FALSE | FALSE | 1 |  |  |  | None | Condensing | Step Modulating | Other |  |  |  |  | 850000 | 818000 |  |  |  |  | 96.2 | 80 | [5 empty] | Federally-Regulated Commercial & Industrial Equipment | 2015-11-20
PB Heat, LLC | Peerless | PF-850-NAT | Water | Natural Gas | Power | FALSE | FALSE | 1 |  |  |  | None | Condensing | Step Modulating | Other |  |  |  |  | 850000 | 818000 |  |  |  |  | 96.2 | 80 | [5 empty] | Federally-Regulated Commercial & Industrial Equipment | 2015-11-20
PB Heat, LLC | Peerless | 211A-04 | Steam | LPG | Injection Type | FALSE | FALSE | 1 |  | TRUE |  | None | Non-Condensing | Single-Stage | Cast Iron |  |  |  |  | 615000 | 474000 |  |  |  |  | 77.1 | 77 | [5 empty] | Federally-Regulated Commercial & Industrial Equipment | 2015-11-20
PB Heat, LLC | Peerless | 211A-04 | Steam | Natural Gas | Injection Type | FALSE | FALSE | 1 |  | TRUE |  | None | Non-Condensing | Single-Stage | Cast Iron |  |  |  |  | 630000 | 486000 |  |  |  |  | 77.1 | 77 | [5 empty] | Federally-Regulated Commercial & Industrial Equipment | 2015-11-20
Slant / Fin Corp. | SLANT/FIN | TRDV-30-1.10 | Water | Oil | Power | FALSE | FALSE | 1 | TRUE |  |  | None | Non-Condensing | Single-Stage | Cast Iron | Single-Speed |  |  |  | 154000 | 133000 | [9 empty] | 86.2 | 84 | Federally-Regulated Consumer Product | 2015-12-04
Slant / Fin Corp. | SLANT/FIN | EC-13DV | Water | Oil | Power | FALSE | FALSE | 1 | TRUE |  |  | None | Non-Condensing | Single-Stage | Cast Iron |  |  |  |  | 91000 | 79000 | [9 empty] | 87 | 84 | Federally-Regulated Consumer Product | 2015-12-04
Slant / Fin Corp. | SLANT/FIN | EC-14DV | Water | Oil | Power | FALSE | FALSE | 1 | TRUE |  |  | None | Non-Condensing | Single-Stage | Cast Iron |  |  |  |  | 112000 | 98000 | [9 empty] | 87 | 84 | Federally-Regulated Consumer Product | 2015-12-04
Slant / Fin Corp. | SLANT/FIN | EC-15DV | Water | Oil | Power | FALSE | FALSE | 1 | TRUE |  |  | None | Non-Condensing | Single-Stage | Cast Iron |  |  |  |  | 140000 | 123000 | [9 empty] | 87 | 84 | Federally-Regulated Consumer Product | 2015-12-04
Slant / Fin Corp. | SLANT/FIN | EC-16DV | Water | Oil | Power | FALSE | FALSE | 1 | TRUE |  |  | None | Non-Condensing | Single-Stage | Cast Iron |  |  |  |  | 161000 | 141000 | [9 empty] | 87 | 84 | Federally-Regulated Consumer Product | 2015-12-04
Slant / Fin Corp. | SLANT/FIN | TRDV-30-0.85 | Water | Oil | Power | FALSE | FALSE | 1 | TRUE |  |  | None | Non-Condensing | Single-Stage | Cast Iron | Single-Speed |  |  |  | 119000 | 104000 | [9 empty] | 87.2 | 84 | Federally-Regulated Consumer Product | 2015-12-04
Slant / Fin Corp. | SLANT/FIN | TRDV-30-1.00 | Water | Oil | Power | FALSE | FALSE | 1 | TRUE |  |  | None | Non-Condensing | Single-Stage | Cast Iron | Single-Speed |  |  |  | 140000 | 121000 | [9 empty] | 86.5 | 84 | Federally-Regulated Consumer Product | 2015-12-04
Advanced Thermal Hydronics | Advanced Thermal Hydronics | KN-16 | Water | Natural Gas | Power | FALSE | FALSE | 1 |  |  |  | None | Condensing | Step Modulating | Cast Iron |  |  |  |  | 1600000 | 1483000 |  |  |  |  | 92.7 | 80 | [5 empty] | Federally-Regulated Commercial & Industrial Equipment | 2015-12-04
Advanced Thermal Hydronics | Hydrotherm | KN-16 | Water | Natural Gas | Power | FALSE | FALSE | 1 |  |  |  | None | Condensing | Step Modulating | Cast Iron |  |  |  |  | 1600000 | 1483000 |  |  |  |  | 92.7 | 80 | [5 empty] | Federally-Regulated Commercial & Industrial Equipment | 2015-12-04
Advanced Thermal Hydronics | Advanced Thermal Hydronics | KN-16 | Water | LPG | Power | FALSE | FALSE | 1 |  |  |  | None | Condensing | Step Modulating | Cast Iron |  |  |  |  | 1600000 | 1483000 |  |  |  |  | 92.7 | 80 | [5 empty] | Federally-Regulated Commercial & Industrial Equipment | 2015-12-04
Advanced Thermal Hydronics | Hydrotherm | KN-16 | Water | LPG | Power | FALSE | FALSE | 1 |  |  |  | None | Condensing | Step Modulating | Cast Iron |  |  |  |  | 1600000 | 1483000 |  |  |  |  | 92.7 | 80 | [5 empty] | Federally-Regulated Commercial & Industrial Equipment | 2015-12-04
Advanced Thermal Hydronics | Advanced Thermal Hydronics | KN-26 | Water | Natural Gas | Power | FALSE | FALSE | 1 |  |  |  | None | Condensing | Step Modulating | Cast Iron |  |  |  |  | 2600000 | 2236000 |  |  | 86 | 82 | [7 empty] | Federally-Regulated Commercial & Industrial Equipment | 2015-12-04
Advanced Thermal Hydronics | Hydrotherm | KN-26 | Water | Natural Gas | Power | FALSE | FALSE | 1 |  |  |  | None | Condensing | Step Modulating | Cast Iron |  |  |  |  | 2600000 | 2236000 |  |  | 86 | 82 | [7 empty] | Federally-Regulated Commercial & Industrial Equipment | 2015-12-04
Advanced Thermal Hydronics | Advanced Thermal Hydronics | KN-26 | Water | LPG | Power | FALSE | FALSE | 1 |  |  |  | None | Condensing | Step Modulating | Cast Iron |  |  |  |  | 2600000 | 2236000 |  |  | 86 | 82 | [7 empty] | Federally-Regulated Commercial & Industrial Equipment | 2015-12-04
Advanced Thermal Hydronics | Hydrotherm | KN-26 | Water | LPG | Power | FALSE | FALSE | 1 |  |  |  | None | Condensing | Step Modulating | Cast Iron |  |  |  |  | 2600000 | 2236000 |  |  | 86 | 82 | [7 empty] | Federally-Regulated Commercial & Industrial Equipment | 2015-12-04
Aerco International | AERCO | BMK 6000 | Water | Natural Gas | Luminous | FALSE | FALSE | 3 |  |  |  | None | Condensing | Step Modulating | Other |  |  |  |  | 6000000 | 5670000 |  |  | 95 | 82 | [7 empty] | Federally-Regulated Commercial & Industrial Equipment | 2015-12-04
Aerco International | AERCO | BMK 6000 | Water | LPG | Luminous | FALSE | FALSE | 3 |  |  |  | None | Condensing | Step Modulating | Other |  |  |  |  | 6000000 | 5670000 |  |  | 95 | 82 | [7 empty] | Federally-Regulated Commercial & Industrial Equipment | 2015-12-04
Aerco International | AERCO | BMK 3000 | Water | Natural Gas | Luminous | FALSE | FALSE | 3 |  |  |  | None | Condensing | Step Modulating | Other |  |  |  |  | 3000000 | 2805000 |  |  | 94 | 82 | [7 empty] | Federally-Regulated Commercial & Industrial Equipment | 2015-12-04
Aerco International | AERCO | BMK 1000 | Water | Natural Gas | Power | FALSE | FALSE | 1 |  |  |  | None | Condensing | Step Modulating | Other |  |  |  |  | 1000000 | 968000 |  |  |  |  | 96.8 | 80 | [5 empty] | Federally-Regulated Commercial & Industrial Equipment | 2015-12-04
Aerco International | AERCO | BMK 750 | Water | Natural Gas | Power | FALSE | FALSE | 1 |  |  |  | None | Condensing | Single-Stage | Other |  |  |  |  | 750000 | 721000 |  |  |  |  | 95.6 | 80 | [5 empty] | Federally-Regulated Commercial & Industrial Equipment | 2015-12-04
Aerco International | AERCO | BMK 1500 | Water | Natural Gas | Luminous | FALSE | FALSE | 1 |  |  |  | None | Condensing | Step Modulating | Other |  |  |  |  | 1500000 | 1419000 |  |  |  |  | 94.6 | 80 | [5 empty] | Federally-Regulated Commercial & Industrial Equipment | 2015-12-04
Aerco International | AERCO | BMK 2000 | Water | Natural Gas | Luminous | FALSE | FALSE | 1 |  |  |  | None | Condensing | Step Modulating | Other |  |  |  |  | 2000000 | 1892000 |  |  |  |  | 94.6 | 80 | [5 empty] | Federally-Regulated Commercial & Industrial Equipment | 2015-12-04
Aerco International | AERCO | MLX EXT 321 | Water | Natural Gas | Luminous | FALSE | TRUE | 1 |  |  |  | None | Condensing | Step Modulating | Other |  |  |  |  | 321000 | 289000 |  |  |  |  | 90 | 80 | [5 empty] | Federally-Regulated Commercial & Industrial Equipment | 2015-12-04
Aerco International | AERCO | MLX EXT 321 | Water | LPG | Luminous | FALSE | TRUE | 1 |  |  |  | None | Condensing | Step Modulating | Other |  |  |  |  | 321000 | 289000 |  |  |  |  | 90 | 80 | [5 empty] | Federally-Regulated Commercial & Industrial Equipment | 2015-12-04
Aerco International | AERCO | MLX EXT 802 | Water | Natural Gas | Luminous | FALSE | TRUE | 1 |  |  |  | None | Condensing | Step Modulating | Other |  |  |  |  | 802000 | 722000 |  |  |  |  | 90 | 80 | [5 empty] | Federally-Regulated Commercial & Industrial Equipment | 2015-12-04
Aerco International | AERCO | MLX EXT 802 | Water | LPG | Luminous | FALSE | TRUE | 1 |  |  |  | None | Condensing | Step Modulating | Other |  |  |  |  | 802000 | 722000 |  |  |  |  | 90 | 80 | [5 empty] | Federally-Regulated Commercial & Industrial Equipment | 2015-12-04
Aerco International | AERCO | MLX EXT 641 | Water | Natural Gas | Luminous | FALSE | TRUE | 1 |  |  |  | None | Condensing | Step Modulating | Other |  |  |  |  | 641000 | 577000 |  |  |  |  | 90 | 80 | [5 empty] | Federally-Regulated Commercial & Industrial Equipment | 2015-12-04
Aerco International | AERCO | MLX EXT 641 | Water | LPG | Luminous | FALSE | TRUE | 1 |  |  |  | None | Condensing | Step Modulating | Other |  |  |  |  | 641000 | 577000 |  |  |  |  | 90 | 80 | [5 empty] | Federally-Regulated Commercial & Industrial Equipment | 2015-12-04
Aerco International | AERCO | MLX EXT 1123 | Water | Natural Gas | Luminous | FALSE | TRUE | 1 |  |  |  | None | Condensing | Step Modulating | Other |  |  |  |  | 1123000 | 1011000 |  |  |  |  | 90 | 80 | [5 empty] | Federally-Regulated Commercial & Industrial Equipment | 2015-12-04
Aerco International | AERCO | MLX EXT 1123 | Water | LPG | Luminous | FALSE | TRUE | 1 |  |  |  | None | Condensing | Step Modulating | Other |  |  |  |  | 1123000 | 1011000 |  |  |  |  | 90 | 80 | [5 empty] | Federally-Regulated Commercial & Industrial Equipment | 2015-12-04
Aerco International | AERCO | MLX EXT 1530 | Water | Natural Gas | Luminous | FALSE | FALSE | 1 |  |  |  | None | Condensing | Step Modulating | Other |  |  |  |  | 1530000 | 1408000 |  |  |  |  | 92 | 80 | [5 empty] | Federally-Regulated Commercial & Industrial Equipment | 2015-12-04
Aerco International | AERCO | MLX EXT 1530 | Water | LPG | Luminous | FALSE | FALSE | 1 |  |  |  | None | Condensing | Step Modulating | Other |  |  |  |  | 1530000 | 1408000 |  |  |  |  | 92 | 80 | [5 empty] | Federally-Regulated Commercial & Industrial Equipment | 2015-12-04
Aerco International | AERCO | MLX EXT 3060 | Water | Natural Gas | Luminous | FALSE | FALSE | 1 |  |  |  | None | Condensing | Step Modulating | Other |  |  |  |  | 3060000 | 2754000 |  |  | 90 | 82 | [7 empty] | Federally-Regulated Commercial & Industrial Equipment | 2015-12-04
Aerco International | AERCO | MLX EXT 3060 | Water | LPG | Luminous | FALSE | FALSE | 1 |  |  |  | None | Condensing | Step Modulating | Other |  |  |  |  | 3060000 | 2754000 |  |  | 90 | 82 | [7 empty] | Federally-Regulated Commercial & Industrial Equipment | 2015-12-04
Aerco International | AERCO | MLX EXT 481 | Water | Natural Gas | Luminous | FALSE | TRUE | 1 |  |  |  | None | Condensing | Step Modulating | Other |  |  |  |  | 481000 | 433000 |  |  |  |  | 90 | 80 | [5 empty] | Federally-Regulated Commercial & Industrial Equipment | 2015-12-04
Aerco International | AERCO | MLX EXT 481 | Water | LPG | Luminous | FALSE | TRUE | 1 |  |  |  | None | Condensing | Step Modulating | Other |  |  |  |  | 481000 | 433000 |  |  |  |  | 90 | 80 | [5 empty] | Federally-Regulated Commercial & Industrial Equipment | 2015-12-04
Aerco International | AERCO | AM 399B | Water | Natural Gas | Luminous | FALSE | FALSE | 1 |  |  |  | None | Condensing | Step Modulating | Other |  |  |  |  | 399000 | 374000 |  |  |  |  | 93.8 | 80 | [5 empty] | Federally-Regulated Commercial & Industrial Equipment | 2015-12-04
Aerco International | AERCO | AM 399B | Water | LPG | Luminous | FALSE | FALSE | 1 |  |  |  | None | Condensing | Step Modulating | Other |  |  |  |  | 399000 | 374000 |  |  |  |  | 93.8 | 80 | [5 empty] | Federally-Regulated Commercial & Industrial Equipment | 2015-12-04
Aerco International | AERCO | AM 750B | Water | Natural Gas | Luminous | FALSE | FALSE | 1 |  |  |  | None | Condensing | Step Modulating | Other |  |  |  |  | 750000 | 703000 |  |  |  |  | 93.8 | 80 | [5 empty] | Federally-Regulated Commercial & Industrial Equipment | 2015-12-04
Aerco International | AERCO | AM 750B | Water | LPG | Luminous | FALSE | FALSE | 1 |  |  |  | None | Condensing | Step Modulating | Other |  |  |  |  | 750000 | 703000 |  |  |  |  | 93.8 | 80 | [5 empty] | Federally-Regulated Commercial & Industrial Equipment | 2015-12-04
Aerco International | AERCO | AM 500B | Water | Natural Gas | Luminous | FALSE | FALSE | 1 |  |  |  | None | Condensing | Step Modulating | Other |  |  |  |  | 500000 | 469000 |  |  |  |  | 93.8 | 80 | [5 empty] | Federally-Regulated Commercial & Industrial Equipment | 2015-12-04
Aerco International | AERCO | AM 500B | Water | LPG | Luminous | FALSE | FALSE | 1 |  |  |  | None | Condensing | Step Modulating | Other |  |  |  |  | 500000 | 469000 |  |  |  |  | 93.8 | 80 | [5 empty] | Federally-Regulated Commercial & Industrial Equipment | 2015-12-04
Aerco International | AERCO | AM 1000B | Water | Natural Gas | Luminous | FALSE | FALSE | 1 |  |  |  | None | Condensing | Step Modulating | Other |  |  |  |  | 1000000 | 938000 |  |  |  |  | 93.8 | 80 | [5 empty] | Federally-Regulated Commercial & Industrial Equipment | 2015-12-04
Aerco International | AERCO | AM 1000B | Water | LPG | Luminous | FALSE | FALSE | 1 |  |  |  | None | Condensing | Step Modulating | Other |  |  |  |  | 1000000 | 938000 |  |  |  |  | 93.8 | 80 | [5 empty] | Federally-Regulated Commercial & Industrial Equipment | 2015-12-04
Aerco International | AERCO | MLX EXT 1912 | Water | Natural Gas | Luminous | FALSE | FALSE | 1 |  |  |  | None | Condensing | Step Modulating | Other |  |  |  |  | 1912000 | 1759000 |  |  |  |  | 92 | 80 | [5 empty] | Federally-Regulated Commercial & Industrial Equipment | 2015-12-04
Aerco International | AERCO | MLX EXT 1912 | Water | LPG | Luminous | FALSE | FALSE | 1 |  |  |  | None | Condensing | Step Modulating | Other |  |  |  |  | 1912000 | 1759000 |  |  |  |  | 92 | 80 | [5 empty] | Federally-Regulated Commercial & Industrial Equipment | 2015-12-04
Aerco International | AERCO | MLX EXT 2295 | Water | Natural Gas | Luminous | FALSE | FALSE | 1 |  |  |  | None | Condensing | Step Modulating | Other |  |  |  |  | 2295000 | 2111000 |  |  |  |  | 92 | 80 | [5 empty] | Federally-Regulated Commercial & Industrial Equipment | 2015-12-04
Aerco International | AERCO | MLX EXT 2295 | Water | LPG | Luminous | FALSE | FALSE | 1 |  |  |  | None | Condensing | Step Modulating | Other |  |  |  |  | 2295000 | 2111000 |  |  |  |  | 92 | 80 | [5 empty] | Federally-Regulated Commercial & Industrial Equipment | 2015-12-04
Aerco International | AERCO | MLX EXT 2677 | Water | Natural Gas | Luminous | FALSE | FALSE | 1 |  |  |  | None | Condensing | Step Modulating | Other |  |  |  |  | 2677000 | 2409000 |  |  | 90 | 82 | [7 empty] | Federally-Regulated Commercial & Industrial Equipment | 2015-12-04
Aerco International | AERCO | MLX EXT 2677 | Water | LPG | Luminous | FALSE | FALSE | 1 |  |  |  | None | Condensing | Step Modulating | Other |  |  |  |  | 2677000 | 2409000 |  |  | 90 | 82 | [7 empty] | Federally-Regulated Commercial & Industrial Equipment | 2015-12-04
Aerco International | AERCO | MLX EXT 962 | Water | Natural Gas | Luminous | FALSE | TRUE | 1 |  |  |  | None | Condensing | Step Modulating | Other |  |  |  |  | 962000 | 866000 |  |  |  |  | 90 | 80 | [5 empty] | Federally-Regulated Commercial & Industrial Equipment | 2015-12-04
Aerco International | AERCO | MLX EXT 962 | Water | LPG | Luminous | FALSE | TRUE | 1 |  |  |  | None | Condensing | Step Modulating | Other |  |  |  |  | 962000 | 866000 |  |  |  |  | 90 | 80 | [5 empty] | Federally-Regulated Commercial & Industrial Equipment | 2015-12-04
Allied Engineering Co. | Super Hot | MG-50-N-E | Water | Natural Gas | Injection Type | FALSE | FALSE | 1 | TRUE |  |  | Stack Damper | Non-Condensing | Single-Stage | Other |  |  |  |  | 50000 | 43000 | [9 empty] | 85 | 80 | Federally-Regulated Consumer Product | 2015-12-04
Allied Engineering Co. | Super Hot | MG-50-P-E | Water | LPG | Injection Type | FALSE | FALSE | 1 | TRUE |  |  | Stack Damper | Non-Condensing | Single-Stage | Other |  |  |  |  | 50000 | 43000 | [9 empty] | 85 | 80 | Federally-Regulated Consumer Product | 2015-12-04
Allied Engineering Co. | Super Hot | MG-75-N-E | Water | Natural Gas | Injection Type | FALSE | FALSE | 1 | TRUE |  |  | Stack Damper | Non-Condensing | Single-Stage | Other |  |  |  |  | 75000 | 64000 | [9 empty] | 85 | 80 | Federally-Regulated Consumer Product | 2015-12-04
Allied Engineering Co. | Super Hot | MG-75-P-E | Water | LPG | Injection Type | FALSE | FALSE | 1 | TRUE |  |  | Stack Damper | Non-Condensing | Single-Stage | Other |  |  |  |  | 75000 | 64000 | [9 empty] | 85 | 80 | Federally-Regulated Consumer Product | 2015-12-04
Allied Engineering Co. | Super Hot | MG-100-N-E | Water | Natural Gas | Injection Type | FALSE | FALSE | 1 | TRUE |  |  | Stack Damper | Non-Condensing | Single-Stage | Other |  |  |  |  | 100000 | 85000 | [9 empty] | 85 | 80 | Federally-Regulated Consumer Product | 2015-12-04
Allied Engineering Co. | Super Hot | MG-100-P-E | Water | LPG | Injection Type | FALSE | FALSE | 1 | TRUE |  |  | Stack Damper | Non-Condensing | Single-Stage | Other |  |  |  |  | 100000 | 85000 | [9 empty] | 85 | 80 | Federally-Regulated Consumer Product | 2015-12-04
Allied Engineering Co. | Super Hot | MG-125-N-E | Water | Natural Gas | Injection Type | FALSE | FALSE | 1 | TRUE |  |  | Stack Damper | Non-Condensing | Single-Stage | Other |  |  |  |  | 125000 | 107000 | [9 empty] | 85 | 80 | Federally-Regulated Consumer Product | 2015-12-04
Allied Engineering Co. | Super Hot | MG-125-P-E | Water | LPG | Injection Type | FALSE | FALSE | 1 | TRUE |  |  | Stack Damper | Non-Condensing | Single-Stage | Other |  |  |  |  | 125000 | 107000 | [9 empty] | 85 | 80 | Federally-Regulated Consumer Product | 2015-12-04
Allied Engineering Co. | Super Hot | MG-150-N-E | Water | Natural Gas | Injection Type | FALSE | FALSE | 1 | TRUE |  |  | Stack Damper | Non-Condensing | Single-Stage | Other |  |  |  |  | 150000 | 128000 | [9 empty] | 85 | 80 | Federally-Regulated Consumer Product | 2015-12-04
Allied Engineering Co. | Super Hot | MG-150-P-E | Water | LPG | Injection Type | FALSE | FALSE | 1 | TRUE |  |  | Stack Damper | Non-Condensing | Single-Stage | Other |  |  |  |  | 150000 | 128000 | [9 empty] | 85 | 80 | Federally-Regulated Consumer Product | 2015-12-04
Allied Engineering Co. | Super Hot | SG-135-N-E | Water | Natural Gas | Injection Type | FALSE | FALSE | 1 | TRUE |  |  | Stack Damper | Non-Condensing | Single-Stage | Other |  |  |  |  | 135000 | 115000 | [9 empty] | 85 | 80 | Federally-Regulated Consumer Product | 2015-12-04
Allied Engineering Co. | Super Hot | SG-135-P-E | Water | LPG | Injection Type | FALSE | FALSE | 1 | TRUE |  |  | Stack Damper | Non-Condensing | Single-Stage | Other |  |  |  |  | 135000 | 115000 | [9 empty] | 85 | 80 | Federally-Regulated Consumer Product | 2015-12-04
Allied Engineering Co. | Super Hot | SG-180-N-E | Water | Natural Gas | Injection Type | FALSE | FALSE | 1 | TRUE |  |  | Stack Damper | Non-Condensing | Single-Stage | Other |  |  |  |  | 180000 | 153000 | [9 empty] | 85 | 80 | Federally-Regulated Consumer Product | 2015-12-04
Allied Engineering Co. | Super Hot | SG-180-P-E | Water | LPG | Injection Type | FALSE | FALSE | 1 | TRUE |  |  | Stack Damper | Non-Condensing | Single-Stage | Other |  |  |  |  | 180000 | 153000 | [9 empty] | 85 | 80 | Federally-Regulated Consumer Product | 2015-12-04
Allied Engineering Co. | Super Hot | SG-225-N-E | Water | Natural Gas | Injection Type | FALSE | FALSE | 1 | TRUE |  |  | Stack Damper | Non-Condensing | Single-Stage | Other |  |  |  |  | 225000 | 191000 | [9 empty] | 85 | 80 | Federally-Regulated Consumer Product | 2015-12-04
Allied Engineering Co. | Super Hot | SG-225-P-E | Water | LPG | Injection Type | FALSE | FALSE | 1 | TRUE |  |  | Stack Damper | Non-Condensing | Single-Stage | Other |  |  |  |  | 225000 | 191000 | [9 empty] | 85 | 80 | Federally-Regulated Consumer Product | 2015-12-04
Allied Engineering Co. | Super Hot | SG-270-N-E | Water | Natural Gas | Injection Type | FALSE | FALSE | 1 | TRUE |  |  | Stack Damper | Non-Condensing | Single-Stage | Other |  |  |  |  | 270000 | 229000 | [9 empty] | 85 | 80 | Federally-Regulated Consumer Product | 2015-12-04
Allied Engineering Co. | Super Hot | SG-270-P-E | Water | LPG | Injection Type | FALSE | FALSE | 1 | TRUE |  |  | Stack Damper | Non-Condensing | Single-Stage | Other |  |  |  |  | 270000 | 229000 | [9 empty] | 85 | 80 | Federally-Regulated Consumer Product | 2015-12-04
Allied Engineering Co. | INTERGAS | HSE-125-N | Water | Natural Gas | Power | FALSE | FALSE | 1 | TRUE |  |  | None | Condensing | Step Modulating | Other | Multiple-Speed |  |  |  | 124000 | 111000 | [9 empty] | 92.2 | 80 | Federally-Regulated Consumer Product | 2015-12-04
Allied Engineering Co. | Super Hot | HSE-125-N | Water | Natural Gas | Power | FALSE | FALSE | 1 | TRUE |  |  | None | Condensing | Step Modulating | Other | Multiple-Speed |  |  |  | 124000 | 111000 | [9 empty] | 92.2 | 80 | Federally-Regulated Consumer Product | 2015-12-04
Allied Engineering Co. | INTERGAS | HSE-125-P | Water | LPG | Power | FALSE | FALSE | 1 | TRUE |  |  | None | Condensing | Step Modulating | Other | Multiple-Speed |  |  |  | 124000 | 111000 | [9 empty] | 92.2 | 80 | Federally-Regulated Consumer Product | 2015-12-04
Allied Engineering Co. | Super Hot | HSE-125-P | Water | LPG | Power | FALSE | FALSE | 1 | TRUE |  |  | None | Condensing | Step Modulating | Other | Multiple-Speed |  |  |  | 124000 | 111000 | [9 empty] | 92.2 | 80 | Federally-Regulated Consumer Product | 2015-12-04
Allied Engineering Co. | INTERGAS | HSE-145-N | Water | Natural Gas | Power | FALSE | FALSE | 1 | TRUE |  |  | None | Condensing | Step Modulating | Other | Multiple-Speed |  |  |  | 145000 | 129000 | [9 empty] | 92 | 80 | Federally-Regulated Consumer Product | 2015-12-04
Allied Engineering Co. | Super Hot | HSE-145-N | Water | Natural Gas | Power | FALSE | FALSE | 1 | TRUE |  |  | None | Condensing | Step Modulating | Other | Multiple-Speed |  |  |  | 145000 | 129000 | [9 empty] | 92 | 80 | Federally-Regulated Consumer Product | 2015-12-04
Allied Engineering Co. | INTERGAS | HSE-145-P | Water | LPG | Power | FALSE | FALSE | 1 | TRUE |  |  | None | Condensing | Step Modulating | Other | Multiple-Speed |  |  |  | 145000 | 129000 | [9 empty] | 92 | 80 | Federally-Regulated Consumer Product | 2015-12-04
Allied Engineering Co. | Super Hot | HSE-145-P | Water | LPG | Power | FALSE | FALSE | 1 | TRUE |  |  | None | Condensing | Step Modulating | Other | Multiple-Speed |  |  |  | 145000 | 129000 | [9 empty] | 92 | 80 | Federally-Regulated Consumer Product | 2015-12-04
A O Smith Water Products | A.O. SMITH | HW-520 | Water | Natural Gas | Injection Type | FALSE | FALSE | 1 |  |  |  | None | Non-Condensing | Single-Stage | Copper |  |  |  |  | 520000 | 426000 |  |  |  |  | 82 | 80 | [5 empty] | Federally-Regulated Commercial & Industrial Equipment | 2015-12-04
A O Smith Water Products | A.O. SMITH | HW-520 | Water | LPG | Injection Type | FALSE | FALSE | 1 |  |  |  | None | Non-Condensing | Single-Stage | Copper |  |  |  |  | 520000 | 426000 |  |  |  |  | 82 | 80 | [5 empty] | Federally-Regulated Commercial & Industrial Equipment | 2015-12-04
A O Smith Water Products | A.O. SMITH | HW 670 300 | Water | Natural Gas | Injection Type | FALSE | FALSE | 1 |  |  |  | None | Non-Condensing | Single-Stage | Copper |  |  |  |  | 670000 | 536000 |  |  |  |  | 80 | 80 | [5 empty] | Federally-Regulated Commercial & Industrial Equipment | 2015-12-04
A O Smith Water Products | A.O. SMITH | HW 670 300 | Water | LPG | Injection Type | FALSE | FALSE | 1 |  |  |  | None | Non-Condensing | Single-Stage | Copper |  |  |  |  | 670000 | 536000 |  |  |  |  | 80 | 80 | [5 empty] | Federally-Regulated Commercial & Industrial Equipment | 2015-12-04
A O Smith Water Products | A.O. SMITH | HW 399 300 | Water | Natural Gas | Injection Type | FALSE | FALSE | 1 |  |  |  | None | Non-Condensing | Single-Stage | Copper |  |  |  |  | 399000 | 319000 |  |  |  |  | 80 | 80 | [5 empty] | Federally-Regulated Commercial & Industrial Equipment | 2015-12-04
A O Smith Water Products | A.O. SMITH | HW 399 300 | Water | LPG | Injection Type | FALSE | FALSE | 1 |  |  |  | None | Non-Condensing | Single-Stage | Copper |  |  |  |  | 399000 | 319000 |  |  |  |  | 80 | 80 | [5 empty] | Federally-Regulated Commercial & Industrial Equipment | 2015-12-04
A O Smith Water Products | A.O. SMITH | HW 520 300 | Water | Natural Gas | Injection Type | FALSE | FALSE | 1 |  |  |  | None | Non-Condensing | Single-Stage | Copper |  |  |  |  | 520000 | 416000 |  |  |  |  | 80 | 80 | [5 empty] | Federally-Regulated Commercial & Industrial Equipment | 2015-12-04
A O Smith Water Products | A.O. SMITH | HW 520 300 | Water | LPG | Injection Type | FALSE | FALSE | 1 |  |  |  | None | Non-Condensing | Single-Stage | Copper |  |  |  |  | 520000 | 416000 |  |  |  |  | 80 | 80 | [5 empty] | Federally-Regulated Commercial & Industrial Equipment | 2015-12-04
A O Smith Water Products | A.O. SMITH | HW 420 300 | Water | Natural Gas | Injection Type | FALSE | FALSE | 1 |  |  |  | None | Non-Condensing | Single-Stage | Copper |  |  |  |  | 420000 | 336000 |  |  |  |  | 80 | 80 | [5 empty] | Federally-Regulated Commercial & Industrial Equipment | 2015-12-04
A O Smith Water Products | A.O. SMITH | HW 420 300 | Water | LPG | Injection Type | FALSE | FALSE | 1 |  |  |  | None | Non-Condensing | Single-Stage | Copper |  |  |  |  | 420000 | 336000 |  |  |  |  | 80 | 80 | [5 empty] | Federally-Regulated Commercial & Industrial Equipment | 2015-12-04
A O Smith Water Products | A.O. SMITH | HW 300 300 | Water | Natural Gas | Injection Type | FALSE | FALSE | 1 |  |  |  | None | Non-Condensing | Single-Stage | Copper |  |  |  |  | 300000 | 240000 |  |  |  |  | 80 | 80 | [5 empty] | Federally-Regulated Commercial & Industrial Equipment | 2015-12-04
A O Smith Water Products | A.O. SMITH | HW 300 300 | Water | LPG | Injection Type | FALSE | FALSE | 1 |  |  |  | None | Non-Condensing | Single-Stage | Copper |  |  |  |  | 300000 | 240000 |  |  |  |  | 80 | 80 | [5 empty] | Federally-Regulated Commercial & Industrial Equipment | 2015-12-04
A O Smith Water Products | A.O. SMITH | HW-670 | Water | Natural Gas | Injection Type | FALSE | FALSE | 1 |  |  |  | None | Non-Condensing | Single-Stage | Copper |  |  |  |  | 660000 | 528000 |  |  |  |  | 80 | 80 | [5 empty] | Federally-Regulated Commercial & Industrial Equipment | 2015-12-04
A O Smith Water Products | A.O. SMITH | HW-670 | Water | LPG | Injection Type | FALSE | FALSE | 1 |  |  |  | None | Non-Condensing | Single-Stage | Copper |  |  |  |  | 660000 | 528000 |  |  |  |  | 80 | 80 | [5 empty] | Federally-Regulated Commercial & Industrial Equipment | 2015-12-04
A O Smith Water Products | A.O. SMITH | HW-300 | Water | Natural Gas | Injection Type | FALSE | FALSE | 1 |  |  |  | None | Non-Condensing | Single-Stage | Copper |  |  |  |  | 300000 | 246000 |  |  |  |  | 82 | 80 | [5 empty] | Federally-Regulated Commercial & Industrial Equipment | 2015-12-04
A O Smith Water Products | A.O. SMITH | HW-300 | Water | LPG | Injection Type | FALSE | FALSE | 1 |  |  |  | None | Non-Condensing | Single-Stage | Copper |  |  |  |  | 300000 | 246000 |  |  |  |  | 82 | 80 | [5 empty] | Federally-Regulated Commercial & Industrial Equipment | 2015-12-04
A O Smith Water Products | A.O. SMITH | HW-399 | Water | Natural Gas | Injection Type | FALSE | FALSE | 1 |  |  |  | None | Non-Condensing | Single-Stage | Copper |  |  |  |  | 399000 | 323000 |  |  |  |  | 82 | 80 | [5 empty] | Federally-Regulated Commercial & Industrial Equipment | 2015-12-04
A O Smith Water Products | A.O. SMITH | HW-399 | Water | LPG | Injection Type | FALSE | FALSE | 1 |  |  |  | None | Non-Condensing | Single-Stage | Copper |  |  |  |  | 399000 | 323000 |  |  |  |  | 82 | 80 | [5 empty] | Federally-Regulated Commercial & Industrial Equipment | 2015-12-04
A O Smith Water Products | A.O. SMITH | HW-420 | Water | Natural Gas | Injection Type | FALSE | FALSE | 1 |  |  |  | None | Non-Condensing | Single-Stage | Copper |  |  |  |  | 420000 | 344000 |  |  |  |  | 82 | 80 | [5 empty] | Federally-Regulated Commercial & Industrial Equipment | 2015-12-04
A O Smith Water Products | A.O. SMITH | HW-420 | Water | LPG | Injection Type | FALSE | FALSE | 1 |  |  |  | None | Non-Condensing | Single-Stage | Copper |  |  |  |  | 420000 | 344000 |  |  |  |  | 82 | 80 | [5 empty] | Federally-Regulated Commercial & Industrial Equipment | 2015-12-04
A O Smith Water Products | A.O. SMITH | XW 2600 | Water | Natural Gas | Induced Draft | FALSE | FALSE | 1 |  |  |  | None | Condensing | Step Modulating | Other |  |  |  |  | 2600000 | 2418000 |  |  | 94.4 | 82 | [7 empty] | Federally-Regulated Commercial & Industrial Equipment | 2015-12-04
A O Smith Water Products | A.O. SMITH | XW 2600 | Water | LPG | Induced Draft | FALSE | FALSE | 1 |  |  |  | None | Condensing | Step Modulating | Other |  |  |  |  | 2600000 | 2418000 |  |  | 94.4 | 82 | [7 empty] | Federally-Regulated Commercial & Industrial Equipment | 2015-12-04
A O Smith Water Products | A.O. SMITH | XW 2000 | Water | Natural Gas | Induced Draft | FALSE | FALSE | 1 |  |  |  | None | Condensing | Step Modulating | Other |  |  |  |  | 2000000 | 1860000 |  |  |  |  | 93 | 80 | [5 empty] | Federally-Regulated Commercial & Industrial Equipment | 2015-12-04
A O Smith Water Products | A.O. SMITH | XW 2000 | Water | LPG | Induced Draft | FALSE | FALSE | 1 |  |  |  | None | Condensing | Step Modulating | Other |  |  |  |  | 2000000 | 1860000 |  |  |  |  | 93 | 80 | [5 empty] | Federally-Regulated Commercial & Industrial Equipment | 2015-12-04
A O Smith Water Products | A.O. SMITH | XW 3400 | Water | Natural Gas | Induced Draft | FALSE | FALSE | 1 |  |  |  | None | Condensing | Step Modulating | Other |  |  |  |  | 3400000 | 3162000 |  |  | 94.4 | 82 | [7 empty] | Federally-Regulated Commercial & Industrial Equipment | 2015-12-04
A O Smith Water Products | A.O. SMITH | XW 3400 | Water | LPG | Induced Draft | FALSE | FALSE | 1 |  |  |  | None | Condensing | Step Modulating | Other |  |  |  |  | 3400000 | 3162000 |  |  | 94.4 | 82 | [7 empty] | Federally-Regulated Commercial & Industrial Equipment | 2015-12-04
A O Smith Water Products | A.O. SMITH | XW 1700 | Water | Natural Gas | Induced Draft | FALSE | FALSE | 1 |  |  |  | None | Condensing | Single-Stage | Other |  |  |  |  | 1700000 | 1581000 |  |  |  |  | 93 | 80 | [5 empty] | Federally-Regulated Commercial & Industrial Equipment | 2015-12-04
A O Smith Water Products | A.O. SMITH | XW 1700 | Water | LPG | Induced Draft | FALSE | FALSE | 1 |  |  |  | None | Condensing | Single-Stage | Other |  |  |  |  | 1700000 | 1581000 |  |  |  |  | 93 | 80 | [5 empty] | Federally-Regulated Commercial & Industrial Equipment | 2015-12-04
A O Smith Water Products | A.O. SMITH | XW 1300 | Water | Natural Gas | Induced Draft | FALSE | FALSE | 1 |  |  |  | None | Condensing | Step Modulating | Other |  |  |  |  | 1300000 | 1209000 |  |  |  |  | 93 | 80 | [5 empty] | Federally-Regulated Commercial & Industrial Equipment | 2015-12-04
A O Smith Water Products | A.O. SMITH | XW 1300 | Water | LPG | Induced Draft | FALSE | FALSE | 1 |  |  |  | None | Condensing | Step Modulating | Other |  |  |  |  | 1300000 | 1209000 |  |  |  |  | 93 | 80 | [5 empty] | Federally-Regulated Commercial & Industrial Equipment | 2015-12-04
A O Smith Water Products | A.O. SMITH | XB 2600 | Water | Natural Gas | Induced Draft | FALSE | FALSE | 1 |  |  |  | None | Condensing | Step Modulating | Other |  |  |  |  | 2600000 | 2418000 |  |  | 94.4 | 82 | [7 empty] | Federally-Regulated Commercial & Industrial Equipment | 2015-12-04
A O Smith Water Products | A.O. SMITH | XB 2600 | Water | LPG | Induced Draft | FALSE | FALSE | 1 |  |  |  | None | Condensing | Step Modulating | Other |  |  |  |  | 2600000 | 2418000 |  |  | 94.4 | 82 | [7 empty] | Federally-Regulated Commercial & Industrial Equipment | 2015-12-04
A O Smith Water Products | A.O. SMITH | XB 2000 | Water | Natural Gas | Induced Draft | FALSE | FALSE | 1 |  |  |  | None | Condensing | Step Modulating | Other |  |  |  |  | 2000000 | 1860000 |  |  |  |  | 93 | 80 | [5 empty] | Federally-Regulated Commercial & Industrial Equipment | 2015-12-04
A O Smith Water Products | A.O. SMITH | XB 2000 | Water | LPG | Induced Draft | FALSE | FALSE | 1 |  |  |  | None | Condensing | Step Modulating | Other |  |  |  |  | 2000000 | 1860000 |  |  |  |  | 93 | 80 | [5 empty] | Federally-Regulated Commercial & Industrial Equipment | 2015-12-04
A O Smith Water Products | A.O. SMITH | XB 3400 | Water | Natural Gas | Induced Draft | FALSE | FALSE | 1 |  |  |  | None | Condensing | Step Modulating | Other |  |  |  |  | 3400000 | 3162000 |  |  | 94.4 | 82 | [7 empty] | Federally-Regulated Commercial & Industrial Equipment | 2015-12-04
A O Smith Water Products | A.O. SMITH | XB 3400 | Water | LPG | Induced Draft | FALSE | FALSE | 1 |  |  |  | None | Condensing | Step Modulating | Other |  |  |  |  | 3400000 | 3162000 |  |  | 94.4 | 82 | [7 empty] | Federally-Regulated Commercial & Industrial Equipment | 2015-12-04
A O Smith Water Products | A.O. SMITH | XW 1000 | Water | Natural Gas | Induced Draft | FALSE | FALSE | 1 |  |  |  | None | Condensing | Step Modulating | Other |  |  |  |  | 920000 | 855000 |  |  |  |  | 93 | 80 | [5 empty] | Federally-Regulated Commercial & Industrial Equipment | 2015-12-04
A O Smith Water Products | A.O. SMITH | XW 1000 | Water | LPG | Induced Draft | FALSE | FALSE | 1 |  |  |  | None | Condensing | Step Modulating | Other |  |  |  |  | 920000 | 855000 |  |  |  |  | 93 | 80 | [5 empty] | Federally-Regulated Commercial & Industrial Equipment | 2015-12-04
A O Smith Water Products | A.O. SMITH | XB 1000 | Water | Natural Gas | Induced Draft | FALSE | FALSE | 1 |  |  |  | None | Condensing | Step Modulating | Other |  |  |  |  | 920000 | 855000 |  |  |  |  | 93 | 80 | [5 empty] | Federally-Regulated Commercial & Industrial Equipment | 2015-12-04
A O Smith Water Products | A.O. SMITH | XB 1000 | Water | LPG | Induced Draft | FALSE | FALSE | 1 |  |  |  | None | Condensing | Step Modulating | Other |  |  |  |  | 920000 | 855000 |  |  |  |  | 93 | 80 | [5 empty] | Federally-Regulated Commercial & Industrial Equipment | 2015-12-04
A O Smith Water Products | A.O. SMITH | XB 1300 | Water | Natural Gas | Induced Draft | FALSE | FALSE | 1 |  |  |  | None | Condensing | Step Modulating | Other |  |  |  |  | 1300000 | 1209000 |  |  |  |  | 93 | 80 | [5 empty] | Federally-Regulated Commercial & Industrial Equipment | 2015-12-04
A O Smith Water Products | A.O. SMITH | XB 1300 | Water | LPG | Induced Draft | FALSE | FALSE | 1 |  |  |  | None | Condensing | Step Modulating | Other |  |  |  |  | 1300000 | 1209000 |  |  |  |  | 93 | 80 | [5 empty] | Federally-Regulated Commercial & Industrial Equipment | 2015-12-04
A O Smith Water Products | A.O. SMITH | XB 1700 | Water | Natural Gas | Induced Draft | FALSE | FALSE | 1 |  |  |  | None | Condensing | Step Modulating | Other |  |  |  |  | 1700000 | 1581000 |  |  |  |  | 93 | 80 | [5 empty] | Federally-Regulated Commercial & Industrial Equipment | 2015-12-04
A O Smith Water Products | A.O. SMITH | XB 1700 | Water | LPG | Induced Draft | FALSE | FALSE | 1 |  |  |  | None | Condensing | Step Modulating | Other |  |  |  |  | 1700000 | 1581000 |  |  |  |  | 93 | 80 | [5 empty] | Federally-Regulated Commercial & Industrial Equipment | 2015-12-04
Bosch Thermotechnology Corp. | Buderus | GB312 - 200 | Water | Natural Gas | Induced Draft | FALSE | FALSE | 1 |  |  |  | None | Condensing | Step Modulating | Other |  |  |  |  | 732000 | 676000 |  |  |  |  | 92.3 | 80 | [5 empty] | Federally-Regulated Commercial & Industrial Equipment | 2015-12-04
Bosch Thermotechnology Corp. | Buderus | GB312 - 240 | Water | Natural Gas | Induced Draft | FALSE | FALSE | 1 |  |  |  | None | Condensing | Step Modulating | Other |  |  |  |  | 880000 | 810000 |  |  |  |  | 92 | 80 | [5 empty] | Federally-Regulated Commercial & Industrial Equipment | 2015-12-04
Bosch Thermotechnology Corp. | Buderus | GB312 - 160 | Water | Natural Gas | Induced Draft | FALSE | FALSE | 1 |  |  |  | None | Condensing | Step Modulating | Other |  |  |  |  | 588000 | 544000 |  |  |  |  | 92.5 | 80 | [5 empty] | Federally-Regulated Commercial & Industrial Equipment | 2015-12-04
Bosch Thermotechnology Corp. | Buderus | GB162-100 L.B. | Water | Natural Gas | Pressure | FALSE | FALSE | 1 |  |  |  | None | Condensing | Single-Stage | Other |  |  |  |  | 333000 | 302000 |  |  |  |  | 90.8 | 80 | [5 empty] | Federally-Regulated Commercial & Industrial Equipment | 2015-12-04
Bosch Thermotechnology Corp. | Buderus | GB162-100 L.B.* | Water | LPG | Pressure | FALSE | FALSE | 1 |  |  |  | None | Condensing | Single-Stage | Other |  |  |  |  | 315000 | 282000 |  |  |  |  | 90.8 | 80 | [5 empty] | Federally-Regulated Commercial & Industrial Equipment | 2015-12-04
Bosch Thermotechnology Corp. | Buderus | GB162-100 | Water | Natural Gas | Power | FALSE | FALSE | 1 |  |  |  | None | Condensing | Step Modulating | Other |  |  |  |  | 333000 | 302000 |  |  |  |  | 90.8 | 80 | [5 empty] | Federally-Regulated Commercial & Industrial Equipment | 2015-12-04
Bosch Thermotechnology Corp. | Buderus | GB162-100* | Water | LPG | Power | FALSE | FALSE | 1 |  |  |  | None | Condensing | Step Modulating | Other |  |  |  |  | 315000 | 282000 |  |  |  |  | 90.8 | 80 | [5 empty] | Federally-Regulated Commercial & Industrial Equipment | 2015-12-04
Bosch Thermotechnology Corp. | Buderus | GB312 - 280 | Water | Natural Gas | Induced Draft | FALSE | FALSE | 1 |  |  |  | None | Condensing | Step Modulating | Other |  |  |  |  | 1028000 | 944000 |  |  |  |  | 91.7 | 80 | [5 empty] | Federally-Regulated Commercial & Industrial Equipment | 2015-12-04
Bosch Thermotechnology Corp. | Buderus | GB 142 30 | Water | Natural Gas | Injection Type | FALSE | FALSE | 1 | TRUE |  |  | None | Condensing | Step Modulating | Other |  |  |  |  | 106000 | 95000 | [9 empty] | 95 | 80 | Federally-Regulated Consumer Product | 2015-12-04
Bosch Thermotechnology Corp. | Buderus | GB 142 30 | Water | LPG | Injection Type | FALSE | FALSE | 1 | TRUE |  |  | None | Condensing | Step Modulating | Other |  |  |  |  | 106000 | 95000 | [9 empty] | 95 | 80 | Federally-Regulated Consumer Product | 2015-12-04
Bosch Thermotechnology Corp. | Buderus | GB 142 60 | Water | Natural Gas | Injection Type | FALSE | FALSE | 1 | TRUE |  |  | None | Condensing | Step Modulating | Other |  |  |  |  | 215000 | 193000 | [9 empty] | 95 | 80 | Federally-Regulated Consumer Product | 2015-12-04
Bosch Thermotechnology Corp. | Buderus | GB 142 60 | Water | LPG | Injection Type | FALSE | FALSE | 1 | TRUE |  |  | None | Condensing | Step Modulating | Other |  |  |  |  | 215000 | 193000 | [9 empty] | 95 | 80 | Federally-Regulated Consumer Product | 2015-12-04
Bosch Thermotechnology Corp. | Buderus | GB 142 45 | Water | Natural Gas | Injection Type | FALSE | FALSE | 1 | TRUE |  |  | None | Condensing | Step Modulating | Other |  |  |  |  | 161000 | 143000 | [9 empty] | 95 | 80 | Federally-Regulated Consumer Product | 2015-12-04
Bosch Thermotechnology Corp. | Buderus | GB 142 45 | Water | LPG | Injection Type | FALSE | FALSE | 1 | TRUE |  |  | None | Condensing | Step Modulating | Other |  |  |  |  | 161000 | 143000 | [9 empty] | 95 | 80 | Federally-Regulated Consumer Product | 2015-12-04
Bosch Thermotechnology Corp. | Buderus | GB 142 24 | Water | Natural Gas | Injection Type | FALSE | FALSE | 1 | TRUE |  |  | None | Condensing | Step Modulating | Other |  |  |  |  | 84500 | 75000 | [9 empty] | 95 | 80 | Federally-Regulated Consumer Product | 2015-12-04
Bosch Thermotechnology Corp. | Buderus | GB 142 24 | Water | LPG | Injection Type | FALSE | FALSE | 1 | TRUE |  |  | None | Condensing | Step Modulating | Other |  |  |  |  | 84500 | 75000 | [9 empty] | 95 | 80 | Federally-Regulated Consumer Product | 2015-12-04
Burnham Commercial | BURNHAM COMMERCIAL | K5006S | Steam | LPG | Induced Draft | TRUE | FALSE | 1 |  | TRUE |  | None | Non-Condensing | Single-Stage | Cast Iron |  |  |  |  | 375000 | 289000 |  |  |  |  | 77 | 77 | [5 empty] | Federally-Regulated Commercial & Industrial Equipment | 2015-12-04
Burnham Commercial | BURNHAM COMMERCIAL | K5006SP | Steam | LPG | Induced Draft | TRUE | FALSE | 1 |  | TRUE |  | None | Non-Condensing | Single-Stage | Cast Iron |  |  |  |  | 375000 | 289000 |  |  |  |  | 77 | 77 | [5 empty] | Federally-Regulated Commercial & Industrial Equipment | 2015-12-04
Burnham Commercial | BURNHAM COMMERCIAL | K5007SN | Steam | Natural Gas | Induced Draft | FALSE | FALSE | 1 |  | TRUE |  | None | Non-Condensing | Single-Stage | Cast Iron |  |  |  |  | 468000 | 360000 |  |  |  |  | 77 | 77 | [5 empty] | Federally-Regulated Commercial & Industrial Equipment | 2015-12-04
Burnham Commercial | BURNHAM COMMERCIAL | K5007SP | Steam | LPG | Induced Draft | TRUE | FALSE | 1 |  | TRUE |  | None | Non-Condensing | Single-Stage | Cast Iron |  |  |  |  | 438000 | 338000 |  |  |  |  | 77 | 77 | [5 empty] | Federally-Regulated Commercial & Industrial Equipment | 2015-12-04
Burnham Commercial | BURNHAM COMMERCIAL | K5012SP | Steam | LPG | Induced Draft | TRUE | FALSE | 1 |  | TRUE |  | None | Non-Condensing | Single-Stage | Cast Iron |  |  |  |  | 804000 | 619000 |  |  |  |  | 77 | 77 | [5 empty] | Federally-Regulated Commercial & Industrial Equipment | 2015-12-04
Burnham Commercial | BURNHAM COMMERCIAL | K5013SP | Steam | LPG | Induced Draft | TRUE | FALSE | 1 |  | TRUE |  | None | Non-Condensing | Single-Stage | Cast Iron |  |  |  |  | 877000 | 676000 |  |  |  |  | 77 | 77 | [5 empty] | Federally-Regulated Commercial & Industrial Equipment | 2015-12-04
Burnham Commercial | BURNHAM COMMERCIAL | K5015SN | Steam | Natural Gas | Induced Draft | FALSE | FALSE | 1 |  | TRUE |  | None | Non-Condensing | Single-Stage | Cast Iron |  |  |  |  | 1092000 | 841000 |  |  |  |  | 77 | 77 | [5 empty] | Federally-Regulated Commercial & Industrial Equipment | 2015-12-04
Burnham Commercial | BURNHAM COMMERCIAL | K5016SN | Steam | Natural Gas | Induced Draft | FALSE | FALSE | 1 |  | TRUE |  | None | Non-Condensing | Single-Stage | Cast Iron |  |  |  |  | 1170000 | 901000 |  |  |  |  | 77 | 77 | [5 empty] | Federally-Regulated Commercial & Industrial Equipment | 2015-12-04
Burnham Commercial | BURNHAM COMMERCIAL | K5017SP | Steam | LPG | Induced Draft | TRUE | FALSE | 1 |  | TRUE |  | None | Non-Condensing | Single-Stage | Cast Iron |  |  |  |  | 1170000 | 901000 |  |  |  |  | 77 | 77 | [5 empty] | Federally-Regulated Commercial & Industrial Equipment | 2015-12-04
Burnham Commercial | BURNHAM COMMERCIAL | K5018SP | Steam | LPG | Induced Draft | TRUE | FALSE | 1 |  | TRUE |  | None | Non-Condensing | Single-Stage | Cast Iron |  |  |  |  | 1243000 | 957000 |  |  |  |  | 77 | 77 | [5 empty] | Federally-Regulated Commercial & Industrial Equipment | 2015-12-04
Burnham Commercial | BURNHAM COMMERCIAL | K5018SN | Steam | Natural Gas | Induced Draft | FALSE | FALSE | 1 |  | TRUE |  | None | Non-Condensing | Single-Stage | Cast Iron |  |  |  |  | 1326000 | 1021000 |  |  |  |  | 77 | 77 | [5 empty] | Federally-Regulated Commercial & Industrial Equipment | 2015-12-04
Burnham Commercial | BURNHAM COMMERCIAL | K5019SP | Steam | LPG | Induced Draft | TRUE | FALSE | 1 |  | TRUE |  | None | Non-Condensing | Single-Stage | Cast Iron |  |  |  |  | 1316000 | 1014000 |  |  |  |  | 77 | 77 | [5 empty] | Federally-Regulated Commercial & Industrial Equipment | 2015-12-04
Burnham Commercial | BURNHAM COMMERCIAL | K5019SN | Steam | Natural Gas | Induced Draft | FALSE | FALSE | 1 |  | TRUE |  | None | Non-Condensing | Single-Stage | Cast Iron |  |  |  |  | 1404000 | 1081000 |  |  |  |  | 77 | 77 | [5 empty] | Federally-Regulated Commercial & Industrial Equipment | 2015-12-04
Burnham Commercial | BURNHAM COMMERCIAL | K5020SP | Steam | LPG | Induced Draft | TRUE | FALSE | 1 |  | TRUE |  | None | Non-Condensing | Single-Stage | Cast Iron |  |  |  |  | 1389000 | 1070000 |  |  |  |  | 77 | 77 | [5 empty] | Federally-Regulated Commercial & Industrial Equipment | 2015-12-04
Burnham Commercial | BURNHAM COMMERCIAL | K5020SN | Steam | Natural Gas | Induced Draft | FALSE | FALSE | 1 |  | TRUE |  | None | Non-Condensing | Single-Stage | Cast Iron |  |  |  |  | 1482000 | 1141000 |  |  |  |  | 77 | 77 | [5 empty] | Federally-Regulated Commercial & Industrial Equipment | 2015-12-04
Burnham Commercial | BURNHAM COMMERCIAL | K5021SP | Steam | LPG | Induced Draft | TRUE | FALSE | 1 |  | TRUE |  | None | Non-Condensing | Single-Stage | Cast Iron |  |  |  |  | 1462000 | 1126000 |  |  |  |  | 77 | 77 | [5 empty] | Federally-Regulated Commercial & Industrial Equipment | 2015-12-04
Burnham Commercial | BURNHAM COMMERCIAL | K5021SN | Steam | Natural Gas | Induced Draft | FALSE | FALSE | 1 |  | TRUE |  | None | Non-Condensing | Single-Stage | Cast Iron |  |  |  |  | 1560000 | 1201000 |  |  |  |  | 77 | 77 | [5 empty] | Federally-Regulated Commercial & Industrial Equipment | 2015-12-04
Burnham Commercial | BURNHAM COMMERCIAL | K5022SP | Steam | LPG | Induced Draft | TRUE | FALSE | 1 |  | TRUE |  | None | Non-Condensing | Single-Stage | Cast Iron |  |  |  |  | 1535000 | 1182000 |  |  |  |  | 77 | 77 | [5 empty] | Federally-Regulated Commercial & Industrial Equipment | 2015-12-04
Burnham Commercial | BURNHAM COMMERCIAL | K5024SP | Steam | LPG | Induced Draft | TRUE | FALSE | 1 |  | TRUE |  | None | Non-Condensing | Single-Stage | Cast Iron |  |  |  |  | 1681000 | 1295000 |  |  |  |  | 77 | 77 | [5 empty] | Federally-Regulated Commercial & Industrial Equipment | 2015-12-04
Burnham Commercial | BURNHAM COMMERCIAL | K5024SN | Steam | Natural Gas | Induced Draft | FALSE | FALSE | 1 |  | TRUE |  | None | Non-Condensing | Single-Stage | Cast Iron |  |  |  |  | 1794000 | 1381000 |  |  |  |  | 77 | 77 | [5 empty] | Federally-Regulated Commercial & Industrial Equipment | 2015-12-04
Burnham Commercial | BURNHAM COMMERCIAL | K5026SP | Steam | LPG | Induced Draft | TRUE | FALSE | 1 |  | TRUE |  | None | Non-Condensing | Single-Stage | Cast Iron |  |  |  |  | 1828000 | 1408000 |  |  |  |  | 77 | 77 | [5 empty] | Federally-Regulated Commercial & Industrial Equipment | 2015-12-04
Burnham Commercial | BURNHAM COMMERCIAL | K5026SN | Steam | Natural Gas | Induced Draft | FALSE | FALSE | 1 |  | TRUE |  | None | Non-Condensing | Single-Stage | Cast Iron |  |  |  |  | 1950000 | 1502000 |  |  |  |  | 77 | 77 | [5 empty] | Federally-Regulated Commercial & Industrial Equipment | 2015-12-04
Burnham Commercial | BURNHAM COMMERCIAL | V1106-SO | Steam | Oil | Power | FALSE | FALSE | 1 |  | FALSE |  | Stack Damper | Non-Condensing | Two-Stage Modulating | Cast Iron |  |  |  |  | 1288000 | 1069000 |  |  |  |  | 83 | 81 | [5 empty] | Federally-Regulated Commercial & Industrial Equipment | 2015-12-04
Burnham Commercial | BURNHAM COMMERCIAL | V1106-SN | Steam | Natural Gas | Power | FALSE | FALSE | 1 |  | FALSE |  | Stack Damper | Non-Condensing | Two-Stage Modulating | Cast Iron |  |  |  |  | 1330000 | 1069000 |  |  |  |  | 80.4 | 79 | [5 empty] | Federally-Regulated Commercial & Industrial Equipment | 2015-12-04
Burnham Commercial | Burnham | V1107-SN | Steam | Natural Gas | Power | FALSE | FALSE | 1 |  | FALSE |  | Stack Damper | Non-Condensing | Two-Stage Modulating | Cast Iron |  |  |  |  | 1588000 | 1278000 |  |  |  |  | 80.7 | 79 | [5 empty] | Federally-Regulated Commercial & Industrial Equipment | 2015-12-04
Burnham Commercial | BURNHAM COMMERCIAL | V1109-SN | Steam | Natural Gas | Power | FALSE | FALSE | 1 |  | FALSE |  | Stack Damper | Non-Condensing | Two-Stage Modulating | Cast Iron |  |  |  |  | 2136000 | 1718000 |  |  |  |  | 80.9 | 79 | [5 empty] | Federally-Regulated Commercial & Industrial Equipment | 2015-12-04
Burnham Commercial | BURNHAM COMMERCIAL | V1110-SO | Steam | Oil | Power | FALSE | FALSE | 1 |  | FALSE |  | Stack Damper | Non-Condensing | Two-Stage Modulating | Cast Iron |  |  |  |  | 2324000 | 1926000 |  |  |  |  | 83.5 | 81 | [5 empty] | Federally-Regulated Commercial & Industrial Equipment | 2015-12-04
Burnham Commercial | BURNHAM COMMERCIAL | V1111-SN | Steam | Natural Gas | Power | FALSE | FALSE | 3 |  | FALSE |  | Stack Damper | Non-Condensing | Two-Stage Modulating | Cast Iron |  |  |  |  | 2656000 | 2133000 |  |  |  |  | 81.1 | 79 | [5 empty] | Federally-Regulated Commercial & Industrial Equipment | 2015-12-04
Burnham Commercial | BURNHAM COMMERCIAL | V1113-SO | Steam | Oil | Power | FALSE | FALSE | 3 |  | FALSE |  | Stack Damper | Non-Condensing | Two-Stage Modulating | Cast Iron |  |  |  |  | 3010000 | 2485000 |  |  |  |  | 83.1 | 81 | [5 empty] | Federally-Regulated Commercial & Industrial Equipment | 2015-12-04
Burnham Commercial | BURNHAM COMMERCIAL | V1113-SN | Steam | Natural Gas | Power | FALSE | FALSE | 3 |  | FALSE |  | Stack Damper | Non-Condensing | Two-Stage Modulating | Cast Iron |  |  |  |  | 3103000 | 2486000 |  |  |  |  | 80.7 | 79 | [5 empty] | Federally-Regulated Commercial & Industrial Equipment | 2015-12-04
Burnham Commercial | BURNHAM COMMERCIAL | V1116-SO | Steam | Oil | Power | FALSE | FALSE | 3 |  | FALSE |  | Stack Damper | Non-Condensing | Two-Stage Modulating | Cast Iron |  |  |  |  | 3780000 | 3113000 |  |  |  |  | 82.7 | 81 | [5 empty] | Federally-Regulated Commercial & Industrial Equipment | 2015-12-04
Burnham Commercial | BURNHAM COMMERCIAL | V1117-SN | Steam | Natural Gas | Power | FALSE | FALSE | 3 |  | FALSE |  | Stack Damper | Non-Condensing | Two-Stage Modulating | Cast Iron |  |  |  |  | 4186000 | 3341000 |  |  |  |  | 80.1 | 79 | [5 empty] | Federally-Regulated Commercial & Industrial Equipment | 2015-12-04
Burnham Commercial | BURNHAM COMMERCIAL | V1117-SO | Steam | Oil | Power | FALSE | FALSE | 3 |  | FALSE |  | Stack Damper | Non-Condensing | Two-Stage Modulating | Cast Iron |  |  |  |  | 4060000 | 3340000 |  |  |  |  | 82.6 | 81 | [5 empty] | Federally-Regulated Commercial & Industrial Equipment | 2015-12-04
Burnham Commercial | BURNHAM COMMERCIAL | K5009SP | Steam | LPG | Induced Draft | TRUE | FALSE | 1 |  | TRUE |  | None | Non-Condensing | Single-Stage | Cast Iron |  |  |  |  | 585000 | 450000 |  |  |  |  | 77 | 77 | [5 empty] | Federally-Regulated Commercial & Industrial Equipment | 2015-12-04
Burnham Commercial | BURNHAM COMMERCIAL | K5010SN | Steam | Natural Gas | Induced Draft | FALSE | FALSE | 1 |  | TRUE |  | None | Non-Condensing | Single-Stage | Cast Iron |  |  |  |  | 702000 | 541000 |  |  |  |  | 77 | 77 | [5 empty] | Federally-Regulated Commercial & Industrial Equipment | 2015-12-04
Burnham Commercial | BURNHAM COMMERCIAL | K5011SP | Steam | LPG | Induced Draft | TRUE | FALSE | 1 |  | TRUE |  | None | Non-Condensing | Single-Stage | Cast Iron |  |  |  |  | 731000 | 563000 |  |  |  |  | 77 | 77 | [5 empty] | Federally-Regulated Commercial & Industrial Equipment | 2015-12-04
Burnham Commercial | BURNHAM COMMERCIAL | K5011SN | Steam | Natural Gas | Induced Draft | FALSE | FALSE | 1 |  | TRUE |  | None | Non-Condensing | Single-Stage | Cast Iron |  |  |  |  | 780000 | 601000 |  |  |  |  | 77 | 77 | [5 empty] | Federally-Regulated Commercial & Industrial Equipment | 2015-12-04
Burnham Commercial | BURNHAM COMMERCIAL | K5013SN | Steam | Natural Gas | Induced Draft | FALSE | FALSE | 1 |  | TRUE |  | None | Non-Condensing | Single-Stage | Cast Iron |  |  |  |  | 936000 | 721000 |  |  |  |  | 77 | 77 | [5 empty] | Federally-Regulated Commercial & Industrial Equipment | 2015-12-04
Burnham Commercial | BURNHAM COMMERCIAL | K5016SP | Steam | LPG | Induced Draft | TRUE | FALSE | 1 |  | TRUE |  | None | Non-Condensing | Single-Stage | Cast Iron |  |  |  |  | 1096000 | 845000 |  |  |  |  | 77 | 77 | [5 empty] | Federally-Regulated Commercial & Industrial Equipment | 2015-12-04
Burnham Commercial | BURNHAM COMMERCIAL | K5022SN | Steam | Natural Gas | Induced Draft | FALSE | FALSE | 1 |  | TRUE |  | None | Non-Condensing | Single-Stage | Cast Iron |  |  |  |  | 1638000 | 1261000 |  |  |  |  | 77 | 77 | [5 empty] | Federally-Regulated Commercial & Industrial Equipment | 2015-12-04
Burnham Commercial | BURNHAM COMMERCIAL | V1104-SO | Steam | Oil | Power | FALSE | FALSE | 1 |  | FALSE |  | Stack Damper | Non-Condensing | Two-Stage Modulating | Cast Iron |  |  |  |  | 812000 | 667000 |  |  |  |  | 82.2 | 81 | [5 empty] | Federally-Regulated Commercial & Industrial Equipment | 2015-12-04
Burnham Commercial | BURNHAM COMMERCIAL | V1104-SN | Steam | Natural Gas | Power | FALSE | FALSE | 1 |  | FALSE |  | Stack Damper | Non-Condensing | Two-Stage Modulating | Cast Iron |  |  |  |  | 837000 | 667000 |  |  |  |  | 79.7 | 79 | [5 empty] | Federally-Regulated Commercial & Industrial Equipment | 2015-12-04
Burnham Commercial | BURNHAM COMMERCIAL | V1105-SO | Steam | Oil | Power | FALSE | FALSE | 1 |  | FALSE |  | Stack Damper | Non-Condensing | Two-Stage Modulating | Cast Iron |  |  |  |  | 1036000 | 857000 |  |  |  |  | 82.7 | 81 | [5 empty] | Federally-Regulated Commercial & Industrial Equipment | 2015-12-04
Burnham Commercial | BURNHAM COMMERCIAL | V1112-SN | Steam | Natural Gas | Power | FALSE | FALSE | 3 |  | FALSE |  | Stack Damper | Non-Condensing | Two-Stage Modulating | Cast Iron |  |  |  |  | 2887000 | 2316000 |  |  |  |  | 80.9 | 79 | [5 empty] | Federally-Regulated Commercial & Industrial Equipment | 2015-12-04
Burnham Commercial | BURNHAM COMMERCIAL | V1118-SN | Steam | Natural Gas | Power | FALSE | FALSE | 3 |  | FALSE |  | Stack Damper | Non-Condensing | Two-Stage Modulating | Cast Iron |  |  |  |  | 4474000 | 3567000 |  |  |  |  | 80 | 79 | [5 empty] | Federally-Regulated Commercial & Industrial Equipment | 2015-12-04
Burnham Commercial | BURNHAM COMMERCIAL | V1119-SO | Steam | Oil | Power | FALSE | FALSE | 3 |  | FALSE |  | Stack Damper | Non-Condensing | Two-Stage Modulating | Cast Iron |  |  |  |  | 4550000 | 3730000 |  |  |  |  | 82.2 | 81 | [5 empty] | Federally-Regulated Commercial & Industrial Equipment | 2015-12-04
Burnham Commercial | BURNHAM COMMERCIAL | V1120-SN | Steam | Natural Gas | Power | FALSE | FALSE | 3 |  | FALSE |  | Stack Damper | Non-Condensing | Two-Stage Modulating | Cast Iron |  |  |  |  | 4979000 | 3950000 |  |  |  |  | 79.5 | 79 | [5 empty] | Federally-Regulated Commercial & Industrial Equipment | 2015-12-04
Burnham Commercial | BURNHAM COMMERCIAL | V1121-SN | Steam | Natural Gas | Power | FALSE | FALSE | 3 |  | FALSE |  | Stack Damper | Non-Condensing | Two-Stage Modulating | Cast Iron |  |  |  |  | 5268000 | 4169000 |  |  |  |  | 79.2 | 79 | [5 empty] | Federally-Regulated Commercial & Industrial Equipment | 2015-12-04
Burnham Commercial | BURNHAM COMMERCIAL | V1121-SO | Steam | Oil | Power | FALSE | FALSE | 3 |  | FALSE |  | Stack Damper | Non-Condensing | Two-Stage Modulating | Cast Iron |  |  |  |  | 5110000 | 4169000 |  |  |  |  | 81.7 | 81 | [5 empty] | Federally-Regulated Commercial & Industrial Equipment | 2015-12-04
Burnham Commercial | BURNHAM COMMERCIAL | V1122-SO | Steam | Oil | Power | FALSE | FALSE | 3 |  | FALSE |  | Stack Damper | Non-Condensing | Two-Stage Modulating | Cast Iron |  |  |  |  | 5320000 | 4330000 |  |  |  |  | 81.5 | 81 | [5 empty] | Federally-Regulated Commercial & Industrial Equipment | 2015-12-04
Burnham Commercial | BURNHAM COMMERCIAL | V1122-SN | Steam | Natural Gas | Power | FALSE | FALSE | 3 |  | FALSE |  | Stack Damper | Non-Condensing | Two-Stage Modulating | Cast Iron |  |  |  |  | 5485000 | 4330000 |  |  |  |  | 79.1 | 79 | [5 empty] | Federally-Regulated Commercial & Industrial Equipment | 2015-12-04
Burnham Commercial | Burnham | V903A-SN | Steam | Natural Gas | Power | FALSE | FALSE | 1 |  | FALSE |  | Stack Damper | Non-Condensing | Single-Stage | Cast Iron |  |  |  |  | 447000 | 358000 |  |  |  |  | 80 | 79 | [5 empty] | Federally-Regulated Commercial & Industrial Equipment | 2015-12-04
Burnham Commercial | BURNHAM COMMERCIAL | K5008SP | Steam | LPG | Induced Draft | TRUE | FALSE | 1 |  | TRUE |  | None | Non-Condensing | Single-Stage | Cast Iron |  |  |  |  | 511000 | 394000 |  |  |  |  | 77 | 77 | [5 empty] | Federally-Regulated Commercial & Industrial Equipment | 2015-12-04
Burnham Commercial | BURNHAM COMMERCIAL | K5008SN | Steam | Natural Gas | Induced Draft | FALSE | FALSE | 1 |  | TRUE |  | None | Non-Condensing | Single-Stage | Cast Iron |  |  |  |  | 546000 | 420000 |  |  |  |  | 77 | 77 | [5 empty] | Federally-Regulated Commercial & Industrial Equipment | 2015-12-04
Burnham Commercial | BURNHAM COMMERCIAL | K5009SN | Steam | Natural Gas | Induced Draft | FALSE | FALSE | 1 |  | TRUE |  | None | Non-Condensing | Single-Stage | Cast Iron |  |  |  |  | 624000 | 480000 |  |  |  |  | 77 | 77 | [5 empty] | Federally-Regulated Commercial & Industrial Equipment | 2015-12-04
Burnham Commercial | BURNHAM COMMERCIAL | K5010SP | Steam | LPG | Induced Draft | TRUE | FALSE | 1 |  | TRUE |  | None | Non-Condensing | Single-Stage | Cast Iron |  |  |  |  | 658000 | 507000 |  |  |  |  | 77 | 77 | [5 empty] | Federally-Regulated Commercial & Industrial Equipment | 2015-12-04
Burnham Commercial | BURNHAM COMMERCIAL | K5012SN | Steam | Natural Gas | Induced Draft | FALSE | FALSE | 1 |  | TRUE |  | None | Non-Condensing | Single-Stage | Cast Iron |  |  |  |  | 858000 | 661000 |  |  |  |  | 77 | 77 | [5 empty] | Federally-Regulated Commercial & Industrial Equipment | 2015-12-04
Burnham Commercial | Burnham | V904A-SN | Steam | Natural Gas | Power | FALSE | FALSE | 1 |  | FALSE |  | Stack Damper | Non-Condensing | Two-Stage Modulating | Cast Iron |  |  |  |  | 606000 | 485000 |  |  |  |  | 80.1 | 79 | [5 empty] | Federally-Regulated Commercial & Industrial Equipment | 2015-12-04
Burnham Commercial | Burnham | V904A-SO | Steam | Oil | Power | FALSE | FALSE | 1 |  | FALSE |  | Stack Damper | Non-Condensing | Two-Stage Modulating | Cast Iron |  |  |  |  | 588000 | 483000 |  |  |  |  | 82.1 | 81 | [5 empty] | Federally-Regulated Commercial & Industrial Equipment | 2015-12-04
Burnham Commercial | Burnham | V905A-SN | Steam | Natural Gas | Power | FALSE | FALSE | 1 |  | FALSE |  | Stack Damper | Non-Condensing | Two-Stage Modulating | Cast Iron |  |  |  |  | 808000 | 647000 |  |  |  |  | 80.1 | 79 | [5 empty] | Federally-Regulated Commercial & Industrial Equipment | 2015-12-04
Burnham Commercial | Burnham | V905A-SO | Steam | Oil | Power | FALSE | FALSE | 1 |  | FALSE |  | Stack Damper | Non-Condensing | Two-Stage Modulating | Cast Iron |  |  |  |  | 784000 | 646000 |  |  |  |  | 82.4 | 81 | [5 empty] | Federally-Regulated Commercial & Industrial Equipment | 2015-12-04
Burnham Commercial | Burnham | V906A-SN | Steam | Natural Gas | Power | FALSE | FALSE | 1 |  | FALSE |  | Stack Damper | Non-Condensing | Two-Stage Modulating | Cast Iron |  |  |  |  | 1010000 | 809000 |  |  |  |  | 80.1 | 79 | [5 empty] | Federally-Regulated Commercial & Industrial Equipment | 2015-12-04
Burnham Commercial | Burnham | V906A-SO | Steam | Oil | Power | FALSE | FALSE | 1 |  | FALSE |  | Stack Damper | Non-Condensing | Two-Stage Modulating | Cast Iron |  |  |  |  | 980000 | 808000 |  |  |  |  | 82.5 | 81 | [5 empty] | Federally-Regulated Commercial & Industrial Equipment | 2015-12-04
Burnham Commercial | Burnham | V908A-SN | Steam | Natural Gas | Power | FALSE | FALSE | 1 |  | FALSE |  | Stack Damper | Non-Condensing | Two-Stage Modulating | Cast Iron |  |  |  |  | 1386000 | 1112000 |  |  |  |  | 80.2 | 79 | [5 empty] | Federally-Regulated Commercial & Industrial Equipment | 2015-12-04
Burnham Commercial | Burnham | V909A-SN | Steam | Natural Gas | Power | FALSE | FALSE | 1 |  | FALSE |  | Stack Damper | Non-Condensing | Two-Stage Modulating | Cast Iron |  |  |  |  | 1674000 | 1343000 |  |  |  |  | 80.2 | 79 | [5 empty] | Federally-Regulated Commercial & Industrial Equipment | 2015-12-04
Burnham Commercial | Burnham | V909A-SO | Steam | Oil | Power | FALSE | FALSE | 1 |  | FALSE |  | Stack Damper | Non-Condensing | Two-Stage Modulating | Cast Iron |  |  |  |  | 1624000 | 1342000 |  |  |  |  | 82.7 | 81 | [5 empty] | Federally-Regulated Commercial & Industrial Equipment | 2015-12-04
Burnham Commercial | Burnham | V9010A-SN | Steam | Natural Gas | Power | FALSE | FALSE | 1 |  | FALSE |  | Stack Damper | Non-Condensing | Two-Stage Modulating | Cast Iron |  |  |  |  | 1905000 | 1528000 |  |  |  |  | 80.2 | 79 | [5 empty] | Federally-Regulated Commercial & Industrial Equipment | 2015-12-04
Burnham Commercial | Burnham | V911A-SN | Steam | Natural Gas | Power | FALSE | FALSE | 3 |  | FALSE |  | Stack Damper | Non-Condensing | Two-Stage Modulating | Cast Iron |  |  |  |  | 2136000 | 1714000 |  |  |  |  | 80.3 | 79 | [5 empty] | Federally-Regulated Commercial & Industrial Equipment | 2015-12-04
Burnham Commercial | Burnham | V911A-SO | Steam | Oil | Power | FALSE | FALSE | 3 |  | FALSE |  | Stack Damper | Non-Condensing | Two-Stage Modulating | Cast Iron |  |  |  |  | 2072000 | 1714000 |  |  |  |  | 82.7 | 81 | [5 empty] | Federally-Regulated Commercial & Industrial Equipment | 2015-12-04
Burnham Commercial | Burnham | V912A-SO | Steam | Oil | Power | FALSE | FALSE | 3 |  | FALSE |  | Stack Damper | Non-Condensing | Two-Stage Modulating | Cast Iron |  |  |  |  | 2297000 | 1900000 |  |  |  |  | 82.7 | 81 | [5 empty] | Federally-Regulated Commercial & Industrial Equipment | 2015-12-04
Burnham Commercial | Burnham | V910A-SN | Steam | Natural Gas | Power | FALSE | FALSE | 1 |  | FALSE |  | None | Non-Condensing | Two-Stage Modulating | Cast Iron |  |  |  |  | 1905000 | 1528000 |  |  |  |  | 80.2 | 79 | [5 empty] | Federally-Regulated Commercial & Industrial Equipment | 2015-12-04
Burnham Commercial | BURNHAM COMMERCIAL | K5006SN | Steam | Natural Gas | Induced Draft | FALSE | FALSE | 1 |  | TRUE |  | None | Non-Condensing | Single-Stage | Cast Iron |  |  |  |  | 401000 | 309000 |  |  |  |  | 77 | 77 | [5 empty] | Federally-Regulated Commercial & Industrial Equipment | 2015-12-04
Burnham Commercial | BURNHAM COMMERCIAL | K5014SP | Steam | LPG | Induced Draft | TRUE | FALSE | 1 |  | TRUE |  | None | Non-Condensing | Single-Stage | Cast Iron |  |  |  |  | 950000 | 732000 |  |  |  |  | 77 | 77 | [5 empty] | Federally-Regulated Commercial & Industrial Equipment | 2015-12-04
Burnham Commercial | BURNHAM COMMERCIAL | K5014SN | Steam | Natural Gas | Induced Draft | FALSE | FALSE | 1 |  | TRUE |  | None | Non-Condensing | Single-Stage | Cast Iron |  |  |  |  | 1014000 | 781000 |  |  |  |  | 77 | 77 | [5 empty] | Federally-Regulated Commercial & Industrial Equipment | 2015-12-04
Burnham Commercial | BURNHAM COMMERCIAL | K5015SP | Steam | LPG | Induced Draft | TRUE | FALSE | 1 |  | TRUE |  | None | Non-Condensing | Single-Stage | Cast Iron |  |  |  |  | 1023000 | 788000 |  |  |  |  | 77 | 77 | [5 empty] | Federally-Regulated Commercial & Industrial Equipment | 2015-12-04
Burnham Commercial | BURNHAM COMMERCIAL | K5017SN | Steam | Natural Gas | Induced Draft | FALSE | FALSE | 1 |  | TRUE |  | None | Non-Condensing | Single-Stage | Cast Iron |  |  |  |  | 1248000 | 961000 |  |  |  |  | 77 | 77 | [5 empty] | Federally-Regulated Commercial & Industrial Equipment | 2015-12-04
Burnham Commercial | BURNHAM COMMERCIAL | V1105-SN | Steam | Natural Gas | Power | FALSE | FALSE | 1 |  | FALSE |  | Stack Damper | Non-Condensing | Two-Stage Modulating | Cast Iron |  |  |  |  | 1068000 | 857000 |  |  |  |  | 80.2 | 79 | [5 empty] | Federally-Regulated Commercial & Industrial Equipment | 2015-12-04
Burnham Commercial | BURNHAM COMMERCIAL | V1107-SO | Steam | Oil | Power | FALSE | FALSE | 1 |  | FALSE |  | Stack Damper | Non-Condensing | Two-Stage Modulating | Cast Iron |  |  |  |  | 1540000 | 1277000 |  |  |  |  | 83.2 | 81 | [5 empty] | Federally-Regulated Commercial & Industrial Equipment | 2015-12-04
Burnham Commercial | BURNHAM COMMERCIAL | V1108-SO | Steam | Oil | Power | FALSE | FALSE | 1 |  | FALSE |  | Stack Damper | Non-Condensing | Two-Stage Modulating | Cast Iron |  |  |  |  | 1820000 | 1510000 |  |  |  |  | 83.3 | 81 | [5 empty] | Federally-Regulated Commercial & Industrial Equipment | 2015-12-04
Burnham Commercial | BURNHAM COMMERCIAL | V1108-SN | Steam | Natural Gas | Power | FALSE | FALSE | 1 |  | FALSE |  | Stack Damper | Non-Condensing | Two-Stage Modulating | Cast Iron |  |  |  |  | 1876000 | 1509000 |  |  |  |  | 80.8 | 79 | [5 empty] | Federally-Regulated Commercial & Industrial Equipment | 2015-12-04
Burnham Commercial | BURNHAM COMMERCIAL | V1109-SO | Steam | Oil | Power | FALSE | FALSE | 1 |  | FALSE |  | Stack Damper | Non-Condensing | Two-Stage Modulating | Cast Iron |  |  |  |  | 2072000 | 1717000 |  |  |  |  | 83.4 | 81 | [5 empty] | Federally-Regulated Commercial & Industrial Equipment | 2015-12-04
Burnham Commercial | BURNHAM COMMERCIAL | V1110-SN | Steam | Natural Gas | Power | FALSE | FALSE | 1 |  | FALSE |  | Stack Damper | Non-Condensing | Two-Stage Modulating | Cast Iron |  |  |  |  | 2396000 | 1924000 |  |  |  |  | 81 | 79 | [5 empty] | Federally-Regulated Commercial & Industrial Equipment | 2015-12-04
Burnham Commercial | BURNHAM COMMERCIAL | V1111-SO | Steam | Oil | Power | FALSE | FALSE | 3 |  | FALSE |  | Stack Damper | Non-Condensing | Two-Stage Modulating | Cast Iron |  |  |  |  | 2576000 | 2134000 |  |  |  |  | 83.6 | 81 | [5 empty] | Federally-Regulated Commercial & Industrial Equipment | 2015-12-04
Burnham Commercial | BURNHAM COMMERCIAL | V1112-SO | Steam | Oil | Power | FALSE | FALSE | 3 |  | FALSE |  | Stack Damper | Non-Condensing | Two-Stage Modulating | Cast Iron |  |  |  |  | 2800000 | 2314000 |  |  |  |  | 83.4 | 81 | [5 empty] | Federally-Regulated Commercial & Industrial Equipment | 2015-12-04
Burnham Commercial | BURNHAM COMMERCIAL | V1114-SN | Steam | Natural Gas | Power | FALSE | FALSE | 3 |  | FALSE |  | Stack Damper | Non-Condensing | Two-Stage Modulating | Cast Iron |  |  |  |  | 3392000 | 2714000 |  |  |  |  | 80.4 | 79 | [5 empty] | Federally-Regulated Commercial & Industrial Equipment | 2015-12-04
Burnham Commercial | BURNHAM COMMERCIAL | V1114-SO | Steam | Oil | Power | FALSE | FALSE | 3 |  | FALSE |  | Stack Damper | Non-Condensing | Two-Stage Modulating | Cast Iron |  |  |  |  | 3290000 | 2713000 |  |  |  |  | 83 | 81 | [5 empty] | Federally-Regulated Commercial & Industrial Equipment | 2015-12-04
Burnham Commercial | BURNHAM COMMERCIAL | V1115-SO | Steam | Oil | Power | FALSE | FALSE | 3 |  | FALSE |  | Stack Damper | Non-Condensing | Two-Stage Modulating | Cast Iron |  |  |  |  | 3570000 | 2940000 |  |  |  |  | 82.8 | 81 | [5 empty] | Federally-Regulated Commercial & Industrial Equipment | 2015-12-04
Burnham Commercial | BURNHAM COMMERCIAL | V1115-SN | Steam | Natural Gas | Power | FALSE | FALSE | 3 |  | FALSE |  | Stack Damper | Non-Condensing | Two-Stage Modulating | Cast Iron |  |  |  |  | 3680000 | 2941000 |  |  |  |  | 80.3 | 79 | [5 empty] | Federally-Regulated Commercial & Industrial Equipment | 2015-12-04
Burnham Commercial | BURNHAM COMMERCIAL | V1116-SN | Steam | Natural Gas | Power | FALSE | FALSE | 3 |  | FALSE |  | Stack Damper | Non-Condensing | Two-Stage Modulating | Cast Iron |  |  |  |  | 3897000 | 3111000 |  |  |  |  | 80.2 | 79 | [5 empty] | Federally-Regulated Commercial & Industrial Equipment | 2015-12-04
Burnham Commercial | BURNHAM COMMERCIAL | V1118-SO | Steam | Oil | Power | FALSE | FALSE | 3 |  | FALSE |  | Stack Damper | Non-Condensing | Two-Stage Modulating | Cast Iron |  |  |  |  | 4340000 | 3566000 |  |  |  |  | 82.5 | 81 | [5 empty] | Federally-Regulated Commercial & Industrial Equipment | 2015-12-04
Burnham Commercial | BURNHAM COMMERCIAL | V1119-SN | Steam | Natural Gas | Power | FALSE | FALSE | 3 |  | FALSE |  | Stack Damper | Non-Condensing | Two-Stage Modulating | Cast Iron |  |  |  |  | 4691000 | 3731000 |  |  |  |  | 79.7 | 79 | [5 empty] | Federally-Regulated Commercial & Industrial Equipment | 2015-12-04
Burnham Commercial | BURNHAM COMMERCIAL | V1120-SO | Steam | Oil | Power | FALSE | FALSE | 3 |  | FALSE |  | Stack Damper | Non-Condensing | Two-Stage Modulating | Cast Iron |  |  |  |  | 4830000 | 3950000 |  |  |  |  | 81.9 | 81 | [5 empty] | Federally-Regulated Commercial & Industrial Equipment | 2015-12-04
Burnham Commercial | BURNHAM COMMERCIAL | V1123-SO | Steam | Oil | Power | FALSE | FALSE | 3 |  | FALSE |  | Stack Damper | Non-Condensing | Two-Stage Modulating | Cast Iron |  |  |  |  | 5600000 | 4551000 |  |  |  |  | 81.3 | 81 | [5 empty] | Federally-Regulated Commercial & Industrial Equipment | 2015-12-04
Burnham Commercial | Burnham | V907A-SO | Steam | Oil | Power | FALSE | FALSE | 1 |  | FALSE |  | Stack Damper | Non-Condensing | Two-Stage Modulating | Cast Iron |  |  |  |  | 1162000 | 959000 |  |  |  |  | 82.6 | 81 | [5 empty] | Federally-Regulated Commercial & Industrial Equipment | 2015-12-04
Burnham Commercial | Burnham | V908A-SO | Steam | Oil | Power | FALSE | FALSE | 1 |  | FALSE |  | Stack Damper | Non-Condensing | Two-Stage Modulating | Cast Iron |  |  |  |  | 1344000 | 1110000 |  |  |  |  | 82.6 | 81 | [5 empty] | Federally-Regulated Commercial & Industrial Equipment | 2015-12-04
Burnham Commercial | Burnham | V9010A-SO | Steam | Oil | Power | FALSE | FALSE | 1 |  | FALSE |  | Stack Damper | Non-Condensing | Two-Stage Modulating | Cast Iron |  |  |  |  | 1848000 | 1528000 |  |  |  |  | 82.7 | 81 | [5 empty] | Federally-Regulated Commercial & Industrial Equipment | 2015-12-04
Burnham Commercial | Burnham | V910A-SO | Steam | Oil | Power | FALSE | FALSE | 1 |  | FALSE |  | None | Non-Condensing | Two-Stage Modulating | Cast Iron |  |  |  |  | 1848000 | 1528000 |  |  |  |  | 82.7 | 81 | [5 empty] | Federally-Regulated Commercial & Industrial Equipment | 2015-12-04
Burnham Commercial | Burnham | V907A-SN | Steam | Natural Gas | Power | FALSE | FALSE | 1 |  | FALSE |  | Stack Damper | Non-Condensing | Two-Stage Modulating | Cast Iron |  |  |  |  | 1198000 | 960000 |  |  |  |  | 80.1 | 79 | [5 empty] | Federally-Regulated Commercial & Industrial Equipment | 2015-12-04
Burnham Commercial | BURNHAM COMMERCIAL | 4FHW-63A | Water | Natural Gas | Power | FALSE | FALSE | 1 |  |  |  | None | Non-Condensing | Single-Stage | Other |  |  |  |  | 528000 | 431000 |  |  |  |  | 81.6 | 80 | [5 empty] | Federally-Regulated Commercial & Industrial Equipment | 2015-12-04
Burnham Commercial | BURNHAM COMMERCIAL | 4FHL-78A | Steam | Natural Gas | Power | FALSE | FALSE | 1 |  | FALSE |  | None | Non-Condensing | Single-Stage | Other |  |  |  |  | 653000 | 526000 |  |  |  |  | 80.5 | 79 | [5 empty] | Federally-Regulated Commercial & Industrial Equipment | 2015-12-04
Burnham Commercial | BURNHAM COMMERCIAL | 4FHW-107A | Water | Natural Gas | Power | FALSE | FALSE | 1 |  |  |  | None | Non-Condensing | Single-Stage | Other |  |  |  |  | 895000 | 732000 |  |  |  |  | 81.8 | 80 | [5 empty] | Federally-Regulated Commercial & Industrial Equipment | 2015-12-04
Burnham Commercial | BURNHAM COMMERCIAL | V1104H-SN | Steam | Natural Gas | Power | FALSE | FALSE | 1 |  | FALSE |  | None | Non-Condensing | Two-Stage Modulating | Cast Iron |  |  |  |  | 837000 | 674000 |  |  |  |  | 80.5 | 79 | [5 empty] | Federally-Regulated Commercial & Industrial Equipment | 2015-12-04
Burnham Commercial | BURNHAM COMMERCIAL | V1104H-WO | Water | Oil | Power | FALSE | FALSE | 1 |  |  |  | None | Non-Condensing | Two-Stage Modulating | Cast Iron |  |  |  |  | 812000 | 682000 |  |  |  |  | 84.4 | 82 | [5 empty] | Federally-Regulated Commercial & Industrial Equipment | 2015-12-04
Burnham Commercial | BURNHAM COMMERCIAL | V1104H-SO | Steam | Oil | Power | FALSE | FALSE | 1 |  | FALSE |  | None | Non-Condensing | Two-Stage Modulating | Cast Iron |  |  |  |  | 812000 | 674000 |  |  |  |  | 83.5 | 81 | [5 empty] | Federally-Regulated Commercial & Industrial Equipment | 2015-12-04
Burnham Commercial | BURNHAM COMMERCIAL | V1105H-WO | Water | Oil | Power | FALSE | FALSE | 1 |  |  |  | None | Non-Condensing | Two-Stage Modulating | Cast Iron |  |  |  |  | 1036000 | 871000 |  |  |  |  | 84.5 | 82 | [5 empty] | Federally-Regulated Commercial & Industrial Equipment | 2015-12-04
Burnham Commercial | BURNHAM COMMERCIAL | V1105H-SO | Steam | Oil | Power | FALSE | FALSE | 1 |  | FALSE |  | None | Non-Condensing | Two-Stage Modulating | Cast Iron |  |  |  |  | 1036000 | 862000 |  |  |  |  | 83.7 | 81 | [5 empty] | Federally-Regulated Commercial & Industrial Equipment | 2015-12-04
Burnham Commercial | BURNHAM COMMERCIAL | V1106H-WN | Water | Natural Gas | Power | FALSE | FALSE | 1 |  |  |  | None | Non-Condensing | Two-Stage Modulating | Cast Iron |  |  |  |  | 1328000 | 1085000 |  |  |  |  | 81.7 | 80 | [5 empty] | Federally-Regulated Commercial & Industrial Equipment | 2015-12-04
Burnham Commercial | BURNHAM COMMERCIAL | V1106H-SN | Steam | Natural Gas | Power | FALSE | FALSE | 1 |  | FALSE |  | None | Non-Condensing | Two-Stage Modulating | Cast Iron |  |  |  |  | 1328000 | 1074000 |  |  |  |  | 80.9 | 79 | [5 empty] | Federally-Regulated Commercial & Industrial Equipment | 2015-12-04
Burnham Commercial | BURNHAM COMMERCIAL | V1106H-SO | Steam | Oil | Power | FALSE | FALSE | 1 |  | FALSE |  | None | Non-Condensing | Two-Stage Modulating | Cast Iron |  |  |  |  | 1288000 | 1074000 |  |  |  |  | 83.9 | 81 | [5 empty] | Federally-Regulated Commercial & Industrial Equipment | 2015-12-04
Burnham Commercial | BURNHAM COMMERCIAL | V1106H-WO | Water | Oil | Power | FALSE | FALSE | 1 |  |  |  | None | Non-Condensing | Two-Stage Modulating | Cast Iron |  |  |  |  | 1288000 | 1085000 |  |  |  |  | 84.7 | 82 | [5 empty] | Federally-Regulated Commercial & Industrial Equipment | 2015-12-04
Burnham Commercial | BURNHAM COMMERCIAL | V1107H-SN | Steam | Natural Gas | Power | FALSE | FALSE | 1 |  | FALSE |  | None | Non-Condensing | Two-Stage Modulating | Cast Iron |  |  |  |  | 1588000 | 1288000 |  |  |  |  | 81.1 | 79 | [5 empty] | Federally-Regulated Commercial & Industrial Equipment | 2015-12-04
Burnham Commercial | BURNHAM COMMERCIAL | V1107H-SO | Steam | Oil | Power | FALSE | FALSE | 1 |  | FALSE |  | None | Non-Condensing | Two-Stage Modulating | Cast Iron |  |  |  |  | 1526000 | 1283000 |  |  |  |  | 84.1 | 81 | [5 empty] | Federally-Regulated Commercial & Industrial Equipment | 2015-12-04
Burnham Commercial | BURNHAM COMMERCIAL | V1107H-WO | Water | Oil | Power | FALSE | FALSE | 1 |  |  |  | None | Non-Condensing | Two-Stage Modulating | Cast Iron |  |  |  |  | 1526000 | 1294000 |  |  |  |  | 84.8 | 82 | [5 empty] | Federally-Regulated Commercial & Industrial Equipment | 2015-12-04
Burnham Commercial | BURNHAM COMMERCIAL | V1108H-WN | Water | Natural Gas | Power | FALSE | FALSE | 1 |  |  |  | None | Non-Condensing | Two-Stage Modulating | Cast Iron |  |  |  |  | 1876000 | 1536000 |  |  |  |  | 81.9 | 80 | [5 empty] | Federally-Regulated Commercial & Industrial Equipment | 2015-12-04
Burnham Commercial | BURNHAM COMMERCIAL | V1109H-WN | Water | Natural Gas | Power | FALSE | FALSE | 1 |  |  |  | None | Non-Condensing | Two-Stage Modulating | Cast Iron |  |  |  |  | 2136000 | 1749000 |  |  |  |  | 81.9 | 80 | [5 empty] | Federally-Regulated Commercial & Industrial Equipment | 2015-12-04
Burnham Commercial | BURNHAM COMMERCIAL | V1111H-WN | Water | Natural Gas | Power | FALSE | FALSE | 1 |  |  |  | None | Non-Condensing | Two-Stage Modulating | Cast Iron |  |  |  |  | 2656000 | 2181000 |  |  | 82.6 | 82 | [7 empty] | Federally-Regulated Commercial & Industrial Equipment | 2015-12-04
Burnham Commercial | BURNHAM COMMERCIAL | V1115H-WN | Water | Natural Gas | Power | FALSE | FALSE | 1 |  |  |  | None | Non-Condensing | Two-Stage Modulating | Cast Iron |  |  |  |  | 3680000 | 3028000 |  |  | 82.6 | 82 | [7 empty] | Federally-Regulated Commercial & Industrial Equipment | 2015-12-04
Burnham Commercial | BURNHAM COMMERCIAL | V1116H-WN | Water | Natural Gas | Power | FALSE | FALSE | 3 |  |  |  | None | Non-Condensing | Two-Stage Modulating | Cast Iron |  |  |  |  | 3897000 | 3208000 |  |  | 82.6 | 82 | [7 empty] | Federally-Regulated Commercial & Industrial Equipment | 2015-12-04
Burnham Commercial | BURNHAM COMMERCIAL | V1117H-WN | Water | Natural Gas | Power | FALSE | FALSE | 3 |  |  |  | None | Non-Condensing | Two-Stage Modulating | Cast Iron |  |  |  |  | 4186000 | 3447000 |  |  | 82.6 | 82 | [7 empty] | Federally-Regulated Commercial & Industrial Equipment | 2015-12-04
Burnham Commercial | BURNHAM COMMERCIAL | V1118H-WN | Water | Natural Gas | Power | FALSE | FALSE | 3 |  |  |  | None | Non-Condensing | Two-Stage Modulating | Cast Iron |  |  |  |  | 4474000 | 3685000 |  |  | 82.6 | 82 | [7 empty] | Federally-Regulated Commercial & Industrial Equipment | 2015-12-04
Burnham Commercial | BURNHAM COMMERCIAL | V1120H-WN | Water | Natural Gas | Power | FALSE | FALSE | 3 |  |  |  | None | Non-Condensing | Two-Stage Modulating | Cast Iron |  |  |  |  | 4979000 | 4104000 |  |  | 82.6 | 82 | [7 empty] | Federally-Regulated Commercial & Industrial Equipment | 2015-12-04
Burnham Commercial | BURNHAM COMMERCIAL | V1122H-WN | Water | Natural Gas | Power | FALSE | FALSE | 3 |  |  |  | None | Non-Condensing | Two-Stage Modulating | Cast Iron |  |  |  |  | 5485000 | 4524000 |  |  | 82.6 | 82 | [7 empty] | Federally-Regulated Commercial & Industrial Equipment | 2015-12-04
Burnham Commercial | BURNHAM COMMERCIAL | V1123H-WN | Water | Natural Gas | Power | FALSE | FALSE | 3 |  |  |  | None | Non-Condensing | Two-Stage Modulating | Cast Iron |  |  |  |  | 5773000 | 4763000 |  |  | 82.6 | 82 | [7 empty] | Federally-Regulated Commercial & Industrial Equipment | 2015-12-04
Burnham Commercial | BURNHAM COMMERCIAL | V1109H-SN | Steam | Natural Gas | Power | FALSE | FALSE | 1 |  | FALSE |  | None | Non-Condensing | Two-Stage Modulating | Cast Iron |  |  |  |  | 2136000 | 1741000 |  |  |  |  | 81.5 | 79 | [5 empty] | Federally-Regulated Commercial & Industrial Equipment | 2015-12-04
Burnham Commercial | BURNHAM COMMERCIAL | V1111H-SN | Steam | Natural Gas | Power | FALSE | FALSE | 1 |  | FALSE |  | None | Non-Condensing | Two-Stage Modulating | Cast Iron |  |  |  |  | 2656000 | 2175000 |  |  |  |  | 81.9 | 79 | [5 empty] | Federally-Regulated Commercial & Industrial Equipment | 2015-12-04
Burnham Commercial | BURNHAM COMMERCIAL | V1112H-SN | Steam | Natural Gas | Power | FALSE | FALSE | 1 |  | FALSE |  | None | Non-Condensing | Two-Stage Modulating | Cast Iron |  |  |  |  | 2887000 | 2370000 |  |  |  |  | 82.1 | 79 | [5 empty] | Federally-Regulated Commercial & Industrial Equipment | 2015-12-04
Burnham Commercial | BURNHAM COMMERCIAL | V1113H-SN | Steam | Natural Gas | Power | FALSE | FALSE | 1 |  | FALSE |  | None | Non-Condensing | Two-Stage Modulating | Cast Iron |  |  |  |  | 3103000 | 2544000 |  |  |  |  | 82 | 79 | [5 empty] | Federally-Regulated Commercial & Industrial Equipment | 2015-12-04
Burnham Commercial | BURNHAM COMMERCIAL | V1114H-SN | Steam | Natural Gas | Power | FALSE | FALSE | 1 |  | FALSE |  | None | Non-Condensing | Two-Stage Modulating | Cast Iron |  |  |  |  | 3392000 | 2781000 |  |  |  |  | 82 | 79 | [5 empty] | Federally-Regulated Commercial & Industrial Equipment | 2015-12-04
Burnham Commercial | BURNHAM COMMERCIAL | V1117H-SN | Steam | Natural Gas | Power | FALSE | FALSE | 3 |  | FALSE |  | None | Non-Condensing | Two-Stage Modulating | Cast Iron |  |  |  |  | 4186000 | 3424000 |  |  |  |  | 81.8 | 79 | [5 empty] | Federally-Regulated Commercial & Industrial Equipment | 2015-12-04
Burnham Commercial | BURNHAM COMMERCIAL | V1118H-SN | Steam | Natural Gas | Power | FALSE | FALSE | 3 |  | FALSE |  | None | Non-Condensing | Two-Stage Modulating | Cast Iron |  |  |  |  | 4474000 | 3659000 |  |  |  |  | 81.8 | 79 | [5 empty] | Federally-Regulated Commercial & Industrial Equipment | 2015-12-04
Burnham Commercial | BURNHAM COMMERCIAL | V1120H-SN | Steam | Natural Gas | Power | FALSE | FALSE | 3 |  | FALSE |  | None | Non-Condensing | Two-Stage Modulating | Cast Iron |  |  |  |  | 4979000 | 4066000 |  |  |  |  | 81.7 | 79 | [5 empty] | Federally-Regulated Commercial & Industrial Equipment | 2015-12-04
Burnham Commercial | BURNHAM COMMERCIAL | V1121H-SN | Steam | Natural Gas | Power | FALSE | FALSE | 3 |  | FALSE |  | None | Non-Condensing | Two-Stage Modulating | Cast Iron |  |  |  |  | 5268000 | 4299000 |  |  |  |  | 81.6 | 79 | [5 empty] | Federally-Regulated Commercial & Industrial Equipment | 2015-12-04
Burnham Commercial | BURNHAM COMMERCIAL | V1123H-SN | Steam | Natural Gas | Power | FALSE | FALSE | 3 |  | FALSE |  | None | Non-Condensing | Two-Stage Modulating | Cast Iron |  |  |  |  | 5773000 | 4705000 |  |  |  |  | 81.5 | 79 | [5 empty] | Federally-Regulated Commercial & Industrial Equipment | 2015-12-04
Burnham Commercial | BURNHAM COMMERCIAL | V1105H-WN | Water | Natural Gas | Power | FALSE | FALSE | 1 |  |  |  | None | Non-Condensing | Two-Stage Modulating | Cast Iron |  |  |  |  | 1068000 | 871000 |  |  |  |  | 81.6 | 80 | [5 empty] | Federally-Regulated Commercial & Industrial Equipment | 2015-12-04
Burnham Commercial | BURNHAM COMMERCIAL | V1105H-SN | Steam | Natural Gas | Power | FALSE | FALSE | 1 |  | FALSE |  | None | Non-Condensing | Two-Stage Modulating | Cast Iron |  |  |  |  | 1068000 | 862000 |  |  |  |  | 80.7 | 79 | [5 empty] | Federally-Regulated Commercial & Industrial Equipment | 2015-12-04
Burnham Commercial | BURNHAM COMMERCIAL | V1112H-WN | Water | Natural Gas | Power | FALSE | FALSE | 1 |  |  |  | None | Non-Condensing | Two-Stage Modulating | Cast Iron |  |  |  |  | 2887000 | 2373000 |  |  | 82.6 | 82 | [7 empty] | Federally-Regulated Commercial & Industrial Equipment | 2015-12-04
Burnham Commercial | BURNHAM COMMERCIAL | V1114H-WN | Water | Natural Gas | Power | FALSE | FALSE | 1 |  |  |  | None | Non-Condensing | Two-Stage Modulating | Cast Iron |  |  |  |  | 3392000 | 2790000 |  |  | 82.6 | 82 | [7 empty] | Federally-Regulated Commercial & Industrial Equipment | 2015-12-04
Burnham Commercial | BURNHAM COMMERCIAL | V1108H-WO | Water | Oil | Power | FALSE | FALSE | 1 |  |  |  | None | Non-Condensing | Two-Stage Modulating | Cast Iron |  |  |  |  | 1806000 | 1533000 |  |  |  |  | 84.9 | 82 | [5 empty] | Federally-Regulated Commercial & Industrial Equipment | 2015-12-04
Burnham Commercial | BURNHAM COMMERCIAL | V1109H-WO | Water | Oil | Power | FALSE | FALSE | 1 |  |  |  | None | Non-Condensing | Two-Stage Modulating | Cast Iron |  |  |  |  | 2058000 | 1749000 |  |  |  |  | 85 | 82 | [5 empty] | Federally-Regulated Commercial & Industrial Equipment | 2015-12-04
Burnham Commercial | BURNHAM COMMERCIAL | V1110H-WO | Water | Oil | Power | FALSE | FALSE | 1 |  |  |  | None | Non-Condensing | Two-Stage Modulating | Cast Iron |  |  |  |  | 2310000 | 1965000 |  |  |  |  | 85.2 | 82 | [5 empty] | Federally-Regulated Commercial & Industrial Equipment | 2015-12-04
Burnham Commercial | BURNHAM COMMERCIAL | V1112H-WO | Water | Oil | Power | FALSE | FALSE | 1 |  |  |  | None | Non-Condensing | Two-Stage Modulating | Cast Iron |  |  |  |  | 2772000 | 2373000 |  |  | 85.7 | 84 | [7 empty] | Federally-Regulated Commercial & Industrial Equipment | 2015-12-04
Burnham Commercial | BURNHAM COMMERCIAL | V1114H-WO | Water | Oil | Power | FALSE | FALSE | 1 |  |  |  | None | Non-Condensing | Two-Stage Modulating | Cast Iron |  |  |  |  | 3262000 | 2790000 |  |  | 85.6 | 84 | [7 empty] | Federally-Regulated Commercial & Industrial Equipment | 2015-12-04
Burnham Commercial | BURNHAM COMMERCIAL | V1115H-WO | Water | Oil | Power | FALSE | FALSE | 1 |  |  |  | None | Non-Condensing | Two-Stage Modulating | Cast Iron |  |  |  |  | 3542000 | 3028000 |  |  | 85.6 | 84 | [7 empty] | Federally-Regulated Commercial & Industrial Equipment | 2015-12-04
Burnham Commercial | BURNHAM COMMERCIAL | V1117H-WO | Water | Oil | Power | FALSE | FALSE | 3 |  |  |  | None | Non-Condensing | Two-Stage Modulating | Cast Iron |  |  |  |  | 4032000 | 3447000 |  |  | 85.6 | 84 | [7 empty] | Federally-Regulated Commercial & Industrial Equipment | 2015-12-04
Burnham Commercial | BURNHAM COMMERCIAL | V1118H-WO | Water | Oil | Power | FALSE | FALSE | 3 |  |  |  | None | Non-Condensing | Two-Stage Modulating | Cast Iron |  |  |  |  | 4312000 | 3685000 |  |  | 85.6 | 84 | [7 empty] | Federally-Regulated Commercial & Industrial Equipment | 2015-12-04
Burnham Commercial | BURNHAM COMMERCIAL | V1120H-WO | Water | Oil | Power | FALSE | FALSE | 3 |  |  |  | None | Non-Condensing | Two-Stage Modulating | Cast Iron |  |  |  |  | 4802000 | 4104000 |  |  | 85.5 | 84 | [7 empty] | Federally-Regulated Commercial & Industrial Equipment | 2015-12-04
Burnham Commercial | BURNHAM COMMERCIAL | V1122H-WO | Water | Oil | Power | FALSE | FALSE | 3 |  |  |  | None | Non-Condensing | Two-Stage Modulating | Cast Iron |  |  |  |  | 5292000 | 4519000 |  |  | 85.4 | 84 | [7 empty] | Federally-Regulated Commercial & Industrial Equipment | 2015-12-04
Burnham Commercial | BURNHAM COMMERCIAL | V1123H-WO | Water | Oil | Power | FALSE | FALSE | 3 |  |  |  | None | Non-Condensing | Two-Stage Modulating | Cast Iron |  |  |  |  | 5572000 | 4758000 |  |  | 85.4 | 84 | [7 empty] | Federally-Regulated Commercial & Industrial Equipment | 2015-12-04
Burnham Commercial | BURNHAM COMMERCIAL | V1108H-SO | Steam | Oil | Power | FALSE | FALSE | 1 |  | FALSE |  | None | Non-Condensing | Two-Stage Modulating | Cast Iron |  |  |  |  | 1806000 | 1522000 |  |  |  |  | 84.3 | 81 | [5 empty] | Federally-Regulated Commercial & Industrial Equipment | 2015-12-04
Burnham Commercial | BURNHAM COMMERCIAL | V1109H-SO | Steam | Oil | Power | FALSE | FALSE | 1 |  | FALSE |  | None | Non-Condensing | Two-Stage Modulating | Cast Iron |  |  |  |  | 2058000 | 1739000 |  |  |  |  | 84.5 | 81 | [5 empty] | Federally-Regulated Commercial & Industrial Equipment | 2015-12-04
Burnham Commercial | BURNHAM COMMERCIAL | V1110H-SO | Steam | Oil | Power | FALSE | FALSE | 1 |  | FALSE |  | None | Non-Condensing | Two-Stage Modulating | Cast Iron |  |  |  |  | 2310000 | 1956000 |  |  |  |  | 84.7 | 81 | [5 empty] | Federally-Regulated Commercial & Industrial Equipment | 2015-12-04
Burnham Commercial | BURNHAM COMMERCIAL | V1111H-SO | Steam | Oil | Power | FALSE | FALSE | 1 |  | FALSE |  | None | Non-Condensing | Two-Stage Modulating | Cast Iron |  |  |  |  | 2562000 | 2175000 |  |  |  |  | 84.9 | 81 | [5 empty] | Federally-Regulated Commercial & Industrial Equipment | 2015-12-04
Burnham Commercial | BURNHAM COMMERCIAL | 807HE | Water | Natural Gas | Induced Draft | FALSE | FALSE | 1 |  |  |  | None | Non-Condensing | Single-Stage | Cast Iron |  |  |  |  | 340000 | 275000 |  |  |  |  | 81 | 80 | [5 empty] | Federally-Regulated Commercial & Industrial Equipment | 2015-12-04
Burnham Commercial | BURNHAM COMMERCIAL | 807HE | Water | LPG | Induced Draft | FALSE | FALSE | 1 |  |  |  | None | Non-Condensing | Single-Stage | Cast Iron |  |  |  |  | 340000 | 275000 |  |  |  |  | 81 | 80 | [5 empty] | Federally-Regulated Commercial & Industrial Equipment | 2015-12-04
Burnham Commercial | Burnham | 809HE | Water | Natural Gas | Induced Draft | FALSE | FALSE | 1 |  |  |  | None | Non-Condensing | Single-Stage | Cast Iron |  |  |  |  | 460000 | 370000 |  |  |  |  | 80.4 | 80 | [5 empty] | Federally-Regulated Commercial & Industrial Equipment | 2015-12-04
Burnham Commercial | Burnham | 809HE | Water | LPG | Induced Draft | FALSE | FALSE | 1 |  |  |  | None | Non-Condensing | Single-Stage | Cast Iron |  |  |  |  | 460000 | 370000 |  |  |  |  | 80.4 | 80 | [5 empty] | Federally-Regulated Commercial & Industrial Equipment | 2015-12-04
Burnham Commercial | Burnham | 808HE | Water | Natural Gas | Induced Draft | FALSE | FALSE | 1 |  |  |  | None | Non-Condensing | Single-Stage | Cast Iron |  |  |  |  | 410000 | 328000 |  |  |  |  | 80.1 | 80 | [5 empty] | Federally-Regulated Commercial & Industrial Equipment | 2015-12-04
Burnham Commercial | Burnham | 808HE | Water | LPG | Induced Draft | FALSE | FALSE | 1 |  |  |  | None | Non-Condensing | Single-Stage | Cast Iron |  |  |  |  | 410000 | 328000 |  |  |  |  | 80.1 | 80 | [5 empty] | Federally-Regulated Commercial & Industrial Equipment | 2015-12-04
Burnham Commercial | BURNHAM COMMERCIAL | V1107H-WN | Water | Natural Gas | Power | FALSE | FALSE | 1 |  |  |  | None | Non-Condensing | Two-Stage Modulating | Cast Iron |  |  |  |  | 1588000 | 1298000 |  |  |  |  | 81.8 | 80 | [5 empty] | Federally-Regulated Commercial & Industrial Equipment | 2015-12-04
Burnham Commercial | BURNHAM COMMERCIAL | V1110H-WN | Water | Natural Gas | Power | FALSE | FALSE | 1 |  |  |  | None | Non-Condensing | Two-Stage Modulating | Cast Iron |  |  |  |  | 2396000 | 1965000 |  |  |  |  | 82 | 80 | [5 empty] | Federally-Regulated Commercial & Industrial Equipment | 2015-12-04
Burnham Commercial | BURNHAM COMMERCIAL | V1113H-WN | Water | Natural Gas | Power | FALSE | FALSE | 1 |  |  |  | None | Non-Condensing | Two-Stage Modulating | Cast Iron |  |  |  |  | 3103000 | 2552000 |  |  | 82.6 | 82 | [7 empty] | Federally-Regulated Commercial & Industrial Equipment | 2015-12-04
Burnham Commercial | BURNHAM COMMERCIAL | V1119H-WN | Water | Natural Gas | Power | FALSE | FALSE | 3 |  |  |  | None | Non-Condensing | Two-Stage Modulating | Cast Iron |  |  |  |  | 4691000 | 3865000 |  |  | 82.6 | 82 | [7 empty] | Federally-Regulated Commercial & Industrial Equipment | 2015-12-04
Burnham Commercial | BURNHAM COMMERCIAL | V1121H-WN | Water | Natural Gas | Power | FALSE | FALSE | 3 |  |  |  | None | Non-Condensing | Two-Stage Modulating | Cast Iron |  |  |  |  | 5268000 | 4343000 |  |  | 82.6 | 82 | [7 empty] | Federally-Regulated Commercial & Industrial Equipment | 2015-12-04
Burnham Commercial | BURNHAM COMMERCIAL | V1122H-SN | Steam | Natural Gas | Power | FALSE | FALSE | 3 |  | FALSE |  | None | Non-Condensing | Two-Stage Modulating | Cast Iron |  |  |  |  | 5485000 | 4473000 |  |  |  |  | 81.6 | 79 | [5 empty] | Federally-Regulated Commercial & Industrial Equipment | 2015-12-04
Burnham Commercial | BURNHAM COMMERCIAL | V1112H-SO | Steam | Oil | Power | FALSE | FALSE | 1 |  | FALSE |  | None | Non-Condensing | Two-Stage Modulating | Cast Iron |  |  |  |  | 2772000 | 2359000 |  |  |  |  | 85.1 | 81 | [5 empty] | Federally-Regulated Commercial & Industrial Equipment | 2015-12-04
Burnham Commercial | BURNHAM COMMERCIAL | V1113H-SO | Steam | Oil | Power | FALSE | FALSE | 1 |  | FALSE |  | None | Non-Condensing | Two-Stage Modulating | Cast Iron |  |  |  |  | 2982000 | 2535000 |  |  |  |  | 85 | 81 | [5 empty] | Federally-Regulated Commercial & Industrial Equipment | 2015-12-04
Burnham Commercial | BURNHAM COMMERCIAL | V1115H-SO | Steam | Oil | Power | FALSE | FALSE | 1 |  | FALSE |  | None | Non-Condensing | Two-Stage Modulating | Cast Iron |  |  |  |  | 3542000 | 3004000 |  |  |  |  | 84.8 | 81 | [5 empty] | Federally-Regulated Commercial & Industrial Equipment | 2015-12-04
Burnham Commercial | BURNHAM COMMERCIAL | V1116H-SO | Steam | Oil | Power | FALSE | FALSE | 3 |  | FALSE |  | None | Non-Condensing | Two-Stage Modulating | Cast Iron |  |  |  |  | 3752000 | 3178000 |  |  |  |  | 84.7 | 81 | [5 empty] | Federally-Regulated Commercial & Industrial Equipment | 2015-12-04
Burnham Commercial | BURNHAM COMMERCIAL | V1118H-SO | Steam | Oil | Power | FALSE | FALSE | 3 |  | FALSE |  | None | Non-Condensing | Two-Stage Modulating | Cast Iron |  |  |  |  | 4312000 | 3644000 |  |  |  |  | 84.5 | 81 | [5 empty] | Federally-Regulated Commercial & Industrial Equipment | 2015-12-04
Burnham Commercial | BURNHAM COMMERCIAL | V1119H-SO | Steam | Oil | Power | FALSE | FALSE | 3 |  | FALSE |  | None | Non-Condensing | Two-Stage Modulating | Cast Iron |  |  |  |  | 4522000 | 3817000 |  |  |  |  | 84.4 | 81 | [5 empty] | Federally-Regulated Commercial & Industrial Equipment | 2015-12-04
Burnham Commercial | BURNHAM COMMERCIAL | V1120H-SO | Steam | Oil | Power | FALSE | FALSE | 3 |  | FALSE |  | None | Non-Condensing | Two-Stage Modulating | Cast Iron |  |  |  |  | 4802000 | 4048000 |  |  |  |  | 84.3 | 81 | [5 empty] | Federally-Regulated Commercial & Industrial Equipment | 2015-12-04
Burnham Commercial | BURNHAM COMMERCIAL | V1104H-WN | Water | Natural Gas | Power | FALSE | FALSE | 1 |  |  |  | None | Non-Condensing | Two-Stage Modulating | Cast Iron |  |  |  |  | 837000 | 682000 |  |  |  |  | 81.5 | 80 | [5 empty] | Federally-Regulated Commercial & Industrial Equipment | 2015-12-04
Burnham Commercial | BURNHAM COMMERCIAL | V1116H-WO | Water | Oil | Power | FALSE | FALSE | 3 |  |  |  | None | Non-Condensing | Two-Stage Modulating | Cast Iron |  |  |  |  | 3752000 | 3208000 |  |  | 85.6 | 84 | [7 empty] | Federally-Regulated Commercial & Industrial Equipment | 2015-12-04
Burnham Commercial | BURNHAM COMMERCIAL | V1119H-WO | Water | Oil | Power | FALSE | FALSE | 3 |  |  |  | None | Non-Condensing | Two-Stage Modulating | Cast Iron |  |  |  |  | 4522000 | 3865000 |  |  | 85.5 | 84 | [7 empty] | Federally-Regulated Commercial & Industrial Equipment | 2015-12-04
Burnham Commercial | BURNHAM COMMERCIAL | V1121H-WO | Water | Oil | Power | FALSE | FALSE | 3 |  |  |  | None | Non-Condensing | Two-Stage Modulating | Cast Iron |  |  |  |  | 5082000 | 4343000 |  |  | 85.5 | 84 | [7 empty] | Federally-Regulated Commercial & Industrial Equipment | 2015-12-04
Burnham Commercial | BURNHAM COMMERCIAL | V1122H-SO | Steam | Oil | Power | FALSE | FALSE | 3 |  | FALSE |  | None | Non-Condensing | Two-Stage Modulating | Cast Iron |  |  |  |  | 5292000 | 4451000 |  |  |  |  | 84.1 | 81 | [5 empty] | Federally-Regulated Commercial & Industrial Equipment | 2015-12-04
Burnham Commercial | BURNHAM COMMERCIAL | V1108H-SN | Steam | Natural Gas | Power | FALSE | FALSE | 1 |  | FALSE |  | None | Non-Condensing | Two-Stage Modulating | Cast Iron |  |  |  |  | 1876000 | 1525000 |  |  |  |  | 81.3 | 79 | [5 empty] | Federally-Regulated Commercial & Industrial Equipment | 2015-12-04
Burnham Commercial | BURNHAM COMMERCIAL | V1110H-SN | Steam | Natural Gas | Power | FALSE | FALSE | 1 |  | FALSE |  | None | Non-Condensing | Two-Stage Modulating | Cast Iron |  |  |  |  | 2396000 | 1958000 |  |  |  |  | 81.7 | 79 | [5 empty] | Federally-Regulated Commercial & Industrial Equipment | 2015-12-04
Burnham Commercial | BURNHAM COMMERCIAL | V1115H-SN | Steam | Natural Gas | Power | FALSE | FALSE | 1 |  | FALSE |  | None | Non-Condensing | Two-Stage Modulating | Cast Iron |  |  |  |  | 3680000 | 3014000 |  |  |  |  | 81.9 | 79 | [5 empty] | Federally-Regulated Commercial & Industrial Equipment | 2015-12-04
Burnham Commercial | BURNHAM COMMERCIAL | V1116H-SN | Steam | Natural Gas | Power | FALSE | FALSE | 3 |  | FALSE |  | None | Non-Condensing | Two-Stage Modulating | Cast Iron |  |  |  |  | 3897000 | 3191000 |  |  |  |  | 81.9 | 79 | [5 empty] | Federally-Regulated Commercial & Industrial Equipment | 2015-12-04
Burnham Commercial | BURNHAM COMMERCIAL | V1119H-SN | Steam | Natural Gas | Power | FALSE | FALSE | 3 |  | FALSE |  | None | Non-Condensing | Two-Stage Modulating | Cast Iron |  |  |  |  | 4691000 | 3833000 |  |  |  |  | 81.7 | 79 | [5 empty] | Federally-Regulated Commercial & Industrial Equipment | 2015-12-04
Burnham Commercial | BURNHAM COMMERCIAL | V1111H-WO | Water | Oil | Power | FALSE | FALSE | 1 |  |  |  | None | Non-Condensing | Two-Stage Modulating | Cast Iron |  |  |  |  | 2562000 | 2181000 |  |  | 85.7 | 84 | [7 empty] | Federally-Regulated Commercial & Industrial Equipment | 2015-12-04
Burnham Commercial | BURNHAM COMMERCIAL | V1113H-WO | Water | Oil | Power | FALSE | FALSE | 1 |  |  |  | None | Non-Condensing | Two-Stage Modulating | Cast Iron |  |  |  |  | 2982000 | 2552000 |  |  | 85.7 | 84 | [7 empty] | Federally-Regulated Commercial & Industrial Equipment | 2015-12-04
Burnham Commercial | BURNHAM COMMERCIAL | V1114H-SO | Steam | Oil | Power | FALSE | FALSE | 1 |  | FALSE |  | None | Non-Condensing | Two-Stage Modulating | Cast Iron |  |  |  |  | 3262000 | 2769000 |  |  |  |  | 84.9 | 81 | [5 empty] | Federally-Regulated Commercial & Industrial Equipment | 2015-12-04
Burnham Commercial | BURNHAM COMMERCIAL | V1117H-SO | Steam | Oil | Power | FALSE | FALSE | 3 |  | FALSE |  | None | Non-Condensing | Two-Stage Modulating | Cast Iron |  |  |  |  | 4032000 | 3411000 |  |  |  |  | 84.6 | 81 | [5 empty] | Federally-Regulated Commercial & Industrial Equipment | 2015-12-04
Burnham Commercial | BURNHAM COMMERCIAL | V1121H-SO | Steam | Oil | Power | FALSE | FALSE | 3 |  | FALSE |  | None | Non-Condensing | Two-Stage Modulating | Cast Iron |  |  |  |  | 5082000 | 4279000 |  |  |  |  | 84.2 | 81 | [5 empty] | Federally-Regulated Commercial & Industrial Equipment | 2015-12-04
Burnham Commercial | BURNHAM COMMERCIAL | V1123H-SO | Steam | Oil | Power | FALSE | FALSE | 3 |  | FALSE |  | None | Non-Condensing | Two-Stage Modulating | Cast Iron |  |  |  |  | 5572000 | 4680000 |  |  |  |  | 84 | 81 | [5 empty] | Federally-Regulated Commercial & Industrial Equipment | 2015-12-04
Burnham Commercial | BURNHAM COMMERCIAL | 4FHL-63A | Steam | Natural Gas | Power | FALSE | FALSE | 1 |  | FALSE |  | None | Non-Condensing | Single-Stage | Other |  |  |  |  | 528000 | 425000 |  |  |  |  | 80.4 | 79 | [5 empty] | Federally-Regulated Commercial & Industrial Equipment | 2015-12-04
Burnham Commercial | BURNHAM COMMERCIAL | 4FHW-209A | Water | Natural Gas | Power | FALSE | FALSE | 1 |  |  |  | None | Non-Condensing | Two-Stage Modulating | Other |  |  |  |  | 1750000 | 1444000 |  |  |  |  | 82.5 | 80 | [5 empty] | Federally-Regulated Commercial & Industrial Equipment | 2015-12-04
Burnham Commercial | BURNHAM COMMERCIAL | 4FHL-127A | Steam | Natural Gas | Power | FALSE | FALSE | 1 |  | FALSE |  | None | Non-Condensing | Two-Stage Modulating | Other |  |  |  |  | 1063000 | 859000 |  |  |  |  | 80.8 | 79 | [5 empty] | Federally-Regulated Commercial & Industrial Equipment | 2015-12-04
Burnham Commercial | BURNHAM COMMERCIAL | 4FHW-563A | Water | Natural Gas | Power | FALSE | FALSE | 3 |  |  |  | None | Non-Condensing | Two-Stage Modulating | Other |  |  |  |  | 4713000 | 4001000 |  |  | 85.9 | 82 | [7 empty] | Federally-Regulated Commercial & Industrial Equipment | 2015-12-04
Burnham Commercial | Burnham | V912A-SN | Steam | Natural Gas | Power | FALSE | FALSE | 3 |  | FALSE |  | Stack Damper | Non-Condensing | Two-Stage Modulating | Cast Iron |  |  |  |  | 2367000 | 1900000 |  |  |  |  | 80.3 | 79 | [5 empty] | Federally-Regulated Commercial & Industrial Equipment | 2015-12-04
Burnham Commercial | Burnham | 810HE | Water | Natural Gas | Induced Draft | FALSE | FALSE | 1 |  |  |  | None | Non-Condensing | Single-Stage | Cast Iron |  |  |  |  | 505000 | 406000 |  |  |  |  | 80.5 | 80 | [5 empty] | Federally-Regulated Commercial & Industrial Equipment | 2015-12-04
Burnham Commercial | Burnham | 810HE | Water | LPG | Induced Draft | FALSE | FALSE | 1 |  |  |  | None | Non-Condensing | Single-Stage | Cast Iron |  |  |  |  | 505000 | 406000 |  |  |  |  | 80.5 | 80 | [5 empty] | Federally-Regulated Commercial & Industrial Equipment | 2015-12-04
Burnham Commercial | BURNHAM COMMERCIAL | 4FHW-78A | Water | Natural Gas | Power | FALSE | FALSE | 1 |  |  |  | None | Non-Condensing | Single-Stage | Other |  |  |  |  | 653000 | 533000 |  |  |  |  | 81.6 | 80 | [5 empty] | Federally-Regulated Commercial & Industrial Equipment | 2015-12-04
Burnham Commercial | BURNHAM COMMERCIAL | 4FHW-345A | Water | Natural Gas | Power | FALSE | FALSE | 3 |  |  |  | None | Non-Condensing | Two-Stage Modulating | Other |  |  |  |  | 2888000 | 2410000 |  |  | 85.4 | 82 | [7 empty] | Federally-Regulated Commercial & Industrial Equipment | 2015-12-04
Burnham Commercial | BURNHAM COMMERCIAL | 4FHL-209A | Steam | Natural Gas | Power | FALSE | FALSE | 1 |  | FALSE |  | None | Non-Condensing | Two-Stage Modulating | Other |  |  |  |  | 1750000 | 1423000 |  |  |  |  | 81.3 | 79 | [5 empty] | Federally-Regulated Commercial & Industrial Equipment | 2015-12-04
Burnham Commercial | BURNHAM COMMERCIAL | 4FHW-92A | Water | Natural Gas | Power | FALSE | FALSE | 1 |  |  |  | None | Non-Condensing | Single-Stage | Other |  |  |  |  | 770000 | 629000 |  |  |  |  | 81.7 | 80 | [5 empty] | Federally-Regulated Commercial & Industrial Equipment | 2015-12-04
Burnham Commercial | BURNHAM COMMERCIAL | 4FHW-675A | Water | Natural Gas | Power | FALSE | FALSE | 3 |  |  |  | None | Non-Condensing | Step Modulating | Other |  |  |  |  | 5650000 | 4838000 |  |  | 86.2 | 82 | [7 empty] | Federally-Regulated Commercial & Industrial Equipment | 2015-12-04
Burnham Commercial | BURNHAM COMMERCIAL | 4FHL-107A | Steam | Natural Gas | Power | FALSE | FALSE | 1 |  | FALSE |  | None | Non-Condensing | Single-Stage | Other |  |  |  |  | 895000 | 722000 |  |  |  |  | 80.7 | 79 | [5 empty] | Federally-Regulated Commercial & Industrial Equipment | 2015-12-04
Burnham Commercial | BURNHAM COMMERCIAL | 4FHL-180A | Steam | Natural Gas | Power | FALSE | FALSE | 1 |  | FALSE |  | None | Non-Condensing | Two-Stage Modulating | Other |  |  |  |  | 1506000 | 1221000 |  |  |  |  | 81.1 | 79 | [5 empty] | Federally-Regulated Commercial & Industrial Equipment | 2015-12-04
Burnham Commercial | BURNHAM COMMERCIAL | 4FHL-277A | Steam | Natural Gas | Power | FALSE | FALSE | 1 |  | FALSE |  | None | Non-Condensing | Two-Stage Modulating | Other |  |  |  |  | 2319000 | 1895000 |  |  |  |  | 81.7 | 79 | [5 empty] | Federally-Regulated Commercial & Industrial Equipment | 2015-12-04
Burnham Commercial | BURNHAM COMMERCIAL | 4FHL-450A | Steam | Natural Gas | Power | FALSE | FALSE | 3 |  | FALSE |  | None | Non-Condensing | Two-Stage Modulating | Other |  |  |  |  | 3769000 | 3121000 |  |  |  |  | 82.8 | 79 | [5 empty] | Federally-Regulated Commercial & Industrial Equipment | 2015-12-04
Burnham Commercial | BURNHAM COMMERCIAL | 4FHW-277A | Water | Natural Gas | Power | FALSE | FALSE | 1 |  |  |  | None | Non-Condensing | Two-Stage Modulating | Other |  |  |  |  | 2319000 | 1924000 |  |  |  |  | 83 | 80 | [5 empty] | Federally-Regulated Commercial & Industrial Equipment | 2015-12-04
Burnham Commercial | BURNHAM COMMERCIAL | 4FHL-92A | Steam | Natural Gas | Power | FALSE | FALSE | 1 |  | FALSE |  | None | Non-Condensing | Single-Stage | Other |  |  |  |  | 770000 | 621000 |  |  |  |  | 80.6 | 79 | [5 empty] | Federally-Regulated Commercial & Industrial Equipment | 2015-12-04
Burnham Commercial | BURNHAM COMMERCIAL | 4FHL-563A | Steam | Natural Gas | Power | FALSE | FALSE | 3 |  | FALSE |  | None | Non-Condensing | Two-Stage Modulating | Other |  |  |  |  | 4713000 | 3935000 |  |  |  |  | 83.5 | 79 | [5 empty] | Federally-Regulated Commercial & Industrial Equipment | 2015-12-04
Burnham Commercial | BURNHAM COMMERCIAL | 4FHW-92A-O | Water | Oil | Power | FALSE | FALSE | 1 |  |  |  | None | Non-Condensing | Single-Stage | Other |  |  |  |  | 770000 | 629000 |  |  |  |  | 84.8 | 82 | [5 empty] | Federally-Regulated Commercial & Industrial Equipment | 2015-12-04
Burnham Commercial | BURNHAM COMMERCIAL | 4FHW-127A-O | Water | Oil | Power | FALSE | FALSE | 1 |  |  |  | None | Non-Condensing | Two-Stage Modulating | Other |  |  |  |  | 1063000 | 871000 |  |  |  |  | 85 | 82 | [5 empty] | Federally-Regulated Commercial & Industrial Equipment | 2015-12-04
Burnham Commercial | BURNHAM COMMERCIAL | 4FHW-311A-O | Water | Oil | Power | FALSE | FALSE | 3 |  |  |  | None | Non-Condensing | Two-Stage Modulating | Other |  |  |  |  | 2603000 | 2166000 |  |  | 88.3 | 84 | [7 empty] | Federally-Regulated Commercial & Industrial Equipment | 2015-12-04
Burnham Commercial | BURNHAM COMMERCIAL | 4FHW-450A-O | Water | Oil | Power | FALSE | FALSE | 3 |  |  |  | None | Non-Condensing | Two-Stage Modulating | Other |  |  |  |  | 3769000 | 3171000 |  |  | 88.7 | 84 | [7 empty] | Federally-Regulated Commercial & Industrial Equipment | 2015-12-04
Burnham Commercial | BURNHAM COMMERCIAL | 4FHW-563A-O | Water | Oil | Power | FALSE | FALSE | 3 |  |  |  | None | Non-Condensing | Two-Stage Modulating | Other |  |  |  |  | 4713000 | 4001000 |  |  | 89 | 84 | [7 empty] | Federally-Regulated Commercial & Industrial Equipment | 2015-12-04
Burnham Commercial | BURNHAM COMMERCIAL | 4FHW-675A-O | Water | Oil | Power | FALSE | FALSE | 3 |  |  |  | None | Non-Condensing | Step Modulating | Other |  |  |  |  | 5650000 | 4838000 |  |  | 89.3 | 84 | [7 empty] | Federally-Regulated Commercial & Industrial Equipment | 2015-12-04
Burnham Commercial | BURNHAM COMMERCIAL | 4FHL-63A-O | Steam | Oil | Power | FALSE | FALSE | 1 |  | FALSE |  | None | Non-Condensing | Single-Stage | Other |  |  |  |  | 528000 | 425000 |  |  |  |  | 83.5 | 81 | [5 empty] | Federally-Regulated Commercial & Industrial Equipment | 2015-12-04
Burnham Commercial | BURNHAM COMMERCIAL | 4FHL-92A-O | Steam | Oil | Power | FALSE | FALSE | 1 |  | FALSE |  | None | Non-Condensing | Single-Stage | Other |  |  |  |  | 770000 | 621000 |  |  |  |  | 83.7 | 81 | [5 empty] | Federally-Regulated Commercial & Industrial Equipment | 2015-12-04
Burnham Commercial | BURNHAM COMMERCIAL | 4FHW-107A-O | Water | Oil | Power | FALSE | FALSE | 1 |  |  |  | None | Non-Condensing | Single-Stage | Other |  |  |  |  | 895000 | 732000 |  |  |  |  | 84.9 | 82 | [5 empty] | Federally-Regulated Commercial & Industrial Equipment | 2015-12-04
Burnham Commercial | BURNHAM COMMERCIAL | 4FHL-154A-O | Steam | Oil | Power | FALSE | FALSE | 1 |  | FALSE |  | None | Non-Condensing | Two-Stage Modulating | Other |  |  |  |  | 1289000 | 1044000 |  |  |  |  | 84.1 | 81 | [5 empty] | Federally-Regulated Commercial & Industrial Equipment | 2015-12-04
Burnham Commercial | BURNHAM COMMERCIAL | 4FHL-360A-O | Steam | Oil | Power | FALSE | FALSE | 3 |  | FALSE |  | None | Non-Condensing | Two-Stage Modulating | Other |  |  |  |  | 3013000 | 2479000 |  |  |  |  | 85.3 | 81 | [5 empty] | Federally-Regulated Commercial & Industrial Equipment | 2015-12-04
Burnham Commercial | BURNHAM COMMERCIAL | 4FHL-563A-O | Steam | Oil | Power | FALSE | FALSE | 3 |  | FALSE |  | None | Non-Condensing | Two-Stage Modulating | Other |  |  |  |  | 4713000 | 3935000 |  |  |  |  | 86.5 | 81 | [5 empty] | Federally-Regulated Commercial & Industrial Equipment | 2015-12-04
Burnham Commercial | BURNHAM COMMERCIAL | 4FHL-675A-O | Steam | Oil | Power | FALSE | FALSE | 3 |  | FALSE |  | None | Non-Condensing | Step Modulating | Other |  |  |  |  | 5650000 | 4757000 |  |  |  |  | 87.2 | 81 | [5 empty] | Federally-Regulated Commercial & Industrial Equipment | 2015-12-04
Burnham Commercial | BURNHAM COMMERCIAL | 4FHW-154A-O | Water | Oil | Power | FALSE | FALSE | 1 |  |  |  | None | Non-Condensing | Two-Stage Modulating | Other |  |  |  |  | 1289000 | 1059000 |  |  |  |  | 85.2 | 82 | [5 empty] | Federally-Regulated Commercial & Industrial Equipment | 2015-12-04
Burnham Commercial | BURNHAM COMMERCIAL | 4FHW-209A-O | Water | Oil | Power | FALSE | FALSE | 1 |  |  |  | None | Non-Condensing | Two-Stage Modulating | Other |  |  |  |  | 1750000 | 1444000 |  |  |  |  | 85.6 | 82 | [5 empty] | Federally-Regulated Commercial & Industrial Equipment | 2015-12-04
Burnham Commercial | BURNHAM COMMERCIAL | 4FHL-78A-O | Steam | Oil | Power | FALSE | FALSE | 1 |  | FALSE |  | None | Non-Condensing | Single-Stage | Other |  |  |  |  | 653000 | 526000 |  |  |  |  | 83.6 | 81 | [5 empty] | Federally-Regulated Commercial & Industrial Equipment | 2015-12-04
Burnham Commercial | BURNHAM COMMERCIAL | 4FHL-240A-O | Steam | Oil | Power | FALSE | FALSE | 1 |  | FALSE |  | None | Non-Condensing | Two-Stage Modulating | Other |  |  |  |  | 2009000 | 1637000 |  |  |  |  | 84.6 | 81 | [5 empty] | Federally-Regulated Commercial & Industrial Equipment | 2015-12-04
Burnham Commercial | BURNHAM COMMERCIAL | 4FHL-450A-O | Steam | Oil | Power | FALSE | FALSE | 3 |  | FALSE |  | None | Non-Condensing | Two-Stage Modulating | Other |  |  |  |  | 3769000 | 3121000 |  |  |  |  | 85.8 | 81 | [5 empty] | Federally-Regulated Commercial & Industrial Equipment | 2015-12-04
Burnham Commercial | BURNHAM COMMERCIAL | 4FHW-154A | Water | Natural Gas | Power | FALSE | FALSE | 1 |  |  |  | None | Non-Condensing | Two-Stage Modulating | Other |  |  |  |  | 1289000 | 1059000 |  |  |  |  | 82.2 | 80 | [5 empty] | Federally-Regulated Commercial & Industrial Equipment | 2015-12-04
Burnham Commercial | BURNHAM COMMERCIAL | 4FHL-154A | Steam | Natural Gas | Power | FALSE | FALSE | 1 |  | FALSE |  | None | Non-Condensing | Two-Stage Modulating | Other |  |  |  |  | 1289000 | 1044000 |  |  |  |  | 81 | 79 | [5 empty] | Federally-Regulated Commercial & Industrial Equipment | 2015-12-04
Burnham Commercial | BURNHAM COMMERCIAL | 4FHL-675A | Steam | Natural Gas | Power | FALSE | FALSE | 3 |  | FALSE |  | None | Non-Condensing | Step Modulating | Other |  |  |  |  | 5650000 | 4757000 |  |  |  |  | 84.2 | 79 | [5 empty] | Federally-Regulated Commercial & Industrial Equipment | 2015-12-04
Burnham Commercial | BURNHAM COMMERCIAL | 4FHW-127A | Water | Natural Gas | Power | FALSE | FALSE | 1 |  |  |  | None | Non-Condensing | Two-Stage Modulating | Other |  |  |  |  | 1063000 | 871000 |  |  |  |  | 82 | 80 | [5 empty] | Federally-Regulated Commercial & Industrial Equipment | 2015-12-04
Burnham Commercial | BURNHAM COMMERCIAL | 4FHW-240A | Water | Natural Gas | Power | FALSE | FALSE | 1 |  |  |  | None | Non-Condensing | Two-Stage Modulating | Other |  |  |  |  | 2009000 | 1661000 |  |  |  |  | 82.7 | 80 | [5 empty] | Federally-Regulated Commercial & Industrial Equipment | 2015-12-04
Burnham Commercial | BURNHAM COMMERCIAL | 4FHW-311A | Water | Natural Gas | Power | FALSE | FALSE | 3 |  |  |  | None | Non-Condensing | Two-Stage Modulating | Other |  |  |  |  | 2603000 | 2166000 |  |  | 85.3 | 82 | [7 empty] | Federally-Regulated Commercial & Industrial Equipment | 2015-12-04
Burnham Commercial | BURNHAM COMMERCIAL | 4FHW-180A | Water | Natural Gas | Power | FALSE | FALSE | 1 |  |  |  | None | Non-Condensing | Two-Stage Modulating | Other |  |  |  |  | 1506000 | 1239000 |  |  |  |  | 82.3 | 80 | [5 empty] | Federally-Regulated Commercial & Industrial Equipment | 2015-12-04
Burnham Commercial | BURNHAM COMMERCIAL | 4FHW-360A | Water | Natural Gas | Power | FALSE | FALSE | 3 |  |  |  | None | Non-Condensing | Two-Stage Modulating | Other |  |  |  |  | 3013000 | 2517000 |  |  | 85.4 | 82 | [7 empty] | Federally-Regulated Commercial & Industrial Equipment | 2015-12-04
Burnham Commercial | BURNHAM COMMERCIAL | 4FHW-450A | Water | Natural Gas | Power | FALSE | FALSE | 3 |  |  |  | None | Non-Condensing | Two-Stage Modulating | Other |  |  |  |  | 3769000 | 3171000 |  |  | 85.6 | 82 | [7 empty] | Federally-Regulated Commercial & Industrial Equipment | 2015-12-04
Burnham Commercial | BURNHAM COMMERCIAL | 4FHL-311A | Steam | Natural Gas | Power | FALSE | FALSE | 3 |  | FALSE |  | None | Non-Condensing | Two-Stage Modulating | Other |  |  |  |  | 2603000 | 2133000 |  |  |  |  | 82 | 79 | [5 empty] | Federally-Regulated Commercial & Industrial Equipment | 2015-12-04
Burnham Commercial | BURNHAM COMMERCIAL | 4FHL-345A | Steam | Natural Gas | Power | FALSE | FALSE | 3 |  | FALSE |  | None | Non-Condensing | Two-Stage Modulating | Other |  |  |  |  | 2888000 | 2373000 |  |  |  |  | 82.2 | 79 | [5 empty] | Federally-Regulated Commercial & Industrial Equipment | 2015-12-04
Burnham Commercial | BURNHAM COMMERCIAL | 4FHL-360A | Steam | Natural Gas | Power | FALSE | FALSE | 3 |  | FALSE |  | None | Non-Condensing | Two-Stage Modulating | Other |  |  |  |  | 3013000 | 2479000 |  |  |  |  | 82.3 | 79 | [5 empty] | Federally-Regulated Commercial & Industrial Equipment | 2015-12-04
Burnham Commercial | BURNHAM COMMERCIAL | 4FHW-63A-O | Water | Oil | Power | FALSE | FALSE | 1 |  |  |  | None | Non-Condensing | Single-Stage | Other |  |  |  |  | 528000 | 431000 |  |  |  |  | 84.6 | 82 | [5 empty] | Federally-Regulated Commercial & Industrial Equipment | 2015-12-04
Burnham Commercial | BURNHAM COMMERCIAL | 4FHW-78A-O | Water | Oil | Power | FALSE | FALSE | 1 |  |  |  | None | Non-Condensing | Single-Stage | Other |  |  |  |  | 653000 | 533000 |  |  |  |  | 84.7 | 82 | [5 empty] | Federally-Regulated Commercial & Industrial Equipment | 2015-12-04
Burnham Commercial | BURNHAM COMMERCIAL | 4FHL-240A | Steam | Natural Gas | Power | FALSE | FALSE | 1 |  | FALSE |  | None | Non-Condensing | Two-Stage Modulating | Other |  |  |  |  | 2009000 | 1637000 |  |  |  |  | 81.5 | 79 | [5 empty] | Federally-Regulated Commercial & Industrial Equipment | 2015-12-04
Burnham Commercial | BURNHAM COMMERCIAL | 4FHW-180A-O | Water | Oil | Power | FALSE | FALSE | 1 |  |  |  | None | Non-Condensing | Two-Stage Modulating | Other |  |  |  |  | 1506000 | 1239000 |  |  |  |  | 85.4 | 82 | [5 empty] | Federally-Regulated Commercial & Industrial Equipment | 2015-12-04
Burnham Commercial | BURNHAM COMMERCIAL | 4FHW-240A-O | Water | Oil | Power | FALSE | FALSE | 1 |  |  |  | None | Non-Condensing | Two-Stage Modulating | Other |  |  |  |  | 2009000 | 1661000 |  |  |  |  | 85.8 | 82 | [5 empty] | Federally-Regulated Commercial & Industrial Equipment | 2015-12-04
Burnham Commercial | BURNHAM COMMERCIAL | 4FHW-277A-O | Water | Oil | Power | FALSE | FALSE | 1 |  |  |  | None | Non-Condensing | Two-Stage Modulating | Other |  |  |  |  | 2319000 | 1924000 |  |  |  |  | 86.1 | 82 | [5 empty] | Federally-Regulated Commercial & Industrial Equipment | 2015-12-04
Burnham Commercial | BURNHAM COMMERCIAL | 4FHW-345A-O | Water | Oil | Power | FALSE | FALSE | 3 |  |  |  | None | Non-Condensing | Two-Stage Modulating | Other |  |  |  |  | 2888000 | 2410000 |  |  | 88.4 | 84 | [7 empty] | Federally-Regulated Commercial & Industrial Equipment | 2015-12-04
Burnham Commercial | BURNHAM COMMERCIAL | 4FHW-360A-O | Water | Oil | Power | FALSE | FALSE | 3 |  |  |  | None | Non-Condensing | Two-Stage Modulating | Other |  |  |  |  | 3013000 | 2517000 |  |  | 88.4 | 84 | [7 empty] | Federally-Regulated Commercial & Industrial Equipment | 2015-12-04
Burnham Commercial | BURNHAM COMMERCIAL | 4FHL-127A-O | Steam | Oil | Power | FALSE | FALSE | 1 |  | FALSE |  | None | Non-Condensing | Two-Stage Modulating | Other |  |  |  |  | 1063000 | 859000 |  |  |  |  | 83.9 | 81 | [5 empty] | Federally-Regulated Commercial & Industrial Equipment | 2015-12-04
Burnham Commercial | BURNHAM COMMERCIAL | 4FHL-180A-O | Steam | Oil | Power | FALSE | FALSE | 1 |  | FALSE |  | None | Non-Condensing | Two-Stage Modulating | Other |  |  |  |  | 1506000 | 1221000 |  |  |  |  | 84.2 | 81 | [5 empty] | Federally-Regulated Commercial & Industrial Equipment | 2015-12-04
Burnham Commercial | BURNHAM COMMERCIAL | 4FHL-209A-O | Steam | Oil | Power | FALSE | FALSE | 1 |  | FALSE |  | None | Non-Condensing | Two-Stage Modulating | Other |  |  |  |  | 1750000 | 1423000 |  |  |  |  | 84.4 | 81 | [5 empty] | Federally-Regulated Commercial & Industrial Equipment | 2015-12-04
Burnham Commercial | BURNHAM COMMERCIAL | 4FHL-277A-O | Steam | Oil | Power | FALSE | FALSE | 1 |  | FALSE |  | None | Non-Condensing | Two-Stage Modulating | Other |  |  |  |  | 2319000 | 1895000 |  |  |  |  | 84.8 | 81 | [5 empty] | Federally-Regulated Commercial & Industrial Equipment | 2015-12-04
Burnham Commercial | BURNHAM COMMERCIAL | 4FHL-311A-O | Steam | Oil | Power | FALSE | FALSE | 3 |  | FALSE |  | None | Non-Condensing | Two-Stage Modulating | Other |  |  |  |  | 2603000 | 2133000 |  |  |  |  | 85 | 81 | [5 empty] | Federally-Regulated Commercial & Industrial Equipment | 2015-12-04
Burnham Commercial | BURNHAM COMMERCIAL | 4FHL-345A-O | Steam | Oil | Power | FALSE | FALSE | 3 |  | FALSE |  | None | Non-Condensing | Two-Stage Modulating | Other |  |  |  |  | 2888000 | 2373000 |  |  |  |  | 85.2 | 81 | [5 empty] | Federally-Regulated Commercial & Industrial Equipment | 2015-12-04
Burnham Commercial | BURNHAM COMMERCIAL | CL-40-G | Steam | Natural Gas | Power | FALSE | FALSE | 1 |  | FALSE |  | None | Non-Condensing | Two-Stage Modulating | Other |  |  |  |  | 1633000 | 1334000 |  |  |  |  | 81.7 | 79 | [5 empty] | Federally-Regulated Commercial & Industrial Equipment | 2015-12-04
Burnham Commercial | BURNHAM COMMERCIAL | CL-30-G | Steam | Natural Gas | Power | FALSE | FALSE | 1 |  | FALSE |  | None | Non-Condensing | Single-Stage | Other |  |  |  |  | 1225000 | 995000 |  |  |  |  | 81.3 | 79 | [5 empty] | Federally-Regulated Commercial & Industrial Equipment | 2015-12-04
Burnham Commercial | BURNHAM COMMERCIAL | CL-20-G | Steam | Natural Gas | Power | FALSE | FALSE | 1 |  | FALSE |  | None | Non-Condensing | Single-Stage | Other |  |  |  |  | 816000 | 660000 |  |  |  |  | 80.9 | 79 | [5 empty] | Federally-Regulated Commercial & Industrial Equipment | 2015-12-04
Burnham Commercial | BURNHAM COMMERCIAL | CW-50-O | Water | Oil | Power | FALSE | FALSE | 1 |  |  |  | None | Non-Condensing | Two-Stage Modulating | Other |  |  |  |  | 1960000 | 1705000 |  |  |  |  | 87 | 82 | [5 empty] | Federally-Regulated Commercial & Industrial Equipment | 2015-12-04
Burnham Commercial | BURNHAM COMMERCIAL | CW-60-O | Water | Oil | Power | FALSE | FALSE | 1 |  |  |  | None | Non-Condensing | Two-Stage Modulating | Other |  |  |  |  | 2356000 | 2054000 |  |  |  |  | 87.2 | 82 | [5 empty] | Federally-Regulated Commercial & Industrial Equipment | 2015-12-04
Burnham Commercial | BURNHAM COMMERCIAL | CL-20-O | Steam | Oil | Power | FALSE | FALSE | 1 |  | FALSE |  | None | Non-Condensing | Single-Stage | Other |  |  |  |  | 784000 | 662000 |  |  |  |  | 84.5 | 81 | [5 empty] | Federally-Regulated Commercial & Industrial Equipment | 2015-12-04
Burnham Commercial | BURNHAM COMMERCIAL | CL-60-O | Steam | Oil | Power | FALSE | FALSE | 1 |  | FALSE |  | None | Non-Condensing | Two-Stage Modulating | Other |  |  |  |  | 2356000 | 2028000 |  |  |  |  | 86.1 | 81 | [5 empty] | Federally-Regulated Commercial & Industrial Equipment | 2015-12-04
Burnham Commercial | BURNHAM COMMERCIAL | CW-30-G | Water | Natural Gas | Power | FALSE | FALSE | 1 |  |  |  | None | Non-Condensing | Single-Stage | Other |  |  |  |  | 1225000 | 1015000 |  |  |  |  | 82.9 | 80 | [5 empty] | Federally-Regulated Commercial & Industrial Equipment | 2015-12-04
Burnham Commercial | BURNHAM COMMERCIAL | CW-20-G | Water | Natural Gas | Power | FALSE | FALSE | 1 |  |  |  | None | Non-Condensing | Single-Stage | Other |  |  |  |  | 816000 | 673000 |  |  |  |  | 82.5 | 80 | [5 empty] | Federally-Regulated Commercial & Industrial Equipment | 2015-12-04
Burnham Commercial | BURNHAM COMMERCIAL | CL-60-G | Steam | Natural Gas | Power | FALSE | FALSE | 1 |  | FALSE |  | None | Non-Condensing | Two-Stage Modulating | Other |  |  |  |  | 2449000 | 2022000 |  |  |  |  | 82.6 | 79 | [5 empty] | Federally-Regulated Commercial & Industrial Equipment | 2015-12-04
Burnham Commercial | BURNHAM COMMERCIAL | CL-50-G | Steam | Natural Gas | Power | FALSE | FALSE | 1 |  | FALSE |  | None | Non-Condensing | Two-Stage Modulating | Other |  |  |  |  | 2041000 | 1675000 |  |  |  |  | 82.1 | 79 | [5 empty] | Federally-Regulated Commercial & Industrial Equipment | 2015-12-04
Burnham Commercial | BURNHAM COMMERCIAL | CW-30-O | Water | Oil | Power | FALSE | FALSE | 1 |  |  |  | None | Non-Condensing | Single-Stage | Other |  |  |  |  | 1176000 | 1017000 |  |  |  |  | 86.5 | 82 | [5 empty] | Federally-Regulated Commercial & Industrial Equipment | 2015-12-04
Burnham Commercial | BURNHAM COMMERCIAL | CW-40-O | Water | Oil | Power | FALSE | FALSE | 1 |  |  |  | None | Non-Condensing | Two-Stage Modulating | Other |  |  |  |  | 1568000 | 1359000 |  |  |  |  | 86.7 | 82 | [5 empty] | Federally-Regulated Commercial & Industrial Equipment | 2015-12-04
Burnham Commercial | BURNHAM COMMERCIAL | CL-30-O | Steam | Oil | Power | FALSE | FALSE | 1 |  | FALSE |  | None | Non-Condensing | Single-Stage | Other |  |  |  |  | 1176000 | 998000 |  |  |  |  | 84.9 | 81 | [5 empty] | Federally-Regulated Commercial & Industrial Equipment | 2015-12-04
Burnham Commercial | BURNHAM COMMERCIAL | CW-40-G | Water | Natural Gas | Power | FALSE | FALSE | 1 |  |  |  | None | Non-Condensing | Two-Stage Modulating | Other |  |  |  |  | 1633000 | 1358000 |  |  |  |  | 83.2 | 80 | [5 empty] | Federally-Regulated Commercial & Industrial Equipment | 2015-12-04
Burnham Commercial | BURNHAM COMMERCIAL | CW-60-G | Water | Natural Gas | Power | FALSE | FALSE | 1 |  |  |  | None | Non-Condensing | Two-Stage Modulating | Other |  |  |  |  | 2449000 | 2057000 |  |  |  |  | 84 | 80 | [5 empty] | Federally-Regulated Commercial & Industrial Equipment | 2015-12-04
Burnham Commercial | BURNHAM COMMERCIAL | CW-20-O | Water | Oil | Power | FALSE | FALSE | 1 |  |  |  | None | Non-Condensing | Single-Stage | Other |  |  |  |  | 784000 | 675000 |  |  |  |  | 86.2 | 82 | [5 empty] | Federally-Regulated Commercial & Industrial Equipment | 2015-12-04
Burnham Commercial | BURNHAM COMMERCIAL | CL-40-O | Steam | Oil | Power | FALSE | FALSE | 1 |  | FALSE |  | None | Non-Condensing | Two-Stage Modulating | Other |  |  |  |  | 1568000 | 1337000 |  |  |  |  | 85.3 | 81 | [5 empty] | Federally-Regulated Commercial & Industrial Equipment | 2015-12-04
Burnham Commercial | BURNHAM COMMERCIAL | CW-50-G | Water | Natural Gas | Power | FALSE | FALSE | 1 |  |  |  | None | Non-Condensing | Two-Stage Modulating | Other |  |  |  |  | 2041000 | 1706000 |  |  |  |  | 83.6 | 80 | [5 empty] | Federally-Regulated Commercial & Industrial Equipment | 2015-12-04
Burnham Commercial | BURNHAM COMMERCIAL | CL-50-O | Steam | Oil | Power | FALSE | FALSE | 1 |  | FALSE |  | None | Non-Condensing | Two-Stage Modulating | Other |  |  |  |  | 1960000 | 1679000 |  |  |  |  | 85.7 | 81 | [5 empty] | Federally-Regulated Commercial & Industrial Equipment | 2015-12-04
Burnham Commercial | BURNHAM COMMERCIAL | 4FHL-107A-O | Steam | Oil | Power | FALSE | FALSE | 1 |  | FALSE |  | None | Non-Condensing | Single-Stage | Other |  |  |  |  | 895000 | 722000 |  |  |  |  | 83.8 | 81 | [5 empty] | Federally-Regulated Commercial & Industrial Equipment | 2015-12-04
Burnham Commercial | BURNHAM COMMERCIAL | 805H | Water | Natural Gas | Induced Draft | FALSE | FALSE | 1 | TRUE |  |  | None | Non-Condensing | Single-Stage | Cast Iron |  |  |  |  | 252000 | 209000 | [9 empty] | 82.7 | 80 | Federally-Regulated Consumer Product | 2015-12-04
Burnham Commercial | BURNHAM COMMERCIAL | 805H | Water | LPG | Induced Draft | FALSE | FALSE | 1 | TRUE |  |  | None | Non-Condensing | Single-Stage | Cast Iron |  |  |  |  | 252000 | 209000 | [9 empty] | 82.7 | 80 | Federally-Regulated Consumer Product | 2015-12-04
Camus Hydronics | Camus Hydronics | MFNH-1002-2G | Water | Natural Gas | Power | FALSE | FALSE | 1 |  |  |  | None | Condensing | Two-Stage Modulating | Copper |  |  |  |  | 1000000 | 950000 |  |  |  |  | 95 | 80 | [5 empty] | Federally-Regulated Commercial & Industrial Equipment | 2015-12-04
Camus Hydronics | Camus Hydronics | MFPH-1002-0G | Water | LPG | Power | FALSE | FALSE | 1 |  |  |  | None | Condensing | Single-Stage | Copper |  |  |  |  | 1000000 | 950000 |  |  |  |  | 95 | 80 | [5 empty] | Federally-Regulated Commercial & Industrial Equipment | 2015-12-04
Camus Hydronics | Camus Hydronics | MFNH-0802-MG | Water | Natural Gas | Power | FALSE | FALSE | 1 |  |  |  | None | Condensing | Step Modulating | Copper |  |  |  |  | 800000 | 760000 |  |  |  |  | 95 | 80 | [5 empty] | Federally-Regulated Commercial & Industrial Equipment | 2015-12-04
Camus Hydronics | Camus Hydronics | MFNH-0602-0G | Water | Natural Gas | Power | FALSE | FALSE | 1 |  |  |  | None | Condensing | Single-Stage | Copper |  |  |  |  | 600000 | 570000 |  |  |  |  | 95 | 80 | [5 empty] | Federally-Regulated Commercial & Industrial Equipment | 2015-12-04
Camus Hydronics | Camus Hydronics | MFPH-0602-MG | Water | LPG | Power | FALSE | FALSE | 1 |  |  |  | None | Condensing | Step Modulating | Copper |  |  |  |  | 600000 | 570000 |  |  |  |  | 95 | 80 | [5 empty] | Federally-Regulated Commercial & Industrial Equipment | 2015-12-04
Camus Hydronics | Camus Hydronics | MFNH-0502-0G | Water | Natural Gas | Power | FALSE | FALSE | 1 |  |  |  | None | Condensing | Single-Stage | Copper |  |  |  |  | 500000 | 475000 |  |  |  |  | 95 | 80 | [5 empty] | Federally-Regulated Commercial & Industrial Equipment | 2015-12-04
Camus Hydronics | Camus Hydronics | MFNH-0402-MG | Water | Natural Gas | Power | FALSE | FALSE | 1 |  |  |  | None | Condensing | Step Modulating | Copper |  |  |  |  | 399000 | 379000 |  |  |  |  | 95 | 80 | [5 empty] | Federally-Regulated Commercial & Industrial Equipment | 2015-12-04
Camus Hydronics | Camus Hydronics | MFPH-1202-MG | Water | LPG | Power | FALSE | FALSE | 1 |  |  |  | None | Condensing | Step Modulating | Copper |  |  |  |  | 1200000 | 1140000 |  |  |  |  | 95 | 80 | [5 empty] | Federally-Regulated Commercial & Industrial Equipment | 2015-12-04
Camus Hydronics | Camus Hydronics | MFNH-1002-MG | Water | Natural Gas | Power | FALSE | FALSE | 1 |  |  |  | None | Condensing | Step Modulating | Copper |  |  |  |  | 1000000 | 950000 |  |  |  |  | 95 | 80 | [5 empty] | Federally-Regulated Commercial & Industrial Equipment | 2015-12-04
Camus Hydronics | Camus Hydronics | MFNH-0802-0G | Water | Natural Gas | Power | FALSE | FALSE | 1 |  |  |  | None | Condensing | Single-Stage | Copper |  |  |  |  | 800000 | 760000 |  |  |  |  | 95 | 80 | [5 empty] | Federally-Regulated Commercial & Industrial Equipment | 2015-12-04
Camus Hydronics | Camus Hydronics | MFNH-0402-0G | Water | Natural Gas | Power | FALSE | FALSE | 1 |  |  |  | None | Condensing | Single-Stage | Copper |  |  |  |  | 399000 | 379000 |  |  |  |  | 95 | 80 | [5 empty] | Federally-Regulated Commercial & Industrial Equipment | 2015-12-04
Camus Hydronics | Camus Hydronics | MFPH-0402-MG | Water | LPG | Power | FALSE | FALSE | 1 |  |  |  | None | Condensing | Step Modulating | Copper |  |  |  |  | 399000 | 379000 |  |  |  |  | 95 | 80 | [5 empty] | Federally-Regulated Commercial & Industrial Equipment | 2015-12-04
Camus Hydronics | Camus Hydronics | MFPH-0402-2G | Water | LPG | Power | FALSE | FALSE | 1 |  |  |  | None | Condensing | Two-Stage Modulating | Copper |  |  |  |  | 399000 | 379000 |  |  |  |  | 95 | 80 | [5 empty] | Federally-Regulated Commercial & Industrial Equipment | 2015-12-04
Camus Hydronics | Camus Hydronics | DFNH-1102-MG | Water | Natural Gas | Power | FALSE | FALSE | 1 |  |  |  | None | Condensing | Step Modulating | Copper |  |  |  |  | 1100000 | 1038000 |  |  |  |  | 94.4 | 80 | [5 empty] | Federally-Regulated Commercial & Industrial Equipment | 2015-12-04
Camus Hydronics | Camus Hydronics | MFPH-1000-2G | Water | LPG | Power | FALSE | FALSE | 1 |  |  |  | None | Non-Condensing | Two-Stage Modulating | Copper |  |  |  |  | 1000000 | 850000 |  |  |  |  | 85 | 80 | [5 empty] | Federally-Regulated Commercial & Industrial Equipment | 2015-12-04
Camus Hydronics | Camus Hydronics | DFNH-0752-MG | Water | Natural Gas | Power | FALSE | FALSE | 1 |  |  |  | None | Condensing | Step Modulating | Copper |  |  |  |  | 750000 | 708000 |  |  |  |  | 94.4 | 80 | [5 empty] | Federally-Regulated Commercial & Industrial Equipment | 2015-12-04
Camus Hydronics | Camus Hydronics | DFPH-0502-MG | Water | LPG | Power | FALSE | FALSE | 1 |  |  |  | None | Condensing | Step Modulating | Copper |  |  |  |  | 500000 | 472000 |  |  |  |  | 94.4 | 80 | [5 empty] | Federally-Regulated Commercial & Industrial Equipment | 2015-12-04
Camus Hydronics | Camus Hydronics | DMPH-0211 | Water | LPG | Power | FALSE | TRUE | 1 | TRUE |  |  | None | Condensing | Step Modulating | Other |  |  |  |  | 199000 | 179000 | [9 empty] | 90 | 80 | Federally-Regulated Consumer Product | 2015-12-04
Camus Hydronics | Camus Hydronics | DMNH-0291 | Water | Natural Gas | Power | FALSE | FALSE | 1 | TRUE |  |  | None | Condensing | Step Modulating | Other |  |  |  |  | 299000 | 269000 | [9 empty] | 90 | 80 | Federally-Regulated Consumer Product | 2015-12-04
Camus Hydronics | Camus Hydronics | DMPH-0291 | Water | LPG | Power | FALSE | TRUE | 1 | TRUE |  |  | None | Condensing | Step Modulating | Other |  |  |  |  | 299000 | 269000 | [9 empty] | 90 | 80 | Federally-Regulated Consumer Product | 2015-12-04
Camus Hydronics | Camus Hydronics | DMPC-0293 | Water | LPG | Power | FALSE | TRUE | 1 | TRUE |  |  | None | Condensing | Step Modulating | Other |  |  |  |  | 299000 | 269000 | [9 empty] | 90 | 80 | Federally-Regulated Consumer Product | 2015-12-04
Camus Hydronics | Camus Hydronics | DMPC-0253 | Water | LPG | Power | FALSE | TRUE | 1 | TRUE |  |  | None | Condensing | Step Modulating | Other |  |  |  |  | 250000 | 225000 | [9 empty] | 90 | 80 | Federally-Regulated Consumer Product | 2015-12-04
Camus Hydronics | Camus Hydronics | DMNC-0203 | Water | Natural Gas | Power | FALSE | FALSE | 1 | TRUE |  |  | None | Condensing | Step Modulating | Other |  |  |  |  | 199000 | 179000 | [9 empty] | 90 | 80 | Federally-Regulated Consumer Product | 2015-12-04
Camus Hydronics | Camus Hydronics | DMPC-0103 | Water | LPG | Power | FALSE | TRUE | 1 | TRUE |  |  | None | Condensing | Step Modulating | Other |  |  |  |  | 100000 | 90000 | [9 empty] | 90 | 80 | Federally-Regulated Consumer Product | 2015-12-04
Camus Hydronics | Camus Hydronics | DMNC-0253 | Water | Natural Gas | Power | FALSE | FALSE | 1 | TRUE |  |  | None | Condensing | Step Modulating | Other |  |  |  |  | 250000 | 225000 | [9 empty] | 90 | 80 | Federally-Regulated Consumer Product | 2015-12-04
Camus Hydronics | Camus Hydronics | DMPH-0261 | Water | LPG | Power | FALSE | TRUE | 1 | TRUE |  |  | None | Condensing | Step Modulating | Other |  |  |  |  | 250000 | 225000 | [9 empty] | 90 | 80 | Federally-Regulated Consumer Product | 2015-12-04
Camus Hydronics | Camus Hydronics | DMNH-0081 | Water | Natural Gas | Power | FALSE | FALSE | 1 | TRUE |  |  | None | Condensing | Step Modulating | Other |  |  |  |  | 80000 | 72000 | [9 empty] | 90 | 80 | Federally-Regulated Consumer Product | 2015-12-04
Camus Hydronics | Camus Hydronics | DMNH-0251 | Water | Natural Gas | Power | FALSE | FALSE | 1 | TRUE |  |  | None | Condensing | Step Modulating | Other |  |  |  |  | 250000 | 225000 | [9 empty] | 90 | 80 | Federally-Regulated Consumer Product | 2015-12-04
Camus Hydronics | Camus Hydronics | DMPH-0251 | Water | LPG | Power | FALSE | TRUE | 1 | TRUE |  |  | None | Condensing | Step Modulating | Other |  |  |  |  | 250000 | 225000 | [9 empty] | 90 | 80 | Federally-Regulated Consumer Product | 2015-12-04
Camus Hydronics | Camus Hydronics | DMPH-0201 | Water | LPG | Power | FALSE | TRUE | 1 | TRUE |  |  | None | Condensing | Step Modulating | Other |  |  |  |  | 199000 | 179000 | [9 empty] | 90 | 80 | Federally-Regulated Consumer Product | 2015-12-04
Camus Hydronics | Camus Hydronics | DMPH-0151 | Water | LPG | Power | FALSE | TRUE | 1 | TRUE |  |  | None | Condensing | Step Modulating | Other |  |  |  |  | 150000 | 135000 | [9 empty] | 90 | 80 | Federally-Regulated Consumer Product | 2015-12-04
Camus Hydronics | Camus Hydronics | DMNC-0213 | Water | Natural Gas | Power | FALSE | FALSE | 1 | TRUE |  |  | None | Condensing | Step Modulating | Other |  |  |  |  | 199000 | 179000 | [9 empty] | 90 | 80 | Federally-Regulated Consumer Product | 2015-12-04
Camus Hydronics | Camus Hydronics | DMNH-0211 | Water | Natural Gas | Power | FALSE | FALSE | 1 | TRUE |  |  | None | Condensing | Step Modulating | Other |  |  |  |  | 199000 | 179000 | [9 empty] | 90 | 80 | Federally-Regulated Consumer Product | 2015-12-04
Camus Hydronics | Camus Hydronics | DMNC-0293 | Water | Natural Gas | Power | FALSE | FALSE | 1 | TRUE |  |  | None | Condensing | Step Modulating | Other |  |  |  |  | 299000 | 269000 | [9 empty] | 90 | 80 | Federally-Regulated Consumer Product | 2015-12-04
Camus Hydronics | Camus Hydronics | DMNH-0201 | Water | Natural Gas | Power | FALSE | FALSE | 1 | TRUE |  |  | None | Condensing | Step Modulating | Other |  |  |  |  | 199000 | 179000 | [9 empty] | 90 | 80 | Federally-Regulated Consumer Product | 2015-12-04
Camus Hydronics | Camus Hydronics | DMNC-0263 | Water | Natural Gas | Power | FALSE | FALSE | 1 | TRUE |  |  | None | Condensing | Step Modulating | Other |  |  |  |  | 250000 | 225000 | [9 empty] | 90 | 80 | Federally-Regulated Consumer Product | 2015-12-04
Camus Hydronics | Camus Hydronics | DMNC-0153 | Water | Natural Gas | Power | FALSE | FALSE | 1 | TRUE |  |  | None | Condensing | Step Modulating | Other |  |  |  |  | 150000 | 135000 | [9 empty] | 90 | 80 | Federally-Regulated Consumer Product | 2015-12-04
Camus Hydronics | Camus Hydronics | DMNC-0103 | Water | Natural Gas | Power | FALSE | FALSE | 1 | TRUE |  |  | None | Condensing | Step Modulating | Other |  |  |  |  | 100000 | 90000 | [9 empty] | 90 | 80 | Federally-Regulated Consumer Product | 2015-12-04
Camus Hydronics | Camus Hydronics | DMPC-0083 | Water | LPG | Power | FALSE | TRUE | 1 | TRUE |  |  | None | Condensing | Step Modulating | Other |  |  |  |  | 80000 | 72000 | [9 empty] | 90 | 80 | Federally-Regulated Consumer Product | 2015-12-04
Camus Hydronics | Camus Hydronics | DMNH-0261 | Water | Natural Gas | Power | FALSE | FALSE | 1 | TRUE |  |  | None | Condensing | Step Modulating | Other |  |  |  |  | 250000 | 225000 | [9 empty] | 90 | 80 | Federally-Regulated Consumer Product | 2015-12-04
Camus Hydronics | Camus Hydronics | DMNH-0151 | Water | Natural Gas | Power | FALSE | FALSE | 1 | TRUE |  |  | None | Condensing | Step Modulating | Other |  |  |  |  | 150000 | 135000 | [9 empty] | 90 | 80 | Federally-Regulated Consumer Product | 2015-12-04
Camus Hydronics | Camus Hydronics | DMNC-0083 | Water | Natural Gas | Power | FALSE | FALSE | 1 | TRUE |  |  | None | Condensing | Step Modulating | Other |  |  |  |  | 80000 | 72000 | [9 empty] | 90 | 80 | Federally-Regulated Consumer Product | 2015-12-04
Camus Hydronics | Camus Hydronics | DMNH-0101 | Water | Natural Gas | Power | FALSE | FALSE | 1 | TRUE |  |  | None | Condensing | Step Modulating | Other |  |  |  |  | 100000 | 90000 | [9 empty] | 90 | 80 | Federally-Regulated Consumer Product | 2015-12-04
Camus Hydronics | Camus Hydronics | DMPH-0101 | Water | LPG | Power | FALSE | TRUE | 1 | TRUE |  |  | None | Condensing | Step Modulating | Other |  |  |  |  | 100000 | 90000 | [9 empty] | 90 | 80 | Federally-Regulated Consumer Product | 2015-12-04
Camus Hydronics | Camus Hydronics | DMPC-0203 | Water | LPG | Power | FALSE | TRUE | 1 | TRUE |  |  | None | Condensing | Step Modulating | Other |  |  |  |  | 199000 | 179000 | [9 empty] | 90 | 80 | Federally-Regulated Consumer Product | 2015-12-04
Camus Hydronics | Camus Hydronics | DMPH-0081 | Water | LPG | Power | FALSE | TRUE | 1 | TRUE |  |  | None | Condensing | Step Modulating | Other |  |  |  |  | 80000 | 72000 | [9 empty] | 90 | 80 | Federally-Regulated Consumer Product | 2015-12-04
Camus Hydronics | Camus Hydronics | DFNH-2000-MG | Water | Natural Gas | Power | TRUE | FALSE | 1 |  |  |  | None | Non-Condensing | Step Modulating | Copper |  |  |  |  | 2000000 | 1700000 |  |  |  |  | 85 | 80 | [5 empty] | Federally-Regulated Commercial & Industrial Equipment | 2015-12-04
Camus Hydronics | Camus Hydronics | DMPC-0153 | Water | LPG | Power | FALSE | TRUE | 1 | TRUE |  |  | None | Condensing | Step Modulating | Other |  |  |  |  | 150000 | 135000 | [9 empty] | 90 | 80 | Federally-Regulated Consumer Product | 2015-12-04
Camus Hydronics | Camus Hydronics | DFPH-1750-MG | Water | LPG | Power | TRUE | FALSE | 1 |  |  |  | None | Non-Condensing | Step Modulating | Copper |  |  |  |  | 1750000 | 1487000 |  |  |  |  | 85 | 80 | [5 empty] | Federally-Regulated Commercial & Industrial Equipment | 2015-12-04
Camus Hydronics | Camus Hydronics | DMPC-0213 | Water | LPG | Power | FALSE | TRUE | 1 | TRUE |  |  | None | Condensing | Step Modulating | Other |  |  |  |  | 199000 | 179000 | [9 empty] | 90 | 80 | Federally-Regulated Consumer Product | 2015-12-04
Camus Hydronics | Camus Hydronics | DFPH-1500-MG | Water | LPG | Power | FALSE | FALSE | 1 |  |  |  | None | Non-Condensing | Step Modulating | Copper |  |  |  |  | 1500000 | 1275000 |  |  |  |  | 85 | 80 | [5 empty] | Federally-Regulated Commercial & Industrial Equipment | 2015-12-04
Camus Hydronics | Camus Hydronics | DMPC-0263 | Water | LPG | Power | FALSE | TRUE | 1 | TRUE |  |  | None | Condensing | Step Modulating | Other |  |  |  |  | 250000 | 225000 | [9 empty] | 90 | 80 | Federally-Regulated Consumer Product | 2015-12-04
Camus Hydronics | Camus Hydronics | DFPH-1200-MG | Water | LPG | Power | FALSE | FALSE | 1 |  |  |  | None | Non-Condensing | Step Modulating | Copper |  |  |  |  | 1200000 | 1020000 |  |  |  |  | 85 | 80 | [5 empty] | Federally-Regulated Commercial & Industrial Equipment | 2015-12-04
Camus Hydronics | Camus Hydronics | DFNH-1500-MG | Water | Natural Gas | Power | FALSE | FALSE | 1 |  |  |  | None | Non-Condensing | Step Modulating | Copper |  |  |  |  | 1500000 | 1275000 |  |  |  |  | 85 | 80 | [5 empty] | Federally-Regulated Commercial & Industrial Equipment | 2015-12-04
Camus Hydronics | Camus Hydronics | DFNH-1100-MG | Water | Natural Gas | Power | FALSE | FALSE | 1 |  |  |  | None | Non-Condensing | Step Modulating | Copper |  |  |  |  | 1100000 | 935000 |  |  |  |  | 85 | 80 | [5 empty] | Federally-Regulated Commercial & Industrial Equipment | 2015-12-04
Camus Hydronics | Camus Hydronics | DFNH-0750-MG | Water | Natural Gas | Power | FALSE | FALSE | 1 |  |  |  | None | Non-Condensing | Step Modulating | Copper |  |  |  |  | 750000 | 638000 |  |  |  |  | 85 | 80 | [5 empty] | Federally-Regulated Commercial & Industrial Equipment | 2015-12-04
Camus Hydronics | Camus Hydronics | DFNH-0500-MG | Water | Natural Gas | Power | FALSE | FALSE | 1 |  |  |  | None | Non-Condensing | Step Modulating | Copper |  |  |  |  | 500000 | 425000 |  |  |  |  | 85 | 80 | [5 empty] | Federally-Regulated Commercial & Industrial Equipment | 2015-12-04
Camus Hydronics | Camus Hydronics | DFPH-0500-MG | Water | LPG | Power | FALSE | FALSE | 1 |  |  |  | None | Non-Condensing | Step Modulating | Copper |  |  |  |  | 500000 | 425000 |  |  |  |  | 85 | 80 | [5 empty] | Federally-Regulated Commercial & Industrial Equipment | 2015-12-04
Camus Hydronics | Camus Hydronics | MFPH-1802-MG | Water | LPG | Power | FALSE | FALSE | 1 |  |  |  | None | Condensing | Step Modulating | Copper |  |  |  |  | 1800000 | 1710000 |  |  |  |  | 95 | 80 | [5 empty] | Federally-Regulated Commercial & Industrial Equipment | 2015-12-04
Camus Hydronics | Camus Hydronics | MFPH-1402-MG | Water | LPG | Power | FALSE | FALSE | 1 |  |  |  | None | Condensing | Step Modulating | Copper |  |  |  |  | 1400000 | 1330000 |  |  |  |  | 95 | 80 | [5 empty] | Federally-Regulated Commercial & Industrial Equipment | 2015-12-04
Camus Hydronics | Camus Hydronics | MFNH-1202-0G | Water | Natural Gas | Power | FALSE | FALSE | 1 |  |  |  | None | Condensing | Single-Stage | Copper |  |  |  |  | 1200000 | 1140000 |  |  |  |  | 95 | 80 | [5 empty] | Federally-Regulated Commercial & Industrial Equipment | 2015-12-04
Camus Hydronics | Camus Hydronics | MFNH-1002-0G | Water | Natural Gas | Power | FALSE | FALSE | 1 |  |  |  | None | Condensing | Single-Stage | Copper |  |  |  |  | 1000000 | 950000 |  |  |  |  | 95 | 80 | [5 empty] | Federally-Regulated Commercial & Industrial Equipment | 2015-12-04
Camus Hydronics | Camus Hydronics | MFPH-1002-2G | Water | LPG | Power | FALSE | FALSE | 1 |  |  |  | None | Condensing | Two-Stage Modulating | Copper |  |  |  |  | 1000000 | 950000 |  |  |  |  | 95 | 80 | [5 empty] | Federally-Regulated Commercial & Industrial Equipment | 2015-12-04
Camus Hydronics | Camus Hydronics | MFPH-1002-MG | Water | LPG | Power | FALSE | FALSE | 1 |  |  |  | None | Condensing | Step Modulating | Copper |  |  |  |  | 1000000 | 950000 |  |  |  |  | 95 | 80 | [5 empty] | Federally-Regulated Commercial & Industrial Equipment | 2015-12-04
Camus Hydronics | Camus Hydronics | MFNH-0802-2G | Water | Natural Gas | Power | FALSE | FALSE | 1 |  |  |  | None | Condensing | Two-Stage Modulating | Copper |  |  |  |  | 800000 | 760000 |  |  |  |  | 95 | 80 | [5 empty] | Federally-Regulated Commercial & Industrial Equipment | 2015-12-04
Camus Hydronics | Camus Hydronics | MFPH-0802-2G | Water | LPG | Power | FALSE | FALSE | 1 |  |  |  | None | Condensing | Two-Stage Modulating | Copper |  |  |  |  | 800000 | 760000 |  |  |  |  | 95 | 80 | [5 empty] | Federally-Regulated Commercial & Industrial Equipment | 2015-12-04
Camus Hydronics | Camus Hydronics | MFPH-0802-MG | Water | LPG | Power | FALSE | FALSE | 1 |  |  |  | None | Condensing | Step Modulating | Copper |  |  |  |  | 800000 | 760000 |  |  |  |  | 95 | 80 | [5 empty] | Federally-Regulated Commercial & Industrial Equipment | 2015-12-04
Camus Hydronics | Camus Hydronics | MFNH-0602-2G | Water | Natural Gas | Power | FALSE | FALSE | 1 |  |  |  | None | Condensing | Two-Stage Modulating | Copper |  |  |  |  | 600000 | 570000 |  |  |  |  | 95 | 80 | [5 empty] | Federally-Regulated Commercial & Industrial Equipment | 2015-12-04
Camus Hydronics | Camus Hydronics | MFNH-0602-MG | Water | Natural Gas | Power | FALSE | FALSE | 1 |  |  |  | None | Condensing | Step Modulating | Copper |  |  |  |  | 600000 | 570000 |  |  |  |  | 95 | 80 | [5 empty] | Federally-Regulated Commercial & Industrial Equipment | 2015-12-04
Camus Hydronics | Camus Hydronics | MFPH-0602-0G | Water | LPG | Power | FALSE | FALSE | 1 |  |  |  | None | Condensing | Single-Stage | Copper |  |  |  |  | 600000 | 570000 |  |  |  |  | 95 | 80 | [5 empty] | Federally-Regulated Commercial & Industrial Equipment | 2015-12-04
Camus Hydronics | Camus Hydronics | MFNH-0502-2G | Water | Natural Gas | Power | FALSE | FALSE | 1 |  |  |  | None | Condensing | Two-Stage Modulating | Copper |  |  |  |  | 500000 | 475000 |  |  |  |  | 95 | 80 | [5 empty] | Federally-Regulated Commercial & Industrial Equipment | 2015-12-04
Camus Hydronics | Camus Hydronics | MFPH-0502-0G | Water | LPG | Power | FALSE | FALSE | 1 |  |  |  | None | Condensing | Single-Stage | Copper |  |  |  |  | 500000 | 475000 |  |  |  |  | 95 | 80 | [5 empty] | Federally-Regulated Commercial & Industrial Equipment | 2015-12-04
Camus Hydronics | Camus Hydronics | MFPH-0502-2G | Water | LPG | Power | FALSE | FALSE | 1 |  |  |  | None | Condensing | Two-Stage Modulating | Copper |  |  |  |  | 500000 | 475000 |  |  |  |  | 95 | 80 | [5 empty] | Federally-Regulated Commercial & Industrial Equipment | 2015-12-04
Camus Hydronics | Camus Hydronics | MFPH-0502-MG | Water | LPG | Power | FALSE | FALSE | 1 |  |  |  | None | Condensing | Step Modulating | Copper |  |  |  |  | 500000 | 475000 |  |  |  |  | 95 | 80 | [5 empty] | Federally-Regulated Commercial & Industrial Equipment | 2015-12-04
Camus Hydronics | Camus Hydronics | MFNH-0402-2G | Water | Natural Gas | Power | FALSE | FALSE | 1 |  |  |  | None | Condensing | Two-Stage Modulating | Copper |  |  |  |  | 399000 | 379000 |  |  |  |  | 95 | 80 | [5 empty] | Federally-Regulated Commercial & Industrial Equipment | 2015-12-04
Camus Hydronics | Camus Hydronics | MFPH-0402-0G | Water | LPG | Power | FALSE | FALSE | 1 |  |  |  | None | Condensing | Single-Stage | Copper |  |  |  |  | 399000 | 379000 |  |  |  |  | 95 | 80 | [5 empty] | Federally-Regulated Commercial & Industrial Equipment | 2015-12-04
Camus Hydronics | Camus Hydronics | MFNH-1602-2G | Water | Natural Gas | Power | FALSE | FALSE | 1 |  |  |  | None | Condensing | Two-Stage Modulating | Copper |  |  |  |  | 1600000 | 1520000 |  |  |  |  | 95 | 80 | [5 empty] | Federally-Regulated Commercial & Industrial Equipment | 2015-12-04
Camus Hydronics | Camus Hydronics | MFPH-1602-MG | Water | LPG | Power | FALSE | FALSE | 1 |  |  |  | None | Condensing | Step Modulating | Copper |  |  |  |  | 1600000 | 1520000 |  |  |  |  | 95 | 80 | [5 empty] | Federally-Regulated Commercial & Industrial Equipment | 2015-12-04
Camus Hydronics | Camus Hydronics | MFPH-1402-0G | Water | LPG | Power | FALSE | FALSE | 1 |  |  |  | None | Condensing | Single-Stage | Copper |  |  |  |  | 1400000 | 1330000 |  |  |  |  | 95 | 80 | [5 empty] | Federally-Regulated Commercial & Industrial Equipment | 2015-12-04
Camus Hydronics | Camus Hydronics | MFPH-1402-2G | Water | LPG | Power | FALSE | FALSE | 1 |  |  |  | None | Condensing | Two-Stage Modulating | Copper |  |  |  |  | 1400000 | 1330000 |  |  |  |  | 95 | 80 | [5 empty] | Federally-Regulated Commercial & Industrial Equipment | 2015-12-04
Camus Hydronics | Camus Hydronics | MFPH-0802-0G | Water | LPG | Power | FALSE | FALSE | 1 |  |  |  | None | Condensing | Single-Stage | Copper |  |  |  |  | 800000 | 760000 |  |  |  |  | 95 | 80 | [5 empty] | Federally-Regulated Commercial & Industrial Equipment | 2015-12-04
Camus Hydronics | Camus Hydronics | MFPH-0602-2G | Water | LPG | Power | FALSE | FALSE | 1 |  |  |  | None | Condensing | Two-Stage Modulating | Copper |  |  |  |  | 600000 | 570000 |  |  |  |  | 95 | 80 | [5 empty] | Federally-Regulated Commercial & Industrial Equipment | 2015-12-04
Camus Hydronics | Camus Hydronics | MFNH-0502-MG | Water | Natural Gas | Power | FALSE | FALSE | 1 |  |  |  | None | Condensing | Step Modulating | Copper |  |  |  |  | 500000 | 475000 |  |  |  |  | 95 | 80 | [5 empty] | Federally-Regulated Commercial & Industrial Equipment | 2015-12-04
Camus Hydronics | Camus Hydronics | DFNH-1750-MG | Water | Natural Gas | Power | TRUE | FALSE | 1 |  |  |  | None | Non-Condensing | Step Modulating | Copper |  |  |  |  | 1750000 | 1487000 |  |  |  |  | 85 | 80 | [5 empty] | Federally-Regulated Commercial & Industrial Equipment | 2015-12-04
Camus Hydronics | Camus Hydronics | DFNH-1200-MG | Water | Natural Gas | Power | FALSE | FALSE | 1 |  |  |  | None | Non-Condensing | Step Modulating | Copper |  |  |  |  | 1200000 | 1020000 |  |  |  |  | 85 | 80 | [5 empty] | Federally-Regulated Commercial & Industrial Equipment | 2015-12-04
Camus Hydronics | Camus Hydronics | DFPH-1100-MG | Water | LPG | Power | FALSE | FALSE | 1 |  |  |  | None | Non-Condensing | Step Modulating | Copper |  |  |  |  | 1100000 | 935000 |  |  |  |  | 85 | 80 | [5 empty] | Federally-Regulated Commercial & Industrial Equipment | 2015-12-04
Camus Hydronics | Camus Hydronics | DFPH-0750-MG | Water | LPG | Power | FALSE | FALSE | 1 |  |  |  | None | Non-Condensing | Step Modulating | Copper |  |  |  |  | 750000 | 638000 |  |  |  |  | 85 | 80 | [5 empty] | Federally-Regulated Commercial & Industrial Equipment | 2015-12-04
Camus Hydronics | Camus Hydronics | DFPH-2000-MG | Water | LPG | Power | TRUE | FALSE | 1 |  |  |  | None | Non-Condensing | Step Modulating | Copper |  |  |  |  | 2000000 | 1700000 |  |  |  |  | 85 | 80 | [5 empty] | Federally-Regulated Commercial & Industrial Equipment | 2015-12-04
Camus Hydronics | Camus Hydronics | DFPH-2001-MG | Water | LPG | Power | FALSE | FALSE | 1 |  |  |  | None | Condensing | Step Modulating | Copper |  |  |  |  | 2000000 | 1744000 |  |  |  |  | 87.2 | 80 | [5 empty] | Federally-Regulated Commercial & Industrial Equipment | 2015-12-04
Camus Hydronics | Camus Hydronics | DFNH-1201-MG | Water | Natural Gas | Power | FALSE | FALSE | 1 |  |  |  | None | Condensing | Step Modulating | Copper |  |  |  |  | 1200000 | 1046000 |  |  |  |  | 87.2 | 80 | [5 empty] | Federally-Regulated Commercial & Industrial Equipment | 2015-12-04
Camus Hydronics | Camus Hydronics | DFNH-0751-MG | Water | Natural Gas | Power | FALSE | FALSE | 1 |  |  |  | None | Condensing | Step Modulating | Copper |  |  |  |  | 750000 | 654000 |  |  |  |  | 87.2 | 80 | [5 empty] | Federally-Regulated Commercial & Industrial Equipment | 2015-12-04
Camus Hydronics | Camus Hydronics | DFPH-0751-MG | Water | LPG | Power | FALSE | FALSE | 1 |  |  |  | None | Condensing | Step Modulating | Copper |  |  |  |  | 750000 | 654000 |  |  |  |  | 87.2 | 80 | [5 empty] | Federally-Regulated Commercial & Industrial Equipment | 2015-12-04
Camus Hydronics | Camus Hydronics | DFNH-0501-MG | Water | Natural Gas | Power | FALSE | FALSE | 1 |  |  |  | None | Condensing | Step Modulating | Copper |  |  |  |  | 500000 | 436000 |  |  |  |  | 87.2 | 80 | [5 empty] | Federally-Regulated Commercial & Industrial Equipment | 2015-12-04
Camus Hydronics | Camus Hydronics | DFNH-2002-MG | Water | Natural Gas | Power | FALSE | FALSE | 1 |  |  |  | None | Condensing | Step Modulating | Copper |  |  |  |  | 2000000 | 1888000 |  |  |  |  | 94.4 | 80 | [5 empty] | Federally-Regulated Commercial & Industrial Equipment | 2015-12-04
Camus Hydronics | Camus Hydronics | DFPH-2002-MG | Water | LPG | Power | FALSE | FALSE | 1 |  |  |  | None | Condensing | Step Modulating | Copper |  |  |  |  | 2000000 | 1888000 |  |  |  |  | 94.4 | 80 | [5 empty] | Federally-Regulated Commercial & Industrial Equipment | 2015-12-04
Camus Hydronics | Camus Hydronics | DFNH-1752-MG | Water | Natural Gas | Power | FALSE | FALSE | 1 |  |  |  | None | Condensing | Step Modulating | Copper |  |  |  |  | 1750000 | 1652000 |  |  |  |  | 94.4 | 80 | [5 empty] | Federally-Regulated Commercial & Industrial Equipment | 2015-12-04
Camus Hydronics | Camus Hydronics | DFPH-1502-MG | Water | LPG | Power | FALSE | FALSE | 1 |  |  |  | None | Condensing | Step Modulating | Copper |  |  |  |  | 1500000 | 1416000 |  |  |  |  | 94.4 | 80 | [5 empty] | Federally-Regulated Commercial & Industrial Equipment | 2015-12-04
Camus Hydronics | Camus Hydronics | DFNH-1202-MG | Water | Natural Gas | Power | FALSE | FALSE | 1 |  |  |  | None | Condensing | Step Modulating | Copper |  |  |  |  | 1200000 | 1132000 |  |  |  |  | 94.4 | 80 | [5 empty] | Federally-Regulated Commercial & Industrial Equipment | 2015-12-04
Camus Hydronics | Camus Hydronics | DFNH-2001-MG | Water | Natural Gas | Power | FALSE | FALSE | 1 |  |  |  | None | Condensing | Step Modulating | Copper |  |  |  |  | 2000000 | 1744000 |  |  |  |  | 87.2 | 80 | [5 empty] | Federally-Regulated Commercial & Industrial Equipment | 2015-12-04
Camus Hydronics | Camus Hydronics | DFNH-1751-MG | Water | Natural Gas | Power | FALSE | FALSE | 1 |  |  |  | None | Condensing | Step Modulating | Copper |  |  |  |  | 1750000 | 1526000 |  |  |  |  | 87.2 | 80 | [5 empty] | Federally-Regulated Commercial & Industrial Equipment | 2015-12-04
Camus Hydronics | Camus Hydronics | DFPH-1751-MG | Water | LPG | Power | FALSE | FALSE | 1 |  |  |  | None | Condensing | Step Modulating | Copper |  |  |  |  | 1750000 | 1526000 |  |  |  |  | 87.2 | 80 | [5 empty] | Federally-Regulated Commercial & Industrial Equipment | 2015-12-04
Camus Hydronics | Camus Hydronics | DFNH-1501-MG | Water | Natural Gas | Power | FALSE | FALSE | 1 |  |  |  | None | Condensing | Step Modulating | Copper |  |  |  |  | 1500000 | 1308000 |  |  |  |  | 87.2 | 80 | [5 empty] | Federally-Regulated Commercial & Industrial Equipment | 2015-12-04
Camus Hydronics | Camus Hydronics | DFPH-1501-MG | Water | LPG | Power | FALSE | FALSE | 1 |  |  |  | None | Condensing | Step Modulating | Copper |  |  |  |  | 1500000 | 1308000 |  |  |  |  | 87.2 | 80 | [5 empty] | Federally-Regulated Commercial & Industrial Equipment | 2015-12-04
Camus Hydronics | Camus Hydronics | DFPH-1201-MG | Water | LPG | Power | FALSE | FALSE | 1 |  |  |  | None | Condensing | Step Modulating | Copper |  |  |  |  | 1200000 | 1046000 |  |  |  |  | 87.2 | 80 | [5 empty] | Federally-Regulated Commercial & Industrial Equipment | 2015-12-04
Camus Hydronics | Camus Hydronics | DFNH-1101-MG | Water | Natural Gas | Power | FALSE | FALSE | 1 |  |  |  | None | Condensing | Step Modulating | Copper |  |  |  |  | 1100000 | 959000 |  |  |  |  | 87.2 | 80 | [5 empty] | Federally-Regulated Commercial & Industrial Equipment | 2015-12-04
Camus Hydronics | Camus Hydronics | DFPH-1202-MG | Water | LPG | Power | FALSE | FALSE | 1 |  |  |  | None | Condensing | Step Modulating | Copper |  |  |  |  | 1200000 | 1132000 |  |  |  |  | 94.4 | 80 | [5 empty] | Federally-Regulated Commercial & Industrial Equipment | 2015-12-04
Camus Hydronics | Camus Hydronics | DFPH-1102-MG | Water | LPG | Power | FALSE | FALSE | 1 |  |  |  | None | Condensing | Step Modulating | Copper |  |  |  |  | 1100000 | 1038000 |  |  |  |  | 94.4 | 80 | [5 empty] | Federally-Regulated Commercial & Industrial Equipment | 2015-12-04
Camus Hydronics | Camus Hydronics | DFPH-1101-MG | Water | LPG | Power | FALSE | FALSE | 1 |  |  |  | None | Condensing | Step Modulating | Copper |  |  |  |  | 1100000 | 959000 |  |  |  |  | 87.2 | 80 | [5 empty] | Federally-Regulated Commercial & Industrial Equipment | 2015-12-04
Camus Hydronics | Camus Hydronics | DFPH-0501-MG | Water | LPG | Power | FALSE | FALSE | 1 |  |  |  | None | Condensing | Step Modulating | Copper |  |  |  |  | 500000 | 436000 |  |  |  |  | 87.2 | 80 | [5 empty] | Federally-Regulated Commercial & Industrial Equipment | 2015-12-04
Camus Hydronics | Camus Hydronics | DFPH-1752-MG | Water | LPG | Power | FALSE | FALSE | 1 |  |  |  | None | Condensing | Step Modulating | Copper |  |  |  |  | 1750000 | 1652000 |  |  |  |  | 94.4 | 80 | [5 empty] | Federally-Regulated Commercial & Industrial Equipment | 2015-12-04
Camus Hydronics | Camus Hydronics | DFNH-1502-MG | Water | Natural Gas | Power | FALSE | FALSE | 1 |  |  |  | None | Condensing | Step Modulating | Copper |  |  |  |  | 1500000 | 1416000 |  |  |  |  | 94.4 | 80 | [5 empty] | Federally-Regulated Commercial & Industrial Equipment | 2015-12-04
Camus Hydronics | Camus Hydronics | DFPH-0752-MG | Water | LPG | Power | FALSE | FALSE | 1 |  |  |  | None | Condensing | Step Modulating | Copper |  |  |  |  | 750000 | 708000 |  |  |  |  | 94.4 | 80 | [5 empty] | Federally-Regulated Commercial & Industrial Equipment | 2015-12-04
Camus Hydronics | Camus Hydronics | DFNH-0502-MG | Water | Natural Gas | Power | FALSE | FALSE | 1 |  |  |  | None | Condensing | Step Modulating | Copper |  |  |  |  | 500000 | 472000 |  |  |  |  | 94.4 | 80 | [5 empty] | Federally-Regulated Commercial & Industrial Equipment | 2015-12-04
Camus Hydronics | Camus Hydronics | MFNH-1000-MG | Water | Natural Gas | Power | FALSE | FALSE | 1 |  |  |  | None | Non-Condensing | Step Modulating | Copper |  |  |  |  | 1000000 | 850000 |  |  |  |  | 85 | 80 | [5 empty] | Federally-Regulated Commercial & Industrial Equipment | 2015-12-04
Camus Hydronics | Camus Hydronics | MFNH-1200-0G | Water | Natural Gas | Power | FALSE | FALSE | 1 |  |  |  | None | Condensing | Single-Stage | Copper |  |  |  |  | 1200000 | 1020000 |  |  |  |  | 85 | 80 | [5 empty] | Federally-Regulated Commercial & Industrial Equipment | 2015-12-04
Camus Hydronics | Camus Hydronics | DFNH-4500-MH | Water | Natural Gas | Power | FALSE | FALSE | 1 |  |  |  | None | Non-Condensing | Step Modulating | Copper |  |  |  |  | 4500000 | 3825000 |  |  | 85 | 82 | [7 empty] | Federally-Regulated Commercial & Industrial Equipment | 2015-12-04
Camus Hydronics | Camus Hydronics | DMNC-0803-MS | Water | Natural Gas | Power | FALSE | FALSE | 1 |  |  |  | None | Condensing | Step Modulating | Other | Single-Speed |  |  |  | 800000 | 767000 |  |  |  |  | 95.9 | 80 | [5 empty] | Federally-Regulated Commercial & Industrial Equipment | 2015-12-04
Camus Hydronics | Camus Hydronics | DMPH-0801-MS | Water | LPG | Power | FALSE | FALSE | 1 |  |  |  | None | Condensing | Step Modulating | Other | Single-Speed |  |  |  | 800000 | 767000 |  |  |  |  | 95.9 | 80 | [5 empty] | Federally-Regulated Commercial & Industrial Equipment | 2015-12-04
Camus Hydronics | Camus Hydronics | DMNC-0703-MS | Water | Natural Gas | Power | FALSE | FALSE | 1 |  |  |  | None | Condensing | Step Modulating | Other | Single-Speed |  |  |  | 700000 | 671000 |  |  |  |  | 95.9 | 80 | [5 empty] | Federally-Regulated Commercial & Industrial Equipment | 2015-12-04
Camus Hydronics | Camus Hydronics | DRPH-5000-MS | Water | LPG | Power | FALSE | FALSE | 3 |  |  |  | None | Condensing | Step Modulating | Other |  |  |  |  | 5000000 | 4725000 |  |  | 94.5 | 82 | [7 empty] | Federally-Regulated Commercial & Industrial Equipment | 2015-12-04
Camus Hydronics | Camus Hydronics | DRNH-4500-MS | Water | Natural Gas | Power | FALSE | FALSE | 3 |  |  |  | None | Condensing | Step Modulating | Other |  |  |  |  | 4500000 | 4252000 |  |  | 94.5 | 82 | [7 empty] | Federally-Regulated Commercial & Industrial Equipment | 2015-12-04
Camus Hydronics | Camus Hydronics | DRPH-4000-MS | Water | LPG | Power | FALSE | FALSE | 3 |  |  |  | None | Condensing | Step Modulating | Other |  |  |  |  | 4000000 | 3780000 |  |  | 94.5 | 82 | [7 empty] | Federally-Regulated Commercial & Industrial Equipment | 2015-12-04
Camus Hydronics | Camus Hydronics | DMPH-0701-MS | Water | LPG | Power | FALSE | FALSE | 1 |  |  |  | None | Condensing | Step Modulating | Other | Single-Speed |  |  |  | 700000 | 671000 |  |  |  |  | 95.9 | 80 | [5 empty] | Federally-Regulated Commercial & Industrial Equipment | 2015-12-04
Camus Hydronics | Camus Hydronics | DMPC-0703-MS | Water | LPG | Power | FALSE | FALSE | 1 |  |  |  | None | Condensing | Step Modulating | Other | Single-Speed |  |  |  | 700000 | 671000 |  |  |  |  | 95.9 | 80 | [5 empty] | Federally-Regulated Commercial & Industrial Equipment | 2015-12-04
Camus Hydronics | Camus Hydronics | DMNC-0603-MS | Water | Natural Gas | Power | FALSE | FALSE | 1 |  |  |  | None | Condensing | Step Modulating | Other | Single-Speed |  |  |  | 600000 | 575000 |  |  |  |  | 95.9 | 80 | [5 empty] | Federally-Regulated Commercial & Industrial Equipment | 2015-12-04
Camus Hydronics | Camus Hydronics | DMPH-0601-MS | Water | LPG | Power | FALSE | FALSE | 1 |  |  |  | None | Condensing | Step Modulating | Other | Single-Speed |  |  |  | 600000 | 575000 |  |  |  |  | 95.9 | 80 | [5 empty] | Federally-Regulated Commercial & Industrial Equipment | 2015-12-04
Camus Hydronics | Camus Hydronics | DMPC-0603-MS | Water | LPG | Power | FALSE | FALSE | 1 |  |  |  | None | Condensing | Step Modulating | Other | Single-Speed |  |  |  | 600000 | 575000 |  |  |  |  | 95.9 | 80 | [5 empty] | Federally-Regulated Commercial & Industrial Equipment | 2015-12-04
Camus Hydronics | Camus Hydronics | DMNC-0503-MS | Water | Natural Gas | Power | FALSE | FALSE | 1 |  |  |  | None | Condensing | Step Modulating | Other | Single-Speed |  |  |  | 500000 | 479000 |  |  |  |  | 95.9 | 80 | [5 empty] | Federally-Regulated Commercial & Industrial Equipment | 2015-12-04
Camus Hydronics | Camus Hydronics | DRPH-1400-MS | Water | LPG | Power | FALSE | FALSE | 1 |  |  |  | None | Condensing | Step Modulating | Other |  |  |  |  | 1400000 | 1327000 |  |  |  |  | 94.8 | 80 | [5 empty] | Federally-Regulated Commercial & Industrial Equipment | 2015-12-04
Camus Hydronics | Camus Hydronics | DMPH-0501-MS | Water | LPG | Power | FALSE | FALSE | 1 |  |  |  | None | Condensing | Step Modulating | Other | Single-Speed |  |  |  | 500000 | 479000 |  |  |  |  | 95.9 | 80 | [5 empty] | Federally-Regulated Commercial & Industrial Equipment | 2015-12-04
Camus Hydronics | Camus Hydronics | DMNC-0393-MS | Water | Natural Gas | Power | FALSE | FALSE | 1 |  |  |  | None | Condensing | Step Modulating | Other | Single-Speed |  |  |  | 399000 | 383000 |  |  |  |  | 95.9 | 80 | [5 empty] | Federally-Regulated Commercial & Industrial Equipment | 2015-12-04
Camus Hydronics | Camus Hydronics | DMPC-0803-MS | Water | LPG | Power | FALSE | FALSE | 1 |  |  |  | None | Condensing | Step Modulating | Other | Single-Speed |  |  |  | 800000 | 767000 |  |  |  |  | 95.9 | 80 | [5 empty] | Federally-Regulated Commercial & Industrial Equipment | 2015-12-04
Camus Hydronics | Camus Hydronics | DMPC-0503-MS | Water | LPG | Power | FALSE | FALSE | 1 |  |  |  | None | Condensing | Step Modulating | Other | Single-Speed |  |  |  | 500000 | 479000 |  |  |  |  | 95.9 | 80 | [5 empty] | Federally-Regulated Commercial & Industrial Equipment | 2015-12-04
Camus Hydronics | Camus Hydronics | DMPH-0391-MS | Water | LPG | Power | FALSE | FALSE | 1 |  |  |  | None | Condensing | Step Modulating | Other | Single-Speed |  |  |  | 399000 | 383000 |  |  |  |  | 95.9 | 80 | [5 empty] | Federally-Regulated Commercial & Industrial Equipment | 2015-12-04
Camus Hydronics | Camus Hydronics | DMPC-0393-MS | Water | LPG | Power | FALSE | FALSE | 1 |  |  |  | None | Condensing | Step Modulating | Other | Single-Speed |  |  |  | 399000 | 383000 |  |  |  |  | 95.9 | 80 | [5 empty] | Federally-Regulated Commercial & Industrial Equipment | 2015-12-04
Camus Hydronics | Camus Hydronics | DRNH-2000-MS | Water | Natural Gas | Power | FALSE | FALSE | 1 |  |  |  | None | Condensing | Step Modulating | Other |  |  |  |  | 2000000 | 1896000 |  |  |  |  | 94.8 | 80 | [5 empty] | Federally-Regulated Commercial & Industrial Equipment | 2015-12-04
Camus Hydronics | Camus Hydronics | DRNH-1600-MS | Water | Natural Gas | Power | FALSE | FALSE | 1 |  |  |  | None | Condensing | Step Modulating | Other |  |  |  |  | 1600000 | 1516000 |  |  |  |  | 94.8 | 80 | [5 empty] | Federally-Regulated Commercial & Industrial Equipment | 2015-12-04
Camus Hydronics | Camus Hydronics | DRPH-1600-MS | Water | LPG | Power | FALSE | FALSE | 1 |  |  |  | None | Condensing | Step Modulating | Other |  |  |  |  | 1600000 | 1516000 |  |  |  |  | 94.8 | 80 | [5 empty] | Federally-Regulated Commercial & Industrial Equipment | 2015-12-04
Camus Hydronics | Camus Hydronics | DRNH-1400-MS | Water | Natural Gas | Power | FALSE | FALSE | 1 |  |  |  | None | Condensing | Step Modulating | Other |  |  |  |  | 1400000 | 1327000 |  |  |  |  | 94.8 | 80 | [5 empty] | Federally-Regulated Commercial & Industrial Equipment | 2015-12-04
Camus Hydronics | Camus Hydronics | DRNH-0800-MS | Water | Natural Gas | Power | FALSE | FALSE | 1 |  |  |  | None | Condensing | Step Modulating | Other |  |  |  |  | 800000 | 752000 |  |  |  |  | 94 | 80 | [5 empty] | Federally-Regulated Commercial & Industrial Equipment | 2015-12-04
Camus Hydronics | Camus Hydronics | DRPH-0800-MS | Water | LPG | Power | FALSE | FALSE | 1 |  |  |  | None | Condensing | Step Modulating | Other |  |  |  |  | 800000 | 752000 |  |  |  |  | 94 | 80 | [5 empty] | Federally-Regulated Commercial & Industrial Equipment | 2015-12-04
Camus Hydronics | Camus Hydronics | DRNH-0600-MS | Water | Natural Gas | Power | FALSE | FALSE | 1 |  |  |  | None | Condensing | Step Modulating | Other |  |  |  |  | 600000 | 564000 |  |  |  |  | 94 | 80 | [5 empty] | Federally-Regulated Commercial & Industrial Equipment | 2015-12-04
Camus Hydronics | Camus Hydronics | DMNH-0701-MS | Water | Natural Gas | Power | FALSE | FALSE | 1 |  |  |  | None | Condensing | Step Modulating | Other | Single-Speed |  |  |  | 700000 | 671000 |  |  |  |  | 95.9 | 80 | [5 empty] | Federally-Regulated Commercial & Industrial Equipment | 2015-12-04
Camus Hydronics | Camus Hydronics | DMNH-0601-MS | Water | Natural Gas | Power | FALSE | FALSE | 1 |  |  |  | None | Condensing | Step Modulating | Other | Single-Speed |  |  |  | 600000 | 575000 |  |  |  |  | 95.9 | 80 | [5 empty] | Federally-Regulated Commercial & Industrial Equipment | 2015-12-04
Camus Hydronics | Camus Hydronics | DRNH-5000-MS | Water | Natural Gas | Power | FALSE | FALSE | 3 |  |  |  | None | Condensing | Step Modulating | Other |  |  |  |  | 5000000 | 4725000 |  |  | 94.5 | 82 | [7 empty] | Federally-Regulated Commercial & Industrial Equipment | 2015-12-04
Camus Hydronics | Camus Hydronics | DRPH-4500-MS | Water | LPG | Power | FALSE | FALSE | 3 |  |  |  | None | Condensing | Step Modulating | Other |  |  |  |  | 4500000 | 4252000 |  |  | 94.5 | 82 | [7 empty] | Federally-Regulated Commercial & Industrial Equipment | 2015-12-04
Camus Hydronics | Camus Hydronics | DRNH-4000-MS | Water | Natural Gas | Power | FALSE | FALSE | 3 |  |  |  | None | Condensing | Step Modulating | Other |  |  |  |  | 4000000 | 3780000 |  |  | 94.5 | 82 | [7 empty] | Federally-Regulated Commercial & Industrial Equipment | 2015-12-04
Camus Hydronics | Camus Hydronics | DMNH-0501-MS | Water | Natural Gas | Power | FALSE | FALSE | 1 |  |  |  | None | Condensing | Step Modulating | Other | Single-Speed |  |  |  | 500000 | 479000 |  |  |  |  | 95.9 | 80 | [5 empty] | Federally-Regulated Commercial & Industrial Equipment | 2015-12-04
Camus Hydronics | Camus Hydronics | DMNH-0391-MS | Water | Natural Gas | Power | FALSE | FALSE | 1 |  |  |  | None | Condensing | Step Modulating | Other | Single-Speed |  |  |  | 399000 | 383000 |  |  |  |  | 95.9 | 80 | [5 empty] | Federally-Regulated Commercial & Industrial Equipment | 2015-12-04
Camus Hydronics | Camus Hydronics | DRNH-3500-MS | Water | Natural Gas | Power | FALSE | FALSE | 1 |  |  |  | None | Condensing | Step Modulating | Other |  |  |  |  | 3500000 | 3307000 |  |  | 94.5 | 82 | [7 empty] | Federally-Regulated Commercial & Industrial Equipment | 2015-12-04
Camus Hydronics | Camus Hydronics | DRPH-3500-MS | Water | LPG | Power | FALSE | FALSE | 1 |  |  |  | None | Condensing | Step Modulating | Other |  |  |  |  | 3500000 | 3307000 |  |  | 94.5 | 82 | [7 empty] | Federally-Regulated Commercial & Industrial Equipment | 2015-12-04
Camus Hydronics | Camus Hydronics | DRPH-3000-MS | Water | LPG | Power | FALSE | FALSE | 1 |  |  |  | None | Condensing | Step Modulating | Other |  |  |  |  | 3000000 | 2835000 |  |  | 94.5 | 82 | [7 empty] | Federally-Regulated Commercial & Industrial Equipment | 2015-12-04
Camus Hydronics | Camus Hydronics | DRNH-2500-MS | Water | Natural Gas | Power | FALSE | FALSE | 1 |  |  |  | None | Condensing | Step Modulating | Other |  |  |  |  | 2500000 | 2362000 |  |  | 94.5 | 82 | [7 empty] | Federally-Regulated Commercial & Industrial Equipment | 2015-12-04
Camus Hydronics | Camus Hydronics | DRPH-2000-MS | Water | LPG | Power | FALSE | FALSE | 1 |  |  |  | None | Condensing | Step Modulating | Other |  |  |  |  | 2000000 | 1896000 |  |  |  |  | 94.8 | 80 | [5 empty] | Federally-Regulated Commercial & Industrial Equipment | 2015-12-04
Camus Hydronics | Camus Hydronics | DRNH-1800-MS | Water | Natural Gas | Power | FALSE | FALSE | 1 |  |  |  | None | Condensing | Step Modulating | Other |  |  |  |  | 1800000 | 1706000 |  |  |  |  | 94.8 | 80 | [5 empty] | Federally-Regulated Commercial & Industrial Equipment | 2015-12-04
Camus Hydronics | Camus Hydronics | DRPH-1800-MS | Water | LPG | Power | FALSE | FALSE | 1 |  |  |  | None | Condensing | Step Modulating | Other |  |  |  |  | 1800000 | 1706000 |  |  |  |  | 94.8 | 80 | [5 empty] | Federally-Regulated Commercial & Industrial Equipment | 2015-12-04
Camus Hydronics | Camus Hydronics | DRNH-3000-MS | Water | Natural Gas | Power | FALSE | FALSE | 1 |  |  |  | None | Condensing | Step Modulating | Other |  |  |  |  | 3000000 | 2835000 |  |  | 94.5 | 82 | [7 empty] | Federally-Regulated Commercial & Industrial Equipment | 2015-12-04
Camus Hydronics | Camus Hydronics | DRPH-2500-MS | Water | LPG | Power | FALSE | FALSE | 1 |  |  |  | None | Condensing | Step Modulating | Other |  |  |  |  | 2500000 | 2362000 |  |  | 94.5 | 82 | [7 empty] | Federally-Regulated Commercial & Industrial Equipment | 2015-12-04
Camus Hydronics | Camus Hydronics | DRNH-1200-MS | Water | Natural Gas | Power | FALSE | FALSE | 1 |  |  |  | None | Condensing | Step Modulating | Other |  |  |  |  | 1200000 | 1137000 |  |  |  |  | 94.8 | 80 | [5 empty] | Federally-Regulated Commercial & Industrial Equipment | 2015-12-04
Camus Hydronics | Camus Hydronics | DRPH-1200-MS | Water | LPG | Power | FALSE | FALSE | 1 |  |  |  | None | Condensing | Step Modulating | Other |  |  |  |  | 1200000 | 1137000 |  |  |  |  | 94.8 | 80 | [5 empty] | Federally-Regulated Commercial & Industrial Equipment | 2015-12-04
Camus Hydronics | Camus Hydronics | DRNH-1000-MS | Water | Natural Gas | Power | FALSE | FALSE | 1 |  |  |  | None | Condensing | Step Modulating | Other |  |  |  |  | 1000000 | 940000 |  |  |  |  | 94 | 80 | [5 empty] | Federally-Regulated Commercial & Industrial Equipment | 2015-12-04
Camus Hydronics | Camus Hydronics | DRPH-0600-MS | Water | LPG | Power | FALSE | FALSE | 1 |  |  |  | None | Condensing | Step Modulating | Other |  |  |  |  | 600000 | 564000 |  |  |  |  | 94 | 80 | [5 empty] | Federally-Regulated Commercial & Industrial Equipment | 2015-12-04
Camus Hydronics | Camus Hydronics | DRPH-0500-MS | Water | LPG | Power | FALSE | FALSE | 1 |  |  |  | None | Condensing | Step Modulating | Other |  |  |  |  | 500000 | 470000 |  |  |  |  | 94 | 80 | [5 empty] | Federally-Regulated Commercial & Industrial Equipment | 2015-12-04
Camus Hydronics | Camus Hydronics | DRNH-0400-MS | Water | Natural Gas | Power | FALSE | FALSE | 1 |  |  |  | None | Condensing | Step Modulating | Other |  |  |  |  | 399000 | 375000 |  |  |  |  | 94 | 80 | [5 empty] | Federally-Regulated Commercial & Industrial Equipment | 2015-12-04
Camus Hydronics | Camus Hydronics | DRPH-0400-MS | Water | LPG | Power | FALSE | FALSE | 1 |  |  |  | None | Condensing | Step Modulating | Other |  |  |  |  | 399000 | 375000 |  |  |  |  | 94 | 80 | [5 empty] | Federally-Regulated Commercial & Industrial Equipment | 2015-12-04
Camus Hydronics | Camus Hydronics | DRPH-1000-MS | Water | LPG | Power | FALSE | FALSE | 1 |  |  |  | None | Condensing | Step Modulating | Other |  |  |  |  | 1000000 | 940000 |  |  |  |  | 94 | 80 | [5 empty] | Federally-Regulated Commercial & Industrial Equipment | 2015-12-04
Camus Hydronics | Camus Hydronics | DRNH-0500-MS | Water | Natural Gas | Power | FALSE | FALSE | 1 |  |  |  | None | Condensing | Step Modulating | Other |  |  |  |  | 500000 | 470000 |  |  |  |  | 94 | 80 | [5 empty] | Federally-Regulated Commercial & Industrial Equipment | 2015-12-04
Camus Hydronics | Camus Hydronics | DRNH-0350-MS | Water | Natural Gas | Power | FALSE | FALSE | 1 |  |  |  | None | Condensing | Step Modulating | Other |  |  |  |  | 350000 | 329000 |  |  |  |  | 94 | 80 | [5 empty] | Federally-Regulated Commercial & Industrial Equipment | 2015-12-04
Camus Hydronics | Camus Hydronics | DRNH-0300-MS | Water | Natural Gas | Power | FALSE | FALSE | 1 |  |  |  | None | Condensing | Step Modulating | Other |  |  |  |  | 300000 | 282000 |  |  |  |  | 94 | 80 | [5 empty] | Federally-Regulated Commercial & Industrial Equipment | 2015-12-04
Camus Hydronics | Camus Hydronics | DRPH-0300-MS | Water | LPG | Power | FALSE | FALSE | 1 |  |  |  | None | Condensing | Step Modulating | Other |  |  |  |  | 300000 | 282000 |  |  |  |  | 94 | 80 | [5 empty] | Federally-Regulated Commercial & Industrial Equipment | 2015-12-04
Camus Hydronics | Camus Hydronics | DRPH-0350-MS | Water | LPG | Power | FALSE | FALSE | 1 |  |  |  | None | Condensing | Step Modulating | Other |  |  |  |  | 350000 | 329000 |  |  |  |  | 94 | 80 | [5 empty] | Federally-Regulated Commercial & Industrial Equipment | 2015-12-04
Camus Hydronics | Camus Hydronics | MFNH-2012-2G | Water | Natural Gas | Power | FALSE | FALSE | 1 |  |  |  | None | Condensing | Two-Stage Modulating | Copper |  |  |  |  | 2000000 | 1868000 |  |  |  |  | 93.4 | 80 | [5 empty] | Federally-Regulated Commercial & Industrial Equipment | 2015-12-04
Camus Hydronics | Camus Hydronics | MFNH-2012-MG | Water | Natural Gas | Power | FALSE | FALSE | 1 |  |  |  | None | Condensing | Step Modulating | Copper |  |  |  |  | 2000000 | 1868000 |  |  |  |  | 93.4 | 80 | [5 empty] | Federally-Regulated Commercial & Industrial Equipment | 2015-12-04
Camus Hydronics | Camus Hydronics | MFNH-2010-2G | Water | Natural Gas | Power | FALSE | FALSE | 1 |  |  |  | None | Non-Condensing | Two-Stage Modulating | Copper |  |  |  |  | 2000000 | 1700000 |  |  |  |  | 85 | 80 | [5 empty] | Federally-Regulated Commercial & Industrial Equipment | 2015-12-04
Camus Hydronics | Camus Hydronics | MFNH-2010-MG | Water | Natural Gas | Power | FALSE | FALSE | 1 |  |  |  | None | Non-Condensing | Step Modulating | Copper |  |  |  |  | 2000000 | 1700000 |  |  |  |  | 85 | 80 | [5 empty] | Federally-Regulated Commercial & Industrial Equipment | 2015-12-04
Camus Hydronics | Camus Hydronics | MFPH-2010-2G | Water | LPG | Power | FALSE | FALSE | 1 |  |  |  | None | Non-Condensing | Two-Stage Modulating | Copper |  |  |  |  | 2000000 | 1700000 |  |  |  |  | 85 | 80 | [5 empty] | Federally-Regulated Commercial & Industrial Equipment | 2015-12-04
Camus Hydronics | Camus Hydronics | MFPH-2010-MG | Water | LPG | Power | FALSE | FALSE | 1 |  |  |  | None | Non-Condensing | Step Modulating | Copper |  |  |  |  | 2000000 | 1700000 |  |  |  |  | 85 | 80 | [5 empty] | Federally-Regulated Commercial & Industrial Equipment | 2015-12-04
Camus Hydronics | Camus Hydronics | DMNH-0801-MS | Water | Natural Gas | Power | FALSE | FALSE | 1 |  |  |  | None | Condensing | Step Modulating | Other | Single-Speed |  |  |  | 800000 | 767000 |  |  |  |  | 95.9 | 80 | [5 empty] | Federally-Regulated Commercial & Industrial Equipment | 2015-12-04
Camus Hydronics | Camus Hydronics | MFNH-2000-0G | Water | Natural Gas | Power | FALSE | FALSE | 1 |  |  |  | None | Non-Condensing | Single-Stage | Copper |  |  |  |  | 2000000 | 1700000 |  |  |  |  | 85 | 80 | [5 empty] | Federally-Regulated Commercial & Industrial Equipment | 2015-12-04
Camus Hydronics | Camus Hydronics | MFNH-2000-2G | Water | Natural Gas | Power | FALSE | FALSE | 1 |  |  |  | None | Non-Condensing | Two-Stage Modulating | Copper |  |  |  |  | 2000000 | 1700000 |  |  |  |  | 85 | 80 | [5 empty] | Federally-Regulated Commercial & Industrial Equipment | 2015-12-04
Camus Hydronics | Camus Hydronics | MFNH-2000-MG | Water | Natural Gas | Power | FALSE | FALSE | 1 |  |  |  | None | Non-Condensing | Step Modulating | Copper |  |  |  |  | 2000000 | 1700000 |  |  |  |  | 85 | 80 | [5 empty] | Federally-Regulated Commercial & Industrial Equipment | 2015-12-04
Camus Hydronics | Camus Hydronics | MFPH-2000-0G | Water | LPG | Power | FALSE | FALSE | 1 |  |  |  | None | Non-Condensing | Single-Stage | Copper |  |  |  |  | 2000000 | 1700000 |  |  |  |  | 85 | 80 | [5 empty] | Federally-Regulated Commercial & Industrial Equipment | 2015-12-04
Camus Hydronics | Camus Hydronics | MFPH-2000-MG | Water | LPG | Power | FALSE | FALSE | 1 |  |  |  | None | Non-Condensing | Step Modulating | Copper |  |  |  |  | 2000000 | 1700000 |  |  |  |  | 85 | 80 | [5 empty] | Federally-Regulated Commercial & Industrial Equipment | 2015-12-04
Camus Hydronics | Camus Hydronics | MFNH-1800-0G | Water | Natural Gas | Power | FALSE | FALSE | 1 |  |  |  | None | Non-Condensing | Single-Stage | Copper |  |  |  |  | 1800000 | 1530000 |  |  |  |  | 85 | 80 | [5 empty] | Federally-Regulated Commercial & Industrial Equipment | 2015-12-04
Camus Hydronics | Camus Hydronics | MFNH-1800-2G | Water | Natural Gas | Power | FALSE | FALSE | 1 |  |  |  | None | Non-Condensing | Two-Stage Modulating | Copper |  |  |  |  | 1800000 | 1530000 |  |  |  |  | 85 | 80 | [5 empty] | Federally-Regulated Commercial & Industrial Equipment | 2015-12-04
Camus Hydronics | Camus Hydronics | MFNH-1800-MG | Water | Natural Gas | Power | FALSE | FALSE | 1 |  |  |  | None | Non-Condensing | Step Modulating | Copper |  |  |  |  | 1800000 | 1530000 |  |  |  |  | 85 | 80 | [5 empty] | Federally-Regulated Commercial & Industrial Equipment | 2015-12-04
Camus Hydronics | Camus Hydronics | MFPH-2000-2G | Water | LPG | Power | FALSE | FALSE | 1 |  |  |  | None | Non-Condensing | Two-Stage Modulating | Copper |  |  |  |  | 2000000 | 1700000 |  |  |  |  | 85 | 80 | [5 empty] | Federally-Regulated Commercial & Industrial Equipment | 2015-12-04
Camus Hydronics | Camus Hydronics | MFPH-1800-0G | Water | LPG | Power | FALSE | FALSE | 1 |  |  |  | None | Non-Condensing | Single-Stage | Copper |  |  |  |  | 1800000 | 1530000 |  |  |  |  | 85 | 80 | [5 empty] | Federally-Regulated Commercial & Industrial Equipment | 2015-12-04
Camus Hydronics | Camus Hydronics | MFPH-1800-MG | Water | LPG | Power | FALSE | FALSE | 1 |  |  |  | None | Non-Condensing | Step Modulating | Copper |  |  |  |  | 1800000 | 1530000 |  |  |  |  | 85 | 80 | [5 empty] | Federally-Regulated Commercial & Industrial Equipment | 2015-12-04
Camus Hydronics | Camus Hydronics | MFNH-1600-0G | Water | Natural Gas | Power | FALSE | FALSE | 1 |  |  |  | None | Non-Condensing | Single-Stage | Copper |  |  |  |  | 1600000 | 1360000 |  |  |  |  | 85 | 80 | [5 empty] | Federally-Regulated Commercial & Industrial Equipment | 2015-12-04
Camus Hydronics | Camus Hydronics | MFNH-1600-2G | Water | Natural Gas | Power | FALSE | FALSE | 1 |  |  |  | None | Non-Condensing | Two-Stage Modulating | Copper |  |  |  |  | 1600000 | 1360000 |  |  |  |  | 85 | 80 | [5 empty] | Federally-Regulated Commercial & Industrial Equipment | 2015-12-04
Camus Hydronics | Camus Hydronics | MFNH-1600-MG | Water | Natural Gas | Power | FALSE | FALSE | 1 |  |  |  | None | Non-Condensing | Step Modulating | Copper |  |  |  |  | 1600000 | 1360000 |  |  |  |  | 85 | 80 | [5 empty] | Federally-Regulated Commercial & Industrial Equipment | 2015-12-04
Camus Hydronics | Camus Hydronics | MFPH-1600-0G | Water | LPG | Power | FALSE | FALSE | 1 |  |  |  | None | Non-Condensing | Single-Stage | Copper |  |  |  |  | 1600000 | 1360000 |  |  |  |  | 85 | 80 | [5 empty] | Federally-Regulated Commercial & Industrial Equipment | 2015-12-04
Camus Hydronics | Camus Hydronics | MFPH-1600-MG | Water | LPG | Power | FALSE | FALSE | 1 |  |  |  | None | Non-Condensing | Step Modulating | Copper |  |  |  |  | 1600000 | 1360000 |  |  |  |  | 85 | 80 | [5 empty] | Federally-Regulated Commercial & Industrial Equipment | 2015-12-04
Camus Hydronics | Camus Hydronics | MFNH-1400-0G | Water | Natural Gas | Power | FALSE | FALSE | 1 |  |  |  | None | Non-Condensing | Single-Stage | Copper |  |  |  |  | 1400000 | 1190000 |  |  |  |  | 85 | 80 | [5 empty] | Federally-Regulated Commercial & Industrial Equipment | 2015-12-04
Camus Hydronics | Camus Hydronics | MFPH-1400-0G | Water | LPG | Power | FALSE | FALSE | 1 |  |  |  | None | Non-Condensing | Single-Stage | Copper |  |  |  |  | 1400000 | 1190000 |  |  |  |  | 85 | 80 | [5 empty] | Federally-Regulated Commercial & Industrial Equipment | 2015-12-04
Camus Hydronics | Camus Hydronics | MFPH-1400-2G | Water | LPG | Power | FALSE | FALSE | 1 |  |  |  | None | Non-Condensing | Two-Stage Modulating | Copper |  |  |  |  | 1400000 | 1190000 |  |  |  |  | 85 | 80 | [5 empty] | Federally-Regulated Commercial & Industrial Equipment | 2015-12-04
Camus Hydronics | Camus Hydronics | MFPH-1400-MG | Water | LPG | Power | FALSE | FALSE | 1 |  |  |  | None | Non-Condensing | Step Modulating | Copper |  |  |  |  | 1400000 | 1190000 |  |  |  |  | 85 | 80 | [5 empty] | Federally-Regulated Commercial & Industrial Equipment | 2015-12-04
Camus Hydronics | Camus Hydronics | MFPH-1200-0G | Water | LPG | Power | FALSE | FALSE | 1 |  |  |  | None | Non-Condensing | Single-Stage | Copper |  |  |  |  | 1200000 | 1020000 |  |  |  |  | 85 | 80 | [5 empty] | Federally-Regulated Commercial & Industrial Equipment | 2015-12-04
Camus Hydronics | Camus Hydronics | MFNH-1200-MG | Water | Natural Gas | Power | FALSE | FALSE | 1 |  |  |  | None | Non-Condensing | Step Modulating | Copper |  |  |  |  | 1200000 | 1020000 |  |  |  |  | 85 | 80 | [5 empty] | Federally-Regulated Commercial & Industrial Equipment | 2015-12-04
Camus Hydronics | Camus Hydronics | MFPH-1200-2G | Water | LPG | Power | FALSE | FALSE | 1 |  |  |  | None | Non-Condensing | Two-Stage Modulating | Copper |  |  |  |  | 1200000 | 1020000 |  |  |  |  | 85 | 80 | [5 empty] | Federally-Regulated Commercial & Industrial Equipment | 2015-12-04
Camus Hydronics | Camus Hydronics | MFNH-1000-2G | Water | Natural Gas | Power | FALSE | FALSE | 1 |  |  |  | None | Non-Condensing | Two-Stage Modulating | Copper |  |  |  |  | 1000000 | 850000 |  |  |  |  | 85 | 80 | [5 empty] | Federally-Regulated Commercial & Industrial Equipment | 2015-12-04
Camus Hydronics | Camus Hydronics | MFNH-0800-MG | Water | Natural Gas | Power | FALSE | FALSE | 1 |  |  |  | None | Non-Condensing | Step Modulating | Copper |  |  |  |  | 800000 | 680000 |  |  |  |  | 85 | 80 | [5 empty] | Federally-Regulated Commercial & Industrial Equipment | 2015-12-04
Camus Hydronics | Camus Hydronics | MFPH-0800-MG | Water | LPG | Power | FALSE | FALSE | 1 |  |  |  | None | Non-Condensing | Step Modulating | Copper |  |  |  |  | 800000 | 680000 |  |  |  |  | 85 | 80 | [5 empty] | Federally-Regulated Commercial & Industrial Equipment | 2015-12-04
Camus Hydronics | Camus Hydronics | MFNH-0600-0G | Water | Natural Gas | Power | FALSE | FALSE | 1 |  |  |  | None | Non-Condensing | Single-Stage | Copper |  |  |  |  | 600000 | 510000 |  |  |  |  | 85 | 80 | [5 empty] | Federally-Regulated Commercial & Industrial Equipment | 2015-12-04
Camus Hydronics | Camus Hydronics | MFNH-0600-MG | Water | Natural Gas | Power | FALSE | FALSE | 1 |  |  |  | None | Non-Condensing | Step Modulating | Copper |  |  |  |  | 600000 | 510000 |  |  |  |  | 85 | 80 | [5 empty] | Federally-Regulated Commercial & Industrial Equipment | 2015-12-04
Camus Hydronics | Camus Hydronics | MFPH-0600-2G | Water | LPG | Power | FALSE | FALSE | 1 |  |  |  | None | Non-Condensing | Two-Stage Modulating | Copper |  |  |  |  | 600000 | 510000 |  |  |  |  | 85 | 80 | [5 empty] | Federally-Regulated Commercial & Industrial Equipment | 2015-12-04
Camus Hydronics | Camus Hydronics | MFPH-0500-2G | Water | LPG | Power | FALSE | FALSE | 1 |  |  |  | None | Non-Condensing | Two-Stage Modulating | Copper |  |  |  |  | 500000 | 425000 |  |  |  |  | 85 | 80 | [5 empty] | Federally-Regulated Commercial & Industrial Equipment | 2015-12-04
Camus Hydronics | Camus Hydronics | MFPH-0400-0G | Water | LPG | Power | FALSE | FALSE | 1 |  |  |  | None | Non-Condensing | Single-Stage | Copper |  |  |  |  | 399000 | 339000 |  |  |  |  | 85 | 80 | [5 empty] | Federally-Regulated Commercial & Industrial Equipment | 2015-12-04
Camus Hydronics | Camus Hydronics | MFPH-0400-2G | Water | LPG | Power | FALSE | FALSE | 1 |  |  |  | None | Non-Condensing | Two-Stage Modulating | Copper |  |  |  |  | 399000 | 339000 |  |  |  |  | 85 | 80 | [5 empty] | Federally-Regulated Commercial & Industrial Equipment | 2015-12-04
Camus Hydronics | Camus Hydronics | MFPH-2002-0G | Water | LPG | Power | FALSE | FALSE | 1 |  |  |  | None | Condensing | Single-Stage | Copper |  |  |  |  | 2000000 | 1900000 |  |  |  |  | 95 | 80 | [5 empty] | Federally-Regulated Commercial & Industrial Equipment | 2015-12-04
Camus Hydronics | Camus Hydronics | MFPH-2002-2G | Water | LPG | Power | FALSE | FALSE | 1 |  |  |  | None | Condensing | Two-Stage Modulating | Copper |  |  |  |  | 2000000 | 1900000 |  |  |  |  | 95 | 80 | [5 empty] | Federally-Regulated Commercial & Industrial Equipment | 2015-12-04
Camus Hydronics | Camus Hydronics | MFPH-2002-MG | Water | LPG | Power | FALSE | FALSE | 1 |  |  |  | None | Condensing | Step Modulating | Copper |  |  |  |  | 2000000 | 1900000 |  |  |  |  | 95 | 80 | [5 empty] | Federally-Regulated Commercial & Industrial Equipment | 2015-12-04
Camus Hydronics | Camus Hydronics | MFNH-1602-MG | Water | Natural Gas | Power | FALSE | FALSE | 1 |  |  |  | None | Condensing | Step Modulating | Copper |  |  |  |  | 1600000 | 1520000 |  |  |  |  | 95 | 80 | [5 empty] | Federally-Regulated Commercial & Industrial Equipment | 2015-12-04
Camus Hydronics | Camus Hydronics | MFPH-1602-0G | Water | LPG | Power | FALSE | FALSE | 1 |  |  |  | None | Condensing | Single-Stage | Copper |  |  |  |  | 1600000 | 1520000 |  |  |  |  | 95 | 80 | [5 empty] | Federally-Regulated Commercial & Industrial Equipment | 2015-12-04
Camus Hydronics | Camus Hydronics | MFPH-1800-2G | Water | LPG | Power | FALSE | FALSE | 1 |  |  |  | None | Non-Condensing | Two-Stage Modulating | Copper |  |  |  |  | 1800000 | 1530000 |  |  |  |  | 85 | 80 | [5 empty] | Federally-Regulated Commercial & Industrial Equipment | 2015-12-04
Camus Hydronics | Camus Hydronics | MFNH-1400-2G | Water | Natural Gas | Power | FALSE | FALSE | 1 |  |  |  | None | Non-Condensing | Two-Stage Modulating | Copper |  |  |  |  | 1400000 | 1190000 |  |  |  |  | 85 | 80 | [5 empty] | Federally-Regulated Commercial & Industrial Equipment | 2015-12-04
Camus Hydronics | Camus Hydronics | MFNH-1400-MG | Water | Natural Gas | Power | FALSE | FALSE | 1 |  |  |  | None | Non-Condensing | Step Modulating | Copper |  |  |  |  | 1400000 | 1190000 |  |  |  |  | 85 | 80 | [5 empty] | Federally-Regulated Commercial & Industrial Equipment | 2015-12-04
Camus Hydronics | Camus Hydronics | MFPH-1200-MG | Water | LPG | Power | FALSE | FALSE | 1 |  |  |  | None | Non-Condensing | Step Modulating | Copper |  |  |  |  | 1200000 | 1020000 |  |  |  |  | 85 | 80 | [5 empty] | Federally-Regulated Commercial & Industrial Equipment | 2015-12-04
Camus Hydronics | Camus Hydronics | MFPH-0800-2G | Water | LPG | Power | FALSE | FALSE | 1 |  |  |  | None | Non-Condensing | Two-Stage Modulating | Copper |  |  |  |  | 800000 | 680000 |  |  |  |  | 85 | 80 | [5 empty] | Federally-Regulated Commercial & Industrial Equipment | 2015-12-04
Camus Hydronics | Camus Hydronics | MFPH-0600-0G | Water | LPG | Power | FALSE | FALSE | 1 |  |  |  | None | Non-Condensing | Single-Stage | Copper |  |  |  |  | 600000 | 510000 |  |  |  |  | 85 | 80 | [5 empty] | Federally-Regulated Commercial & Industrial Equipment | 2015-12-04
Camus Hydronics | Camus Hydronics | MFPH-0600-MG | Water | LPG | Power | FALSE | FALSE | 1 |  |  |  | None | Non-Condensing | Step Modulating | Copper |  |  |  |  | 600000 | 510000 |  |  |  |  | 85 | 80 | [5 empty] | Federally-Regulated Commercial & Industrial Equipment | 2015-12-04
Camus Hydronics | Camus Hydronics | MFPH-0500-0G | Water | LPG | Power | FALSE | FALSE | 1 |  |  |  | None | Non-Condensing | Single-Stage | Copper |  |  |  |  | 500000 | 425000 |  |  |  |  | 85 | 80 | [5 empty] | Federally-Regulated Commercial & Industrial Equipment | 2015-12-04
Camus Hydronics | Camus Hydronics | MFNH-0400-0G | Water | Natural Gas | Power | FALSE | FALSE | 1 |  |  |  | None | Non-Condensing | Single-Stage | Copper |  |  |  |  | 399000 | 339000 |  |  |  |  | 85 | 80 | [5 empty] | Federally-Regulated Commercial & Industrial Equipment | 2015-12-04
Camus Hydronics | Camus Hydronics | MFPH-0400-MG | Water | LPG | Power | FALSE | FALSE | 1 |  |  |  | None | Non-Condensing | Step Modulating | Copper |  |  |  |  | 399000 | 339000 |  |  |  |  | 85 | 80 | [5 empty] | Federally-Regulated Commercial & Industrial Equipment | 2015-12-04
Camus Hydronics | Camus Hydronics | MFNH-2002-2G | Water | Natural Gas | Power | FALSE | FALSE | 1 |  |  |  | None | Condensing | Two-Stage Modulating | Copper |  |  |  |  | 2000000 | 1868000 |  |  |  |  | 93.4 | 80 | [5 empty] | Federally-Regulated Commercial & Industrial Equipment | 2015-12-04
Camus Hydronics | Camus Hydronics | MFPH-1802-2G | Water | LPG | Power | FALSE | FALSE | 1 |  |  |  | None | Condensing | Two-Stage Modulating | Copper |  |  |  |  | 1800000 | 1710000 |  |  |  |  | 95 | 80 | [5 empty] | Federally-Regulated Commercial & Industrial Equipment | 2015-12-04
Camus Hydronics | Camus Hydronics | MFNH-1602-0G | Water | Natural Gas | Power | FALSE | FALSE | 1 |  |  |  | None | Condensing | Single-Stage | Copper |  |  |  |  | 1600000 | 1520000 |  |  |  |  | 95 | 80 | [5 empty] | Federally-Regulated Commercial & Industrial Equipment | 2015-12-04
Camus Hydronics | Camus Hydronics | MFPH-1600-2G | Water | LPG | Power | FALSE | FALSE | 1 |  |  |  | None | Non-Condensing | Two-Stage Modulating | Copper |  |  |  |  | 1600000 | 1360000 |  |  |  |  | 85 | 80 | [5 empty] | Federally-Regulated Commercial & Industrial Equipment | 2015-12-04
Camus Hydronics | Camus Hydronics | MFNH-1200-2G | Water | Natural Gas | Power | FALSE | FALSE | 1 |  |  |  | None | Non-Condensing | Two-Stage Modulating | Copper |  |  |  |  | 1200000 | 1020000 |  |  |  |  | 85 | 80 | [5 empty] | Federally-Regulated Commercial & Industrial Equipment | 2015-12-04
Camus Hydronics | Camus Hydronics | MFNH-1000-0G | Water | Natural Gas | Power | FALSE | FALSE | 1 |  |  |  | None | Non-Condensing | Single-Stage | Copper |  |  |  |  | 1000000 | 850000 |  |  |  |  | 85 | 80 | [5 empty] | Federally-Regulated Commercial & Industrial Equipment | 2015-12-04
Camus Hydronics | Camus Hydronics | MFPH-1000-0G | Water | LPG | Power | FALSE | FALSE | 1 |  |  |  | None | Non-Condensing | Single-Stage | Copper |  |  |  |  | 1000000 | 850000 |  |  |  |  | 85 | 80 | [5 empty] | Federally-Regulated Commercial & Industrial Equipment | 2015-12-04
Camus Hydronics | Camus Hydronics | MFNH-0400-2G | Water | Natural Gas | Power | FALSE | FALSE | 1 |  |  |  | None | Non-Condensing | Two-Stage Modulating | Copper |  |  |  |  | 399000 | 339000 |  |  |  |  | 85 | 80 | [5 empty] | Federally-Regulated Commercial & Industrial Equipment | 2015-12-04
Camus Hydronics | Camus Hydronics | MFNH-0400-MG | Water | Natural Gas | Power | FALSE | FALSE | 1 |  |  |  | None | Non-Condensing | Step Modulating | Copper |  |  |  |  | 399000 | 339000 |  |  |  |  | 85 | 80 | [5 empty] | Federally-Regulated Commercial & Industrial Equipment | 2015-12-04
Camus Hydronics | Camus Hydronics | MFNH-2002-0G | Water | Natural Gas | Power | FALSE | FALSE | 1 |  |  |  | None | Condensing | Single-Stage | Copper |  |  |  |  | 2000000 | 1868000 |  |  |  |  | 93.4 | 80 | [5 empty] | Federally-Regulated Commercial & Industrial Equipment | 2015-12-04
Camus Hydronics | Camus Hydronics | MFNH-2002-MG | Water | Natural Gas | Power | FALSE | FALSE | 1 |  |  |  | None | Condensing | Step Modulating | Copper |  |  |  |  | 2000000 | 1868000 |  |  |  |  | 93.4 | 80 | [5 empty] | Federally-Regulated Commercial & Industrial Equipment | 2015-12-04
Camus Hydronics | Camus Hydronics | MFPH-2012-2G | Water | LPG | Power | FALSE | FALSE | 1 |  |  |  | None | Condensing | Two-Stage Modulating | Copper |  |  |  |  | 2000000 | 1868000 |  |  |  |  | 93.4 | 80 | [5 empty] | Federally-Regulated Commercial & Industrial Equipment | 2015-12-04
Camus Hydronics | Camus Hydronics | MFPH-2012-MG | Water | LPG | Power | FALSE | FALSE | 1 |  |  |  | None | Condensing | Step Modulating | Copper |  |  |  |  | 2000000 | 1868000 |  |  |  |  | 93.4 | 80 | [5 empty] | Federally-Regulated Commercial & Industrial Equipment | 2015-12-04
Camus Hydronics | Camus Hydronics | MFPH-1000-MG | Water | LPG | Power | FALSE | FALSE | 1 |  |  |  | None | Non-Condensing | Step Modulating | Copper |  |  |  |  | 1000000 | 850000 |  |  |  |  | 85 | 80 | [5 empty] | Federally-Regulated Commercial & Industrial Equipment | 2015-12-04
Camus Hydronics | Camus Hydronics | MFNH-0800-0G | Water | Natural Gas | Power | FALSE | FALSE | 1 |  |  |  | None | Non-Condensing | Single-Stage | Copper |  |  |  |  | 800000 | 680000 |  |  |  |  | 85 | 80 | [5 empty] | Federally-Regulated Commercial & Industrial Equipment | 2015-12-04
Camus Hydronics | Camus Hydronics | MFNH-0800-2G | Water | Natural Gas | Power | FALSE | FALSE | 1 |  |  |  | None | Non-Condensing | Two-Stage Modulating | Copper |  |  |  |  | 800000 | 680000 |  |  |  |  | 85 | 80 | [5 empty] | Federally-Regulated Commercial & Industrial Equipment | 2015-12-04
Camus Hydronics | Camus Hydronics | MFPH-0800-0G | Water | LPG | Power | FALSE | FALSE | 1 |  |  |  | None | Non-Condensing | Single-Stage | Copper |  |  |  |  | 800000 | 680000 |  |  |  |  | 85 | 80 | [5 empty] | Federally-Regulated Commercial & Industrial Equipment | 2015-12-04
Camus Hydronics | Camus Hydronics | MFNH-0600-2G | Water | Natural Gas | Power | FALSE | FALSE | 1 |  |  |  | None | Non-Condensing | Two-Stage Modulating | Copper |  |  |  |  | 600000 | 510000 |  |  |  |  | 85 | 80 | [5 empty] | Federally-Regulated Commercial & Industrial Equipment | 2015-12-04
Camus Hydronics | Camus Hydronics | MFNH-0500-0G | Water | Natural Gas | Power | FALSE | FALSE | 1 |  |  |  | None | Non-Condensing | Single-Stage | Copper |  |  |  |  | 500000 | 425000 |  |  |  |  | 85 | 80 | [5 empty] | Federally-Regulated Commercial & Industrial Equipment | 2015-12-04
Camus Hydronics | Camus Hydronics | MFNH-0500-2G | Water | Natural Gas | Power | FALSE | FALSE | 1 |  |  |  | None | Non-Condensing | Two-Stage Modulating | Copper |  |  |  |  | 500000 | 425000 |  |  |  |  | 85 | 80 | [5 empty] | Federally-Regulated Commercial & Industrial Equipment | 2015-12-04
Camus Hydronics | Camus Hydronics | MFNH-0500-MG | Water | Natural Gas | Power | FALSE | FALSE | 1 |  |  |  | None | Non-Condensing | Step Modulating | Copper |  |  |  |  | 500000 | 425000 |  |  |  |  | 85 | 80 | [5 empty] | Federally-Regulated Commercial & Industrial Equipment | 2015-12-04
Camus Hydronics | Camus Hydronics | MFPH-0500-MG | Water | LPG | Power | FALSE | FALSE | 1 |  |  |  | None | Non-Condensing | Step Modulating | Copper |  |  |  |  | 500000 | 425000 |  |  |  |  | 85 | 80 | [5 empty] | Federally-Regulated Commercial & Industrial Equipment | 2015-12-04
Camus Hydronics | Camus Hydronics | MFNH-1802-0G | Water | Natural Gas | Power | FALSE | FALSE | 1 |  |  |  | None | Condensing | Single-Stage | Copper |  |  |  |  | 1800000 | 1710000 |  |  |  |  | 95 | 80 | [5 empty] | Federally-Regulated Commercial & Industrial Equipment | 2015-12-04
Camus Hydronics | Camus Hydronics | MFNH-1802-2G | Water | Natural Gas | Power | FALSE | FALSE | 1 |  |  |  | None | Condensing | Two-Stage Modulating | Copper |  |  |  |  | 1800000 | 1710000 |  |  |  |  | 95 | 80 | [5 empty] | Federally-Regulated Commercial & Industrial Equipment | 2015-12-04
Camus Hydronics | Camus Hydronics | MFNH-1802-MG | Water | Natural Gas | Power | FALSE | FALSE | 1 |  |  |  | None | Condensing | Step Modulating | Copper |  |  |  |  | 1800000 | 1710000 |  |  |  |  | 95 | 80 | [5 empty] | Federally-Regulated Commercial & Industrial Equipment | 2015-12-04
Camus Hydronics | Camus Hydronics | MFPH-1802-0G | Water | LPG | Power | FALSE | FALSE | 1 |  |  |  | None | Condensing | Single-Stage | Copper |  |  |  |  | 1800000 | 1710000 |  |  |  |  | 95 | 80 | [5 empty] | Federally-Regulated Commercial & Industrial Equipment | 2015-12-04
Camus Hydronics | Camus Hydronics | MFPH-1602-2G | Water | LPG | Power | FALSE | FALSE | 1 |  |  |  | None | Condensing | Two-Stage Modulating | Copper |  |  |  |  | 1600000 | 1520000 |  |  |  |  | 95 | 80 | [5 empty] | Federally-Regulated Commercial & Industrial Equipment | 2015-12-04
Camus Hydronics | Camus Hydronics | MFNH-1402-0G | Water | Natural Gas | Power | FALSE | FALSE | 1 |  |  |  | None | Condensing | Single-Stage | Copper |  |  |  |  | 1400000 | 1330000 |  |  |  |  | 95 | 80 | [5 empty] | Federally-Regulated Commercial & Industrial Equipment | 2015-12-04
Camus Hydronics | Camus Hydronics | MFNH-1402-2G | Water | Natural Gas | Power | FALSE | FALSE | 1 |  |  |  | None | Condensing | Two-Stage Modulating | Copper |  |  |  |  | 1400000 | 1330000 |  |  |  |  | 95 | 80 | [5 empty] | Federally-Regulated Commercial & Industrial Equipment | 2015-12-04
Camus Hydronics | Camus Hydronics | MFNH-1402-MG | Water | Natural Gas | Power | FALSE | FALSE | 1 |  |  |  | None | Condensing | Step Modulating | Copper |  |  |  |  | 1400000 | 1330000 |  |  |  |  | 95 | 80 | [5 empty] | Federally-Regulated Commercial & Industrial Equipment | 2015-12-04
Camus Hydronics | Camus Hydronics | MFNH-1202-2G | Water | Natural Gas | Power | FALSE | FALSE | 1 |  |  |  | None | Condensing | Two-Stage Modulating | Copper |  |  |  |  | 1200000 | 1140000 |  |  |  |  | 95 | 80 | [5 empty] | Federally-Regulated Commercial & Industrial Equipment | 2015-12-04
Camus Hydronics | Camus Hydronics | MFNH-1202-MG | Water | Natural Gas | Power | FALSE | FALSE | 1 |  |  |  | None | Condensing | Step Modulating | Copper |  |  |  |  | 1200000 | 1140000 |  |  |  |  | 95 | 80 | [5 empty] | Federally-Regulated Commercial & Industrial Equipment | 2015-12-04
Camus Hydronics | Camus Hydronics | MFPH-1202-0G | Water | LPG | Power | FALSE | FALSE | 1 |  |  |  | None | Condensing | Single-Stage | Copper |  |  |  |  | 1200000 | 1140000 |  |  |  |  | 95 | 80 | [5 empty] | Federally-Regulated Commercial & Industrial Equipment | 2015-12-04
Camus Hydronics | Camus Hydronics | MFPH-1202-2G | Water | LPG | Power | FALSE | FALSE | 1 |  |  |  | None | Condensing | Two-Stage Modulating | Copper |  |  |  |  | 1200000 | 1140000 |  |  |  |  | 95 | 80 | [5 empty] | Federally-Regulated Commercial & Industrial Equipment | 2015-12-04
Crown Boiler Co. | CROWN BOILER | BWC300 | Water | Natural Gas | Pressure | FALSE | FALSE | 1 |  |  |  | None | Condensing | Step Modulating | Other | Single-Speed |  |  |  | 300000 | 265000 |  |  |  |  | 86.5 | 80 | [5 empty] | Federally-Regulated Commercial & Industrial Equipment | 2015-12-04
Crown Boiler Co. | CROWN BOILER | BWC300 | Water | LPG | Pressure | FALSE | FALSE | 1 |  |  |  | None | Condensing | Step Modulating | Other | Single-Speed |  |  |  | 300000 | 265000 |  |  |  |  | 86.5 | 80 | [5 empty] | Federally-Regulated Commercial & Industrial Equipment | 2015-12-04
Crown Boiler Co. | CROWN BOILER | BWC399 | Water | Natural Gas | Pressure | FALSE | FALSE | 1 |  |  |  | None | Condensing | Step Modulating | Other | Single-Speed |  |  |  | 399000 | 350000 |  |  |  |  | 86.5 | 80 | [5 empty] | Federally-Regulated Commercial & Industrial Equipment | 2015-12-04
Crown Boiler Co. | CROWN BOILER | BWC399 | Water | LPG | Pressure | FALSE | FALSE | 1 |  |  |  | None | Condensing | Step Modulating | Other | Single-Speed |  |  |  | 399000 | 350000 |  |  |  |  | 86.5 | 80 | [5 empty] | Federally-Regulated Commercial & Industrial Equipment | 2015-12-04
Crown Boiler Co. | CROWN BOILER | BWC425 | Water | Natural Gas | Pressure | FALSE | FALSE | 1 |  |  |  | None | Condensing | Step Modulating | Other | Single-Speed |  |  |  | 425000 | 367000 |  |  |  |  | 86.5 | 80 | [5 empty] | Federally-Regulated Commercial & Industrial Equipment | 2015-12-04
Crown Boiler Co. | CROWN BOILER | BWC425 | Water | LPG | Pressure | FALSE | FALSE | 1 |  |  |  | None | Condensing | Step Modulating | Other | Single-Speed |  |  |  | 425000 | 367000 |  |  |  |  | 86.5 | 80 | [5 empty] | Federally-Regulated Commercial & Industrial Equipment | 2015-12-04
Crown Boiler Co. | CROWN BOILER | CTPR-3 | Water | Oil | Pressure | FALSE | FALSE | 1 | TRUE |  |  | None | Non-Condensing | Single-Stage | Cast Iron |  |  |  |  | 105000 | 92000 | [9 empty] | 86.6 | 84 | Federally-Regulated Consumer Product | 2015-12-04
Crown Boiler Co. | CROWN BOILER | BWC225 | Water | Natural Gas | Induced Draft | FALSE | FALSE | 1 | TRUE |  |  | None | Condensing | Step Modulating | Other | Single-Speed |  |  |  | 225000 | 202000 | [9 empty] | 91 | 80 | Federally-Regulated Consumer Product | 2015-12-04
Crown Boiler Co. | CROWN BOILER | BWC225 | Water | LPG | Induced Draft | FALSE | FALSE | 1 | TRUE |  |  | None | Condensing | Step Modulating | Other | Single-Speed |  |  |  | 225000 | 202000 | [9 empty] | 91 | 80 | Federally-Regulated Consumer Product | 2015-12-04
Crown Boiler Co. | CROWN BOILER | BWF195 | Water | Natural Gas | Induced Draft | FALSE | FALSE | 1 | TRUE |  |  | None | Non-Condensing | Single-Stage | Cast Iron | Single-Speed |  |  |  | 195000 | 161000 | [9 empty] | 82.3 | 80 | Federally-Regulated Consumer Product | 2015-12-04
Crown Boiler Co. | CROWN BOILER | BWF195 | Water | LPG | Induced Draft | FALSE | FALSE | 1 | TRUE |  |  | None | Non-Condensing | Single-Stage | Cast Iron | Single-Speed |  |  |  | 195000 | 161000 | [9 empty] | 82.3 | 80 | Federally-Regulated Consumer Product | 2015-12-04
Crown Boiler Co. | CROWN BOILER | BWF229 | Water | Natural Gas | Induced Draft | FALSE | FALSE | 1 | TRUE |  |  | None | Non-Condensing | Single-Stage | Cast Iron | Single-Speed |  |  |  | 229000 | 189000 | [9 empty] | 82 | 80 | Federally-Regulated Consumer Product | 2015-12-04
Crown Boiler Co. | CROWN BOILER | BWF229 | Water | LPG | Induced Draft | FALSE | FALSE | 1 | TRUE |  |  | None | Non-Condensing | Single-Stage | Cast Iron | Single-Speed |  |  |  | 229000 | 189000 | [9 empty] | 82 | 80 | Federally-Regulated Consumer Product | 2015-12-04
Crown Boiler Co. | CROWN BOILER | TWZ075 | Water | Oil | Power | FALSE | FALSE | 1 | TRUE |  |  | None | Non-Condensing | Single-Stage | Cast Iron |  |  |  |  | 105000 | 91000 | [9 empty] | 85.8 | 84 | Federally-Regulated Consumer Product | 2015-12-04
Crown Boiler Co. | CROWN BOILER | TWZ175 | Water | Oil | Power | FALSE | FALSE | 1 | TRUE |  |  | None | Non-Condensing | Single-Stage | Cast Iron |  |  |  |  | 245000 | 212000 | [9 empty] | 85.1 | 84 | Federally-Regulated Consumer Product | 2015-12-04
Crown Boiler Co. | CROWN BOILER | CWI103E | Water | Natural Gas | Induced Draft | FALSE | FALSE | 1 | TRUE |  |  | Stack Damper | Non-Condensing | Single-Stage | Cast Iron |  |  |  |  | 103000 | 86000 | [9 empty] | 83.1 | 80 | Federally-Regulated Consumer Product | 2015-12-04
Crown Boiler Co. | CROWN BOILER | CWI103E | Water | LPG | Induced Draft | FALSE | FALSE | 1 | TRUE |  |  | Stack Damper | Non-Condensing | Single-Stage | Cast Iron |  |  |  |  | 103000 | 86000 | [9 empty] | 83.1 | 80 | Federally-Regulated Consumer Product | 2015-12-04
Crown Boiler Co. | CROWN BOILER | CWI138E | Water | Natural Gas | Induced Draft | FALSE | FALSE | 1 | TRUE |  |  | Stack Damper | Non-Condensing | Single-Stage | Cast Iron |  |  |  |  | 138000 | 115000 | [9 empty] | 83.1 | 80 | Federally-Regulated Consumer Product | 2015-12-04
Crown Boiler Co. | CROWN BOILER | CWI138E | Water | LPG | Induced Draft | FALSE | FALSE | 1 | TRUE |  |  | Stack Damper | Non-Condensing | Single-Stage | Cast Iron |  |  |  |  | 138000 | 115000 | [9 empty] | 83.1 | 80 | Federally-Regulated Consumer Product | 2015-12-04
Crown Boiler Co. | CROWN BOILER | CWI172E | Water | Natural Gas | Induced Draft | FALSE | FALSE | 1 | TRUE |  |  | Stack Damper | Non-Condensing | Single-Stage | Cast Iron |  |  |  |  | 172000 | 144000 | [9 empty] | 83.2 | 80 | Federally-Regulated Consumer Product | 2015-12-04
Crown Boiler Co. | CROWN BOILER | CWI172E | Water | LPG | Induced Draft | FALSE | FALSE | 1 | TRUE |  |  | Stack Damper | Non-Condensing | Single-Stage | Cast Iron |  |  |  |  | 172000 | 144000 | [9 empty] | 83.2 | 80 | Federally-Regulated Consumer Product | 2015-12-04
Crown Boiler Co. | CROWN BOILER | CWI207E | Water | Natural Gas | Induced Draft | FALSE | FALSE | 1 | TRUE |  |  | Stack Damper | Non-Condensing | Single-Stage | Cast Iron |  |  |  |  | 207000 | 173000 | [9 empty] | 83.2 | 80 | Federally-Regulated Consumer Product | 2015-12-04
Crown Boiler Co. | CROWN BOILER | CWI207E | Water | LPG | Induced Draft | FALSE | FALSE | 1 | TRUE |  |  | Stack Damper | Non-Condensing | Single-Stage | Cast Iron |  |  |  |  | 207000 | 173000 | [9 empty] | 83.2 | 80 | Federally-Regulated Consumer Product | 2015-12-04
Crown Boiler Co. | CROWN BOILER | TWZ090 | Water | Oil | Power | FALSE | FALSE | 1 | TRUE |  |  | None | Non-Condensing | Single-Stage | Cast Iron |  |  |  |  | 126000 | 111000 | [9 empty] | 86 | 84 | Federally-Regulated Consumer Product | 2015-12-04
Crown Boiler Co. | CROWN BOILER | CWI241E | Water | Natural Gas | Induced Draft | FALSE | FALSE | 1 | TRUE |  |  | Stack Damper | Non-Condensing | Single-Stage | Cast Iron |  |  |  |  | 241000 | 201000 | [9 empty] | 83.2 | 80 | Federally-Regulated Consumer Product | 2015-12-04
Crown Boiler Co. | CROWN BOILER | CWI241E | Water | LPG | Induced Draft | FALSE | FALSE | 1 | TRUE |  |  | Stack Damper | Non-Condensing | Single-Stage | Cast Iron |  |  |  |  | 241000 | 201000 | [9 empty] | 83.2 | 80 | Federally-Regulated Consumer Product | 2015-12-04
Crown Boiler Co. | CROWN BOILER | TWZ200 | Water | Oil | Power | FALSE | FALSE | 1 | TRUE |  |  | None | Non-Condensing | Single-Stage | Cast Iron |  |  |  |  | 280000 | 241000 | [9 empty] | 84.7 | 84 | Federally-Regulated Consumer Product | 2015-12-04
Crown Boiler Co. | CROWN BOILER | CWI276E | Water | Natural Gas | Induced Draft | FALSE | FALSE | 1 | TRUE |  |  | Stack Damper | Non-Condensing | Single-Stage | Cast Iron |  |  |  |  | 276000 | 230000 | [9 empty] | 83.2 | 80 | Federally-Regulated Consumer Product | 2015-12-04
Crown Boiler Co. | CROWN BOILER | CWI276E | Water | LPG | Induced Draft | FALSE | FALSE | 1 | TRUE |  |  | Stack Damper | Non-Condensing | Single-Stage | Cast Iron |  |  |  |  | 276000 | 230000 | [9 empty] | 83.2 | 80 | Federally-Regulated Consumer Product | 2015-12-04
Crown Boiler Co. | CROWN BOILER | BWC090 | Water | Natural Gas | Induced Draft | FALSE | FALSE | 1 | TRUE |  |  | None | Condensing | Step Modulating | Other | Single-Speed |  |  |  | 90000 | 80000 | [9 empty] | 91 | 80 | Federally-Regulated Consumer Product | 2015-12-04
Crown Boiler Co. | CROWN BOILER | BWC090 | Water | LPG | Induced Draft | FALSE | FALSE | 1 | TRUE |  |  | None | Condensing | Step Modulating | Other | Single-Speed |  |  |  | 90000 | 80000 | [9 empty] | 91 | 80 | Federally-Regulated Consumer Product | 2015-12-04
Crown Boiler Co. | CROWN BOILER | BWC120 | Water | Natural Gas | Induced Draft | FALSE | FALSE | 1 | TRUE |  |  | None | Condensing | Step Modulating | Other | Single-Speed |  |  |  | 120000 | 108000 | [9 empty] | 92.8 | 80 | Federally-Regulated Consumer Product | 2015-12-04
Crown Boiler Co. | CROWN BOILER | BWC120 | Water | LPG | Induced Draft | FALSE | FALSE | 1 | TRUE |  |  | None | Condensing | Step Modulating | Other | Single-Speed |  |  |  | 120000 | 108000 | [9 empty] | 92.8 | 80 | Federally-Regulated Consumer Product | 2015-12-04
Crown Boiler Co. | CROWN BOILER | BWC151 | Water | Natural Gas | Induced Draft | FALSE | FALSE | 1 | TRUE |  |  | None | Condensing | Step Modulating | Other | Single-Speed |  |  |  | 150000 | 135000 | [9 empty] | 90.5 | 80 | Federally-Regulated Consumer Product | 2015-12-04
Crown Boiler Co. | CROWN BOILER | BWC151 | Water | LPG | Induced Draft | FALSE | FALSE | 1 | TRUE |  |  | None | Condensing | Step Modulating | Other | Single-Speed |  |  |  | 150000 | 135000 | [9 empty] | 90.5 | 80 | Federally-Regulated Consumer Product | 2015-12-04
Crown Boiler Co. | CROWN BOILER | BWC070 | Water | Natural Gas | Induced Draft | FALSE | FALSE | 1 | TRUE |  |  | None | Condensing | Step Modulating | Other | Single-Speed |  |  |  | 70000 | 63000 | [9 empty] | 91 | 80 | Federally-Regulated Consumer Product | 2015-12-04
Crown Boiler Co. | CROWN BOILER | BWC070 | Water | LPG | Induced Draft | FALSE | FALSE | 1 | TRUE |  |  | None | Condensing | Step Modulating | Other | Single-Speed |  |  |  | 70000 | 63000 | [9 empty] | 91 | 80 | Federally-Regulated Consumer Product | 2015-12-04
Crown Boiler Co. | CROWN BOILER | TWZ065 | Water | Oil | Power | FALSE | FALSE | 1 | TRUE |  |  | None | Non-Condensing | Single-Stage | Cast Iron |  |  |  |  | 91000 | 80000 | [9 empty] | 86.1 | 84 | Federally-Regulated Consumer Product | 2015-12-04
Crown Boiler Co. | CROWN BOILER | TWZ150 | Water | Oil | Power | FALSE | FALSE | 1 | TRUE |  |  | None | Non-Condensing | Single-Stage | Cast Iron |  |  |  |  | 210000 | 179000 | [9 empty] | 84 | 84 | Federally-Regulated Consumer Product | 2015-12-04
Crown Boiler Co. | CROWN BOILER | TWZ125 | Water | Oil | Power | FALSE | FALSE | 1 | TRUE |  |  | None | Non-Condensing | Single-Stage | Cast Iron |  |  |  |  | 175000 | 152000 | [9 empty] | 85.1 | 84 | Federally-Regulated Consumer Product | 2015-12-04
Crown Boiler Co. | CROWN BOILER | TWZ120 | Water | Oil | Power | FALSE | FALSE | 1 | TRUE |  |  | None | Non-Condensing | Single-Stage | Cast Iron |  |  |  |  | 168000 | 147000 | [9 empty] | 85.9 | 84 | Federally-Regulated Consumer Product | 2015-12-04
Crown Boiler Co. | CROWN BOILER | BWC150 | Water | Natural Gas | Induced Draft | FALSE | FALSE | 1 | TRUE |  |  | None | Condensing | Step Modulating | Other | Single-Speed |  |  |  | 150000 | 133000 | [9 empty] | 90.5 | 80 | Federally-Regulated Consumer Product | 2015-12-04
Crown Boiler Co. | CROWN BOILER | BWC150 | Water | LPG | Induced Draft | FALSE | FALSE | 1 | TRUE |  |  | None | Condensing | Step Modulating | Other | Single-Speed |  |  |  | 150000 | 133000 | [9 empty] | 90.5 | 80 | Federally-Regulated Consumer Product | 2015-12-04
Crown Boiler Co. | CROWN BOILER | TWZ100 | Water | Oil | Power | FALSE | FALSE | 1 | TRUE |  |  | None | Non-Condensing | Single-Stage | Cast Iron |  |  |  |  | 140000 | 120000 | [9 empty] | 84.3 | 84 | Federally-Regulated Consumer Product | 2015-12-04
Crown Boiler Co. | CROWN BOILER | CWD193 | Water | Natural Gas | Induced Draft | FALSE | FALSE | 1 | TRUE |  |  | None | Non-Condensing | Single-Stage | Cast Iron | Single-Speed |  |  |  | 192500 | 165000 | [9 empty] | 85.2 | 80 | Federally-Regulated Consumer Product | 2015-12-04
Crown Boiler Co. | CROWN BOILER | CWD193 | Water | LPG | Induced Draft | FALSE | FALSE | 1 | TRUE |  |  | None | Non-Condensing | Single-Stage | Cast Iron | Single-Speed |  |  |  | 192500 | 165000 | [9 empty] | 85.2 | 80 | Federally-Regulated Consumer Product | 2015-12-04
Crown Boiler Co. | CROWN BOILER | CWD138 | Water | Natural Gas | Induced Draft | FALSE | FALSE | 1 | TRUE |  |  | None | Non-Condensing | Single-Stage | Cast Iron | Single-Speed |  |  |  | 137500 | 118000 | [9 empty] | 85.2 | 80 | Federally-Regulated Consumer Product | 2015-12-04
Crown Boiler Co. | CROWN BOILER | CWD138 | Water | LPG | Induced Draft | FALSE | FALSE | 1 | TRUE |  |  | None | Non-Condensing | Single-Stage | Cast Iron | Single-Speed |  |  |  | 137500 | 118000 | [9 empty] | 85.2 | 80 | Federally-Regulated Consumer Product | 2015-12-04
Crown Boiler Co. | CROWN BOILER | CT35 | Water | Oil | Pressure | FALSE | FALSE | 1 | TRUE |  |  | None | Non-Condensing | Single-Stage | Cast Iron |  |  |  |  | 140000 | 120000 | [9 empty] | 84.7 | 84 | Federally-Regulated Consumer Product | 2015-12-04
Crown Boiler Co. | CROWN BOILER | CTPB-3 | Water | Oil | Pressure | FALSE | FALSE | 1 | TRUE |  |  | None | Non-Condensing | Single-Stage | Cast Iron |  |  |  |  | 105000 | 92000 | [9 empty] | 86.6 | 84 | Federally-Regulated Consumer Product | 2015-12-04
Crown Boiler Co. | CROWN BOILER | CT45 | Water | Oil | Pressure | FALSE | FALSE | 1 | TRUE |  |  | None | Non-Condensing | Single-Stage | Cast Iron |  |  |  |  | 189000 | 160000 | [9 empty] | 84 | 84 | Federally-Regulated Consumer Product | 2015-12-04
Crown Boiler Co. | CROWN BOILER | CWD060 | Water | Natural Gas | Induced Draft | FALSE | FALSE | 1 | TRUE |  |  | None | Non-Condensing | Single-Stage | Cast Iron | Single-Speed |  |  |  | 60000 | 51000 | [9 empty] | 85.1 | 80 | Federally-Regulated Consumer Product | 2015-12-04
Crown Boiler Co. | CROWN BOILER | CWD060 | Water | LPG | Induced Draft | FALSE | FALSE | 1 | TRUE |  |  | None | Non-Condensing | Single-Stage | Cast Iron | Single-Speed |  |  |  | 60000 | 51000 | [9 empty] | 85.1 | 80 | Federally-Regulated Consumer Product | 2015-12-04
Crown Boiler Co. | CROWN BOILER | CWD083 | Water | Natural Gas | Induced Draft | FALSE | FALSE | 1 | TRUE |  |  | None | Non-Condensing | Single-Stage | Cast Iron | Single-Speed |  |  |  | 82500 | 71000 | [9 empty] | 85.1 | 80 | Federally-Regulated Consumer Product | 2015-12-04
Crown Boiler Co. | CROWN BOILER | CWD083 | Water | LPG | Induced Draft | FALSE | FALSE | 1 | TRUE |  |  | None | Non-Condensing | Single-Stage | Cast Iron | Single-Speed |  |  |  | 82500 | 71000 | [9 empty] | 85.1 | 80 | Federally-Regulated Consumer Product | 2015-12-04
Crown Boiler Co. | CROWN BOILER | CWD110 | Water | Natural Gas | Induced Draft | FALSE | FALSE | 1 | TRUE |  |  | None | Non-Condensing | Single-Stage | Cast Iron | Single-Speed |  |  |  | 110000 | 94000 | [9 empty] | 85.2 | 80 | Federally-Regulated Consumer Product | 2015-12-04
Crown Boiler Co. | CROWN BOILER | CWD110 | Water | LPG | Induced Draft | FALSE | FALSE | 1 | TRUE |  |  | None | Non-Condensing | Single-Stage | Cast Iron | Single-Speed |  |  |  | 110000 | 94000 | [9 empty] | 85.2 | 80 | Federally-Regulated Consumer Product | 2015-12-04
Crown Boiler Co. | CROWN BOILER | CWD165 | Water | Natural Gas | Induced Draft | FALSE | FALSE | 1 | TRUE |  |  | None | Non-Condensing | Single-Stage | Cast Iron | Single-Speed |  |  |  | 165000 | 142000 | [9 empty] | 85.2 | 80 | Federally-Regulated Consumer Product | 2015-12-04
Crown Boiler Co. | CROWN BOILER | CWD165 | Water | LPG | Induced Draft | FALSE | FALSE | 1 | TRUE |  |  | None | Non-Condensing | Single-Stage | Cast Iron | Single-Speed |  |  |  | 165000 | 142000 | [9 empty] | 85.2 | 80 | Federally-Regulated Consumer Product | 2015-12-04
Crown Boiler Co. | CROWN BOILER | CWD220 | Water | Natural Gas | Induced Draft | FALSE | FALSE | 1 | TRUE |  |  | None | Non-Condensing | Single-Stage | Cast Iron | Single-Speed |  |  |  | 220000 | 189000 | [9 empty] | 85.2 | 80 | Federally-Regulated Consumer Product | 2015-12-04
Crown Boiler Co. | CROWN BOILER | CWD220 | Water | LPG | Induced Draft | FALSE | FALSE | 1 | TRUE |  |  | None | Non-Condensing | Single-Stage | Cast Iron | Single-Speed |  |  |  | 220000 | 189000 | [9 empty] | 85.2 | 80 | Federally-Regulated Consumer Product | 2015-12-04
Crown Boiler Co. | CROWN BOILER | CWD245 | Water | Natural Gas | Induced Draft | FALSE | FALSE | 1 | TRUE |  |  | None | Non-Condensing | Single-Stage | Cast Iron | Single-Speed |  |  |  | 245000 | 211000 | [9 empty] | 85.3 | 80 | Federally-Regulated Consumer Product | 2015-12-04
Crown Boiler Co. | CROWN BOILER | CWD245 | Water | LPG | Induced Draft | FALSE | FALSE | 1 | TRUE |  |  | None | Non-Condensing | Single-Stage | Cast Iron | Single-Speed |  |  |  | 245000 | 211000 | [9 empty] | 85.3 | 80 | Federally-Regulated Consumer Product | 2015-12-04
Crown Boiler Co. | CROWN BOILER | BWF061 | Water | Natural Gas | Induced Draft | FALSE | FALSE | 1 | TRUE |  |  | None | Non-Condensing | Single-Stage | Cast Iron | Single-Speed |  |  |  | 61000 | 51000 | [9 empty] | 83.3 | 80 | Federally-Regulated Consumer Product | 2015-12-04
Crown Boiler Co. | CROWN BOILER | BWF061 | Water | LPG | Induced Draft | FALSE | FALSE | 1 | TRUE |  |  | None | Non-Condensing | Single-Stage | Cast Iron | Single-Speed |  |  |  | 61000 | 51000 | [9 empty] | 83.3 | 80 | Federally-Regulated Consumer Product | 2015-12-04
Crown Boiler Co. | CROWN BOILER | BWF095 | Water | Natural Gas | Induced Draft | FALSE | FALSE | 1 | TRUE |  |  | None | Non-Condensing | Single-Stage | Cast Iron | Single-Speed |  |  |  | 95000 | 78000 | [9 empty] | 83.1 | 80 | Federally-Regulated Consumer Product | 2015-12-04
Crown Boiler Co. | CROWN BOILER | BWF095 | Water | LPG | Induced Draft | FALSE | FALSE | 1 | TRUE |  |  | None | Non-Condensing | Single-Stage | Cast Iron | Single-Speed |  |  |  | 95000 | 78000 | [9 empty] | 83.1 | 80 | Federally-Regulated Consumer Product | 2015-12-04
Crown Boiler Co. | CROWN BOILER | BWF128 | Water | Natural Gas | Induced Draft | FALSE | FALSE | 1 | TRUE |  |  | None | Non-Condensing | Single-Stage | Cast Iron | Single-Speed |  |  |  | 128000 | 106000 | [9 empty] | 82.8 | 80 | Federally-Regulated Consumer Product | 2015-12-04
Crown Boiler Co. | CROWN BOILER | BWF128 | Water | LPG | Induced Draft | FALSE | FALSE | 1 | TRUE |  |  | None | Non-Condensing | Single-Stage | Cast Iron | Single-Speed |  |  |  | 128000 | 106000 | [9 empty] | 82.8 | 80 | Federally-Regulated Consumer Product | 2015-12-04
Crown Boiler Co. | CROWN BOILER | BWF162 | Water | Natural Gas | Induced Draft | FALSE | FALSE | 1 | TRUE |  |  | None | Non-Condensing | Single-Stage | Cast Iron | Single-Speed |  |  |  | 162000 | 134000 | [9 empty] | 82.5 | 80 | Federally-Regulated Consumer Product | 2015-12-04
Crown Boiler Co. | CROWN BOILER | BWF162 | Water | LPG | Induced Draft | FALSE | FALSE | 1 | TRUE |  |  | None | Non-Condensing | Single-Stage | Cast Iron | Single-Speed |  |  |  | 162000 | 134000 | [9 empty] | 82.5 | 80 | Federally-Regulated Consumer Product | 2015-12-04
Crown Boiler Co. | CROWN BOILER | AWR038 | Water | Natural Gas | Injection Type | FALSE | FALSE | 1 | TRUE |  |  | Stack Damper | Non-Condensing | Single-Stage | Cast Iron | Single-Speed |  |  |  | 38000 | 32000 | [9 empty] | 83 | 80 | Federally-Regulated Consumer Product | 2015-12-04
Crown Boiler Co. | CROWN BOILER | AWR038 | Water | LPG | Injection Type | FALSE | FALSE | 1 | TRUE |  |  | Stack Damper | Non-Condensing | Single-Stage | Cast Iron | Single-Speed |  |  |  | 38000 | 32000 | [9 empty] | 83 | 80 | Federally-Regulated Consumer Product | 2015-12-04
Crown Boiler Co. | CROWN BOILER | AWR070 | Water | Natural Gas | Injection Type | FALSE | FALSE | 1 | TRUE |  |  | Stack Damper | Non-Condensing | Single-Stage | Cast Iron | Single-Speed |  |  |  | 70000 | 58000 | [9 empty] | 83.5 | 80 | Federally-Regulated Consumer Product | 2015-12-04
Crown Boiler Co. | CROWN BOILER | AWR070 | Water | LPG | Injection Type | FALSE | FALSE | 1 | TRUE |  |  | Stack Damper | Non-Condensing | Single-Stage | Cast Iron | Single-Speed |  |  |  | 70000 | 58000 | [9 empty] | 83.5 | 80 | Federally-Regulated Consumer Product | 2015-12-04
Crown Boiler Co. | CROWN BOILER | AWR105 | Water | Natural Gas | Injection Type | FALSE | FALSE | 1 | TRUE |  |  | Stack Damper | Non-Condensing | Single-Stage | Cast Iron | Single-Speed |  |  |  | 105000 | 87000 | [9 empty] | 83.7 | 80 | Federally-Regulated Consumer Product | 2015-12-04
Crown Boiler Co. | CROWN BOILER | AWR105 | Water | LPG | Injection Type | FALSE | FALSE | 1 | TRUE |  |  | Stack Damper | Non-Condensing | Single-Stage | Cast Iron | Single-Speed |  |  |  | 105000 | 87000 | [9 empty] | 83.7 | 80 | Federally-Regulated Consumer Product | 2015-12-04
Crown Boiler Co. | CROWN BOILER | AWR140 | Water | Natural Gas | Injection Type | FALSE | FALSE | 1 | TRUE |  |  | Stack Damper | Non-Condensing | Single-Stage | Cast Iron | Single-Speed |  |  |  | 140000 | 117000 | [9 empty] | 83.6 | 80 | Federally-Regulated Consumer Product | 2015-12-04
Crown Boiler Co. | CROWN BOILER | AWR140 | Water | LPG | Injection Type | FALSE | FALSE | 1 | TRUE |  |  | Stack Damper | Non-Condensing | Single-Stage | Cast Iron | Single-Speed |  |  |  | 140000 | 117000 | [9 empty] | 83.6 | 80 | Federally-Regulated Consumer Product | 2015-12-04
Crown Boiler Co. | CROWN BOILER | AWR175 | Water | Natural Gas | Injection Type | FALSE | FALSE | 1 | TRUE |  |  | Stack Damper | Non-Condensing | Single-Stage | Cast Iron | Single-Speed |  |  |  | 175000 | 146000 | [9 empty] | 83.5 | 80 | Federally-Regulated Consumer Product | 2015-12-04
Crown Boiler Co. | CROWN BOILER | AWR175 | Water | LPG | Injection Type | FALSE | FALSE | 1 | TRUE |  |  | Stack Damper | Non-Condensing | Single-Stage | Cast Iron | Single-Speed |  |  |  | 175000 | 146000 | [9 empty] | 83.5 | 80 | Federally-Regulated Consumer Product | 2015-12-04
Crown Boiler Co. | CROWN BOILER | AWR210 | Water | Natural Gas | Injection Type | FALSE | FALSE | 1 | TRUE |  |  | Stack Damper | Non-Condensing | Single-Stage | Cast Iron | Single-Speed |  |  |  | 210000 | 175000 | [9 empty] | 83.4 | 80 | Federally-Regulated Consumer Product | 2015-12-04
Crown Boiler Co. | CROWN BOILER | AWR210 | Water | LPG | Injection Type | FALSE | FALSE | 1 | TRUE |  |  | Stack Damper | Non-Condensing | Single-Stage | Cast Iron | Single-Speed |  |  |  | 210000 | 175000 | [9 empty] | 83.4 | 80 | Federally-Regulated Consumer Product | 2015-12-04
Crown Boiler Co. | CROWN BOILER | AWR245 | Water | Natural Gas | Injection Type | FALSE | FALSE | 1 | TRUE |  |  | Stack Damper | Non-Condensing | Single-Stage | Cast Iron | Single-Speed |  |  |  | 245000 | 205000 | [9 empty] | 83.4 | 80 | Federally-Regulated Consumer Product | 2015-12-04
Crown Boiler Co. | CROWN BOILER | AWR245 | Water | LPG | Injection Type | FALSE | FALSE | 1 | TRUE |  |  | Stack Damper | Non-Condensing | Single-Stage | Cast Iron | Single-Speed |  |  |  | 245000 | 205000 | [9 empty] | 83.4 | 80 | Federally-Regulated Consumer Product | 2015-12-04
Crown Boiler Co. | CROWN BOILER | AWR280 | Water | Natural Gas | Injection Type | FALSE | FALSE | 1 | TRUE |  |  | Stack Damper | Non-Condensing | Single-Stage | Cast Iron | Single-Speed |  |  |  | 280000 | 234000 | [9 empty] | 83.3 | 80 | Federally-Regulated Consumer Product | 2015-12-04
Crown Boiler Co. | CROWN BOILER | AWR280 | Water | LPG | Injection Type | FALSE | FALSE | 1 | TRUE |  |  | Stack Damper | Non-Condensing | Single-Stage | Cast Iron | Single-Speed |  |  |  | 280000 | 234000 | [9 empty] | 83.3 | 80 | Federally-Regulated Consumer Product | 2015-12-04
DDR Americas, Inc. | DE DIETRICH | GT 430A-9 | Water | Natural Gas | Power | FALSE | FALSE | 1 |  |  |  | Electro-Mechanical Inlet Dampe | Non-Condensing | Step Modulating | Cast Iron |  |  |  |  | 1947000 | 1655000 |  |  |  |  | 85.2 | 80 | [5 empty] | Federally-Regulated Commercial & Industrial Equipment | 2015-12-04
DDR Americas, Inc. | DE DIETRICH | GT 430A-9 | Water | LPG | Power | FALSE | FALSE | 1 |  |  |  | Electro-Mechanical Inlet Dampe | Non-Condensing | Step Modulating | Cast Iron |  |  |  |  | 1947000 | 1655000 |  |  |  |  | 85.2 | 80 | [5 empty] | Federally-Regulated Commercial & Industrial Equipment | 2015-12-04
DDR Americas, Inc. | DE DIETRICH | GT 228A | Water | Natural Gas | Power | FALSE | FALSE | 1 |  |  |  | Electro-Mechanical Inlet Dampe | Non-Condensing | Two-Stage Modulating | Cast Iron |  |  |  |  | 361000 | 307000 |  |  |  |  | 85.2 | 80 | [5 empty] | Federally-Regulated Commercial & Industrial Equipment | 2015-12-04
DDR Americas, Inc. | DE DIETRICH | GT 228A | Water | LPG | Power | FALSE | FALSE | 1 |  |  |  | Electro-Mechanical Inlet Dampe | Non-Condensing | Two-Stage Modulating | Cast Iron |  |  |  |  | 361000 | 307000 |  |  |  |  | 85.2 | 80 | [5 empty] | Federally-Regulated Commercial & Industrial Equipment | 2015-12-04
DDR Americas, Inc. | DE DIETRICH | GT 227A | Water | Natural Gas | Power | FALSE | FALSE | 1 |  |  |  | Electro-Mechanical Inlet Dampe | Non-Condensing | Two-Stage Modulating | Cast Iron |  |  |  |  | 324000 | 276000 |  |  |  |  | 85.2 | 80 | [5 empty] | Federally-Regulated Commercial & Industrial Equipment | 2015-12-04
DDR Americas, Inc. | DE DIETRICH | GT 227A | Water | LPG | Power | FALSE | FALSE | 1 |  |  |  | Electro-Mechanical Inlet Dampe | Non-Condensing | Two-Stage Modulating | Cast Iron |  |  |  |  | 324000 | 276000 |  |  |  |  | 85.2 | 80 | [5 empty] | Federally-Regulated Commercial & Industrial Equipment | 2015-12-04
DDR Americas, Inc. | DE DIETRICH | C230-160 ECO-A | Water | Natural Gas | Power | FALSE | FALSE | 1 |  |  |  | None | Condensing | Step Modulating | Other |  |  |  |  | 680000 | 605000 |  |  |  |  | 89 | 80 | [5 empty] | Federally-Regulated Commercial & Industrial Equipment | 2015-12-04
DDR Americas, Inc. | DE DIETRICH | C230-160 ECO-A | Water | LPG | Power | FALSE | FALSE | 1 |  |  |  | None | Condensing | Step Modulating | Other |  |  |  |  | 680000 | 605000 |  |  |  |  | 89 | 80 | [5 empty] | Federally-Regulated Commercial & Industrial Equipment | 2015-12-04
DDR Americas, Inc. | DE DIETRICH | C230-120 ECO-A | Water | Natural Gas | Power | FALSE | FALSE | 1 |  |  |  | None | Condensing | Step Modulating | Other |  |  |  |  | 400000 | 356000 |  |  |  |  | 89 | 80 | [5 empty] | Federally-Regulated Commercial & Industrial Equipment | 2015-12-04
DDR Americas, Inc. | DE DIETRICH | C230-120 ECO-A | Water | LPG | Power | FALSE | FALSE | 1 |  |  |  | None | Condensing | Step Modulating | Other |  |  |  |  | 400000 | 356000 |  |  |  |  | 89 | 80 | [5 empty] | Federally-Regulated Commercial & Industrial Equipment | 2015-12-04
DDR Americas, Inc. | DE DIETRICH | C230-200 ECO-A | Water | Natural Gas | Power | FALSE | FALSE | 1 |  |  |  | None | Condensing | Step Modulating | Other |  |  |  |  | 820000 | 730000 |  |  |  |  | 89 | 80 | [5 empty] | Federally-Regulated Commercial & Industrial Equipment | 2015-12-04
DDR Americas, Inc. | DE DIETRICH | C230-200 ECO-A | Water | LPG | Power | FALSE | FALSE | 1 |  |  |  | None | Condensing | Step Modulating | Other |  |  |  |  | 820000 | 730000 |  |  |  |  | 89 | 80 | [5 empty] | Federally-Regulated Commercial & Industrial Equipment | 2015-12-04
DDR Americas, Inc. | DE DIETRICH | C230-80 ECO-A | Water | Natural Gas | Power | FALSE | FALSE | 1 |  |  |  | None | Condensing | Step Modulating | Other |  |  |  |  | 325000 | 289000 |  |  |  |  | 89 | 80 | [5 empty] | Federally-Regulated Commercial & Industrial Equipment | 2015-12-04
DDR Americas, Inc. | DE DIETRICH | C230-80 ECO-A | Water | LPG | Power | FALSE | FALSE | 1 |  |  |  | None | Condensing | Step Modulating | Other |  |  |  |  | 325000 | 289000 |  |  |  |  | 89 | 80 | [5 empty] | Federally-Regulated Commercial & Industrial Equipment | 2015-12-04
DDR Americas, Inc. | DE DIETRICH | GAS 310-8 ECO | Water | Natural Gas | Power | FALSE | FALSE | 1 |  |  |  | Electro-Mechanical Inlet Dampe | Condensing | Step Modulating | Other |  |  |  |  | 1785000 | 1703000 |  |  |  |  | 97.4 | 80 | [5 empty] | Federally-Regulated Commercial & Industrial Equipment | 2015-12-04
DDR Americas, Inc. | DE DIETRICH | GAS 310-7 ECO | Water | Natural Gas | Power | FALSE | FALSE | 1 |  |  |  | Electro-Mechanical Inlet Dampe | Condensing | Step Modulating | Other |  |  |  |  | 1529000 | 1457000 |  |  |  |  | 97.4 | 80 | [5 empty] | Federally-Regulated Commercial & Industrial Equipment | 2015-12-04
DDR Americas, Inc. | DE DIETRICH | GAS 310-9 ECO | Water | Natural Gas | Power | FALSE | FALSE | 1 |  |  |  | Electro-Mechanical Inlet Dampe | Condensing | Step Modulating | Other |  |  |  |  | 2049000 | 1955000 |  |  |  |  | 97.4 | 80 | [5 empty] | Federally-Regulated Commercial & Industrial Equipment | 2015-12-04
DDR Americas, Inc. | DE DIETRICH | GAS 310-5 ECO | Water | Natural Gas | Power | FALSE | FALSE | 1 |  |  |  | Electro-Mechanical Inlet Dampe | Condensing | Step Modulating | Other |  |  |  |  | 1017000 | 962000 |  |  |  |  | 97.4 | 80 | [5 empty] | Federally-Regulated Commercial & Industrial Equipment | 2015-12-04
DDR Americas, Inc. | DE DIETRICH | GAS 310-6 ECO | Water | Natural Gas | Power | FALSE | FALSE | 1 |  |  |  | Electro-Mechanical Inlet Dampe | Condensing | Step Modulating | Other |  |  |  |  | 1269000 | 1205000 |  |  |  |  | 97.4 | 80 | [5 empty] | Federally-Regulated Commercial & Industrial Equipment | 2015-12-04
DDR Americas, Inc. | DE DIETRICH | GT 430A-10 | Water | Natural Gas | Power | FALSE | FALSE | 1 |  |  |  | Electro-Mechanical Inlet Dampe | Non-Condensing | Step Modulating | Cast Iron |  |  |  |  | 2278000 | 1937000 |  |  |  |  | 85.2 | 80 | [5 empty] | Federally-Regulated Commercial & Industrial Equipment | 2015-12-04
DDR Americas, Inc. | DE DIETRICH | GT 430A-10 | Water | LPG | Power | FALSE | FALSE | 1 |  |  |  | Electro-Mechanical Inlet Dampe | Non-Condensing | Step Modulating | Cast Iron |  |  |  |  | 2278000 | 1937000 |  |  |  |  | 85.2 | 80 | [5 empty] | Federally-Regulated Commercial & Industrial Equipment | 2015-12-04
DDR Americas, Inc. | DE DIETRICH | GT 530A-19 | Water | Natural Gas | Power | FALSE | FALSE | 3 |  |  |  | Electro-Mechanical Inlet Dampe | Non-Condensing | Step Modulating | Cast Iron |  |  |  |  | 4759000 | 4054000 |  |  | 85.2 | 82 | [7 empty] | Federally-Regulated Commercial & Industrial Equipment | 2015-12-04
DDR Americas, Inc. | DE DIETRICH | GT 530A-19 | Water | LPG | Power | FALSE | FALSE | 3 |  |  |  | Electro-Mechanical Inlet Dampe | Non-Condensing | Step Modulating | Cast Iron |  |  |  |  | 4759000 | 4054000 |  |  | 85.2 | 82 | [7 empty] | Federally-Regulated Commercial & Industrial Equipment | 2015-12-04
DDR Americas, Inc. | DE DIETRICH | GT 530A-20 | Water | Natural Gas | Power | FALSE | FALSE | 3 |  |  |  | Electro-Mechanical Inlet Dampe | Non-Condensing | Step Modulating | Cast Iron |  |  |  |  | 4975000 | 4239000 |  |  | 85.2 | 82 | [7 empty] | Federally-Regulated Commercial & Industrial Equipment | 2015-12-04
DDR Americas, Inc. | DE DIETRICH | GT 530A-20 | Water | LPG | Power | FALSE | FALSE | 3 |  |  |  | Electro-Mechanical Inlet Dampe | Non-Condensing | Step Modulating | Cast Iron |  |  |  |  | 4975000 | 4239000 |  |  | 85.2 | 82 | [7 empty] | Federally-Regulated Commercial & Industrial Equipment | 2015-12-04
DDR Americas, Inc. | DE DIETRICH | GT 339A | Water | Natural Gas | Power | FALSE | FALSE | 1 |  |  |  | Electro-Mechanical Inlet Dampe | Non-Condensing | Step Modulating | Cast Iron |  |  |  |  | 1442000 | 1226000 |  |  |  |  | 85.2 | 80 | [5 empty] | Federally-Regulated Commercial & Industrial Equipment | 2015-12-04
DDR Americas, Inc. | DE DIETRICH | GT 339A | Water | LPG | Power | FALSE | FALSE | 1 |  |  |  | Electro-Mechanical Inlet Dampe | Non-Condensing | Step Modulating | Cast Iron |  |  |  |  | 1442000 | 1226000 |  |  |  |  | 85.2 | 80 | [5 empty] | Federally-Regulated Commercial & Industrial Equipment | 2015-12-04
DDR Americas, Inc. | DE DIETRICH | GT 337A | Water | Natural Gas | Power | FALSE | FALSE | 1 |  |  |  | Electro-Mechanical Inlet Dampe | Non-Condensing | Step Modulating | Cast Iron |  |  |  |  | 1024000 | 870000 |  |  |  |  | 85.2 | 80 | [5 empty] | Federally-Regulated Commercial & Industrial Equipment | 2015-12-04
DDR Americas, Inc. | DE DIETRICH | GT 337A | Water | LPG | Power | FALSE | FALSE | 1 |  |  |  | Electro-Mechanical Inlet Dampe | Non-Condensing | Step Modulating | Cast Iron |  |  |  |  | 1024000 | 870000 |  |  |  |  | 85.2 | 80 | [5 empty] | Federally-Regulated Commercial & Industrial Equipment | 2015-12-04
DDR Americas, Inc. | DE DIETRICH | GT 338A | Water | Natural Gas | Power | FALSE | FALSE | 1 |  |  |  | Electro-Mechanical Inlet Dampe | Non-Condensing | Step Modulating | Cast Iron |  |  |  |  | 1226000 | 1042000 |  |  |  |  | 85.2 | 80 | [5 empty] | Federally-Regulated Commercial & Industrial Equipment | 2015-12-04
DDR Americas, Inc. | DE DIETRICH | GT 338A | Water | LPG | Power | FALSE | FALSE | 1 |  |  |  | Electro-Mechanical Inlet Dampe | Non-Condensing | Step Modulating | Cast Iron |  |  |  |  | 1226000 | 1042000 |  |  |  |  | 85.2 | 80 | [5 empty] | Federally-Regulated Commercial & Industrial Equipment | 2015-12-04
DDR Americas, Inc. | DE DIETRICH | GT 336A | Water | Natural Gas | Power | FALSE | FALSE | 1 |  |  |  | Electro-Mechanical Inlet Dampe | Non-Condensing | Step Modulating | Cast Iron |  |  |  |  | 808000 | 686000 |  |  |  |  | 85.2 | 80 | [5 empty] | Federally-Regulated Commercial & Industrial Equipment | 2015-12-04
DDR Americas, Inc. | DE DIETRICH | GT 336A | Water | LPG | Power | FALSE | FALSE | 1 |  |  |  | Electro-Mechanical Inlet Dampe | Non-Condensing | Step Modulating | Cast Iron |  |  |  |  | 808000 | 686000 |  |  |  |  | 85.2 | 80 | [5 empty] | Federally-Regulated Commercial & Industrial Equipment | 2015-12-04
DDR Americas, Inc. | DE DIETRICH | GT 335A | Water | Natural Gas | Power | FALSE | FALSE | 1 |  |  |  | Electro-Mechanical Inlet Dampe | Non-Condensing | Step Modulating | Cast Iron |  |  |  |  | 598000 | 509000 |  |  |  |  | 85.2 | 80 | [5 empty] | Federally-Regulated Commercial & Industrial Equipment | 2015-12-04
DDR Americas, Inc. | DE DIETRICH | GT 335A | Water | LPG | Power | FALSE | FALSE | 1 |  |  |  | Electro-Mechanical Inlet Dampe | Non-Condensing | Step Modulating | Cast Iron |  |  |  |  | 598000 | 509000 |  |  |  |  | 85.2 | 80 | [5 empty] | Federally-Regulated Commercial & Industrial Equipment | 2015-12-04
DDR Americas, Inc. | DE DIETRICH | GT 530A-21 | Water | Natural Gas | Power | FALSE | FALSE | 3 |  |  |  | Electro-Mechanical Inlet Dampe | Non-Condensing | Step Modulating | Cast Iron |  |  |  |  | 5191000 | 4423000 |  |  | 85.2 | 82 | [7 empty] | Federally-Regulated Commercial & Industrial Equipment | 2015-12-04
DDR Americas, Inc. | DE DIETRICH | GT 530A-21 | Water | LPG | Power | FALSE | FALSE | 3 |  |  |  | Electro-Mechanical Inlet Dampe | Non-Condensing | Step Modulating | Cast Iron |  |  |  |  | 5191000 | 4423000 |  |  | 85.2 | 82 | [7 empty] | Federally-Regulated Commercial & Industrial Equipment | 2015-12-04
DDR Americas, Inc. | DE DIETRICH | GT 430A-8 | Water | Natural Gas | Power | FALSE | FALSE | 1 |  |  |  | Electro-Mechanical Inlet Dampe | Non-Condensing | Step Modulating | Cast Iron |  |  |  |  | 1730000 | 1471000 |  |  |  |  | 85.2 | 80 | [5 empty] | Federally-Regulated Commercial & Industrial Equipment | 2015-12-04
DDR Americas, Inc. | DE DIETRICH | GT 430A-8 | Water | LPG | Power | FALSE | FALSE | 1 |  |  |  | Electro-Mechanical Inlet Dampe | Non-Condensing | Step Modulating | Cast Iron |  |  |  |  | 1730000 | 1471000 |  |  |  |  | 85.2 | 80 | [5 empty] | Federally-Regulated Commercial & Industrial Equipment | 2015-12-04
DDR Americas, Inc. | DE DIETRICH | GT 430A-14 | Water | Natural Gas | Power | FALSE | FALSE | 1 |  |  |  | Electro-Mechanical Inlet Dampe | Non-Condensing | Step Modulating | Cast Iron |  |  |  |  | 3389000 | 2880000 |  |  | 85.2 | 82 | [7 empty] | Federally-Regulated Commercial & Industrial Equipment | 2015-12-04
DDR Americas, Inc. | DE DIETRICH | GT 430A-14 | Water | LPG | Power | FALSE | FALSE | 1 |  |  |  | Electro-Mechanical Inlet Dampe | Non-Condensing | Step Modulating | Cast Iron |  |  |  |  | 3389000 | 2880000 |  |  | 85.2 | 82 | [7 empty] | Federally-Regulated Commercial & Industrial Equipment | 2015-12-04
DDR Americas, Inc. | DE DIETRICH | GT 430A-13 | Water | Natural Gas | Power | FALSE | FALSE | 1 |  |  |  | Electro-Mechanical Inlet Dampe | Non-Condensing | Step Modulating | Cast Iron |  |  |  |  | 3100000 | 2635000 |  |  | 85.2 | 82 | [7 empty] | Federally-Regulated Commercial & Industrial Equipment | 2015-12-04
DDR Americas, Inc. | DE DIETRICH | GT 430A-13 | Water | LPG | Power | FALSE | FALSE | 1 |  |  |  | Electro-Mechanical Inlet Dampe | Non-Condensing | Step Modulating | Cast Iron |  |  |  |  | 3100000 | 2635000 |  |  | 85.2 | 82 | [7 empty] | Federally-Regulated Commercial & Industrial Equipment | 2015-12-04
DDR Americas, Inc. | DE DIETRICH | GT 430A-11 | Water | Natural Gas | Power | FALSE | FALSE | 1 |  |  |  | Electro-Mechanical Inlet Dampe | Non-Condensing | Step Modulating | Cast Iron |  |  |  |  | 2567000 | 2182000 |  |  | 85.2 | 82 | [7 empty] | Federally-Regulated Commercial & Industrial Equipment | 2015-12-04
DDR Americas, Inc. | DE DIETRICH | GT 430A-11 | Water | LPG | Power | FALSE | FALSE | 1 |  |  |  | Electro-Mechanical Inlet Dampe | Non-Condensing | Step Modulating | Cast Iron |  |  |  |  | 2567000 | 2182000 |  |  | 85.2 | 82 | [7 empty] | Federally-Regulated Commercial & Industrial Equipment | 2015-12-04
DDR Americas, Inc. | DE DIETRICH | GT 530A-22 | Water | Natural Gas | Power | FALSE | FALSE | 3 |  |  |  | Electro-Mechanical Inlet Dampe | Non-Condensing | Step Modulating | Cast Iron |  |  |  |  | 5480000 | 4669000 |  |  | 85.2 | 82 | [7 empty] | Federally-Regulated Commercial & Industrial Equipment | 2015-12-04
DDR Americas, Inc. | DE DIETRICH | GT 530A-22 | Water | LPG | Power | FALSE | FALSE | 3 |  |  |  | Electro-Mechanical Inlet Dampe | Non-Condensing | Step Modulating | Cast Iron |  |  |  |  | 5480000 | 4669000 |  |  | 85.2 | 82 | [7 empty] | Federally-Regulated Commercial & Industrial Equipment | 2015-12-04
DDR Americas, Inc. | DE DIETRICH | GT 530A-17 | Water | Natural Gas | Power | FALSE | FALSE | 3 |  |  |  | Electro-Mechanical Inlet Dampe | Non-Condensing | Step Modulating | Cast Iron |  |  |  |  | 4254000 | 3624000 |  |  | 85.2 | 82 | [7 empty] | Federally-Regulated Commercial & Industrial Equipment | 2015-12-04
DDR Americas, Inc. | DE DIETRICH | GT 530A-17 | Water | LPG | Power | FALSE | FALSE | 3 |  |  |  | Electro-Mechanical Inlet Dampe | Non-Condensing | Step Modulating | Cast Iron |  |  |  |  | 4254000 | 3624000 |  |  | 85.2 | 82 | [7 empty] | Federally-Regulated Commercial & Industrial Equipment | 2015-12-04
DDR Americas, Inc. | DE DIETRICH | GT 530A-16 | Water | Natural Gas | Power | FALSE | FALSE | 3 |  |  |  | Electro-Mechanical Inlet Dampe | Non-Condensing | Step Modulating | Cast Iron |  |  |  |  | 3986000 | 3379000 |  |  | 85.2 | 82 | [7 empty] | Federally-Regulated Commercial & Industrial Equipment | 2015-12-04
DDR Americas, Inc. | DE DIETRICH | GT 530A-16 | Water | LPG | Power | FALSE | FALSE | 3 |  |  |  | Electro-Mechanical Inlet Dampe | Non-Condensing | Step Modulating | Cast Iron |  |  |  |  | 3986000 | 3379000 |  |  | 85.2 | 82 | [7 empty] | Federally-Regulated Commercial & Industrial Equipment | 2015-12-04
DDR Americas, Inc. | DE DIETRICH | GT 530A-15 | Water | Natural Gas | Power | FALSE | FALSE | 3 |  |  |  | Electro-Mechanical Inlet Dampe | Non-Condensing | Step Modulating | Cast Iron |  |  |  |  | 3749000 | 3194000 |  |  | 85.2 | 82 | [7 empty] | Federally-Regulated Commercial & Industrial Equipment | 2015-12-04
DDR Americas, Inc. | DE DIETRICH | GT 530A-15 | Water | LPG | Power | FALSE | FALSE | 3 |  |  |  | Electro-Mechanical Inlet Dampe | Non-Condensing | Step Modulating | Cast Iron |  |  |  |  | 3749000 | 3194000 |  |  | 85.2 | 82 | [7 empty] | Federally-Regulated Commercial & Industrial Equipment | 2015-12-04
DDR Americas, Inc. | DE DIETRICH | GT 430A-12 | Water | Natural Gas | Power | FALSE | FALSE | 1 |  |  |  | Electro-Mechanical Inlet Dampe | Non-Condensing | Step Modulating | Cast Iron |  |  |  |  | 2826000 | 2402000 |  |  | 85.2 | 82 | [7 empty] | Federally-Regulated Commercial & Industrial Equipment | 2015-12-04
DDR Americas, Inc. | DE DIETRICH | GT 430A-12 | Water | LPG | Power | FALSE | FALSE | 1 |  |  |  | Electro-Mechanical Inlet Dampe | Non-Condensing | Step Modulating | Cast Iron |  |  |  |  | 2826000 | 2402000 |  |  | 85.2 | 82 | [7 empty] | Federally-Regulated Commercial & Industrial Equipment | 2015-12-04
DDR Americas, Inc. | DE DIETRICH | GT 530A-18 | Water | Natural Gas | Power | FALSE | FALSE | 3 |  |  |  | Electro-Mechanical Inlet Dampe | Non-Condensing | Step Modulating | Cast Iron |  |  |  |  | 4470000 | 3808000 |  |  | 85.2 | 82 | [7 empty] | Federally-Regulated Commercial & Industrial Equipment | 2015-12-04
DDR Americas, Inc. | DE DIETRICH | GT 530A-18 | Water | LPG | Power | FALSE | FALSE | 3 |  |  |  | Electro-Mechanical Inlet Dampe | Non-Condensing | Step Modulating | Cast Iron |  |  |  |  | 4470000 | 3808000 |  |  | 85.2 | 82 | [7 empty] | Federally-Regulated Commercial & Industrial Equipment | 2015-12-04
DDR Americas, Inc. | DE DIETRICH | GT 530A-23 | Water | Natural Gas | Power | FALSE | FALSE | 3 |  |  |  | Electro-Mechanical Inlet Dampe | Non-Condensing | Step Modulating | Cast Iron |  |  |  |  | 5696000 | 4853000 |  |  | 85.2 | 82 | [7 empty] | Federally-Regulated Commercial & Industrial Equipment | 2015-12-04
DDR Americas, Inc. | DE DIETRICH | GT 530A-23 | Water | LPG | Power | FALSE | FALSE | 3 |  |  |  | Electro-Mechanical Inlet Dampe | Non-Condensing | Step Modulating | Cast Iron |  |  |  |  | 5696000 | 4853000 |  |  | 85.2 | 82 | [7 empty] | Federally-Regulated Commercial & Industrial Equipment | 2015-12-04
DDR Americas, Inc. | DE DIETRICH | GT 530A-24 | Water | Natural Gas | Power | FALSE | FALSE | 3 |  |  |  | Electro-Mechanical Inlet Dampe | Non-Condensing | Step Modulating | Cast Iron |  |  |  |  | 5984000 | 5098000 |  |  | 85.2 | 82 | [7 empty] | Federally-Regulated Commercial & Industrial Equipment | 2015-12-04
DDR Americas, Inc. | DE DIETRICH | GT 530A-24 | Water | LPG | Power | FALSE | FALSE | 3 |  |  |  | Electro-Mechanical Inlet Dampe | Non-Condensing | Step Modulating | Cast Iron |  |  |  |  | 5984000 | 5098000 |  |  | 85.2 | 82 | [7 empty] | Federally-Regulated Commercial & Industrial Equipment | 2015-12-04
DDR Americas, Inc. | DE DIETRICH | GT 334A | Water | Natural Gas | Power | FALSE | FALSE | 1 |  |  |  | Electro-Mechanical Inlet Dampe | Non-Condensing | Step Modulating | Cast Iron |  |  |  |  | 404000 | 343000 |  |  |  |  | 85.2 | 80 | [5 empty] | Federally-Regulated Commercial & Industrial Equipment | 2015-12-04
DDR Americas, Inc. | DE DIETRICH | GT 334A | Water | LPG | Power | FALSE | FALSE | 1 |  |  |  | Electro-Mechanical Inlet Dampe | Non-Condensing | Step Modulating | Cast Iron |  |  |  |  | 404000 | 343000 |  |  |  |  | 85.2 | 80 | [5 empty] | Federally-Regulated Commercial & Industrial Equipment | 2015-12-04
DDR Americas, Inc. | DE DIETRICH | GT 530A-25 | Water | Natural Gas | Power | FALSE | FALSE | 3 |  |  |  | Electro-Mechanical Inlet Dampe | Non-Condensing | Step Modulating | Cast Iron |  |  |  |  | 6201000 | 5283000 |  |  | 85.2 | 82 | [7 empty] | Federally-Regulated Commercial & Industrial Equipment | 2015-12-04
DDR Americas, Inc. | DE DIETRICH | GT 530A-25 | Water | LPG | Power | FALSE | FALSE | 3 |  |  |  | Electro-Mechanical Inlet Dampe | Non-Condensing | Step Modulating | Cast Iron |  |  |  |  | 6201000 | 5283000 |  |  | 85.2 | 82 | [7 empty] | Federally-Regulated Commercial & Industrial Equipment | 2015-12-04
ECR International, Ltd. | Dunkirk | DKVLT-050 | Water | Natural Gas | Power | FALSE | FALSE | 1 | TRUE |  |  | None | Condensing | Step Modulating | Other | Single-Speed |  |  |  | 50000 | 46000 | [9 empty] | 95 | 80 | Federally-Regulated Consumer Product | 2015-12-04
ECR International, Ltd. | Dunkirk | DKVLT-050 | Water | LPG | Power | FALSE | FALSE | 1 | TRUE |  |  | None | Condensing | Step Modulating | Other | Single-Speed |  |  |  | 50000 | 46000 | [9 empty] | 95 | 80 | Federally-Regulated Consumer Product | 2015-12-04
ECR International, Ltd. | Dunkirk | DKVLT-075 | Water | Natural Gas | Pressure | FALSE | FALSE | 1 | TRUE |  |  | None | Condensing | Step Modulating | Other | Single-Speed |  |  |  | 75000 | 69000 | [9 empty] | 95 | 80 | Federally-Regulated Consumer Product | 2015-12-04
ECR International, Ltd. | Dunkirk | DKVLT-075 | Water | LPG | Pressure | FALSE | FALSE | 1 | TRUE |  |  | None | Condensing | Step Modulating | Other | Single-Speed |  |  |  | 75000 | 69000 | [9 empty] | 95 | 80 | Federally-Regulated Consumer Product | 2015-12-04
ECR International, Ltd. | Dunkirk | DKVLT-100 | Water | Natural Gas | Pressure | FALSE | FALSE | 1 | TRUE |  |  | None | Condensing | Step Modulating | Other | Single-Speed |  |  |  | 100000 | 91000 | [9 empty] | 95 | 80 | Federally-Regulated Consumer Product | 2015-12-04
ECR International, Ltd. | Dunkirk | DKVLT-100 | Water | LPG | Pressure | FALSE | FALSE | 1 | TRUE |  |  | None | Condensing | Step Modulating | Other | Single-Speed |  |  |  | 100000 | 91000 | [9 empty] | 95 | 80 | Federally-Regulated Consumer Product | 2015-12-04
ECR International, Ltd. | Dunkirk | DKVLT-150 | Water | Natural Gas | Pressure | FALSE | FALSE | 1 | TRUE |  |  | None | Condensing | Step Modulating | Other | Single-Speed |  |  |  | 150000 | 139000 | [9 empty] | 95 | 80 | Federally-Regulated Consumer Product | 2015-12-04
ECR International, Ltd. | Dunkirk | DKVLT-150 | Water | LPG | Pressure | FALSE | FALSE | 1 | TRUE |  |  | None | Condensing | Step Modulating | Other | Single-Speed |  |  |  | 150000 | 139000 | [9 empty] | 95 | 80 | Federally-Regulated Consumer Product | 2015-12-04
ECR International, Ltd. | Dunkirk | DKVLT-200 | Water | Natural Gas | Pressure | FALSE | FALSE | 1 | TRUE |  |  | None | Condensing | Step Modulating | Other | Single-Speed |  |  |  | 200000 | 185000 | [9 empty] | 95 | 80 | Federally-Regulated Consumer Product | 2015-12-04
ECR International, Ltd. | Dunkirk | DKVLT-200 | Water | LPG | Pressure | FALSE | FALSE | 1 | TRUE |  |  | None | Condensing | Step Modulating | Other | Single-Speed |  |  |  | 200000 | 185000 | [9 empty] | 95 | 80 | Federally-Regulated Consumer Product | 2015-12-04
ECR International, Ltd. | Dunkirk | DKVLT-299 | Water | Natural Gas | Pressure | FALSE | FALSE | 1 | TRUE |  |  | None | Condensing | Step Modulating | Other | Single-Speed |  |  |  | 299000 | 273000 | [9 empty] | 95 | 80 | Federally-Regulated Consumer Product | 2015-12-04
ECR International, Ltd. | Dunkirk | DKVLT-299 | Water | LPG | Pressure | FALSE | FALSE | 1 | TRUE |  |  | None | Condensing | Step Modulating | Other | Single-Speed |  |  |  | 299000 | 273000 | [9 empty] | 95 | 80 | Federally-Regulated Consumer Product | 2015-12-04
ECR International, Ltd. | DUNKIRK BOILERS | VX-050 | Water | Natural Gas | Power | FALSE | FALSE | 1 | TRUE |  |  | None | Condensing | Step Modulating | Other |  |  |  |  | 50000 | 47000 | [9 empty] | 95 | 80 | Federally-Regulated Consumer Product | 2015-12-04
ECR International, Ltd. | DUNKIRK BOILERS | VX-050 | Water | LPG | Power | FALSE | FALSE | 1 | TRUE |  |  | None | Condensing | Step Modulating | Other |  |  |  |  | 50000 | 47000 | [9 empty] | 95 | 80 | Federally-Regulated Consumer Product | 2015-12-04
ECR International, Ltd. | DUNKIRK BOILERS | VX-075 | Water | Natural Gas | Power | FALSE | FALSE | 1 | TRUE |  |  | None | Condensing | Step Modulating | Other |  |  |  |  | 75000 | 69000 | [9 empty] | 95 | 80 | Federally-Regulated Consumer Product | 2015-12-04
ECR International, Ltd. | DUNKIRK BOILERS | VX-075 | Water | LPG | Power | FALSE | FALSE | 1 | TRUE |  |  | None | Condensing | Step Modulating | Other |  |  |  |  | 75000 | 69000 | [9 empty] | 95 | 80 | Federally-Regulated Consumer Product | 2015-12-04
ECR International, Ltd. | DUNKIRK BOILERS | VX-100 | Water | Natural Gas | Power | FALSE | FALSE | 1 | TRUE |  |  | None | Condensing | Step Modulating | Other |  |  |  |  | 100000 | 92000 | [9 empty] | 95 | 80 | Federally-Regulated Consumer Product | 2015-12-04
ECR International, Ltd. | DUNKIRK BOILERS | VX-100 | Water | LPG | Power | FALSE | FALSE | 1 | TRUE |  |  | None | Condensing | Step Modulating | Other |  |  |  |  | 100000 | 92000 | [9 empty] | 95 | 80 | Federally-Regulated Consumer Product | 2015-12-04
ECR International, Ltd. | DUNKIRK BOILERS | VX-150 | Water | Natural Gas | Power | FALSE | FALSE | 1 | TRUE |  |  | None | Condensing | Step Modulating | Other |  |  |  |  | 150000 | 140000 | [9 empty] | 95 | 80 | Federally-Regulated Consumer Product | 2015-12-04
ECR International, Ltd. | DUNKIRK BOILERS | VX-150 | Water | LPG | Power | FALSE | FALSE | 1 | TRUE |  |  | None | Condensing | Step Modulating | Other |  |  |  |  | 150000 | 140000 | [9 empty] | 95 | 80 | Federally-Regulated Consumer Product | 2015-12-04
ECR International, Ltd. | DUNKIRK BOILERS | VX-200 | Water | Natural Gas | Power | FALSE | FALSE | 1 | TRUE |  |  | None | Condensing | Step Modulating | Other |  |  |  |  | 200000 | 186000 | [9 empty] | 95 | 80 | Federally-Regulated Consumer Product | 2015-12-04
ECR International, Ltd. | DUNKIRK BOILERS | VX-200 | Water | LPG | Power | FALSE | FALSE | 1 | TRUE |  |  | None | Condensing | Step Modulating | Other |  |  |  |  | 200000 | 186000 | [9 empty] | 95 | 80 | Federally-Regulated Consumer Product | 2015-12-04
Fontecal S.p.A | RIELLO BURNERS NORTH AMERICA | STEEL PRO 150 | Water | Natural Gas | Power | FALSE | FALSE | 1 |  |  |  | None | Condensing | Step Modulating | Other |  |  |  |  | 511000 | 495000 |  |  |  |  | 96.8 | 80 | [5 empty] | Federally-Regulated Commercial & Industrial Equipment | 2015-12-04
Fontecal S.p.A | RIELLO BURNERS NORTH AMERICA | STEEL PRO 115 | Water | Natural Gas | Power | FALSE | FALSE | 1 |  |  |  | None | Condensing | Step Modulating | Other |  |  |  |  | 399000 | 386000 |  |  |  |  | 96.8 | 80 | [5 empty] | Federally-Regulated Commercial & Industrial Equipment | 2015-12-04
Fontecal S.p.A | RIELLO BURNERS NORTH AMERICA | STEEL PRO 75 | Water | Natural Gas | Power | FALSE | FALSE | 1 | TRUE |  |  | None | Condensing | Step Modulating | Other |  |  |  |  | 255900 | 237000 | [9 empty] | 96 | 80 | Federally-Regulated Consumer Product | 2015-12-04
Fontecal S.p.A | RIELLO BURNERS NORTH AMERICA | STEEL PRO 75 | Water | LPG | Power | FALSE | FALSE | 1 | TRUE |  |  | None | Condensing | Step Modulating | Other |  |  |  |  | 255900 | 237000 | [9 empty] | 96 | 80 | Federally-Regulated Consumer Product | 2015-12-04
Harsco Industrial / Patterson-Kelley | P-K THERMIFIC | N-1000 | Water | Natural Gas | Pressure | FALSE | FALSE | 1 |  |  |  | None | Non-Condensing | Single-Stage | Copper |  |  |  |  | 1000000 | 850000 |  |  |  |  | 85 | 80 | [5 empty] | Federally-Regulated Commercial & Industrial Equipment | 2015-12-04
Harsco Industrial / Patterson-Kelley | P-K THERMIFIC | N-1000 | Water | LPG | Pressure | FALSE | FALSE | 1 |  |  |  | None | Non-Condensing | Single-Stage | Copper |  |  |  |  | 1000000 | 850000 |  |  |  |  | 85 | 80 | [5 empty] | Federally-Regulated Commercial & Industrial Equipment | 2015-12-04
Harsco Industrial / Patterson-Kelley | P-K THERMIFIC | N-700 | Water | Natural Gas | Pressure | FALSE | FALSE | 1 |  |  |  | None | Non-Condensing | Single-Stage | Copper |  |  |  |  | 700000 | 595000 |  |  |  |  | 85 | 80 | [5 empty] | Federally-Regulated Commercial & Industrial Equipment | 2015-12-04
Harsco Industrial / Patterson-Kelley | P-K THERMIFIC | N-700 | Water | LPG | Pressure | FALSE | FALSE | 1 |  |  |  | None | Non-Condensing | Single-Stage | Copper |  |  |  |  | 700000 | 595000 |  |  |  |  | 85 | 80 | [5 empty] | Federally-Regulated Commercial & Industrial Equipment | 2015-12-04
Harsco Industrial / Patterson-Kelley | P-K MODU-FIRE Forced Draft | N-1500 MFD | Water | Natural Gas | Power | FALSE | FALSE | 1 |  |  |  | None | Non-Condensing | Step Modulating | Copper |  |  |  |  | 1500000 | 1275000 |  |  |  |  | 85 | 80 | [5 empty] | Federally-Regulated Commercial & Industrial Equipment | 2015-12-04
Harsco Industrial / Patterson-Kelley | P-K MODU-FIRE Forced Draft | N-1500 MFD | Water | LPG | Power | FALSE | FALSE | 1 |  |  |  | None | Non-Condensing | Step Modulating | Copper |  |  |  |  | 1500000 | 1275000 |  |  |  |  | 85 | 80 | [5 empty] | Federally-Regulated Commercial & Industrial Equipment | 2015-12-04
Harsco Industrial / Patterson-Kelley | P-K MODU-FIRE Forced Draft | N-1000 MFD | Water | Natural Gas | Power | FALSE | FALSE | 1 |  |  |  | None | Non-Condensing | Step Modulating | Copper |  |  |  |  | 1000000 | 850000 |  |  |  |  | 85 | 80 | [5 empty] | Federally-Regulated Commercial & Industrial Equipment | 2015-12-04
Harsco Industrial / Patterson-Kelley | P-K MODU-FIRE Forced Draft | N-1000 MFD | Water | LPG | Power | FALSE | FALSE | 1 |  |  |  | None | Non-Condensing | Step Modulating | Copper |  |  |  |  | 1000000 | 850000 |  |  |  |  | 85 | 80 | [5 empty] | Federally-Regulated Commercial & Industrial Equipment | 2015-12-04
Harsco Industrial / Patterson-Kelley | P-K MODU-FIRE Forced Draft | N-2000 MFD | Water | Natural Gas | Power | FALSE | FALSE | 1 |  |  |  | None | Non-Condensing | Step Modulating | Copper |  |  |  |  | 2000000 | 1700000 |  |  |  |  | 85 | 80 | [5 empty] | Federally-Regulated Commercial & Industrial Equipment | 2015-12-04
Harsco Industrial / Patterson-Kelley | P-K MODU-FIRE Forced Draft | N-2000 MFD | Water | LPG | Power | FALSE | FALSE | 1 |  |  |  | None | Non-Condensing | Step Modulating | Copper |  |  |  |  | 2000000 | 1700000 |  |  |  |  | 85 | 80 | [5 empty] | Federally-Regulated Commercial & Industrial Equipment | 2015-12-04
Harsco Industrial / Patterson-Kelley | P-K MODU-FIRE Forced Draft | N-750 MFD | Water | Natural Gas | Power | FALSE | FALSE | 1 |  |  |  | None | Non-Condensing | Step Modulating | Copper |  |  |  |  | 750000 | 638000 |  |  |  |  | 85 | 80 | [5 empty] | Federally-Regulated Commercial & Industrial Equipment | 2015-12-04
Harsco Industrial / Patterson-Kelley | P-K MODU-FIRE Forced Draft | N-750 MFD | Water | LPG | Power | FALSE | FALSE | 1 |  |  |  | None | Non-Condensing | Step Modulating | Copper |  |  |  |  | 750000 | 638000 |  |  |  |  | 85 | 80 | [5 empty] | Federally-Regulated Commercial & Industrial Equipment | 2015-12-04
Harsco Industrial / Patterson-Kelley | P-K THERMIFIC | N-1500-2 | Water | Natural Gas | Pressure | FALSE | FALSE | 1 |  |  |  | None | Non-Condensing | Two-Stage Modulating | Copper |  |  |  |  | 1500000 | 1275000 |  |  |  |  | 85 | 80 | [5 empty] | Federally-Regulated Commercial & Industrial Equipment | 2015-12-04
Harsco Industrial / Patterson-Kelley | P-K THERMIFIC | N-1500-2 | Water | LPG | Pressure | FALSE | FALSE | 1 |  |  |  | None | Non-Condensing | Two-Stage Modulating | Copper |  |  |  |  | 1500000 | 1275000 |  |  |  |  | 85 | 80 | [5 empty] | Federally-Regulated Commercial & Industrial Equipment | 2015-12-04
Harsco Industrial / Patterson-Kelley | P-K THERMIFIC | N-1700-2 | Water | Natural Gas | Pressure | FALSE | FALSE | 1 |  |  |  | None | Non-Condensing | Two-Stage Modulating | Copper |  |  |  |  | 1700000 | 1445000 |  |  |  |  | 85 | 80 | [5 empty] | Federally-Regulated Commercial & Industrial Equipment | 2015-12-04
Harsco Industrial / Patterson-Kelley | P-K THERMIFIC | N-1700-2 | Water | LPG | Pressure | FALSE | FALSE | 1 |  |  |  | None | Non-Condensing | Two-Stage Modulating | Copper |  |  |  |  | 1700000 | 1445000 |  |  |  |  | 85 | 80 | [5 empty] | Federally-Regulated Commercial & Industrial Equipment | 2015-12-04
Harsco Industrial / Patterson-Kelley | P-K THERMIFIC | N-2000-2 | Water | Natural Gas | Pressure | FALSE | FALSE | 1 |  |  |  | None | Non-Condensing | Two-Stage Modulating | Copper |  |  |  |  | 2000000 | 1700000 |  |  |  |  | 85 | 80 | [5 empty] | Federally-Regulated Commercial & Industrial Equipment | 2015-12-04
Harsco Industrial / Patterson-Kelley | P-K THERMIFIC | N-2000-2 | Water | LPG | Pressure | FALSE | FALSE | 1 |  |  |  | None | Non-Condensing | Two-Stage Modulating | Copper |  |  |  |  | 2000000 | 1700000 |  |  |  |  | 85 | 80 | [5 empty] | Federally-Regulated Commercial & Industrial Equipment | 2015-12-04
Harsco Industrial / Patterson-Kelley | Mach | C-3000 | Water | Natural Gas | Power | FALSE | FALSE | 3 |  |  |  | None | Condensing | Step Modulating | Other |  |  |  |  | 3000000 | 2775000 |  |  | 92.5 | 82 | [7 empty] | Federally-Regulated Commercial & Industrial Equipment | 2015-12-04
Harsco Industrial / Patterson-Kelley | Mach | C-3000 | Water | LPG | Power | FALSE | FALSE | 3 |  |  |  | None | Condensing | Step Modulating | Other |  |  |  |  | 3000000 | 2775000 |  |  | 92.5 | 82 | [7 empty] | Federally-Regulated Commercial & Industrial Equipment | 2015-12-04
Harsco Industrial / Patterson-Kelley | PK | N-3000 MFD | Water | Natural Gas | Power | FALSE | FALSE | 1 |  |  |  | None | Non-Condensing | Step Modulating | Copper |  |  |  |  | 3000000 | 2547000 |  |  | 85.5 | 82 | [7 empty] | Federally-Regulated Commercial & Industrial Equipment | 2015-12-04
Harsco Industrial / Patterson-Kelley | PK | N-3000 MFD | Water | LPG | Power | FALSE | FALSE | 1 |  |  |  | None | Non-Condensing | Step Modulating | Copper |  |  |  |  | 3000000 | 2547000 |  |  | 85.5 | 82 | [7 empty] | Federally-Regulated Commercial & Industrial Equipment | 2015-12-04
Harsco Industrial / Patterson-Kelley | Mach | CM-300 | Water | Natural Gas | Power | FALSE | FALSE | 1 |  |  |  | None | Condensing | Step Modulating | Other |  |  |  |  | 300000 | 279000 |  |  |  |  | 93 | 80 | [5 empty] | Federally-Regulated Commercial & Industrial Equipment | 2015-12-04
Harsco Industrial / Patterson-Kelley | Mach | CM-300 | Water | LPG | Power | FALSE | FALSE | 1 |  |  |  | None | Condensing | Step Modulating | Other |  |  |  |  | 300000 | 279000 |  |  |  |  | 93 | 80 | [5 empty] | Federally-Regulated Commercial & Industrial Equipment | 2015-12-04
Harsco Industrial / Patterson-Kelley | P-K SONIC | SC-1500 | Water | Natural Gas | Power | FALSE | FALSE | 1 |  |  |  | None | Condensing | Step Modulating | Other |  |  |  |  | 1500000 | 1456000 |  |  |  |  | 97.1 | 80 | [5 empty] | Federally-Regulated Commercial & Industrial Equipment | 2015-12-04
Harsco Industrial / Patterson-Kelley | P-K SONIC | SC-2000 | Water | Natural Gas | Power | FALSE | FALSE | 1 |  |  |  | None | Condensing | Step Modulating | Other |  |  |  |  | 2000000 | 1928000 |  |  |  |  | 96.4 | 80 | [5 empty] | Federally-Regulated Commercial & Industrial Equipment | 2015-12-04
Harsco Industrial / Patterson-Kelley | Mach | CM-399 | Water | Natural Gas | Power | FALSE | FALSE | 1 |  |  |  | None | Condensing | Step Modulating | Other |  |  |  |  | 399000 | 371000 |  |  |  |  | 93.1 | 80 | [5 empty] | Federally-Regulated Commercial & Industrial Equipment | 2015-12-04
Harsco Industrial / Patterson-Kelley | Mach | CM-399 | Water | LPG | Power | FALSE | FALSE | 1 |  |  |  | None | Condensing | Step Modulating | Other |  |  |  |  | 399000 | 371000 |  |  |  |  | 93.1 | 80 | [5 empty] | Federally-Regulated Commercial & Industrial Equipment | 2015-12-04
Harsco Industrial / Patterson-Kelley | Mach | CM-500 | Water | Natural Gas | Power | FALSE | FALSE | 1 |  |  |  | None | Condensing | Step Modulating | Other |  |  |  |  | 500000 | 456000 |  |  |  |  | 91.2 | 80 | [5 empty] | Federally-Regulated Commercial & Industrial Equipment | 2015-12-04
Harsco Industrial / Patterson-Kelley | Mach | CM-500 | Water | LPG | Power | FALSE | FALSE | 1 |  |  |  | None | Condensing | Step Modulating | Other |  |  |  |  | 500000 | 456000 |  |  |  |  | 91.2 | 80 | [5 empty] | Federally-Regulated Commercial & Industrial Equipment | 2015-12-04
Harsco Industrial / Patterson-Kelley | Mach | C-1500H | Water | Natural Gas | Power | FALSE | FALSE | 1 |  |  |  | None | Condensing | Step Modulating | Other |  |  |  |  | 1500000 | 1414000 |  |  |  |  | 94.3 | 80 | [5 empty] | Federally-Regulated Commercial & Industrial Equipment | 2015-12-04
Harsco Industrial / Patterson-Kelley | Mach | C-1500H | Water | LPG | Power | FALSE | FALSE | 1 |  |  |  | None | Condensing | Step Modulating | Other |  |  |  |  | 1500000 | 1414000 |  |  |  |  | 94.3 | 80 | [5 empty] | Federally-Regulated Commercial & Industrial Equipment | 2015-12-04
Harsco Industrial / Patterson-Kelley | Mach | C-2000H | Water | Natural Gas | Power | FALSE | FALSE | 1 |  |  |  | None | Condensing | Step Modulating | Other |  |  |  |  | 2000000 | 1902000 |  |  |  |  | 95.1 | 80 | [5 empty] | Federally-Regulated Commercial & Industrial Equipment | 2015-12-04
Harsco Industrial / Patterson-Kelley | Mach | C-2000H | Water | LPG | Power | FALSE | FALSE | 1 |  |  |  | None | Condensing | Step Modulating | Other |  |  |  |  | 2000000 | 1902000 |  |  |  |  | 95.1 | 80 | [5 empty] | Federally-Regulated Commercial & Industrial Equipment | 2015-12-04
Harsco Industrial / Patterson-Kelley | Mach | C-4000 | Water | Natural Gas | Power | FALSE | FALSE | 3 |  |  |  | None | Condensing | Step Modulating | Other |  |  |  |  | 4000000 | 3720000 |  |  | 93 | 82 | [7 empty] | Federally-Regulated Commercial & Industrial Equipment | 2015-12-04
Harsco Industrial / Patterson-Kelley | Mach | C-4000 | Water | LPG | Power | FALSE | FALSE | 3 |  |  |  | None | Condensing | Step Modulating | Other |  |  |  |  | 4000000 | 3720000 |  |  | 93 | 82 | [7 empty] | Federally-Regulated Commercial & Industrial Equipment | 2015-12-04
Harsco Industrial / Patterson-Kelley | P-K SONIC | SC-3000 | Water | Natural Gas | Power | FALSE | FALSE | 3 |  |  |  | None | Condensing | Step Modulating | Other |  |  |  |  | 3000000 | 2907000 |  |  | 97.3 | 82 | [7 empty] | Federally-Regulated Commercial & Industrial Equipment | 2015-12-04
Harsco Industrial / Patterson-Kelley | P-K SONIC | SC-4000 | Water | Natural Gas | Power | FALSE | FALSE | 3 |  |  |  | None | Condensing | Step Modulating | Other |  |  |  |  | 4000000 | 3840000 |  |  | 96.2 | 82 | [7 empty] | Federally-Regulated Commercial & Industrial Equipment | 2015-12-04
Harsco Industrial / Patterson-Kelley | Mach | C-750 | Water | Natural Gas | Power | FALSE | FALSE | 1 |  |  |  | None | Condensing | Step Modulating | Other |  |  |  |  | 750000 | 704000 |  |  |  |  | 93.9 | 80 | [5 empty] | Federally-Regulated Commercial & Industrial Equipment | 2015-12-04
Harsco Industrial / Patterson-Kelley | Mach | C-750 | Water | LPG | Power | FALSE | FALSE | 1 |  |  |  | None | Condensing | Step Modulating | Other |  |  |  |  | 750000 | 704000 |  |  |  |  | 93.9 | 80 | [5 empty] | Federally-Regulated Commercial & Industrial Equipment | 2015-12-04
Harsco Industrial / Patterson-Kelley | Mach | C-900 | Water | Natural Gas | Power | FALSE | FALSE | 1 |  |  |  | None | Condensing | Step Modulating | Other |  |  |  |  | 900000 | 845000 |  |  |  |  | 93.9 | 80 | [5 empty] | Federally-Regulated Commercial & Industrial Equipment | 2015-12-04
Harsco Industrial / Patterson-Kelley | Mach | C-900 | Water | LPG | Power | FALSE | FALSE | 1 |  |  |  | None | Condensing | Step Modulating | Other |  |  |  |  | 900000 | 845000 |  |  |  |  | 93.9 | 80 | [5 empty] | Federally-Regulated Commercial & Industrial Equipment | 2015-12-04
Harsco Industrial / Patterson-Kelley | Mach | C-1050 | Water | Natural Gas | Power | FALSE | FALSE | 1 |  |  |  | None | Condensing | Step Modulating | Other |  |  |  |  | 1050000 | 986000 |  |  |  |  | 93.9 | 80 | [5 empty] | Federally-Regulated Commercial & Industrial Equipment | 2015-12-04
Harsco Industrial / Patterson-Kelley | Mach | C-1050 | Water | LPG | Power | FALSE | FALSE | 1 |  |  |  | None | Condensing | Step Modulating | Other |  |  |  |  | 1050000 | 986000 |  |  |  |  | 93.9 | 80 | [5 empty] | Federally-Regulated Commercial & Industrial Equipment | 2015-12-04
Hydrotherm, Division of Mestek, Inc. | Hydrotherm | KN-26 | Water | Natural Gas | Power | FALSE | FALSE | 1 |  |  |  | None | Condensing | Step Modulating | Cast Iron |  |  |  |  | 2600000 | 2236000 |  |  | 86 | 82 | [7 empty] | Federally-Regulated Commercial & Industrial Equipment | 2015-12-15
Hydrotherm, Division of Mestek, Inc. | Hydrotherm | KN-26 | Water | LPG | Power | FALSE | FALSE | 1 |  |  |  | None | Condensing | Step Modulating | Cast Iron |  |  |  |  | 2600000 | 2236000 |  |  | 86 | 82 | [7 empty] | Federally-Regulated Commercial & Industrial Equipment | 2015-12-15
IBC Technologies | IBC Technologies | SL 20-115 | Water | Natural Gas | Power | FALSE | FALSE | 1 | TRUE |  |  | None | Condensing | Step Modulating | Other |  |  |  |  | 115000 | 105000 | [9 empty] | 95 | 80 | Federally-Regulated Consumer Product | 2015-12-15
IBC Technologies | IBC Technologies | SL 20-115 | Water | LPG | Power | FALSE | FALSE | 1 | TRUE |  |  | None | Condensing | Step Modulating | Other |  |  |  |  | 115000 | 105000 | [9 empty] | 95 | 80 | Federally-Regulated Consumer Product | 2015-12-15
IBC Technologies | IBC Technologies | VFC 15-150 | Water | Natural Gas | Power | FALSE | FALSE | 1 | TRUE |  |  | None | Condensing | Step Modulating | Other |  |  |  |  | 150000 | 141000 | [9 empty] | 95 | 80 | Federally-Regulated Consumer Product | 2015-12-15
IBC Technologies | IBC Technologies | VFC 15-150 | Water | LPG | Power | FALSE | FALSE | 1 | TRUE |  |  | None | Condensing | Step Modulating | Other |  |  |  |  | 150000 | 141000 | [9 empty] | 95 | 80 | Federally-Regulated Consumer Product | 2015-12-15
IBC Technologies | IBC Technologies | VFC 45-225 | Water | Natural Gas | Power | FALSE | FALSE | 1 | TRUE |  |  | None | Condensing | Step Modulating | Other |  |  |  |  | 225000 | 209000 | [9 empty] | 95 | 80 | Federally-Regulated Consumer Product | 2015-12-15
IBC Technologies | IBC Technologies | VFC 45-225 | Water | LPG | Power | FALSE | FALSE | 1 | TRUE |  |  | None | Condensing | Step Modulating | Other |  |  |  |  | 225000 | 209000 | [9 empty] | 95 | 80 | Federally-Regulated Consumer Product | 2015-12-15
IBC Technologies | IBC Technologies | SL 30-175 | Water | Natural Gas | Power | FALSE | FALSE | 1 | TRUE |  |  | None | Condensing | Step Modulating | Other | Multiple-Speed |  |  |  | 175000 | 162000 | [9 empty] | 95 | 80 | Federally-Regulated Consumer Product | 2015-12-15
IBC Technologies | IBC Technologies | SL 30-175 | Water | LPG | Power | FALSE | FALSE | 1 | TRUE |  |  | None | Condensing | Step Modulating | Other | Multiple-Speed |  |  |  | 175000 | 162000 | [9 empty] | 95 | 80 | Federally-Regulated Consumer Product | 2015-12-15
IBC Technologies | IBC Technologies | SL 45-260 | Water | Natural Gas | Power | FALSE | FALSE | 1 | TRUE |  |  | None | Condensing | Step Modulating | Other | Multiple-Speed |  |  |  | 260000 | 239000 | [9 empty] | 95 | 80 | Federally-Regulated Consumer Product | 2015-12-15
IBC Technologies | IBC Technologies | SL 45-260 | Water | LPG | Power | FALSE | FALSE | 1 | TRUE |  |  | None | Condensing | Step Modulating | Other | Multiple-Speed |  |  |  | 260000 | 239000 | [9 empty] | 95 | 80 | Federally-Regulated Consumer Product | 2015-12-15
IBC Technologies | IBC Technologies | SL 20-115-G2 | Water | Natural Gas | Power | FALSE | FALSE | 1 | TRUE |  |  | None | Condensing | Step Modulating | Other |  |  |  |  | 115000 | 105000 | [9 empty] | 95 | 80 | Federally-Regulated Consumer Product | 2015-12-15
IBC Technologies | IBC Technologies | SL 20-115-G2 | Water | LPG | Power | FALSE | FALSE | 1 | TRUE |  |  | None | Condensing | Step Modulating | Other |  |  |  |  | 115000 | 105000 | [9 empty] | 95 | 80 | Federally-Regulated Consumer Product | 2015-12-15
IBC Technologies | IBC Technologies | SL 35-199 | Water | Natural Gas | Power | FALSE | FALSE | 1 | TRUE |  |  | None | Condensing | Step Modulating | Other |  |  |  |  | 199000 | 181000 | [9 empty] | 95 | 80 | Federally-Regulated Consumer Product | 2015-12-15
IBC Technologies | IBC Technologies | SL 35-199 | Water | LPG | Power | FALSE | FALSE | 1 | TRUE |  |  | None | Condensing | Step Modulating | Other |  |  |  |  | 199000 | 181000 | [9 empty] | 95 | 80 | Federally-Regulated Consumer Product | 2015-12-15
IBC Technologies | IBC Technologies | SL 28-160 | Water | Natural Gas | Power | FALSE | FALSE | 1 | TRUE |  |  | None | Condensing | Step Modulating | Other |  |  |  |  | 160000 | 146000 | [9 empty] | 95 | 80 | Federally-Regulated Consumer Product | 2015-12-15
IBC Technologies | IBC Technologies | SL 28-160 | Water | LPG | Power | FALSE | FALSE | 1 | TRUE |  |  | None | Condensing | Step Modulating | Other |  |  |  |  | 160000 | 146000 | [9 empty] | 95 | 80 | Federally-Regulated Consumer Product | 2015-12-15
IBC Technologies | IBC Technologies | DC 23-84 | Water | Natural Gas | Power | FALSE | FALSE | 1 | TRUE |  |  | None | Condensing | Step Modulating | Other | Single-Speed |  |  |  | 84000 | 75000 | [9 empty] | 94 | 80 | Federally-Regulated Consumer Product | 2015-12-15
IBC Technologies | IBC Technologies | DC 23-84 | Water | LPG | Power | FALSE | FALSE | 1 | TRUE |  |  | None | Condensing | Step Modulating | Other | Single-Speed |  |  |  | 84000 | 75000 | [9 empty] | 94 | 80 | Federally-Regulated Consumer Product | 2015-12-15
IBC Technologies | IBC Technologies | HC 23-84 | Water | Natural Gas | Power | FALSE | FALSE | 1 | TRUE |  |  | None | Condensing | Step Modulating | Other | Single-Speed |  |  |  | 84000 | 75000 | [9 empty] | 94 | 80 | Federally-Regulated Consumer Product | 2015-12-15
IBC Technologies | IBC Technologies | HC 23-84 | Water | LPG | Power | FALSE | FALSE | 1 | TRUE |  |  | None | Condensing | Step Modulating | Other | Single-Speed |  |  |  | 84000 | 75000 | [9 empty] | 94 | 80 | Federally-Regulated Consumer Product | 2015-12-15
IBC Technologies | IBC Technologies | DC 29-106 | Water | Natural Gas | Power | FALSE | FALSE | 1 | TRUE |  |  | None | Condensing | Step Modulating | Other | Single-Speed |  |  |  | 106000 | 94000 | [9 empty] | 94 | 80 | Federally-Regulated Consumer Product | 2015-12-15
IBC Technologies | IBC Technologies | DC 29-106 | Water | LPG | Power | FALSE | FALSE | 1 | TRUE |  |  | None | Condensing | Step Modulating | Other | Single-Speed |  |  |  | 106000 | 94000 | [9 empty] | 94 | 80 | Federally-Regulated Consumer Product | 2015-12-15
IBC Technologies | IBC Technologies | HC 29-106 | Water | Natural Gas | Power | FALSE | FALSE | 1 | TRUE |  |  | None | Condensing | Step Modulating | Other | Single-Speed |  |  |  | 106000 | 94000 | [9 empty] | 94 | 80 | Federally-Regulated Consumer Product | 2015-12-15
IBC Technologies | IBC Technologies | HC 29-106 | Water | LPG | Power | FALSE | FALSE | 1 | TRUE |  |  | None | Condensing | Step Modulating | Other | Single-Speed |  |  |  | 106000 | 94000 | [9 empty] | 94 | 80 | Federally-Regulated Consumer Product | 2015-12-15
IBC Technologies | IBC Technologies | DC 33-124 | Water | Natural Gas | Power | FALSE | FALSE | 1 | TRUE |  |  | None | Condensing | Step Modulating | Other | Single-Speed |  |  |  | 124000 | 110000 | [9 empty] | 94 | 80 | Federally-Regulated Consumer Product | 2015-12-15
IBC Technologies | IBC Technologies | DC 33-124 | Water | LPG | Power | FALSE | FALSE | 1 | TRUE |  |  | None | Condensing | Step Modulating | Other | Single-Speed |  |  |  | 124000 | 110000 | [9 empty] | 94 | 80 | Federally-Regulated Consumer Product | 2015-12-15
IBC Technologies | IBC Technologies | HC 33-124 | Water | Natural Gas | Power | FALSE | FALSE | 1 | TRUE |  |  | None | Condensing | Step Modulating | Other | Single-Speed |  |  |  | 124000 | 110000 | [9 empty] | 94 | 80 | Federally-Regulated Consumer Product | 2015-12-15
IBC Technologies | IBC Technologies | HC 33-124 | Water | LPG | Power | FALSE | FALSE | 1 | TRUE |  |  | None | Condensing | Step Modulating | Other | Single-Speed |  |  |  | 124000 | 110000 | [9 empty] | 94 | 80 | Federally-Regulated Consumer Product | 2015-12-15
IBC Technologies | IBC Technologies | HC 33-160 | Water | Natural Gas | Power | FALSE | FALSE | 1 | TRUE |  |  | None | Condensing | Step Modulating | Other | Single-Speed |  |  |  | 160000 | 140000 | [9 empty] | 94 | 80 | Federally-Regulated Consumer Product | 2015-12-15
IBC Technologies | IBC Technologies | HC 33-160 | Water | LPG | Power | FALSE | FALSE | 1 | TRUE |  |  | None | Condensing | Step Modulating | Other | Single-Speed |  |  |  | 160000 | 140000 | [9 empty] | 94 | 80 | Federally-Regulated Consumer Product | 2015-12-15
IBC Technologies | IBC Technologies | DC 33-160 | Water | Natural Gas | Power | FALSE | FALSE | 1 | TRUE |  |  | None | Condensing | Step Modulating | Other | Single-Speed |  |  |  | 160000 | 140000 | [9 empty] | 94 | 80 | Federally-Regulated Consumer Product | 2015-12-15
IBC Technologies | IBC Technologies | DC 33-160 | Water | LPG | Power | FALSE | FALSE | 1 | TRUE |  |  | None | Condensing | Step Modulating | Other | Single-Speed |  |  |  | 160000 | 140000 | [9 empty] | 94 | 80 | Federally-Regulated Consumer Product | 2015-12-15
IBC Technologies | IBC Technologies | HC 13-50 | Water | Natural Gas | Power | FALSE | FALSE | 1 | TRUE |  |  | None | Condensing | Step Modulating | Other | Single-Speed |  |  |  | 51000 | 46000 | [9 empty] | 95 | 80 | Federally-Regulated Consumer Product | 2015-12-15
IBC Technologies | IBC Technologies | HC 13-50 | Water | LPG | Power | FALSE | FALSE | 1 | TRUE |  |  | None | Condensing | Step Modulating | Other | Single-Speed |  |  |  | 51000 | 46000 | [9 empty] | 95 | 80 | Federally-Regulated Consumer Product | 2015-12-15
Laars Heating Systems Company | RHEOS PLUS | RHHH2400 | Water | Natural Gas | Power | FALSE | FALSE | 1 |  |  |  | None | Condensing | Step Modulating | Copper | Single-Speed |  |  |  | 2400000 | 2182000 |  |  |  |  | 92.1 | 80 | [5 empty] | Federally-Regulated Commercial & Industrial Equipment | 2015-12-15
Laars Heating Systems Company | RHEOS PLUS | RHHH2400 | Water | LPG | Power | FALSE | FALSE | 1 |  |  |  | None | Condensing | Step Modulating | Copper | Single-Speed |  |  |  | 2400000 | 2182000 |  |  |  |  | 92.1 | 80 | [5 empty] | Federally-Regulated Commercial & Industrial Equipment | 2015-12-15
Laars Heating Systems Company | NEOTHERM | NTH750 | Water | Natural Gas | Power | FALSE | FALSE | 1 |  |  |  | None | Condensing | Step Modulating | Other |  |  |  |  | 750000 | 724000 |  |  |  |  | 96.6 | 80 | [5 empty] | Federally-Regulated Commercial & Industrial Equipment | 2015-12-15
Laars Heating Systems Company | NEOTHERM | NTH750 | Water | LPG | Power | FALSE | FALSE | 1 |  |  |  | None | Condensing | Step Modulating | Other |  |  |  |  | 750000 | 724000 |  |  |  |  | 96.6 | 80 | [5 empty] | Federally-Regulated Commercial & Industrial Equipment | 2015-12-15
Laars Heating Systems Company | NEOTHERM | NTH850 | Water | LPG | Power | FALSE | FALSE | 1 |  |  |  | None | Condensing | Step Modulating | Other |  |  |  |  | 850000 | 813000 |  |  |  |  | 95.7 | 80 | [5 empty] | Federally-Regulated Commercial & Industrial Equipment | 2015-12-15
Laars Heating Systems Company | RHEOS | RHCH2000 | Water | Natural Gas | Power | FALSE | TRUE | 1 |  |  |  | None | Non-Condensing | Step Modulating | Copper |  |  |  |  | 2000000 | 1714000 |  |  |  |  | 86.7 | 80 | [5 empty] | Federally-Regulated Commercial & Industrial Equipment | 2015-12-15
Laars Heating Systems Company | RHEOS | RHCH2000 | Water | LPG | Power | FALSE | TRUE | 1 |  |  |  | None | Non-Condensing | Step Modulating | Copper |  |  |  |  | 2000000 | 1714000 |  |  |  |  | 86.7 | 80 | [5 empty] | Federally-Regulated Commercial & Industrial Equipment | 2015-12-15
Laars Heating Systems Company | RHEOS | RHCH1200 | Water | Natural Gas | Power | FALSE | TRUE | 1 |  |  |  | None | Non-Condensing | Step Modulating | Copper |  |  |  |  | 1200000 | 1028000 |  |  |  |  | 86 | 80 | [5 empty] | Federally-Regulated Commercial & Industrial Equipment | 2015-12-15
Laars Heating Systems Company | RHEOS | RHCH1200 | Water | LPG | Power | FALSE | TRUE | 1 |  |  |  | None | Non-Condensing | Step Modulating | Copper |  |  |  |  | 1200000 | 1028000 |  |  |  |  | 86 | 80 | [5 empty] | Federally-Regulated Commercial & Industrial Equipment | 2015-12-15
Laars Heating Systems Company | RHEOS | RHCH2400 | Water | Natural Gas | Power | FALSE | TRUE | 1 |  |  |  | None | Non-Condensing | Step Modulating | Copper |  |  |  |  | 2400000 | 2052000 |  |  |  |  | 86.9 | 80 | [5 empty] | Federally-Regulated Commercial & Industrial Equipment | 2015-12-15
Laars Heating Systems Company | RHEOS | RHCH2400 | Water | LPG | Power | FALSE | TRUE | 1 |  |  |  | None | Non-Condensing | Step Modulating | Copper |  |  |  |  | 2400000 | 2052000 |  |  |  |  | 86.9 | 80 | [5 empty] | Federally-Regulated Commercial & Industrial Equipment | 2015-12-15
Laars Heating Systems Company | RHEOS | RHCH1600 | Water | Natural Gas | Power | FALSE | TRUE | 1 |  |  |  | None | Non-Condensing | Step Modulating | Copper |  |  |  |  | 1600000 | 1376000 |  |  |  |  | 86.3 | 80 | [5 empty] | Federally-Regulated Commercial & Industrial Equipment | 2015-12-15
Laars Heating Systems Company | RHEOS | RHCH1600 | Water | LPG | Power | FALSE | TRUE | 1 |  |  |  | None | Non-Condensing | Step Modulating | Copper |  |  |  |  | 1600000 | 1376000 |  |  |  |  | 86.3 | 80 | [5 empty] | Federally-Regulated Commercial & Industrial Equipment | 2015-12-15
Laars Heating Systems Company | RHEOS+ | RHHH1600 | Water | Natural Gas | Power | FALSE | FALSE | 1 |  |  |  | None | Condensing | Step Modulating | Copper | Single-Speed |  |  |  | 1600000 | 1454000 |  |  |  |  | 92.1 | 80 | [5 empty] | Federally-Regulated Commercial & Industrial Equipment | 2015-12-15
Laars Heating Systems Company | RHEOS+ | RHHH1600 | Water | LPG | Power | FALSE | FALSE | 1 |  |  |  | None | Condensing | Step Modulating | Copper | Single-Speed |  |  |  | 1600000 | 1454000 |  |  |  |  | 92.1 | 80 | [5 empty] | Federally-Regulated Commercial & Industrial Equipment | 2015-12-15
Laars Heating Systems Company | RHEOS+ | RHHH2000 | Water | Natural Gas | Power | FALSE | FALSE | 1 |  |  |  | None | Condensing | Step Modulating | Copper | Single-Speed |  |  |  | 2000000 | 1818000 |  |  |  |  | 92.1 | 80 | [5 empty] | Federally-Regulated Commercial & Industrial Equipment | 2015-12-15
Laars Heating Systems Company | RHEOS+ | RHHH2000 | Water | LPG | Power | FALSE | FALSE | 1 |  |  |  | None | Condensing | Step Modulating | Copper | Single-Speed |  |  |  | 2000000 | 1818000 |  |  |  |  | 92.1 | 80 | [5 empty] | Federally-Regulated Commercial & Industrial Equipment | 2015-12-15
Laars Heating Systems Company | MIGHTY THERM 2 | MT2H0400 | Water | Natural Gas | Power | FALSE | FALSE | 1 |  |  |  | None | Non-Condensing | Two-Stage Modulating | Copper |  |  |  |  | 399000 | 340000 |  |  |  |  | 85.3 | 80 | [5 empty] | Federally-Regulated Commercial & Industrial Equipment | 2015-12-15
Laars Heating Systems Company | MIGHTY THERM 2 | MT2H0400 | Water | LPG | Power | FALSE | FALSE | 1 |  |  |  | None | Non-Condensing | Two-Stage Modulating | Copper |  |  |  |  | 399000 | 340000 |  |  |  |  | 85.3 | 80 | [5 empty] | Federally-Regulated Commercial & Industrial Equipment | 2015-12-15
Laars Heating Systems Company | MIGHTY THERM II | MT2H0300 | Water | Natural Gas | Injection Type | FALSE | FALSE | 1 | TRUE |  |  | None | Non-Condensing | Single-Stage | Copper |  |  |  |  | 299000 | 255000 | [9 empty] | 85.1 | 80 | Federally-Regulated Consumer Product | 2015-12-15
Laars Heating Systems Company | MIGHTY THERM II | MT2H0300 | Water | LPG | Injection Type | FALSE | FALSE | 1 | TRUE |  |  | None | Non-Condensing | Single-Stage | Copper |  |  |  |  | 299000 | 255000 | [9 empty] | 85.1 | 80 | Federally-Regulated Consumer Product | 2015-12-15
Laars Heating Systems Company | NEOTHERM | NTH105 | Water | Natural Gas | Induced Draft | FALSE | FALSE | 1 | TRUE |  |  | None | Condensing | Step Modulating | Other |  |  |  |  | 105000 | 96000 | [9 empty] | 95 | 80 | Federally-Regulated Consumer Product | 2015-12-15
Laars Heating Systems Company | NEOTHERM | NTH105 | Water | LPG | Induced Draft | FALSE | FALSE | 1 | TRUE |  |  | None | Condensing | Step Modulating | Other |  |  |  |  | 105000 | 96000 | [9 empty] | 95 | 80 | Federally-Regulated Consumer Product | 2015-12-15
Laars Heating Systems Company | NEOTHERM | NTH080 | Water | Natural Gas | Induced Draft | FALSE | FALSE | 1 | TRUE |  |  | None | Condensing | Step Modulating | Other |  |  |  |  | 80000 | 74000 | [9 empty] | 95 | 80 | Federally-Regulated Consumer Product | 2015-12-15
Laars Heating Systems Company | NEOTHERM | NTH080 | Water | LPG | Induced Draft | FALSE | FALSE | 1 | TRUE |  |  | None | Condensing | Step Modulating | Other |  |  |  |  | 80000 | 74000 | [9 empty] | 95 | 80 | Federally-Regulated Consumer Product | 2015-12-15
Laars Heating Systems Company | NEOTHERM | NTH210 | Water | Natural Gas | Induced Draft | FALSE | FALSE | 1 | TRUE |  |  | None | Condensing | Step Modulating | Other |  |  |  |  | 210000 | 194000 | [9 empty] | 95 | 80 | Federally-Regulated Consumer Product | 2015-12-15
Laars Heating Systems Company | NEOTHERM | NTH210 | Water | LPG | Induced Draft | FALSE | FALSE | 1 | TRUE |  |  | None | Condensing | Step Modulating | Other |  |  |  |  | 210000 | 194000 | [9 empty] | 95 | 80 | Federally-Regulated Consumer Product | 2015-12-15
Laars Heating Systems Company | NEOTHERM | NTH150 | Water | Natural Gas | Induced Draft | FALSE | FALSE | 1 | TRUE |  |  | None | Condensing | Step Modulating | Other |  |  |  |  | 150000 | 138000 | [9 empty] | 95 | 80 | Federally-Regulated Consumer Product | 2015-12-15
Laars Heating Systems Company | NEOTHERM | NTH150 | Water | LPG | Induced Draft | FALSE | FALSE | 1 | TRUE |  |  | None | Condensing | Step Modulating | Other |  |  |  |  | 150000 | 138000 | [9 empty] | 95 | 80 | Federally-Regulated Consumer Product | 2015-12-15
Laars Heating Systems Company | NEOTHERM | NTH285 | Water | Natural Gas | Induced Draft | FALSE | FALSE | 1 | TRUE |  |  | None | Condensing | Step Modulating | Other |  |  |  |  | 285000 | 264000 | [9 empty] | 95 | 80 | Federally-Regulated Consumer Product | 2015-12-15
Laars Heating Systems Company | NEOTHERM | NTH285 | Water | LPG | Induced Draft | FALSE | FALSE | 1 | TRUE |  |  | None | Condensing | Step Modulating | Other |  |  |  |  | 285000 | 264000 | [9 empty] | 95 | 80 | Federally-Regulated Consumer Product | 2015-12-15
Laars Heating Systems Company | MIGHTY THERM II | MT2H0200 | Water | Natural Gas | Injection Type | FALSE | FALSE | 1 | TRUE |  |  | None | Non-Condensing | Single-Stage | Copper |  |  |  |  | 200000 | 170000 | [9 empty] | 85.1 | 80 | Federally-Regulated Consumer Product | 2015-12-15
Laars Heating Systems Company | MIGHTY THERM II | MT2H0200 | Water | LPG | Injection Type | FALSE | FALSE | 1 | TRUE |  |  | None | Non-Condensing | Single-Stage | Copper |  |  |  |  | 200000 | 170000 | [9 empty] | 85.1 | 80 | Federally-Regulated Consumer Product | 2015-12-15
Laars Heating Systems Company | MASCOT LX | MLXHW075(N,P)**** | Water | Natural Gas | Power | FALSE | FALSE | 1 | TRUE |  |  | None | Condensing | Step Modulating | Other | Single-Speed |  |  |  | 75000 | 70000 | [9 empty] | 95 | 80 | Federally-Regulated Consumer Product | 2015-12-15
Laars Heating Systems Company | MASCOT LX | MLXHW075(N,P)**** | Water | LPG | Power | FALSE | FALSE | 1 | TRUE |  |  | None | Condensing | Step Modulating | Other | Single-Speed |  |  |  | 75000 | 70000 | [9 empty] | 95 | 80 | Federally-Regulated Consumer Product | 2015-12-15
Laars Heating Systems Company | MASCOT LX | MLXHW125(N,P)**** | Water | Natural Gas | Power | FALSE | FALSE | 1 | TRUE |  |  | None | Condensing | Step Modulating | Other | Single-Speed |  |  |  | 125000 | 116000 | [9 empty] | 95 | 80 | Federally-Regulated Consumer Product | 2015-12-15
Laars Heating Systems Company | MASCOT LX | MLXHW125(N,P)**** | Water | LPG | Power | FALSE | FALSE | 1 | TRUE |  |  | None | Condensing | Step Modulating | Other | Single-Speed |  |  |  | 125000 | 116000 | [9 empty] | 95 | 80 | Federally-Regulated Consumer Product | 2015-12-15
Laars Heating Systems Company | MASCOT LX | MLXCW175(N,P)**** | Water | Natural Gas | Power | FALSE | FALSE | 1 | TRUE |  |  | None | Condensing | Step Modulating | Other | Single-Speed |  |  |  | 175000 | 166000 | [9 empty] | 95 | 80 | Federally-Regulated Consumer Product | 2015-12-15
Laars Heating Systems Company | MASCOT LX | MLXCW175(N,P)**** | Water | LPG | Power | FALSE | FALSE | 1 | TRUE |  |  | None | Condensing | Step Modulating | Other | Single-Speed |  |  |  | 175000 | 166000 | [9 empty] | 95 | 80 | Federally-Regulated Consumer Product | 2015-12-15
Laars Heating Systems Company | MASCOT LX | MLXHW175(N,P)**** | Water | Natural Gas | Power | FALSE | FALSE | 1 | TRUE |  |  | None | Condensing | Step Modulating | Other | Single-Speed |  |  |  | 175000 | 166000 | [9 empty] | 95 | 80 | Federally-Regulated Consumer Product | 2015-12-15
Laars Heating Systems Company | MASCOT LX | MLXHW175(N,P)**** | Water | LPG | Power | FALSE | FALSE | 1 | TRUE |  |  | None | Condensing | Step Modulating | Other | Single-Speed |  |  |  | 175000 | 166000 | [9 empty] | 95 | 80 | Federally-Regulated Consumer Product | 2015-12-15
Laars Heating Systems Company | ENDURANCE | EBP0110 | Water | Natural Gas | Power | FALSE | FALSE | 1 | TRUE |  |  | None | Non-Condensing | Step Modulating | Copper |  |  |  |  | 107000 | 92000 | [9 empty] | 85.5 | 80 | Federally-Regulated Consumer Product | 2015-12-15
Laars Heating Systems Company | ENDURANCE | EBP0110 | Water | LPG | Power | FALSE | FALSE | 1 | TRUE |  |  | None | Non-Condensing | Step Modulating | Copper |  |  |  |  | 107000 | 92000 | [9 empty] | 85.5 | 80 | Federally-Regulated Consumer Product | 2015-12-15
Laars Heating Systems Company | ENDURANCE | EBP0175 | Water | Natural Gas | Power | FALSE | FALSE | 1 | TRUE |  |  | None | Non-Condensing | Step Modulating | Copper |  |  |  |  | 175000 | 155000 | [9 empty] | 86.1 | 80 | Federally-Regulated Consumer Product | 2015-12-15
Laars Heating Systems Company | ENDURANCE | EBP0175 | Water | LPG | Power | FALSE | FALSE | 1 | TRUE |  |  | None | Non-Condensing | Step Modulating | Copper |  |  |  |  | 175000 | 155000 | [9 empty] | 86.1 | 80 | Federally-Regulated Consumer Product | 2015-12-15
Laars Heating Systems Company | MASCOT LX | MLXHW050(N,P)**** | Water | Natural Gas | Power | FALSE | FALSE | 1 | TRUE |  |  | None | Condensing | Step Modulating | Other |  |  |  |  | 50000 | 46000 | [9 empty] | 95 | 80 | Federally-Regulated Consumer Product | 2015-12-15
Laars Heating Systems Company | MASCOT LX | MLXHW050(N,P)**** | Water | LPG | Power | FALSE | FALSE | 1 | TRUE |  |  | None | Condensing | Step Modulating | Other |  |  |  |  | 50000 | 46000 | [9 empty] | 95 | 80 | Federally-Regulated Consumer Product | 2015-12-15
Laars Heating Systems Company | MASCOT LX | MLXHW100(N,P)**** | Water | Natural Gas | Power | FALSE | FALSE | 1 | TRUE |  |  | None | Condensing | Step Modulating | Other |  |  |  |  | 100000 | 93000 | [9 empty] | 95 | 80 | Federally-Regulated Consumer Product | 2015-12-15
Laars Heating Systems Company | MASCOT LX | MLXHW100(N,P)**** | Water | LPG | Power | FALSE | FALSE | 1 | TRUE |  |  | None | Condensing | Step Modulating | Other |  |  |  |  | 100000 | 93000 | [9 empty] | 95 | 80 | Federally-Regulated Consumer Product | 2015-12-15
Laars Heating Systems Company | MASCOT LX | MLXHW150(N,P)**** | Water | Natural Gas | Power | FALSE | FALSE | 1 | TRUE |  |  | None | Condensing | Step Modulating | Other |  |  |  |  | 150000 | 139000 | [9 empty] | 95 | 80 | Federally-Regulated Consumer Product | 2015-12-15
Laars Heating Systems Company | MASCOT LX | MLXHW150(N,P)**** | Water | LPG | Power | FALSE | FALSE | 1 | TRUE |  |  | None | Condensing | Step Modulating | Other |  |  |  |  | 150000 | 139000 | [9 empty] | 95 | 80 | Federally-Regulated Consumer Product | 2015-12-15
Laars Heating Systems Company | MASCOT LX | MLXCW150(N,P)**** | Water | Natural Gas | Power | FALSE | FALSE | 1 | TRUE |  |  | None | Condensing | Step Modulating | Other | Single-Speed |  |  |  | 150000 | 139000 | [9 empty] | 95 | 80 | Federally-Regulated Consumer Product | 2015-12-15
Laars Heating Systems Company | MASCOT LX | MLXCW150(N,P)**** | Water | LPG | Power | FALSE | FALSE | 1 | TRUE |  |  | None | Condensing | Step Modulating | Other | Single-Speed |  |  |  | 150000 | 139000 | [9 empty] | 95 | 80 | Federally-Regulated Consumer Product | 2015-12-15
Laars Heating Systems Company | MASCOT LX | MLXHW220(N,P)**** | Water | Natural Gas | Power | FALSE | FALSE | 1 | TRUE |  |  | None | Condensing | Step Modulating | Other |  |  |  |  | 220000 | 206000 | [9 empty] | 95 | 80 | Federally-Regulated Consumer Product | 2015-12-15
Laars Heating Systems Company | MASCOT LX | MLXHW220(N,P)**** | Water | LPG | Power | FALSE | FALSE | 1 | TRUE |  |  | None | Condensing | Step Modulating | Other |  |  |  |  | 220000 | 206000 | [9 empty] | 95 | 80 | Federally-Regulated Consumer Product | 2015-12-15
Laars Heating Systems Company | Mascot FT | MFTHW140(N,P)**** | Water | Natural Gas | Pressure | FALSE | FALSE | 1 | TRUE |  |  | None | Condensing | Step Modulating | Other |  |  |  |  | 140000 | 129000 | [9 empty] | 95 | 80 | Federally-Regulated Consumer Product | 2015-12-15
Laars Heating Systems Company | Mascot FT | MFTHW140(N,P)**** | Water | LPG | Pressure | FALSE | FALSE | 1 | TRUE |  |  | None | Condensing | Step Modulating | Other |  |  |  |  | 140000 | 129000 | [9 empty] | 95 | 80 | Federally-Regulated Consumer Product | 2015-12-15
Laars Heating Systems Company | Mascot FT | MFTC(F,W)140(N,P)**** | Water | Natural Gas | Pressure | FALSE | FALSE | 1 | TRUE |  |  | None | Condensing | Step Modulating | Other |  |  |  |  | 140000 | 129000 | [9 empty] | 95 | 80 | Federally-Regulated Consumer Product | 2015-12-15
Laars Heating Systems Company | Mascot FT | MFTC(F,W)140(N,P)**** | Water | LPG | Pressure | FALSE | FALSE | 1 | TRUE |  |  | None | Condensing | Step Modulating | Other |  |  |  |  | 140000 | 129000 | [9 empty] | 95 | 80 | Federally-Regulated Consumer Product | 2015-12-15
Laars Heating Systems Company | NEOTHERM | NTH1700 | Water | Natural Gas | Power | FALSE | FALSE | 1 |  |  |  | None | Condensing | Step Modulating | Other |  |  |  |  | 1700000 | 1666000 |  |  |  |  | 98 | 80 | [5 empty] | Federally-Regulated Commercial & Industrial Equipment | 2015-12-15
Laars Heating Systems Company | NEOTHERM | NTH1700 | Water | LPG | Power | FALSE | FALSE | 1 |  |  |  | None | Condensing | Step Modulating | Other |  |  |  |  | 1700000 | 1666000 |  |  |  |  | 98 | 80 | [5 empty] | Federally-Regulated Commercial & Industrial Equipment | 2015-12-15
Laars Heating Systems Company | NEOTHERM | NTH1000 | Water | Natural Gas | Induced Draft | FALSE | TRUE | 1 |  |  |  | None | Condensing | Step Modulating | Other |  |  |  |  | 999000 | 942000 |  |  |  |  | 94.2 | 80 | [5 empty] | Federally-Regulated Commercial & Industrial Equipment | 2015-12-15
Laars Heating Systems Company | NEOTHERM | NTH1000 | Water | LPG | Induced Draft | FALSE | TRUE | 1 |  |  |  | None | Condensing | Step Modulating | Other |  |  |  |  | 999000 | 942000 |  |  |  |  | 94.2 | 80 | [5 empty] | Federally-Regulated Commercial & Industrial Equipment | 2015-12-15
Laars Heating Systems Company | RHEOS+ | RHHH1200 | Water | Natural Gas | Power | FALSE | FALSE | 1 |  |  |  | None | Condensing | Step Modulating | Copper | Single-Speed |  |  |  | 1200000 | 1090000 |  |  |  |  | 92.1 | 80 | [5 empty] | Federally-Regulated Commercial & Industrial Equipment | 2015-12-15
Laars Heating Systems Company | RHEOS+ | RHHH1200 | Water | LPG | Power | FALSE | FALSE | 1 |  |  |  | None | Condensing | Step Modulating | Copper | Single-Speed |  |  |  | 1200000 | 1090000 |  |  |  |  | 92.1 | 80 | [5 empty] | Federally-Regulated Commercial & Industrial Equipment | 2015-12-15
Laars Heating Systems Company | MIGHTY THERM 2 | MT2H2000 | Water | Natural Gas | Power | FALSE | FALSE | 1 |  |  |  | None | Non-Condensing | Two-Stage Modulating | Copper |  |  |  |  | 1999000 | 1701000 |  |  |  |  | 85.2 | 80 | [5 empty] | Federally-Regulated Commercial & Industrial Equipment | 2015-12-15
Laars Heating Systems Company | MIGHTY THERM 2 | MT2H2000 | Water | LPG | Power | FALSE | FALSE | 1 |  |  |  | None | Non-Condensing | Two-Stage Modulating | Copper |  |  |  |  | 1999000 | 1701000 |  |  |  |  | 85.2 | 80 | [5 empty] | Federally-Regulated Commercial & Industrial Equipment | 2015-12-15
Laars Heating Systems Company | MIGHTY THERM 2 | MT2H1500 | Water | Natural Gas | Power | FALSE | FALSE | 1 |  |  |  | None | Non-Condensing | Two-Stage Modulating | Copper |  |  |  |  | 1500000 | 1277000 |  |  |  |  | 85.2 | 80 | [5 empty] | Federally-Regulated Commercial & Industrial Equipment | 2015-12-15
Laars Heating Systems Company | MIGHTY THERM 2 | MT2H1500 | Water | LPG | Power | FALSE | FALSE | 1 |  |  |  | None | Non-Condensing | Two-Stage Modulating | Copper |  |  |  |  | 1500000 | 1277000 |  |  |  |  | 85.2 | 80 | [5 empty] | Federally-Regulated Commercial & Industrial Equipment | 2015-12-15
Laars Heating Systems Company | MIGHTY THERM 2 | MT2H1250 | Water | Natural Gas | Power | FALSE | FALSE | 1 |  |  |  | None | Non-Condensing | Two-Stage Modulating | Copper |  |  |  |  | 1250000 | 1064000 |  |  |  |  | 85.2 | 80 | [5 empty] | Federally-Regulated Commercial & Industrial Equipment | 2015-12-15
Laars Heating Systems Company | MIGHTY THERM 2 | MT2H1250 | Water | LPG | Power | FALSE | FALSE | 1 |  |  |  | None | Non-Condensing | Two-Stage Modulating | Copper |  |  |  |  | 1250000 | 1064000 |  |  |  |  | 85.2 | 80 | [5 empty] | Federally-Regulated Commercial & Industrial Equipment | 2015-12-15
Laars Heating Systems Company | MIGHTY THERM 2 | MT2H1000 | Water | Natural Gas | Power | FALSE | FALSE | 1 |  |  |  | None | Non-Condensing | Two-Stage Modulating | Copper |  |  |  |  | 999000 | 849000 |  |  |  |  | 85 | 80 | [5 empty] | Federally-Regulated Commercial & Industrial Equipment | 2015-12-15
Laars Heating Systems Company | MIGHTY THERM 2 | MT2H1000 | Water | LPG | Power | FALSE | FALSE | 1 |  |  |  | None | Non-Condensing | Two-Stage Modulating | Copper |  |  |  |  | 999000 | 849000 |  |  |  |  | 85 | 80 | [5 empty] | Federally-Regulated Commercial & Industrial Equipment | 2015-12-15
Laars Heating Systems Company | MIGHTY THERM 2 | MT2H0500 | Water | Natural Gas | Power | FALSE | FALSE | 1 |  |  |  | None | Non-Condensing | Two-Stage Modulating | Copper |  |  |  |  | 500000 | 425000 |  |  |  |  | 85 | 80 | [5 empty] | Federally-Regulated Commercial & Industrial Equipment | 2015-12-15
Laars Heating Systems Company | MIGHTY THERM 2 | MT2H0500 | Water | LPG | Power | FALSE | FALSE | 1 |  |  |  | None | Non-Condensing | Two-Stage Modulating | Copper |  |  |  |  | 500000 | 425000 |  |  |  |  | 85 | 80 | [5 empty] | Federally-Regulated Commercial & Industrial Equipment | 2015-12-15
Laars Heating Systems Company | MIGHTY THERM 2 | MT2H0750 | Water | Natural Gas | Power | FALSE | FALSE | 1 |  |  |  | None | Non-Condensing | Two-Stage Modulating | Copper |  |  |  |  | 750000 | 638000 |  |  |  |  | 85 | 80 | [5 empty] | Federally-Regulated Commercial & Industrial Equipment | 2015-12-15
Laars Heating Systems Company | MIGHTY THERM 2 | MT2H0750 | Water | LPG | Power | FALSE | FALSE | 1 |  |  |  | None | Non-Condensing | Two-Stage Modulating | Copper |  |  |  |  | 750000 | 638000 |  |  |  |  | 85 | 80 | [5 empty] | Federally-Regulated Commercial & Industrial Equipment | 2015-12-15
Laars Heating Systems Company | PENNANT | PNCH1750 | Water | Natural Gas | Power | FALSE | FALSE | 1 |  |  |  | None | Non-Condensing | Step Modulating | Copper |  |  |  |  | 1750000 | 1489000 |  |  |  |  | 85.2 | 80 | [5 empty] | Federally-Regulated Commercial & Industrial Equipment | 2015-12-15
Laars Heating Systems Company | PENNANT | PNCH1750 | Water | LPG | Power | FALSE | FALSE | 1 |  |  |  | None | Non-Condensing | Step Modulating | Copper |  |  |  |  | 1750000 | 1489000 |  |  |  |  | 85.2 | 80 | [5 empty] | Federally-Regulated Commercial & Industrial Equipment | 2015-12-15
Laars Heating Systems Company | PENNANT | PNCH1500 | Water | Natural Gas | Power | FALSE | FALSE | 1 |  |  |  | None | Non-Condensing | Step Modulating | Copper |  |  |  |  | 1500000 | 1266000 |  |  |  |  | 85.2 | 80 | [5 empty] | Federally-Regulated Commercial & Industrial Equipment | 2015-12-15
Laars Heating Systems Company | PENNANT | PNCH1500 | Water | LPG | Power | FALSE | FALSE | 1 |  |  |  | None | Non-Condensing | Step Modulating | Copper |  |  |  |  | 1500000 | 1266000 |  |  |  |  | 85.2 | 80 | [5 empty] | Federally-Regulated Commercial & Industrial Equipment | 2015-12-15
Laars Heating Systems Company | MIGHTY THERM 2 | PNCH1250 | Water | Natural Gas | Power | FALSE | FALSE | 1 |  |  |  | None | Non-Condensing | Step Modulating | Copper |  |  |  |  | 1250000 | 1064000 |  |  |  |  | 85.2 | 80 | [5 empty] | Federally-Regulated Commercial & Industrial Equipment | 2015-12-15
Laars Heating Systems Company | MIGHTY THERM 2 | PNCH1250 | Water | LPG | Power | FALSE | FALSE | 1 |  |  |  | None | Non-Condensing | Step Modulating | Copper |  |  |  |  | 1250000 | 1064000 |  |  |  |  | 85.2 | 80 | [5 empty] | Federally-Regulated Commercial & Industrial Equipment | 2015-12-15
Laars Heating Systems Company | PENNANT | PNCH1000 | Water | Natural Gas | Power | FALSE | FALSE | 1 |  |  |  | None | Non-Condensing | Step Modulating | Copper |  |  |  |  | 999000 | 849000 |  |  |  |  | 85 | 80 | [5 empty] | Federally-Regulated Commercial & Industrial Equipment | 2015-12-15
Laars Heating Systems Company | PENNANT | PNCH1000 | Water | LPG | Power | FALSE | FALSE | 1 |  |  |  | None | Non-Condensing | Step Modulating | Copper |  |  |  |  | 999000 | 849000 |  |  |  |  | 85 | 80 | [5 empty] | Federally-Regulated Commercial & Industrial Equipment | 2015-12-15
Laars Heating Systems Company | PENNANT | PNCH0750 | Water | Natural Gas | Power | FALSE | FALSE | 1 |  |  |  | None | Non-Condensing | Step Modulating | Copper |  |  |  |  | 750000 | 638000 |  |  |  |  | 85 | 80 | [5 empty] | Federally-Regulated Commercial & Industrial Equipment | 2015-12-15
Laars Heating Systems Company | PENNANT | PNCH0750 | Water | LPG | Power | FALSE | FALSE | 1 |  |  |  | None | Non-Condensing | Step Modulating | Copper |  |  |  |  | 750000 | 638000 |  |  |  |  | 85 | 80 | [5 empty] | Federally-Regulated Commercial & Industrial Equipment | 2015-12-15
Laars Heating Systems Company | PENNANT | PNCH0500 | Water | Natural Gas | Power | FALSE | FALSE | 1 |  |  |  | None | Non-Condensing | Two-Stage Modulating | Copper |  |  |  |  | 500000 | 425000 |  |  |  |  | 85 | 80 | [5 empty] | Federally-Regulated Commercial & Industrial Equipment | 2015-12-15
Laars Heating Systems Company | PENNANT | PNCH0500 | Water | LPG | Power | FALSE | FALSE | 1 |  |  |  | None | Non-Condensing | Two-Stage Modulating | Copper |  |  |  |  | 500000 | 425000 |  |  |  |  | 85 | 80 | [5 empty] | Federally-Regulated Commercial & Industrial Equipment | 2015-12-15
Laars Heating Systems Company | PENNANT | PNCH2000 | Water | Natural Gas | Power | FALSE | FALSE | 1 |  |  |  | None | Non-Condensing | Step Modulating | Copper |  |  |  |  | 1999000 | 1701000 |  |  |  |  | 85.2 | 80 | [5 empty] | Federally-Regulated Commercial & Industrial Equipment | 2015-12-15
Laars Heating Systems Company | PENNANT | PNCH2000 | Water | LPG | Power | FALSE | FALSE | 1 |  |  |  | None | Non-Condensing | Step Modulating | Copper |  |  |  |  | 1999000 | 1701000 |  |  |  |  | 85.2 | 80 | [5 empty] | Federally-Regulated Commercial & Industrial Equipment | 2015-12-15
Laars Heating Systems Company | MIGHTY THERM 2 | MT2H1750 | Water | Natural Gas | Power | FALSE | FALSE | 1 |  |  |  | None | Non-Condensing | Two-Stage Modulating | Copper |  |  |  |  | 1750000 | 1489000 |  |  |  |  | 85.2 | 80 | [5 empty] | Federally-Regulated Commercial & Industrial Equipment | 2015-12-15
Laars Heating Systems Company | MIGHTY THERM 2 | MT2H1750 | Water | LPG | Power | FALSE | FALSE | 1 |  |  |  | None | Non-Condensing | Two-Stage Modulating | Copper |  |  |  |  | 1750000 | 1489000 |  |  |  |  | 85.2 | 80 | [5 empty] | Federally-Regulated Commercial & Industrial Equipment | 2015-12-15
Laars Heating Systems Company | NEOTHERM | NTH399 | Water | Natural Gas | Power | FALSE | FALSE | 1 |  |  |  | None | Condensing | Step Modulating | Other |  |  |  |  | 399000 | 386000 |  |  |  |  | 96.5 | 80 | [5 empty] | Federally-Regulated Commercial & Industrial Equipment | 2015-12-15
Laars Heating Systems Company | NEOTHERM | NTH399 | Water | LPG | Power | FALSE | FALSE | 1 |  |  |  | None | Condensing | Step Modulating | Other |  |  |  |  | 399000 | 386000 |  |  |  |  | 96.5 | 80 | [5 empty] | Federally-Regulated Commercial & Industrial Equipment | 2015-12-15
Laars Heating Systems Company | NEOTHERM | NTH500 | Water | Natural Gas | Power | FALSE | FALSE | 1 |  |  |  | None | Condensing | Step Modulating | Other |  |  |  |  | 500000 | 475000 |  |  |  |  | 95 | 80 | [5 empty] | Federally-Regulated Commercial & Industrial Equipment | 2015-12-15
Laars Heating Systems Company | NEOTHERM | NTH500 | Water | LPG | Power | FALSE | FALSE | 1 |  |  |  | None | Condensing | Step Modulating | Other |  |  |  |  | 500000 | 475000 |  |  |  |  | 95 | 80 | [5 empty] | Federally-Regulated Commercial & Industrial Equipment | 2015-12-15
Laars Heating Systems Company | NEOTHERM | NTH600 | Water | Natural Gas | Power | FALSE | FALSE | 1 |  |  |  | None | Condensing | Step Modulating | Other |  |  |  |  | 600000 | 572000 |  |  |  |  | 95.3 | 80 | [5 empty] | Federally-Regulated Commercial & Industrial Equipment | 2015-12-15
Laars Heating Systems Company | NEOTHERM | NTH600 | Water | LPG | Power | FALSE | FALSE | 1 |  |  |  | None | Condensing | Step Modulating | Other |  |  |  |  | 600000 | 572000 |  |  |  |  | 95.3 | 80 | [5 empty] | Federally-Regulated Commercial & Industrial Equipment | 2015-12-15
Laars Heating Systems Company | NEOTHERM | NTH850 | Water | Natural Gas | Power | FALSE | FALSE | 1 |  |  |  | None | Condensing | Step Modulating | Other |  |  |  |  | 850000 | 813000 |  |  |  |  | 95.7 | 80 | [5 empty] | Federally-Regulated Commercial & Industrial Equipment | 2015-12-15
Lochinvar, LLC. | Lochinvar | FBL2000 | Water | LPG | Power | FALSE | FALSE | 1 |  |  |  | None | Condensing | Step Modulating | Other |  |  |  |  | 2000000 | 1840000 |  |  |  |  | 92 | 80 | [5 empty] | Federally-Regulated Commercial & Industrial Equipment | 2015-12-15
Lochinvar, LLC. | Lochinvar | CBN495 | Water | Natural Gas | Power | FALSE | FALSE | 1 |  |  |  | None | Non-Condensing | Two-Stage Modulating | Copper |  |  |  |  | 495000 | 401000 |  |  |  |  | 81 | 80 | [5 empty] | Federally-Regulated Commercial & Industrial Equipment | 2015-12-15
Lochinvar, LLC. | Lochinvar | CBN360 | Water | Natural Gas | Injection Type | FALSE | FALSE | 1 |  |  |  | None | Non-Condensing | Two-Stage Modulating | Copper |  |  |  |  | 360000 | 295000 |  |  |  |  | 82 | 80 | [5 empty] | Federally-Regulated Commercial & Industrial Equipment | 2015-12-15
Lochinvar, LLC. | Lochinvar | CBN399 | Water | Natural Gas | Injection Type | FALSE | FALSE | 1 |  |  |  | None | Non-Condensing | Two-Stage Modulating | Copper |  |  |  |  | 399000 | 327000 |  |  |  |  | 82 | 80 | [5 empty] | Federally-Regulated Commercial & Industrial Equipment | 2015-12-15
Lochinvar, LLC. | Lochinvar | CBN500 | Water | Natural Gas | Injection Type | FALSE | FALSE | 1 |  |  |  | None | Non-Condensing | Two-Stage Modulating | Copper |  |  |  |  | 500000 | 410000 |  |  |  |  | 82 | 80 | [5 empty] | Federally-Regulated Commercial & Industrial Equipment | 2015-12-15
Lochinvar, LLC. | Lochinvar | CBL315 | Water | LPG | Injection Type | FALSE | FALSE | 1 |  |  |  | None | Non-Condensing | Two-Stage Modulating | Copper |  |  |  |  | 315000 | 258000 |  |  |  |  | 82 | 80 | [5 empty] | Federally-Regulated Commercial & Industrial Equipment | 2015-12-15
Lochinvar, LLC. | Lochinvar | CBL360 | Water | LPG | Injection Type | FALSE | FALSE | 1 |  |  |  | None | Non-Condensing | Two-Stage Modulating | Copper |  |  |  |  | 360000 | 295000 |  |  |  |  | 82 | 80 | [5 empty] | Federally-Regulated Commercial & Industrial Equipment | 2015-12-15
Lochinvar, LLC. | Lochinvar | CBL399 | Water | LPG | Injection Type | FALSE | FALSE | 1 |  |  |  | None | Non-Condensing | Two-Stage Modulating | Copper |  |  |  |  | 399000 | 327000 |  |  |  |  | 82 | 80 | [5 empty] | Federally-Regulated Commercial & Industrial Equipment | 2015-12-15
Lochinvar, LLC. | Lochinvar | CBL500 | Water | LPG | Injection Type | FALSE | FALSE | 1 |  |  |  | None | Non-Condensing | Two-Stage Modulating | Copper |  |  |  |  | 500000 | 410000 |  |  |  |  | 82 | 80 | [5 empty] | Federally-Regulated Commercial & Industrial Equipment | 2015-12-15
Lochinvar, LLC. | Lochinvar | CBL495 | Water | LPG | Power | FALSE | FALSE | 1 |  |  |  | None | Non-Condensing | Two-Stage Modulating | Copper |  |  |  |  | 495000 | 401000 |  |  |  |  | 81 | 80 | [5 empty] | Federally-Regulated Commercial & Industrial Equipment | 2015-12-15
Lochinvar, LLC. | Lochinvar | OKN400 | Water | Natural Gas | Power | FALSE | TRUE | 1 |  |  |  | None | Condensing | Step Modulating | Other |  |  |  |  | 399000 | 374000 |  |  |  |  | 93.5 | 80 | [5 empty] | Federally-Regulated Commercial & Industrial Equipment | 2015-12-15
Lochinvar, LLC. | Lochinvar | FBN4000 | Water | Natural Gas | Power | FALSE | FALSE | 1 |  |  |  | None | Condensing | Step Modulating | Other |  |  |  |  | 4000000 | 3728000 |  |  | 93.2 | 82 | [7 empty] | Federally-Regulated Commercial & Industrial Equipment | 2015-12-15
Lochinvar, LLC. | Lochinvar | OKN601 | Water | Natural Gas | Power | FALSE | TRUE | 1 |  |  |  | None | Condensing | Step Modulating | Other |  |  |  |  | 600000 | 561000 |  |  |  |  | 93.5 | 80 | [5 empty] | Federally-Regulated Commercial & Industrial Equipment | 2015-12-15
Lochinvar, LLC. | Lochinvar | OKN701 | Water | Natural Gas | Power | FALSE | TRUE | 1 |  |  |  | None | Condensing | Step Modulating | Other |  |  |  |  | 700000 | 655000 |  |  |  |  | 93.5 | 80 | [5 empty] | Federally-Regulated Commercial & Industrial Equipment | 2015-12-15
Lochinvar, LLC. | Lochinvar | OKL601 | Water | LPG | Power | FALSE | TRUE | 1 |  |  |  | None | Condensing | Step Modulating | Other |  |  |  |  | 600000 | 561000 |  |  |  |  | 93.5 | 80 | [5 empty] | Federally-Regulated Commercial & Industrial Equipment | 2015-12-15
Lochinvar, LLC. | Lochinvar | OKL801 | Water | LPG | Power | FALSE | TRUE | 1 |  |  |  | None | Condensing | Step Modulating | Other |  |  |  |  | 800000 | 748000 |  |  |  |  | 93.5 | 80 | [5 empty] | Federally-Regulated Commercial & Industrial Equipment | 2015-12-15
Lochinvar, LLC. | Lochinvar | OKL701 | Water | LPG | Power | FALSE | TRUE | 1 |  |  |  | None | Condensing | Step Modulating | Other |  |  |  |  | 700000 | 655000 |  |  |  |  | 93.5 | 80 | [5 empty] | Federally-Regulated Commercial & Industrial Equipment | 2015-12-15
Lochinvar, LLC. | Lochinvar | FBL4000 | Water | LPG | Power | FALSE | FALSE | 1 |  |  |  | None | Condensing | Step Modulating | Other |  |  |  |  | 4000000 | 3728000 |  |  | 93.2 | 82 | [7 empty] | Federally-Regulated Commercial & Industrial Equipment | 2015-12-15
Lochinvar, LLC. | Lochinvar | FTX400(N,L) | Water | Natural Gas | Power | FALSE | FALSE | 1 |  |  |  | None | Condensing | Step Modulating | Other |  |  |  |  | 399000 | 392000 |  |  |  |  | 98 | 80 | [5 empty] | Federally-Regulated Commercial & Industrial Equipment | 2015-12-15
Lochinvar, LLC. | Lochinvar | FTX400(N,L) | Water | LPG | Power | FALSE | FALSE | 1 |  |  |  | None | Condensing | Step Modulating | Other |  |  |  |  | 399000 | 392000 |  |  |  |  | 98 | 80 | [5 empty] | Federally-Regulated Commercial & Industrial Equipment | 2015-12-15
Lochinvar, LLC. | Lochinvar | FTX500(N,L) | Water | Natural Gas | Power | FALSE | FALSE | 1 |  |  |  | None | Condensing | Step Modulating | Other |  |  |  |  | 500000 | 489000 |  |  |  |  | 97.7 | 80 | [5 empty] | Federally-Regulated Commercial & Industrial Equipment | 2015-12-15
Lochinvar, LLC. | Lochinvar | FTX500(N,L) | Water | LPG | Power | FALSE | FALSE | 1 |  |  |  | None | Condensing | Step Modulating | Other |  |  |  |  | 500000 | 489000 |  |  |  |  | 97.7 | 80 | [5 empty] | Federally-Regulated Commercial & Industrial Equipment | 2015-12-15
Lochinvar, LLC. | Lochinvar | FTX600(N,L) | Water | Natural Gas | Power | FALSE | FALSE | 1 |  |  |  | None | Condensing | Step Modulating | Other |  |  |  |  | 600000 | 585000 |  |  |  |  | 97.5 | 80 | [5 empty] | Federally-Regulated Commercial & Industrial Equipment | 2015-12-15
Lochinvar, LLC. | Lochinvar | FTX600(N,L) | Water | LPG | Power | FALSE | FALSE | 1 |  |  |  | None | Condensing | Step Modulating | Other |  |  |  |  | 600000 | 585000 |  |  |  |  | 97.5 | 80 | [5 empty] | Federally-Regulated Commercial & Industrial Equipment | 2015-12-15
Lochinvar, LLC. | Lochinvar | FTX850(N,L) | Water | Natural Gas | Power | FALSE | FALSE | 1 |  |  |  | None | Condensing | Step Modulating | Other |  |  |  |  | 850000 | 825000 |  |  |  |  | 97 | 80 | [5 empty] | Federally-Regulated Commercial & Industrial Equipment | 2015-12-15
Lochinvar, LLC. | Lochinvar | FTX850(N,L) | Water | LPG | Power | FALSE | FALSE | 1 |  |  |  | None | Condensing | Step Modulating | Other |  |  |  |  | 850000 | 825000 |  |  |  |  | 97 | 80 | [5 empty] | Federally-Regulated Commercial & Industrial Equipment | 2015-12-15
Lochinvar, LLC. | Lochinvar | FTX725(N,L) | Water | Natural Gas | Power | FALSE | FALSE | 1 |  |  |  | None | Condensing | Step Modulating | Other |  |  |  |  | 725000 | 705000 |  |  |  |  | 97.2 | 80 | [5 empty] | Federally-Regulated Commercial & Industrial Equipment | 2015-12-15
Lochinvar, LLC. | Lochinvar | FTX725(N,L) | Water | LPG | Power | FALSE | FALSE | 1 |  |  |  | None | Condensing | Step Modulating | Other |  |  |  |  | 725000 | 705000 |  |  |  |  | 97.2 | 80 | [5 empty] | Federally-Regulated Commercial & Industrial Equipment | 2015-12-15
Lochinvar, LLC. | Lochinvar | FBD4000 | Water | Natural Gas | Power | FALSE | FALSE | 1 |  |  |  | None | Condensing | Step Modulating | Other |  |  |  |  | 4000000 | 3728000 |  |  | 93.2 | 82 | [7 empty] | Federally-Regulated Commercial & Industrial Equipment | 2015-12-15
Lochinvar, LLC. | Lochinvar | FBD4000 | Water | LPG | Power | FALSE | FALSE | 1 |  |  |  | None | Condensing | Step Modulating | Other |  |  |  |  | 4000000 | 3728000 |  |  | 93.2 | 82 | [7 empty] | Federally-Regulated Commercial & Industrial Equipment | 2015-12-15
Lochinvar, LLC. | Lochinvar | FBL5000 | Water | LPG | Power | FALSE | FALSE | 1 |  |  |  | None | Condensing | Step Modulating | Other |  |  |  |  | 5000000 | 4660000 |  |  | 93.2 | 82 | [7 empty] | Federally-Regulated Commercial & Industrial Equipment | 2015-12-15
Lochinvar, LLC. | Lochinvar | FBN5000 | Water | Natural Gas | Power | FALSE | FALSE | 1 |  |  |  | None | Condensing | Step Modulating | Other |  |  |  |  | 5000000 | 4660000 |  |  | 93.2 | 82 | [7 empty] | Federally-Regulated Commercial & Industrial Equipment | 2015-12-15
Lochinvar, LLC. | Lochinvar | KBL501 | Water | LPG | Power | FALSE | FALSE | 1 |  |  |  | None | Condensing | Step Modulating | Other |  |  |  |  | 500000 | 470000 |  |  |  |  | 94 | 80 | [5 empty] | Federally-Regulated Commercial & Industrial Equipment | 2015-12-15
Lochinvar, LLC. | Lochinvar | KBN701 | Water | Natural Gas | Power | FALSE | FALSE | 1 |  |  |  | None | Condensing | Step Modulating | Other |  |  |  |  | 700000 | 658000 |  |  |  |  | 94 | 80 | [5 empty] | Federally-Regulated Commercial & Industrial Equipment | 2015-12-15
Lochinvar, LLC. | Lochinvar | KBN801 | Water | Natural Gas | Power | FALSE | FALSE | 1 |  |  |  | None | Condensing | Step Modulating | Other |  |  |  |  | 800000 | 752000 |  |  |  |  | 94 | 80 | [5 empty] | Federally-Regulated Commercial & Industrial Equipment | 2015-12-15
Lochinvar, LLC. | Lochinvar | KBN400 | Water | Natural Gas | Power | FALSE | FALSE | 1 |  |  |  | None | Condensing | Step Modulating | Other |  |  |  |  | 399000 | 376000 |  |  |  |  | 94 | 80 | [5 empty] | Federally-Regulated Commercial & Industrial Equipment | 2015-12-15
Lochinvar, LLC. | Lochinvar | FBN2500 | Water | Natural Gas | Power | FALSE | FALSE | 1 |  |  |  | None | Condensing | Step Modulating | Other |  |  |  |  | 2500000 | 2300000 |  |  | 92 | 82 | [7 empty] | Federally-Regulated Commercial & Industrial Equipment | 2015-12-15
Lochinvar, LLC. | Lochinvar | FBN3500 | Water | Natural Gas | Power | FALSE | FALSE | 1 |  |  |  | None | Condensing | Step Modulating | Other |  |  |  |  | 3500000 | 3220000 |  |  | 92 | 82 | [7 empty] | Federally-Regulated Commercial & Industrial Equipment | 2015-12-15
Lochinvar, LLC. | Lochinvar | FBN1500 | Water | Natural Gas | Power | FALSE | FALSE | 1 |  |  |  | None | Condensing | Step Modulating | Other |  |  |  |  | 1500000 | 1380000 |  |  |  |  | 92 | 80 | [5 empty] | Federally-Regulated Commercial & Industrial Equipment | 2015-12-15
Lochinvar, LLC. | Lochinvar | FBN2000 | Water | Natural Gas | Power | FALSE | FALSE | 1 |  |  |  | None | Condensing | Step Modulating | Other |  |  |  |  | 2000000 | 1840000 |  |  |  |  | 92 | 80 | [5 empty] | Federally-Regulated Commercial & Industrial Equipment | 2015-12-15
Lochinvar, LLC. | Lochinvar | FBN3000 | Water | Natural Gas | Power | FALSE | FALSE | 1 |  |  |  | None | Condensing | Step Modulating | Other |  |  |  |  | 3000000 | 2760000 |  |  | 92 | 82 | [7 empty] | Federally-Regulated Commercial & Industrial Equipment | 2015-12-15
Lochinvar, LLC. | Lochinvar | FBL3000 | Water | LPG | Power | FALSE | FALSE | 1 |  |  |  | None | Condensing | Step Modulating | Other |  |  |  |  | 3000000 | 2760000 |  |  | 92 | 82 | [7 empty] | Federally-Regulated Commercial & Industrial Equipment | 2015-12-15
Lochinvar, LLC. | Lochinvar | FBL3500 | Water | LPG | Power | FALSE | FALSE | 1 |  |  |  | None | Condensing | Step Modulating | Other |  |  |  |  | 3500000 | 3220000 |  |  | 92 | 82 | [7 empty] | Federally-Regulated Commercial & Industrial Equipment | 2015-12-15
Lochinvar, LLC. | Lochinvar | FBL2500 | Water | LPG | Power | FALSE | FALSE | 1 |  |  |  | None | Condensing | Step Modulating | Other |  |  |  |  | 2500000 | 2300000 |  |  | 92 | 82 | [7 empty] | Federally-Regulated Commercial & Industrial Equipment | 2015-12-15
Lochinvar, LLC. | Lochinvar | FBL1500 | Water | LPG | Power | FALSE | FALSE | 1 |  |  |  | None | Condensing | Step Modulating | Other |  |  |  |  | 1500000 | 1380000 |  |  |  |  | 92 | 80 | [5 empty] | Federally-Regulated Commercial & Industrial Equipment | 2015-12-15
Lochinvar, LLC. | Lochinvar | CBL1797 | Water | LPG | Power | FALSE | TRUE | 1 |  |  |  | None | Non-Condensing | Two-Stage Modulating | Copper |  |  |  |  | 1795000 | 1454000 |  |  |  |  | 81 | 80 | [5 empty] | Federally-Regulated Commercial & Industrial Equipment | 2015-12-15
Lochinvar, LLC. | Lochinvar | CBL1437 | Water | LPG | Power | FALSE | TRUE | 1 |  |  |  | None | Non-Condensing | Two-Stage Modulating | Copper |  |  |  |  | 1435000 | 1162000 |  |  |  |  | 81 | 80 | [5 empty] | Federally-Regulated Commercial & Industrial Equipment | 2015-12-15
Lochinvar, LLC. | Lochinvar | CBL1257 | Water | LPG | Power | FALSE | TRUE | 1 |  |  |  | None | Non-Condensing | Two-Stage Modulating | Copper |  |  |  |  | 1255000 | 1017000 |  |  |  |  | 81 | 80 | [5 empty] | Federally-Regulated Commercial & Industrial Equipment | 2015-12-15
Lochinvar, LLC. | Lochinvar | CBL0747 | Water | LPG | Power | FALSE | TRUE | 1 |  |  |  | None | Non-Condensing | Two-Stage Modulating | Copper |  |  |  |  | 745000 | 603000 |  |  |  |  | 81 | 80 | [5 empty] | Federally-Regulated Commercial & Industrial Equipment | 2015-12-15
Lochinvar, LLC. | Lochinvar | CBL0987 | Water | LPG | Power | FALSE | TRUE | 1 |  |  |  | None | Non-Condensing | Two-Stage Modulating | Copper |  |  |  |  | 985000 | 798000 |  |  |  |  | 81 | 80 | [5 empty] | Federally-Regulated Commercial & Industrial Equipment | 2015-12-15
Lochinvar, LLC. | Lochinvar | CBN0747 | Water | Natural Gas | Power | FALSE | TRUE | 1 |  |  |  | None | Non-Condensing | Two-Stage Modulating | Copper |  |  |  |  | 745000 | 603000 |  |  |  |  | 81 | 80 | [5 empty] | Federally-Regulated Commercial & Industrial Equipment | 2015-12-15
Lochinvar, LLC. | Lochinvar | CBN0497 | Water | Natural Gas | Power | FALSE | TRUE | 1 |  |  |  | None | Non-Condensing | Two-Stage Modulating | Copper |  |  |  |  | 495000 | 401000 |  |  |  |  | 81 | 80 | [5 empty] | Federally-Regulated Commercial & Industrial Equipment | 2015-12-15
Lochinvar, LLC. | Lochinvar | CBN2067 | Water | Natural Gas | Power | FALSE | TRUE | 1 |  |  |  | None | Non-Condensing | Two-Stage Modulating | Copper |  |  |  |  | 2065000 | 1673000 |  |  |  |  | 81 | 80 | [5 empty] | Federally-Regulated Commercial & Industrial Equipment | 2015-12-15
Lochinvar, LLC. | Lochinvar | CBN1437 | Water | Natural Gas | Power | FALSE | TRUE | 1 |  |  |  | None | Non-Condensing | Two-Stage Modulating | Copper |  |  |  |  | 1435000 | 1162000 |  |  |  |  | 81 | 80 | [5 empty] | Federally-Regulated Commercial & Industrial Equipment | 2015-12-15
Lochinvar, LLC. | Lochinvar | CBN1257 | Water | Natural Gas | Power | FALSE | TRUE | 1 |  |  |  | None | Non-Condensing | Two-Stage Modulating | Copper |  |  |  |  | 1255000 | 1017000 |  |  |  |  | 81 | 80 | [5 empty] | Federally-Regulated Commercial & Industrial Equipment | 2015-12-15
Lochinvar, LLC. | Lochinvar | CBN1797 | Water | Natural Gas | Power | FALSE | TRUE | 1 |  |  |  | None | Non-Condensing | Two-Stage Modulating | Copper |  |  |  |  | 1795000 | 1454000 |  |  |  |  | 81 | 80 | [5 empty] | Federally-Regulated Commercial & Industrial Equipment | 2015-12-15
Lochinvar, LLC. | Lochinvar | CBN0987 | Water | Natural Gas | Power | FALSE | TRUE | 1 |  |  |  | None | Non-Condensing | Two-Stage Modulating | Copper |  |  |  |  | 985000 | 798000 |  |  |  |  | 81 | 80 | [5 empty] | Federally-Regulated Commercial & Industrial Equipment | 2015-12-15
Lochinvar, LLC. | Lochinvar | CBN0647 | Water | Natural Gas | Power | FALSE | TRUE | 1 |  |  |  | None | Non-Condensing | Two-Stage Modulating | Copper |  |  |  |  | 645000 | 522000 |  |  |  |  | 81 | 80 | [5 empty] | Federally-Regulated Commercial & Industrial Equipment | 2015-12-15
Lochinvar, LLC. | Lochinvar | KBL601 | Water | LPG | Power | FALSE | FALSE | 1 |  |  |  | None | Condensing | Step Modulating | Other |  |  |  |  | 600000 | 564000 |  |  |  |  | 94 | 80 | [5 empty] | Federally-Regulated Commercial & Industrial Equipment | 2015-12-15
Lochinvar, LLC. | Lochinvar | KBL801 | Water | LPG | Power | FALSE | FALSE | 1 |  |  |  | None | Condensing | Step Modulating | Other |  |  |  |  | 800000 | 752000 |  |  |  |  | 94 | 80 | [5 empty] | Federally-Regulated Commercial & Industrial Equipment | 2015-12-15
Lochinvar, LLC. | Lochinvar | KBL701 | Water | LPG | Power | FALSE | FALSE | 1 |  |  |  | None | Condensing | Step Modulating | Other |  |  |  |  | 700000 | 658000 |  |  |  |  | 94 | 80 | [5 empty] | Federally-Regulated Commercial & Industrial Equipment | 2015-12-15
Lochinvar, LLC. | Lochinvar | KBL400 | Water | LPG | Power | FALSE | FALSE | 1 |  |  |  | None | Condensing | Step Modulating | Other |  |  |  |  | 399000 | 376000 |  |  |  |  | 94 | 80 | [5 empty] | Federally-Regulated Commercial & Industrial Equipment | 2015-12-15
Lochinvar, LLC. | Lochinvar | KBN601 | Water | Natural Gas | Power | FALSE | FALSE | 1 |  |  |  | None | Condensing | Step Modulating | Other |  |  |  |  | 600000 | 564000 |  |  |  |  | 94 | 80 | [5 empty] | Federally-Regulated Commercial & Industrial Equipment | 2015-12-15
Lochinvar, LLC. | Lochinvar | PBN1701-B9 | Water | Natural Gas | Power | FALSE | FALSE | 1 |  |  |  | None | Non-Condensing | Step Modulating | Copper |  |  |  |  | 1700000 | 1428000 |  |  |  |  | 84 | 80 | [5 empty] | Federally-Regulated Commercial & Industrial Equipment | 2015-12-15
Lochinvar, LLC. | Lochinvar | PBN1501-B9 | Water | Natural Gas | Power | FALSE | FALSE | 1 |  |  |  | None | Non-Condensing | Step Modulating | Copper |  |  |  |  | 1500000 | 1260000 |  |  |  |  | 84 | 80 | [5 empty] | Federally-Regulated Commercial & Industrial Equipment | 2015-12-15
Lochinvar, LLC. | Lochinvar | PBN2001-B9 | Water | Natural Gas | Power | FALSE | FALSE | 1 |  |  |  | None | Non-Condensing | Step Modulating | Copper |  |  |  |  | 2000000 | 1680000 |  |  |  |  | 84 | 80 | [5 empty] | Federally-Regulated Commercial & Industrial Equipment | 2015-12-15
Lochinvar, LLC. | Lochinvar | PBN1501-M9 | Water | Natural Gas | Power | FALSE | FALSE | 1 |  |  |  | None | Non-Condensing | Step Modulating | Copper |  |  |  |  | 1500000 | 1275000 |  |  |  |  | 85 | 80 | [5 empty] | Federally-Regulated Commercial & Industrial Equipment | 2015-12-15
Lochinvar, LLC. | Lochinvar | PBN1701-M9 | Water | Natural Gas | Power | FALSE | FALSE | 1 |  |  |  | None | Non-Condensing | Step Modulating | Copper |  |  |  |  | 1700000 | 1445000 |  |  |  |  | 85 | 80 | [5 empty] | Federally-Regulated Commercial & Industrial Equipment | 2015-12-15
Lochinvar, LLC. | Lochinvar | PBN2001-M9 | Water | Natural Gas | Power | FALSE | FALSE | 1 |  |  |  | None | Non-Condensing | Step Modulating | Copper |  |  |  |  | 2000000 | 1700000 |  |  |  |  | 85 | 80 | [5 empty] | Federally-Regulated Commercial & Industrial Equipment | 2015-12-15
Lochinvar, LLC. | Lochinvar | FBD2500 | Water | Natural Gas | Power | FALSE | FALSE | 1 |  |  |  | None | Condensing | Step Modulating | Other |  |  |  |  | 2500000 | 2300000 |  |  | 92 | 82 | [7 empty] | Federally-Regulated Commercial & Industrial Equipment | 2015-12-15
Lochinvar, LLC. | Lochinvar | FBD2500 | Water | LPG | Power | FALSE | FALSE | 1 |  |  |  | None | Condensing | Step Modulating | Other |  |  |  |  | 2500000 | 2300000 |  |  | 92 | 82 | [7 empty] | Federally-Regulated Commercial & Industrial Equipment | 2015-12-15
Lochinvar, LLC. | Lochinvar | FBD3000 | Water | Natural Gas | Power | FALSE | FALSE | 1 |  |  |  | None | Condensing | Step Modulating | Other |  |  |  |  | 3000000 | 2760000 |  |  | 92 | 82 | [7 empty] | Federally-Regulated Commercial & Industrial Equipment | 2015-12-15
Lochinvar, LLC. | Lochinvar | FBD3000 | Water | LPG | Power | FALSE | FALSE | 1 |  |  |  | None | Condensing | Step Modulating | Other |  |  |  |  | 3000000 | 2760000 |  |  | 92 | 82 | [7 empty] | Federally-Regulated Commercial & Industrial Equipment | 2015-12-15
Lochinvar, LLC. | Lochinvar | FBD3500 | Water | Natural Gas | Power | FALSE | FALSE | 1 |  |  |  | None | Condensing | Step Modulating | Other |  |  |  |  | 3500000 | 3220000 |  |  | 92 | 82 | [7 empty] | Federally-Regulated Commercial & Industrial Equipment | 2015-12-15
Lochinvar, LLC. | Lochinvar | FBD3500 | Water | LPG | Power | FALSE | FALSE | 1 |  |  |  | None | Condensing | Step Modulating | Other |  |  |  |  | 3500000 | 3220000 |  |  | 92 | 82 | [7 empty] | Federally-Regulated Commercial & Industrial Equipment | 2015-12-15
Lochinvar, LLC. | Lochinvar | FBD1500 | Water | Natural Gas | Power | FALSE | FALSE | 1 |  |  |  | None | Condensing | Step Modulating | Other |  |  |  |  | 1500000 | 1380000 |  |  |  |  | 92 | 80 | [5 empty] | Federally-Regulated Commercial & Industrial Equipment | 2015-12-15
Lochinvar, LLC. | Lochinvar | FBD1500 | Water | LPG | Power | FALSE | FALSE | 1 |  |  |  | None | Condensing | Step Modulating | Other |  |  |  |  | 1500000 | 1380000 |  |  |  |  | 92 | 80 | [5 empty] | Federally-Regulated Commercial & Industrial Equipment | 2015-12-15
Lochinvar, LLC. | Lochinvar | FBD2000 | Water | Natural Gas | Power | FALSE | FALSE | 1 |  |  |  | None | Condensing | Step Modulating | Other |  |  |  |  | 2000000 | 1840000 |  |  |  |  | 92 | 80 | [5 empty] | Federally-Regulated Commercial & Industrial Equipment | 2015-12-15
Lochinvar, LLC. | Lochinvar | FBD2000 | Water | LPG | Power | FALSE | FALSE | 1 |  |  |  | None | Condensing | Step Modulating | Other |  |  |  |  | 2000000 | 1840000 |  |  |  |  | 92 | 80 | [5 empty] | Federally-Regulated Commercial & Industrial Equipment | 2015-12-15
Lochinvar, LLC. | Lochinvar | CBN315 | Water | Natural Gas | Injection Type | FALSE | FALSE | 1 |  |  |  | None | Non-Condensing | Two-Stage Modulating | Copper |  |  |  |  | 315000 | 258000 |  |  |  |  | 82 | 80 | [5 empty] | Federally-Regulated Commercial & Industrial Equipment | 2015-12-15
Lochinvar, LLC. | Lochinvar | SBL1500 | Water | LPG | Power | FALSE | FALSE | 1 |  |  |  | None | Condensing | Step Modulating | Other |  |  |  |  | 1500000 | 1443000 |  |  |  |  | 96.2 | 80 | [5 empty] | Federally-Regulated Commercial & Industrial Equipment | 2015-12-15
Lochinvar, LLC. | Lochinvar | SBN1500 | Water | Natural Gas | Power | FALSE | FALSE | 1 |  |  |  | None | Condensing | Step Modulating | Other |  |  |  |  | 1500000 | 1443000 |  |  |  |  | 96.2 | 80 | [5 empty] | Federally-Regulated Commercial & Industrial Equipment | 2015-12-15
Lochinvar, LLC. | Lochinvar | SBN1300 | Water | Natural Gas | Power | FALSE | FALSE | 1 |  |  |  | None | Condensing | Step Modulating | Other |  |  |  |  | 1300000 | 1240000 |  |  |  |  | 95.4 | 80 | [5 empty] | Federally-Regulated Commercial & Industrial Equipment | 2015-12-15
Lochinvar, LLC. | Lochinvar | SBL1000 | Water | LPG | Power | FALSE | FALSE | 1 |  |  |  | None | Condensing | Step Modulating | Other |  |  |  |  | 999000 | 941000 |  |  |  |  | 94.1 | 80 | [5 empty] | Federally-Regulated Commercial & Industrial Equipment | 2015-12-15
Lochinvar, LLC. | Lochinvar | SBL1300 | Water | LPG | Power | FALSE | FALSE | 1 |  |  |  | None | Condensing | Step Modulating | Other |  |  |  |  | 1300000 | 1240000 |  |  |  |  | 95.4 | 80 | [5 empty] | Federally-Regulated Commercial & Industrial Equipment | 2015-12-15
Lochinvar, LLC. | Lochinvar | SBN1000 | Water | Natural Gas | Power | FALSE | FALSE | 1 |  |  |  | None | Condensing | Step Modulating | Other |  |  |  |  | 999000 | 941000 |  |  |  |  | 94.1 | 80 | [5 empty] | Federally-Regulated Commercial & Industrial Equipment | 2015-12-15
Lochinvar, LLC. | Lochinvar | CHL0402 | Water | LPG | Power | FALSE | TRUE | 1 |  |  |  | None | Non-Condensing | Step Modulating | Copper |  |  |  |  | 399000 | 339000 |  |  |  |  | 85 | 80 | [5 empty] | Federally-Regulated Commercial & Industrial Equipment | 2015-12-15
Lochinvar, LLC. | Lochinvar | CHL2072 | Water | LPG | Power | FALSE | TRUE | 1 |  |  |  | None | Non-Condensing | Step Modulating | Copper |  |  |  |  | 2070000 | 1760000 |  |  |  |  | 85 | 80 | [5 empty] | Federally-Regulated Commercial & Industrial Equipment | 2015-12-15
Lochinvar, LLC. | Lochinvar | CHL1802 | Water | LPG | Power | FALSE | TRUE | 1 |  |  |  | None | Non-Condensing | Step Modulating | Copper |  |  |  |  | 1800000 | 1530000 |  |  |  |  | 85 | 80 | [5 empty] | Federally-Regulated Commercial & Industrial Equipment | 2015-12-15
Lochinvar, LLC. | Lochinvar | CHL1442 | Water | LPG | Power | FALSE | TRUE | 1 |  |  |  | None | Non-Condensing | Step Modulating | Copper |  |  |  |  | 1440000 | 1224000 |  |  |  |  | 85 | 80 | [5 empty] | Federally-Regulated Commercial & Industrial Equipment | 2015-12-15
Lochinvar, LLC. | Lochinvar | CHL1262 | Water | LPG | Power | FALSE | TRUE | 1 |  |  |  | None | Non-Condensing | Step Modulating | Copper |  |  |  |  | 1260000 | 1071000 |  |  |  |  | 85 | 80 | [5 empty] | Federally-Regulated Commercial & Industrial Equipment | 2015-12-15
Lochinvar, LLC. | Lochinvar | CHL0992 | Water | LPG | Power | FALSE | TRUE | 1 |  |  |  | None | Non-Condensing | Step Modulating | Copper |  |  |  |  | 990000 | 842000 |  |  |  |  | 85 | 80 | [5 empty] | Federally-Regulated Commercial & Industrial Equipment | 2015-12-15
Lochinvar, LLC. | Lochinvar | CHL0752 | Water | LPG | Power | FALSE | TRUE | 1 |  |  |  | None | Non-Condensing | Step Modulating | Copper |  |  |  |  | 750000 | 638000 |  |  |  |  | 85 | 80 | [5 empty] | Federally-Regulated Commercial & Industrial Equipment | 2015-12-15
Lochinvar, LLC. | Lochinvar | CHL0652 | Water | LPG | Power | FALSE | TRUE | 1 |  |  |  | None | Non-Condensing | Step Modulating | Copper |  |  |  |  | 650000 | 553000 |  |  |  |  | 85 | 80 | [5 empty] | Federally-Regulated Commercial & Industrial Equipment | 2015-12-15
Lochinvar, LLC. | Lochinvar | CHL0502 | Water | LPG | Power | FALSE | TRUE | 1 |  |  |  | None | Non-Condensing | Step Modulating | Copper |  |  |  |  | 500000 | 425000 |  |  |  |  | 85 | 80 | [5 empty] | Federally-Regulated Commercial & Industrial Equipment | 2015-12-15
Lochinvar, LLC. | Lochinvar | CHN0502 | Water | Natural Gas | Power | FALSE | TRUE | 1 |  |  |  | None | Non-Condensing | Step Modulating | Copper |  |  |  |  | 500000 | 425000 |  |  |  |  | 85 | 80 | [5 empty] | Federally-Regulated Commercial & Industrial Equipment | 2015-12-15
Lochinvar, LLC. | Lochinvar | CHN0752 | Water | Natural Gas | Power | FALSE | TRUE | 1 |  |  |  | None | Non-Condensing | Step Modulating | Copper |  |  |  |  | 750000 | 638000 |  |  |  |  | 85 | 80 | [5 empty] | Federally-Regulated Commercial & Industrial Equipment | 2015-12-15
Lochinvar, LLC. | Lochinvar | CHN0992 | Water | Natural Gas | Power | FALSE | TRUE | 1 |  |  |  | None | Non-Condensing | Step Modulating | Copper |  |  |  |  | 990000 | 842000 |  |  |  |  | 85 | 80 | [5 empty] | Federally-Regulated Commercial & Industrial Equipment | 2015-12-15
Lochinvar, LLC. | Lochinvar | CHN1262 | Water | Natural Gas | Power | FALSE | TRUE | 1 |  |  |  | None | Non-Condensing | Step Modulating | Copper |  |  |  |  | 1260000 | 1071000 |  |  |  |  | 85 | 80 | [5 empty] | Federally-Regulated Commercial & Industrial Equipment | 2015-12-15
Lochinvar, LLC. | Lochinvar | KBN501 | Water | Natural Gas | Power | FALSE | FALSE | 1 |  |  |  | None | Condensing | Step Modulating | Other |  |  |  |  | 500000 | 470000 |  |  |  |  | 94 | 80 | [5 empty] | Federally-Regulated Commercial & Industrial Equipment | 2015-12-15
Lochinvar, LLC. | Lochinvar | CHN1442 | Water | Natural Gas | Power | FALSE | TRUE | 1 |  |  |  | None | Non-Condensing | Step Modulating | Copper |  |  |  |  | 1440000 | 1224000 |  |  |  |  | 85 | 80 | [5 empty] | Federally-Regulated Commercial & Industrial Equipment | 2015-12-15
Lochinvar, LLC. | Lochinvar | CHN1802 | Water | Natural Gas | Power | FALSE | TRUE | 1 |  |  |  | None | Non-Condensing | Step Modulating | Copper |  |  |  |  | 1800000 | 1530000 |  |  |  |  | 85 | 80 | [5 empty] | Federally-Regulated Commercial & Industrial Equipment | 2015-12-15
Lochinvar, LLC. | Lochinvar | CHN2072 | Water | Natural Gas | Power | FALSE | TRUE | 1 |  |  |  | None | Non-Condensing | Step Modulating | Copper |  |  |  |  | 2070000 | 1760000 |  |  |  |  | 85 | 80 | [5 empty] | Federally-Regulated Commercial & Industrial Equipment | 2015-12-15
Lochinvar, LLC. | Lochinvar | CHN0402 | Water | Natural Gas | Power | FALSE | TRUE | 1 |  |  |  | None | Non-Condensing | Step Modulating | Copper |  |  |  |  | 399000 | 339000 |  |  |  |  | 85 | 80 | [5 empty] | Federally-Regulated Commercial & Industrial Equipment | 2015-12-15
Lochinvar, LLC. | Lochinvar | CHN0652 | Water | Natural Gas | Power | FALSE | TRUE | 1 |  |  |  | None | Non-Condensing | Step Modulating | Copper |  |  |  |  | 650000 | 553000 |  |  |  |  | 85 | 80 | [5 empty] | Federally-Regulated Commercial & Industrial Equipment | 2015-12-15
Lochinvar, LLC. | Lochinvar | PBN0502-F9 | Water | Natural Gas | Power | FALSE | FALSE | 1 |  |  |  | None | Non-Condensing | Single-Stage | Copper |  |  |  |  | 500000 | 425000 |  |  |  |  | 85 | 80 | [5 empty] | Federally-Regulated Commercial & Industrial Equipment | 2015-12-15
Lochinvar, LLC. | Lochinvar | PBN0502 | Water | Natural Gas | Power | FALSE | FALSE | 1 |  |  |  | None | Non-Condensing | Step Modulating | Copper |  |  |  |  | 500000 | 425000 |  |  |  |  | 85 | 80 | [5 empty] | Federally-Regulated Commercial & Industrial Equipment | 2015-12-15
Lochinvar, LLC. | Lochinvar | PBN0752 | Water | Natural Gas | Power | FALSE | FALSE | 1 |  |  |  | None | Non-Condensing | Step Modulating | Copper |  |  |  |  | 750000 | 637000 |  |  |  |  | 85 | 80 | [5 empty] | Federally-Regulated Commercial & Industrial Equipment | 2015-12-15
Lochinvar, LLC. | Lochinvar | PBN0752-F9 | Water | Natural Gas | Power | FALSE | FALSE | 1 |  |  |  | None | Non-Condensing | Single-Stage | Copper |  |  |  |  | 750000 | 637000 |  |  |  |  | 85 | 80 | [5 empty] | Federally-Regulated Commercial & Industrial Equipment | 2015-12-15
Lochinvar, LLC. | Lochinvar | PBN1302-F9 | Water | Natural Gas | Power | FALSE | FALSE | 1 |  |  |  | None | Non-Condensing | Single-Stage | Copper |  |  |  |  | 1300000 | 1105000 |  |  |  |  | 85 | 80 | [5 empty] | Federally-Regulated Commercial & Industrial Equipment | 2015-12-15
Lochinvar, LLC. | Lochinvar | WHN399 | Water | Natural Gas | Power | FALSE | FALSE | 1 |  |  |  | None | Condensing | Step Modulating | Other |  |  |  |  | 399000 | 377000 |  |  |  |  | 94.4 | 80 | [5 empty] | Federally-Regulated Commercial & Industrial Equipment | 2015-12-15
Lochinvar, LLC. | Lochinvar | WHL399 | Water | LPG | Power | FALSE | FALSE | 1 |  |  |  | None | Condensing | Step Modulating | Other |  |  |  |  | 399000 | 377000 |  |  |  |  | 94.4 | 80 | [5 empty] | Federally-Regulated Commercial & Industrial Equipment | 2015-12-15
Lochinvar, LLC. | Lochinvar | PBN1302 | Water | Natural Gas | Power | FALSE | FALSE | 1 |  |  |  | None | Non-Condensing | Step Modulating | Copper |  |  |  |  | 1300000 | 1105000 |  |  |  |  | 85 | 80 | [5 empty] | Federally-Regulated Commercial & Industrial Equipment | 2015-12-15
Lochinvar, LLC. | Lochinvar | PBN1002-F9 | Water | Natural Gas | Power | FALSE | FALSE | 1 |  |  |  | None | Non-Condensing | Single-Stage | Copper |  |  |  |  | 999000 | 850000 |  |  |  |  | 85 | 80 | [5 empty] | Federally-Regulated Commercial & Industrial Equipment | 2015-12-15
Lochinvar, LLC. | Lochinvar | PBN1002 | Water | Natural Gas | Power | FALSE | FALSE | 1 |  |  |  | None | Non-Condensing | Step Modulating | Copper |  |  |  |  | 999000 | 850000 |  |  |  |  | 85 | 80 | [5 empty] | Federally-Regulated Commercial & Industrial Equipment | 2015-12-15
Lochinvar, LLC. | Lochinvar | PBL1302-F9 | Water | LPG | Power | FALSE | FALSE | 1 |  |  |  | None | Non-Condensing | Single-Stage | Copper |  |  |  |  | 1300000 | 1105000 |  |  |  |  | 85 | 80 | [5 empty] | Federally-Regulated Commercial & Industrial Equipment | 2015-12-15
Lochinvar, LLC. | Lochinvar | PBL1302 | Water | LPG | Power | FALSE | FALSE | 1 |  |  |  | None | Non-Condensing | Step Modulating | Copper |  |  |  |  | 1300000 | 1105000 |  |  |  |  | 85 | 80 | [5 empty] | Federally-Regulated Commercial & Industrial Equipment | 2015-12-15
Lochinvar, LLC. | Lochinvar | PBL1002-F9 | Water | LPG | Power | FALSE | FALSE | 1 |  |  |  | None | Non-Condensing | Single-Stage | Copper |  |  |  |  | 999000 | 850000 |  |  |  |  | 85 | 80 | [5 empty] | Federally-Regulated Commercial & Industrial Equipment | 2015-12-15
Lochinvar, LLC. | Lochinvar | PBL1002 | Water | LPG | Power | FALSE | FALSE | 1 |  |  |  | None | Non-Condensing | Step Modulating | Copper |  |  |  |  | 999000 | 850000 |  |  |  |  | 85 | 80 | [5 empty] | Federally-Regulated Commercial & Industrial Equipment | 2015-12-15
Lochinvar, LLC. | Lochinvar | PBL0752-F9 | Water | LPG | Power | FALSE | FALSE | 1 |  |  |  | None | Non-Condensing | Single-Stage | Copper |  |  |  |  | 750000 | 637000 |  |  |  |  | 85 | 80 | [5 empty] | Federally-Regulated Commercial & Industrial Equipment | 2015-12-15
Lochinvar, LLC. | Lochinvar | PBL0752 | Water | LPG | Power | FALSE | FALSE | 1 |  |  |  | None | Non-Condensing | Step Modulating | Copper |  |  |  |  | 750000 | 637000 |  |  |  |  | 85 | 80 | [5 empty] | Federally-Regulated Commercial & Industrial Equipment | 2015-12-15
Lochinvar, LLC. | Lochinvar | PBL0502-F9 | Water | LPG | Power | FALSE | FALSE | 1 |  |  |  | None | Non-Condensing | Single-Stage | Copper |  |  |  |  | 500000 | 425000 |  |  |  |  | 85 | 80 | [5 empty] | Federally-Regulated Commercial & Industrial Equipment | 2015-12-15
Lochinvar, LLC. | Lochinvar | PBL0502 | Water | LPG | Power | FALSE | FALSE | 1 |  |  |  | None | Non-Condensing | Step Modulating | Copper |  |  |  |  | 500000 | 425000 |  |  |  |  | 85 | 80 | [5 empty] | Federally-Regulated Commercial & Industrial Equipment | 2015-12-15
Lochinvar, LLC. | Lochinvar | CBL0647 | Water | LPG | Power | FALSE | TRUE | 1 |  |  |  | None | Non-Condensing | Two-Stage Modulating | Copper |  |  |  |  | 645000 | 522000 |  |  |  |  | 81 | 80 | [5 empty] | Federally-Regulated Commercial & Industrial Equipment | 2015-12-15
Lochinvar, LLC. | Lochinvar | CBL0497 | Water | LPG | Power | FALSE | TRUE | 1 |  |  |  | None | Non-Condensing | Two-Stage Modulating | Copper |  |  |  |  | 495000 | 401000 |  |  |  |  | 81 | 80 | [5 empty] | Federally-Regulated Commercial & Industrial Equipment | 2015-12-15
Lochinvar, LLC. | Lochinvar | CBL2067 | Water | LPG | Power | FALSE | TRUE | 1 |  |  |  | None | Non-Condensing | Two-Stage Modulating | Copper |  |  |  |  | 2065000 | 1673000 |  |  |  |  | 81 | 80 | [5 empty] | Federally-Regulated Commercial & Industrial Equipment | 2015-12-15
Lochinvar, LLC. | Lochinvar | FBD5000 | Water | Natural Gas | Power | FALSE | FALSE | 1 |  |  |  | None | Condensing | Step Modulating | Other |  |  |  |  | 5000000 | 4660000 |  |  | 93.2 | 82 | [7 empty] | Federally-Regulated Commercial & Industrial Equipment | 2015-12-15
Lochinvar, LLC. | Lochinvar | FBD5000 | Water | LPG | Power | FALSE | FALSE | 1 |  |  |  | None | Condensing | Step Modulating | Other |  |  |  |  | 5000000 | 4660000 |  |  | 93.2 | 82 | [7 empty] | Federally-Regulated Commercial & Industrial Equipment | 2015-12-15
Lochinvar, LLC. | Lochinvar | OKL400 | Water | LPG | Power | FALSE | TRUE | 1 |  |  |  | None | Condensing | Step Modulating | Other |  |  |  |  | 399000 | 374000 |  |  |  |  | 93.5 | 80 | [5 empty] | Federally-Regulated Commercial & Industrial Equipment | 2015-12-15
Lochinvar, LLC. | Lochinvar | OKN501 | Water | Natural Gas | Power | FALSE | TRUE | 1 |  |  |  | None | Condensing | Step Modulating | Other |  |  |  |  | 500000 | 468000 |  |  |  |  | 93.5 | 80 | [5 empty] | Federally-Regulated Commercial & Industrial Equipment | 2015-12-15
Lochinvar, LLC. | Lochinvar | OKL501 | Water | LPG | Power | FALSE | TRUE | 1 |  |  |  | None | Condensing | Step Modulating | Other |  |  |  |  | 500000 | 468000 |  |  |  |  | 93.5 | 80 | [5 empty] | Federally-Regulated Commercial & Industrial Equipment | 2015-12-15
Lochinvar, LLC. | Lochinvar | OKN801 | Water | Natural Gas | Power | FALSE | TRUE | 1 |  |  |  | None | Condensing | Step Modulating | Other |  |  |  |  | 800000 | 748000 |  |  |  |  | 93.5 | 80 | [5 empty] | Federally-Regulated Commercial & Industrial Equipment | 2015-12-15
Lochinvar, LLC. | Lochinvar | PBL1501-B9 | Water | LPG | Power | FALSE | FALSE | 1 |  |  |  | None | Non-Condensing | Step Modulating | Copper |  |  |  |  | 1500000 | 1260000 |  |  |  |  | 84 | 80 | [5 empty] | Federally-Regulated Commercial & Industrial Equipment | 2015-12-15
Lochinvar, LLC. | Lochinvar | PBL1701-B9 | Water | LPG | Power | FALSE | FALSE | 1 |  |  |  | None | Non-Condensing | Step Modulating | Copper |  |  |  |  | 1700000 | 1428000 |  |  |  |  | 84 | 80 | [5 empty] | Federally-Regulated Commercial & Industrial Equipment | 2015-12-15
Lochinvar, LLC. | Lochinvar | PBL2001-B9 | Water | LPG | Power | FALSE | FALSE | 1 |  |  |  | None | Non-Condensing | Step Modulating | Copper |  |  |  |  | 2000000 | 1680000 |  |  |  |  | 84 | 80 | [5 empty] | Federally-Regulated Commercial & Industrial Equipment | 2015-12-15
Lochinvar, LLC. | Lochinvar | PBL1501-M9 | Water | LPG | Power | FALSE | FALSE | 1 |  |  |  | None | Non-Condensing | Step Modulating | Copper |  |  |  |  | 1500000 | 1275000 |  |  |  |  | 85 | 80 | [5 empty] | Federally-Regulated Commercial & Industrial Equipment | 2015-12-15
Lochinvar, LLC. | Lochinvar | PBL1701-M9 | Water | LPG | Power | FALSE | FALSE | 1 |  |  |  | None | Non-Condensing | Step Modulating | Copper |  |  |  |  | 1700000 | 1445000 |  |  |  |  | 85 | 80 | [5 empty] | Federally-Regulated Commercial & Industrial Equipment | 2015-12-15
Lochinvar, LLC. | Lochinvar | PBL2001-M9 | Water | LPG | Power | FALSE | FALSE | 1 |  |  |  | None | Non-Condensing | Step Modulating | Copper |  |  |  |  | 2000000 | 1700000 |  |  |  |  | 85 | 80 | [5 empty] | Federally-Regulated Commercial & Industrial Equipment | 2015-12-15
Lochinvar, LLC. | Lochinvar | FBN0751 | Water | Natural Gas | Power | FALSE | FALSE | 1 |  |  |  | None | Condensing | Step Modulating | Other |  |  |  |  | 750000 | 722000 |  |  |  |  | 96.2 | 80 | [5 empty] | Federally-Regulated Commercial & Industrial Equipment | 2015-12-15
Lochinvar, LLC. | Lochinvar | FBL1001 | Water | LPG | Power | FALSE | FALSE | 1 |  |  |  | None | Condensing | Step Modulating | Other |  |  |  |  | 1000000 | 962000 |  |  |  |  | 96.2 | 80 | [5 empty] | Federally-Regulated Commercial & Industrial Equipment | 2015-12-15
Lochinvar, LLC. | Lochinvar | FBN1501 | Water | Natural Gas | Power | FALSE | FALSE | 1 |  |  |  | None | Condensing | Step Modulating | Other |  |  |  |  | 1500000 | 1443000 |  |  |  |  | 96.2 | 80 | [5 empty] | Federally-Regulated Commercial & Industrial Equipment | 2015-12-15
Lochinvar, LLC. | Lochinvar | FBL1501 | Water | LPG | Power | FALSE | FALSE | 1 |  |  |  | None | Condensing | Step Modulating | Other |  |  |  |  | 1500000 | 1443000 |  |  |  |  | 96.2 | 80 | [5 empty] | Federally-Regulated Commercial & Industrial Equipment | 2015-12-15
Lochinvar, LLC. | Lochinvar | FBN1751 | Water | Natural Gas | Power | FALSE | FALSE | 1 |  |  |  | None | Condensing | Step Modulating | Other |  |  |  |  | 1750000 | 1684000 |  |  |  |  | 96.2 | 80 | [5 empty] | Federally-Regulated Commercial & Industrial Equipment | 2015-12-15
Lochinvar, LLC. | Lochinvar | FBN2001 | Water | Natural Gas | Power | FALSE | FALSE | 1 |  |  |  | None | Condensing | Step Modulating | Other |  |  |  |  | 2000000 | 1924000 |  |  |  |  | 96.2 | 80 | [5 empty] | Federally-Regulated Commercial & Industrial Equipment | 2015-12-15
Lochinvar, LLC. | Lochinvar | FBL1751 | Water | LPG | Power | FALSE | FALSE | 1 |  |  |  | None | Condensing | Step Modulating | Other |  |  |  |  | 1750000 | 1684000 |  |  |  |  | 96.2 | 80 | [5 empty] | Federally-Regulated Commercial & Industrial Equipment | 2015-12-15
Lochinvar, LLC. | Lochinvar | FBL2001 | Water | LPG | Power | FALSE | FALSE | 1 |  |  |  | None | Condensing | Step Modulating | Other |  |  |  |  | 2000000 | 1924000 |  |  |  |  | 96.2 | 80 | [5 empty] | Federally-Regulated Commercial & Industrial Equipment | 2015-12-15
Lochinvar, LLC. | Lochinvar | FBN1001 | Water | Natural Gas | Power | FALSE | FALSE | 1 |  |  |  | None | Condensing | Step Modulating | Other |  |  |  |  | 1000000 | 962000 |  |  |  |  | 96.2 | 80 | [5 empty] | Federally-Regulated Commercial & Industrial Equipment | 2015-12-15
Lochinvar, LLC. | Lochinvar | FBN1251 | Water | Natural Gas | Power | FALSE | FALSE | 1 |  |  |  | None | Condensing | Step Modulating | Other |  |  |  |  | 1250000 | 1203000 |  |  |  |  | 96.2 | 80 | [5 empty] | Federally-Regulated Commercial & Industrial Equipment | 2015-12-15
Lochinvar, LLC. | Lochinvar | FBL0751 | Water | LPG | Power | FALSE | FALSE | 1 |  |  |  | None | Condensing | Step Modulating | Other |  |  |  |  | 750000 | 722000 |  |  |  |  | 96.2 | 80 | [5 empty] | Federally-Regulated Commercial & Industrial Equipment | 2015-12-15
Lochinvar, LLC. | Lochinvar | FBL1251 | Water | LPG | Power | FALSE | FALSE | 1 |  |  |  | None | Condensing | Step Modulating | Other |  |  |  |  | 1250000 | 1203000 |  |  |  |  | 96.2 | 80 | [5 empty] | Federally-Regulated Commercial & Industrial Equipment | 2015-12-15
Lochinvar, LLC. | Lochinvar | CBL215F9 | Water | LPG | Injection Type | FALSE | FALSE | 1 | TRUE |  |  | Stack Damper | Non-Condensing | Single-Stage | Copper |  |  |  |  | 215000 | 178000 | [9 empty] | 84 | 80 | Federally-Regulated Consumer Product | 2015-12-15
Lochinvar, LLC. | Lochinvar | CBL180F9 | Water | LPG | Injection Type | FALSE | FALSE | 1 | TRUE |  |  | Stack Damper | Non-Condensing | Single-Stage | Copper |  |  |  |  | 180000 | 149000 | [9 empty] | 84 | 80 | Federally-Regulated Consumer Product | 2015-12-15
Lochinvar, LLC. | Lochinvar | CBN215F9 | Water | Natural Gas | Injection Type | FALSE | FALSE | 1 | TRUE |  |  | Stack Damper | Non-Condensing | Single-Stage | Copper |  |  |  |  | 215000 | 178000 | [9 empty] | 84 | 80 | Federally-Regulated Consumer Product | 2015-12-15
Lochinvar, LLC. | Lochinvar | CBN260F9 | Water | Natural Gas | Injection Type | FALSE | FALSE | 1 | TRUE |  |  | Stack Damper | Non-Condensing | Single-Stage | Copper |  |  |  |  | 260000 | 216000 | [9 empty] | 84 | 80 | Federally-Regulated Consumer Product | 2015-12-15
Lochinvar, LLC. | Lochinvar | KBN106 | Water | Natural Gas | Power | FALSE | FALSE | 1 | TRUE |  |  | None | Condensing | Step Modulating | Other |  |  |  |  | 105000 | 97000 | [9 empty] | 95 | 80 | Federally-Regulated Consumer Product | 2015-12-15
Lochinvar, LLC. | Lochinvar | CBN135F9 | Water | Natural Gas | Injection Type | FALSE | FALSE | 1 | TRUE |  |  | Stack Damper | Non-Condensing | Single-Stage | Copper |  |  |  |  | 135000 | 112000 | [9 empty] | 84 | 80 | Federally-Regulated Consumer Product | 2015-12-15
Lochinvar, LLC. | Lochinvar | KBL106 | Water | LPG | Power | FALSE | FALSE | 1 | TRUE |  |  | None | Condensing | Step Modulating | Other |  |  |  |  | 105000 | 97000 | [9 empty] | 95 | 80 | Federally-Regulated Consumer Product | 2015-12-15
Lochinvar, LLC. | Lochinvar | CBN045F9 | Water | Natural Gas | Injection Type | FALSE | FALSE | 1 | TRUE |  |  | Stack Damper | Non-Condensing | Single-Stage | Copper |  |  |  |  | 45000 | 37000 | [9 empty] | 84 | 80 | Federally-Regulated Consumer Product | 2015-12-15
Lochinvar, LLC. | Lochinvar | KBL286 | Water | LPG | Power | FALSE | FALSE | 1 | TRUE |  |  | None | Condensing | Step Modulating | Other |  |  |  |  | 285000 | 267000 | [9 empty] | 95 | 80 | Federally-Regulated Consumer Product | 2015-12-15
Lochinvar, LLC. | Lochinvar | CBN045M9 | Water | Natural Gas | Injection Type | FALSE | FALSE | 1 | TRUE |  |  | Stack Damper | Non-Condensing | Single-Stage | Copper |  |  |  |  | 45000 | 37000 | [9 empty] | 82 | 80 | Federally-Regulated Consumer Product | 2015-12-15
Lochinvar, LLC. | Lochinvar | CBN075F9 | Water | Natural Gas | Injection Type | FALSE | FALSE | 1 | TRUE |  |  | Stack Damper | Non-Condensing | Single-Stage | Copper |  |  |  |  | 75000 | 62000 | [9 empty] | 84 | 80 | Federally-Regulated Consumer Product | 2015-12-15
Lochinvar, LLC. | Lochinvar | KBN151 | Water | Natural Gas | Power | FALSE | FALSE | 1 | TRUE |  |  | None | Condensing | Step Modulating | Other |  |  |  |  | 150000 | 139000 | [9 empty] | 95 | 80 | Federally-Regulated Consumer Product | 2015-12-15
Lochinvar, LLC. | Lochinvar | CBN075M9 | Water | Natural Gas | Injection Type | FALSE | FALSE | 1 | TRUE |  |  | Stack Damper | Non-Condensing | Single-Stage | Copper |  |  |  |  | 75000 | 62000 | [9 empty] | 82 | 80 | Federally-Regulated Consumer Product | 2015-12-15
Lochinvar, LLC. | Lochinvar | CBN090F9 | Water | Natural Gas | Injection Type | FALSE | FALSE | 1 | TRUE |  |  | Stack Damper | Non-Condensing | Single-Stage | Copper |  |  |  |  | 90000 | 75000 | [9 empty] | 84 | 80 | Federally-Regulated Consumer Product | 2015-12-15
Lochinvar, LLC. | Lochinvar | CBN090M9 | Water | Natural Gas | Injection Type | FALSE | FALSE | 1 | TRUE |  |  | Stack Damper | Non-Condensing | Single-Stage | Copper |  |  |  |  | 90000 | 75000 | [9 empty] | 82 | 80 | Federally-Regulated Consumer Product | 2015-12-15
Lochinvar, LLC. | Lochinvar | CBN135M9 | Water | Natural Gas | Injection Type | FALSE | FALSE | 1 | TRUE |  |  | Stack Damper | Non-Condensing | Single-Stage | Copper |  |  |  |  | 135000 | 112000 | [9 empty] | 82 | 80 | Federally-Regulated Consumer Product | 2015-12-15
Lochinvar, LLC. | Lochinvar | KBL211 | Water | LPG | Power | FALSE | FALSE | 1 | TRUE |  |  | None | Condensing | Step Modulating | Other |  |  |  |  | 210000 | 196000 | [9 empty] | 95 | 80 | Federally-Regulated Consumer Product | 2015-12-15
Lochinvar, LLC. | Lochinvar | CBN180F9 | Water | Natural Gas | Injection Type | FALSE | FALSE | 1 | TRUE |  |  | Stack Damper | Non-Condensing | Single-Stage | Copper |  |  |  |  | 180000 | 149000 | [9 empty] | 84 | 80 | Federally-Regulated Consumer Product | 2015-12-15
Lochinvar, LLC. | Lochinvar | CBN180M9 | Water | Natural Gas | Injection Type | FALSE | FALSE | 1 | TRUE |  |  | Stack Damper | Non-Condensing | Single-Stage | Copper |  |  |  |  | 180000 | 149000 | [9 empty] | 82 | 80 | Federally-Regulated Consumer Product | 2015-12-15
Lochinvar, LLC. | Lochinvar | KBL081 | Water | LPG | Power | FALSE | FALSE | 1 | TRUE |  |  | None | Condensing | Step Modulating | Other |  |  |  |  | 80000 | 74000 | [9 empty] | 95 | 80 | Federally-Regulated Consumer Product | 2015-12-15
Lochinvar, LLC. | Lochinvar | CBN215M9 | Water | Natural Gas | Injection Type | FALSE | FALSE | 1 | TRUE |  |  | Stack Damper | Non-Condensing | Single-Stage | Copper |  |  |  |  | 215000 | 178000 | [9 empty] | 82 | 80 | Federally-Regulated Consumer Product | 2015-12-15
Lochinvar, LLC. | Lochinvar | CBN260M9 | Water | Natural Gas | Injection Type | FALSE | FALSE | 1 | TRUE |  |  | Stack Damper | Non-Condensing | Single-Stage | Copper |  |  |  |  | 260000 | 216000 | [9 empty] | 82 | 80 | Federally-Regulated Consumer Product | 2015-12-15
Lochinvar, LLC. | Lochinvar | CBL260M9 | Water | LPG | Injection Type | FALSE | FALSE | 1 | TRUE |  |  | Stack Damper | Non-Condensing | Single-Stage | Copper |  |  |  |  | 260000 | 216000 | [9 empty] | 82 | 80 | Federally-Regulated Consumer Product | 2015-12-15
Lochinvar, LLC. | Lochinvar | KBN211 | Water | Natural Gas | Power | FALSE | FALSE | 1 | TRUE |  |  | None | Condensing | Step Modulating | Other |  |  |  |  | 210000 | 196000 | [9 empty] | 95 | 80 | Federally-Regulated Consumer Product | 2015-12-15
Lochinvar, LLC. | Lochinvar | KBL151 | Water | LPG | Power | FALSE | FALSE | 1 | TRUE |  |  | None | Condensing | Step Modulating | Other |  |  |  |  | 150000 | 139000 | [9 empty] | 95 | 80 | Federally-Regulated Consumer Product | 2015-12-15
Lochinvar, LLC. | Lochinvar | KBN081 | Water | Natural Gas | Power | FALSE | FALSE | 1 | TRUE |  |  | None | Condensing | Step Modulating | Other |  |  |  |  | 80000 | 74000 | [9 empty] | 95 | 80 | Federally-Regulated Consumer Product | 2015-12-15
Lochinvar, LLC. | Lochinvar | KBN286 | Water | Natural Gas | Power | FALSE | FALSE | 1 | TRUE |  |  | None | Condensing | Step Modulating | Other |  |  |  |  | 285000 | 267000 | [9 empty] | 95 | 80 | Federally-Regulated Consumer Product | 2015-12-15
Lochinvar, LLC. | Lochinvar | CBL045M9 | Water | LPG | Injection Type | FALSE | FALSE | 1 | TRUE |  |  | Stack Damper | Non-Condensing | Single-Stage | Copper |  |  |  |  | 45000 | 37000 | [9 empty] | 82 | 80 | Federally-Regulated Consumer Product | 2015-12-15
Lochinvar, LLC. | Lochinvar | CBL215M9 | Water | LPG | Injection Type | FALSE | FALSE | 1 | TRUE |  |  | Stack Damper | Non-Condensing | Single-Stage | Copper |  |  |  |  | 215000 | 178000 | [9 empty] | 82 | 80 | Federally-Regulated Consumer Product | 2015-12-15
Lochinvar, LLC. | Lochinvar | CBL135F9 | Water | LPG | Injection Type | FALSE | FALSE | 1 | TRUE |  |  | Stack Damper | Non-Condensing | Single-Stage | Copper |  |  |  |  | 135000 | 112000 | [9 empty] | 84 | 80 | Federally-Regulated Consumer Product | 2015-12-15
Lochinvar, LLC. | Lochinvar | CBL260F9 | Water | LPG | Injection Type | FALSE | FALSE | 1 | TRUE |  |  | Stack Damper | Non-Condensing | Single-Stage | Copper |  |  |  |  | 260000 | 216000 | [9 empty] | 84 | 80 | Federally-Regulated Consumer Product | 2015-12-15
Lochinvar, LLC. | Lochinvar | CBL090F9 | Water | LPG | Injection Type | FALSE | FALSE | 1 | TRUE |  |  | Stack Damper | Non-Condensing | Single-Stage | Copper |  |  |  |  | 90000 | 75000 | [9 empty] | 84 | 80 | Federally-Regulated Consumer Product | 2015-12-15
Lochinvar, LLC. | Lochinvar | CBL045F9 | Water | LPG | Injection Type | FALSE | FALSE | 1 | TRUE |  |  | Stack Damper | Non-Condensing | Single-Stage | Copper |  |  |  |  | 45000 | 37000 | [9 empty] | 84 | 80 | Federally-Regulated Consumer Product | 2015-12-15
Lochinvar, LLC. | Lochinvar | CBL135M9 | Water | LPG | Injection Type | FALSE | FALSE | 1 | TRUE |  |  | Stack Damper | Non-Condensing | Single-Stage | Copper |  |  |  |  | 135000 | 112000 | [9 empty] | 82 | 80 | Federally-Regulated Consumer Product | 2015-12-15
Lochinvar, LLC. | Lochinvar | CBL180M9 | Water | LPG | Injection Type | FALSE | FALSE | 1 | TRUE |  |  | Stack Damper | Non-Condensing | Single-Stage | Copper |  |  |  |  | 180000 | 149000 | [9 empty] | 82 | 80 | Federally-Regulated Consumer Product | 2015-12-15
Lochinvar, LLC. | Lochinvar | CBL075M9 | Water | LPG | Injection Type | FALSE | FALSE | 1 | TRUE |  |  | Stack Damper | Non-Condensing | Single-Stage | Copper |  |  |  |  | 75000 | 62000 | [9 empty] | 82 | 80 | Federally-Regulated Consumer Product | 2015-12-15
Lochinvar, LLC. | Lochinvar | CBL090M9 | Water | LPG | Injection Type | FALSE | FALSE | 1 | TRUE |  |  | Stack Damper | Non-Condensing | Single-Stage | Copper |  |  |  |  | 90000 | 75000 | [9 empty] | 82 | 80 | Federally-Regulated Consumer Product | 2015-12-15
Lochinvar, LLC. | Lochinvar | CBL075F9 | Water | LPG | Injection Type | FALSE | FALSE | 1 | TRUE |  |  | Stack Damper | Non-Condensing | Single-Stage | Copper |  |  |  |  | 75000 | 62000 | [9 empty] | 84 | 80 | Federally-Regulated Consumer Product | 2015-12-15
Lochinvar, LLC. | Lochinvar | WH(N,L)055 | Water | Natural Gas | Power | FALSE | FALSE | 1 | TRUE |  |  | None | Condensing | Step Modulating | Other |  |  |  |  | 55000 | 51000 | [9 empty] | 95 | 80 | Federally-Regulated Consumer Product | 2015-12-15
Lochinvar, LLC. | Lochinvar | WH(N,L)055 | Water | LPG | Power | FALSE | FALSE | 1 | TRUE |  |  | None | Condensing | Step Modulating | Other |  |  |  |  | 55000 | 51000 | [9 empty] | 95 | 80 | Federally-Regulated Consumer Product | 2015-12-15
Lochinvar, LLC. | Lochinvar | WH(N,L)085 | Water | Natural Gas | Power | FALSE | FALSE | 1 | TRUE |  |  | None | Condensing | Step Modulating | Other |  |  |  |  | 85000 | 79000 | [9 empty] | 95 | 80 | Federally-Regulated Consumer Product | 2015-12-15
Lochinvar, LLC. | Lochinvar | WH(N,L)085 | Water | LPG | Power | FALSE | FALSE | 1 | TRUE |  |  | None | Condensing | Step Modulating | Other |  |  |  |  | 85000 | 79000 | [9 empty] | 95 | 80 | Federally-Regulated Consumer Product | 2015-12-15
Lochinvar, LLC. | Lochinvar | WH(N,L)110 | Water | Natural Gas | Power | FALSE | FALSE | 1 | TRUE |  |  | None | Condensing | Step Modulating | Other |  |  |  |  | 110000 | 102000 | [9 empty] | 95 | 80 | Federally-Regulated Consumer Product | 2015-12-15
Lochinvar, LLC. | Lochinvar | WH(N,L)110 | Water | LPG | Power | FALSE | FALSE | 1 | TRUE |  |  | None | Condensing | Step Modulating | Other |  |  |  |  | 110000 | 102000 | [9 empty] | 95 | 80 | Federally-Regulated Consumer Product | 2015-12-15
Lochinvar, LLC. | Lochinvar | WH(N,L)155 | Water | Natural Gas | Power | FALSE | FALSE | 1 | TRUE |  |  | None | Condensing | Step Modulating | Other |  |  |  |  | 155000 | 144000 | [9 empty] | 95 | 80 | Federally-Regulated Consumer Product | 2015-12-15
Lochinvar, LLC. | Lochinvar | WH(N,L)155 | Water | LPG | Power | FALSE | FALSE | 1 | TRUE |  |  | None | Condensing | Step Modulating | Other |  |  |  |  | 155000 | 144000 | [9 empty] | 95 | 80 | Federally-Regulated Consumer Product | 2015-12-15
Lochinvar, LLC. | Lochinvar | WH(N,L)199 | Water | Natural Gas | Power | FALSE | FALSE | 1 | TRUE |  |  | None | Condensing | Step Modulating | Other |  |  |  |  | 200000 | 184000 | [9 empty] | 95 | 80 | Federally-Regulated Consumer Product | 2015-12-15
Lochinvar, LLC. | Lochinvar | WH(N,L)199 | Water | LPG | Power | FALSE | FALSE | 1 | TRUE |  |  | None | Condensing | Step Modulating | Other |  |  |  |  | 200000 | 184000 | [9 empty] | 95 | 80 | Federally-Regulated Consumer Product | 2015-12-15
Lochinvar, LLC. | Lochinvar | WH(N,L)285 | Water | Natural Gas | Power | FALSE | FALSE | 1 | TRUE |  |  | None | Condensing | Step Modulating | Other |  |  |  |  | 285000 | 264000 | [9 empty] | 95 | 80 | Federally-Regulated Consumer Product | 2015-12-15
Lochinvar, LLC. | Lochinvar | WH(N,L)285 | Water | LPG | Power | FALSE | FALSE | 1 | TRUE |  |  | None | Condensing | Step Modulating | Other |  |  |  |  | 285000 | 264000 | [9 empty] | 95 | 80 | Federally-Regulated Consumer Product | 2015-12-15
Lochinvar, LLC. | Lochinvar | CDN040 | Water | Natural Gas | Power | FALSE | FALSE | 1 | TRUE |  |  | None | Condensing | Step Modulating | Other |  |  |  |  | 40000 | 37000 | [9 empty] | 94 | 80 | Federally-Regulated Consumer Product | 2015-12-15
Lochinvar, LLC. | Lochinvar | CDL040 | Water | LPG | Power | FALSE | FALSE | 1 | TRUE |  |  | None | Condensing | Step Modulating | Other |  |  |  |  | 40000 | 37000 | [9 empty] | 94 | 80 | Federally-Regulated Consumer Product | 2015-12-15
Lochinvar, LLC. | Lochinvar | CDL070 | Water | LPG | Power | FALSE | FALSE | 1 | TRUE |  |  | None | Condensing | Step Modulating | Other |  |  |  |  | 70000 | 65000 | [9 empty] | 94 | 80 | Federally-Regulated Consumer Product | 2015-12-15
Lochinvar, LLC. | Lochinvar | CDN070 | Water | Natural Gas | Power | FALSE | FALSE | 1 | TRUE |  |  | None | Condensing | Step Modulating | Other |  |  |  |  | 70000 | 65000 | [9 empty] | 94 | 80 | Federally-Regulated Consumer Product | 2015-12-15
Lochinvar, LLC. | Lochinvar | CDN100 | Water | Natural Gas | Power | FALSE | FALSE | 1 | TRUE |  |  | None | Condensing | Step Modulating | Other |  |  |  |  | 100000 | 93000 | [9 empty] | 94 | 80 | Federally-Regulated Consumer Product | 2015-12-15
Lochinvar, LLC. | Lochinvar | CDL100 | Water | LPG | Power | FALSE | FALSE | 1 | TRUE |  |  | None | Condensing | Step Modulating | Other |  |  |  |  | 100000 | 93000 | [9 empty] | 94 | 80 | Federally-Regulated Consumer Product | 2015-12-15
Lochinvar, LLC. | Lochinvar | CDL120 | Water | LPG | Power | FALSE | FALSE | 1 | TRUE |  |  | None | Condensing | Step Modulating | Other |  |  |  |  | 120000 | 111000 | [9 empty] | 94 | 80 | Federally-Regulated Consumer Product | 2015-12-15
Lochinvar, LLC. | Lochinvar | CCL120 | Water | LPG | Power | FALSE | FALSE | 1 | TRUE |  |  | None | Condensing | Step Modulating | Other |  |  |  |  | 120000 | 111000 | [9 empty] | 94 | 80 | Federally-Regulated Consumer Product | 2015-12-15
Lochinvar, LLC. | Lochinvar | CCN120 | Water | Natural Gas | Power | FALSE | FALSE | 1 | TRUE |  |  | None | Condensing | Step Modulating | Other |  |  |  |  | 120000 | 111000 | [9 empty] | 94 | 80 | Federally-Regulated Consumer Product | 2015-12-15
Lochinvar, LLC. | Lochinvar | CDN120 | Water | Natural Gas | Power | FALSE | FALSE | 1 | TRUE |  |  | None | Condensing | Step Modulating | Other |  |  |  |  | 120000 | 111000 | [9 empty] | 94 | 80 | Federally-Regulated Consumer Product | 2015-12-15
Lochinvar, LLC. | Lochinvar | OKN151 | Water | Natural Gas | Power | FALSE | TRUE | 1 | TRUE |  |  | None | Condensing | Step Modulating | Other |  |  |  |  | 150000 | 141000 | [9 empty] | 94 | 80 | Federally-Regulated Consumer Product | 2015-12-15
Lochinvar, LLC. | Lochinvar | OKL151 | Water | LPG | Power | FALSE | TRUE | 1 | TRUE |  |  | None | Condensing | Step Modulating | Other |  |  |  |  | 150000 | 141000 | [9 empty] | 94 | 80 | Federally-Regulated Consumer Product | 2015-12-15
Lochinvar, LLC. | Lochinvar | OKL211 | Water | LPG | Power | FALSE | TRUE | 1 | TRUE |  |  | None | Condensing | Step Modulating | Other |  |  |  |  | 210000 | 197000 | [9 empty] | 94 | 80 | Federally-Regulated Consumer Product | 2015-12-15
Lochinvar, LLC. | Lochinvar | OKN211 | Water | Natural Gas | Power | FALSE | TRUE | 1 | TRUE |  |  | None | Condensing | Step Modulating | Other |  |  |  |  | 210000 | 197000 | [9 empty] | 94 | 80 | Federally-Regulated Consumer Product | 2015-12-15
Lochinvar, LLC. | Lochinvar | OKN286 | Water | Natural Gas | Power | FALSE | TRUE | 1 | TRUE |  |  | None | Condensing | Step Modulating | Other |  |  |  |  | 285000 | 266000 | [9 empty] | 94 | 80 | Federally-Regulated Consumer Product | 2015-12-15
Lochinvar, LLC. | Lochinvar | OKL286 | Water | LPG | Power | FALSE | TRUE | 1 | TRUE |  |  | None | Condensing | Step Modulating | Other |  |  |  |  | 285000 | 266000 | [9 empty] | 94 | 80 | Federally-Regulated Consumer Product | 2015-12-15
Navien, Inc. | Navien | NCB-180 | Water | Natural Gas | Power | FALSE | FALSE | 1 | TRUE |  |  | None | Condensing | Step Modulating | Other | Single-Speed |  |  |  | 80000 | 75000 | [9 empty] | 95 | 80 | Federally-Regulated Consumer Product | 2015-12-16
Navien, Inc. | Navien | NCB-180 | Water | LPG | Power | FALSE | FALSE | 1 | TRUE |  |  | None | Condensing | Step Modulating | Other | Single-Speed |  |  |  | 80000 | 75000 | [9 empty] | 95 | 80 | Federally-Regulated Consumer Product | 2015-12-16
Navien, Inc. | Navien | NCB-210 | Water | Natural Gas | Power | FALSE | FALSE | 1 | TRUE |  |  | None | Condensing | Step Modulating | Other | Single-Speed |  |  |  | 100000 | 94000 | [9 empty] | 95 | 80 | Federally-Regulated Consumer Product | 2015-12-16
Navien, Inc. | Navien | NCB-210 | Water | LPG | Power | FALSE | FALSE | 1 | TRUE |  |  | None | Condensing | Step Modulating | Other | Single-Speed |  |  |  | 100000 | 94000 | [9 empty] | 95 | 80 | Federally-Regulated Consumer Product | 2015-12-16
Navien, Inc. | Navien | NCB-240 | Water | Natural Gas | Power | FALSE | FALSE | 1 | TRUE |  |  | None | Condensing | Step Modulating | Other | Single-Speed |  |  |  | 120000 | 112000 | [9 empty] | 95 | 80 | Federally-Regulated Consumer Product | 2015-12-16
Navien, Inc. | Navien | NCB-240 | Water | LPG | Power | FALSE | FALSE | 1 | TRUE |  |  | None | Condensing | Step Modulating | Other | Single-Speed |  |  |  | 120000 | 112000 | [9 empty] | 95 | 80 | Federally-Regulated Consumer Product | 2015-12-16
Navien, Inc. | Navien | NCB-150 | Water | Natural Gas | Power | FALSE | FALSE | 1 | TRUE |  |  | None | Condensing | Step Modulating | Other | Single-Speed |  |  |  | 60000 | 56000 | [9 empty] | 95 | 80 | Federally-Regulated Consumer Product | 2015-12-16
Navien, Inc. | Navien | NCB-150 | Water | LPG | Power | FALSE | FALSE | 1 | TRUE |  |  | None | Condensing | Step Modulating | Other | Single-Speed |  |  |  | 60000 | 56000 | [9 empty] | 95 | 80 | Federally-Regulated Consumer Product | 2015-12-16
Navien, Inc. | Navien | NHB-055 | Water | Natural Gas | Power | FALSE | FALSE | 1 | TRUE |  |  | None | Condensing | Step Modulating | Other |  |  |  |  | 55000 | 51000 | [9 empty] | 95 | 80 | Federally-Regulated Consumer Product | 2015-12-16
Navien, Inc. | Navien | NHB-055 | Water | LPG | Power | FALSE | FALSE | 1 | TRUE |  |  | None | Condensing | Step Modulating | Other |  |  |  |  | 55000 | 51000 | [9 empty] | 95 | 80 | Federally-Regulated Consumer Product | 2015-12-16
Navien, Inc. | Navien | NHB-080 | Water | Natural Gas | Power | FALSE | FALSE | 1 | TRUE |  |  | None | Condensing | Step Modulating | Other |  |  |  |  | 80000 | 74000 | [9 empty] | 95 | 80 | Federally-Regulated Consumer Product | 2015-12-16
Navien, Inc. | Navien | NHB-080 | Water | LPG | Power | FALSE | FALSE | 1 | TRUE |  |  | None | Condensing | Step Modulating | Other |  |  |  |  | 80000 | 74000 | [9 empty] | 95 | 80 | Federally-Regulated Consumer Product | 2015-12-16
Navien, Inc. | Navien | NHB-110 | Water | Natural Gas | Power | FALSE | FALSE | 1 | TRUE |  |  | None | Condensing | Step Modulating | Other |  |  |  |  | 110000 | 102000 | [9 empty] | 95 | 80 | Federally-Regulated Consumer Product | 2015-12-16
Navien, Inc. | Navien | NHB-110 | Water | LPG | Power | FALSE | FALSE | 1 | TRUE |  |  | None | Condensing | Step Modulating | Other |  |  |  |  | 110000 | 102000 | [9 empty] | 95 | 80 | Federally-Regulated Consumer Product | 2015-12-16
Navien, Inc. | Navien | NHB-150 | Water | Natural Gas | Power | FALSE | FALSE | 1 | TRUE |  |  | None | Condensing | Step Modulating | Other |  |  |  |  | 150000 | 138000 | [9 empty] | 95 | 80 | Federally-Regulated Consumer Product | 2015-12-16
Navien, Inc. | Navien | NHB-150 | Water | LPG | Power | FALSE | FALSE | 1 | TRUE |  |  | None | Condensing | Step Modulating | Other |  |  |  |  | 150000 | 138000 | [9 empty] | 95 | 80 | Federally-Regulated Consumer Product | 2015-12-16
NY Thermal Inc. | TRINITY | LX400 | Water | Natural Gas | Power | FALSE | FALSE | 1 |  |  |  | None | Condensing | Step Modulating | Other |  |  |  |  | 399000 | 375000 |  |  |  |  | 94 | 80 | [5 empty] | Federally-Regulated Commercial & Industrial Equipment | 2015-12-16
NY Thermal Inc. | TRINITY | LX400 | Water | LPG | Power | FALSE | FALSE | 1 |  |  |  | None | Condensing | Step Modulating | Other |  |  |  |  | 399000 | 375000 |  |  |  |  | 94 | 80 | [5 empty] | Federally-Regulated Commercial & Industrial Equipment | 2015-12-16
NY Thermal Inc. | TRINITY | LX700 | Water | Natural Gas | Power | FALSE | FALSE | 1 |  |  |  | None | Condensing | Step Modulating | Other |  |  |  |  | 700000 | 658000 |  |  |  |  | 94 | 80 | [5 empty] | Federally-Regulated Commercial & Industrial Equipment | 2015-12-16
NY Thermal Inc. | TRINITY | TFT399 | Water | Natural Gas | Power | FALSE | FALSE | 1 |  |  |  | None | Condensing | Step Modulating | Other |  |  |  |  | 399000 | 380000 |  |  |  |  | 95.4 | 80 | [5 empty] | Federally-Regulated Commercial & Industrial Equipment | 2015-12-16
NY Thermal Inc. | TRINITY | TFT399 | Water | LPG | Power | FALSE | FALSE | 1 |  |  |  | None | Condensing | Step Modulating | Other |  |  |  |  | 399000 | 380000 |  |  |  |  | 95.4 | 80 | [5 empty] | Federally-Regulated Commercial & Industrial Equipment | 2015-12-16
NY Thermal Inc. | TRINITY | LX500 | Water | Natural Gas | Power | FALSE | FALSE | 1 |  |  |  | None | Condensing | Step Modulating | Other |  |  |  |  | 500000 | 470000 |  |  |  |  | 94 | 80 | [5 empty] | Federally-Regulated Commercial & Industrial Equipment | 2015-12-16
NY Thermal Inc. | TRINITY | LX500 | Water | LPG | Power | FALSE | FALSE | 1 |  |  |  | None | Condensing | Step Modulating | Other |  |  |  |  | 500000 | 470000 |  |  |  |  | 94 | 80 | [5 empty] | Federally-Regulated Commercial & Industrial Equipment | 2015-12-16
NY Thermal Inc. | TRINITY | LX600 | Water | Natural Gas | Power | FALSE | FALSE | 1 |  |  |  | None | Condensing | Step Modulating | Other |  |  |  |  | 600000 | 564000 |  |  |  |  | 94 | 80 | [5 empty] | Federally-Regulated Commercial & Industrial Equipment | 2015-12-16
NY Thermal Inc. | TRINITY | LX800 | Water | Natural Gas | Power | FALSE | FALSE | 1 |  |  |  | None | Condensing | Step Modulating | Other |  |  |  |  | 800000 | 752000 |  |  |  |  | 94 | 80 | [5 empty] | Federally-Regulated Commercial & Industrial Equipment | 2015-12-16
NY Thermal Inc. | TRINITY | TI150 | Water | Natural Gas | Power | FALSE | FALSE | 1 | TRUE |  |  | None | Condensing | Step Modulating | Other |  |  |  |  | 150000 | 136000 | [9 empty] | 93.5 | 80 | Federally-Regulated Consumer Product | 2015-12-16
NY Thermal Inc. | TRINITY | TI150 | Water | LPG | Power | FALSE | FALSE | 1 | TRUE |  |  | None | Condensing | Step Modulating | Other |  |  |  |  | 150000 | 136000 | [9 empty] | 93.5 | 80 | Federally-Regulated Consumer Product | 2015-12-16
NY Thermal Inc. | MATRIX | M100 | Water | Natural Gas | Power | FALSE | FALSE | 1 | TRUE |  |  | None | Condensing | Step Modulating | Other |  |  |  |  | 150000 | 136000 | [9 empty] | 93.5 | 80 | Federally-Regulated Consumer Product | 2015-12-16
NY Thermal Inc. | MATRIX | M100 | Water | LPG | Power | FALSE | FALSE | 1 | TRUE |  |  | None | Condensing | Step Modulating | Other |  |  |  |  | 150000 | 136000 | [9 empty] | 93.5 | 80 | Federally-Regulated Consumer Product | 2015-12-16
NY Thermal Inc. | TRINITY | LX150E | Water | Natural Gas | Power | FALSE | FALSE | 1 | TRUE |  |  | None | Condensing | Step Modulating | Other |  |  |  |  | 150000 | 136000 | [9 empty] | 93.5 | 80 | Federally-Regulated Consumer Product | 2015-12-16
NY Thermal Inc. | TRINITY | LX150E | Water | LPG | Power | FALSE | FALSE | 1 | TRUE |  |  | None | Condensing | Step Modulating | Other |  |  |  |  | 150000 | 136000 | [9 empty] | 93.5 | 80 | Federally-Regulated Consumer Product | 2015-12-16
NY Thermal Inc. | MATRIX | M100V | Water | Natural Gas | Power | FALSE | FALSE | 1 | TRUE |  |  | None | Condensing | Step Modulating | Other |  |  |  |  | 150000 | 136000 | [9 empty] | 93.5 | 80 | Federally-Regulated Consumer Product | 2015-12-16
NY Thermal Inc. | MATRIX | M100V | Water | LPG | Power | FALSE | FALSE | 1 | TRUE |  |  | None | Condensing | Step Modulating | Other |  |  |  |  | 150000 | 136000 | [9 empty] | 93.5 | 80 | Federally-Regulated Consumer Product | 2015-12-16
NY Thermal Inc. | TRINITY | TI100 | Water | Natural Gas | Power | FALSE | FALSE | 1 | TRUE |  |  | None | Condensing | Step Modulating | Other |  |  |  |  | 93000 | 84000 | [9 empty] | 93.5 | 80 | Federally-Regulated Consumer Product | 2015-12-16
NY Thermal Inc. | TRINITY | TI100 | Water | LPG | Power | FALSE | FALSE | 1 | TRUE |  |  | None | Condensing | Step Modulating | Other |  |  |  |  | 93000 | 84000 | [9 empty] | 93.5 | 80 | Federally-Regulated Consumer Product | 2015-12-16
NY Thermal Inc. | TRINITY | LX150 | Water | Natural Gas | Power | FALSE | FALSE | 1 | TRUE |  |  | None | Condensing | Step Modulating | Other |  |  |  |  | 150000 | 136000 | [9 empty] | 93.5 | 80 | Federally-Regulated Consumer Product | 2015-12-16
NY Thermal Inc. | TRINITY | LX150 | Water | LPG | Power | FALSE | FALSE | 1 | TRUE |  |  | None | Condensing | Step Modulating | Other |  |  |  |  | 150000 | 136000 | [9 empty] | 93.5 | 80 | Federally-Regulated Consumer Product | 2015-12-16
NY Thermal Inc. | TRINITY | TI200 | Water | Natural Gas | Power | FALSE | FALSE | 1 | TRUE |  |  | None | Condensing | Step Modulating | Other |  |  |  |  | 199000 | 181000 | [9 empty] | 93.5 | 80 | Federally-Regulated Consumer Product | 2015-12-16
NY Thermal Inc. | TRINITY | TI200 | Water | LPG | Power | FALSE | FALSE | 1 | TRUE |  |  | None | Condensing | Step Modulating | Other |  |  |  |  | 199000 | 181000 | [9 empty] | 93.5 | 80 | Federally-Regulated Consumer Product | 2015-12-16
NY Thermal Inc. | TRINITY | LX200 | Water | Natural Gas | Power | FALSE | FALSE | 1 | TRUE |  |  | None | Condensing | Step Modulating | Other |  |  |  |  | 199000 | 181000 | [9 empty] | 93.5 | 80 | Federally-Regulated Consumer Product | 2015-12-16
NY Thermal Inc. | TRINITY | LX200 | Water | LPG | Power | FALSE | FALSE | 1 | TRUE |  |  | None | Condensing | Step Modulating | Other |  |  |  |  | 199000 | 181000 | [9 empty] | 93.5 | 80 | Federally-Regulated Consumer Product | 2015-12-16
NY Thermal Inc. | TRINITY | LX300 | Water | Natural Gas | Power | FALSE | FALSE | 1 | TRUE |  |  | None | Condensing | Step Modulating | Other |  |  |  |  | 275000 | 251000 | [9 empty] | 93.7 | 80 | Federally-Regulated Consumer Product | 2015-12-16
NY Thermal Inc. | TRINITY | LX300 | Water | LPG | Power | FALSE | FALSE | 1 | TRUE |  |  | None | Condensing | Step Modulating | Other |  |  |  |  | 275000 | 251000 | [9 empty] | 93.7 | 80 | Federally-Regulated Consumer Product | 2015-12-16
NY Thermal Inc. | TRINITY | TS80 | Water | Natural Gas | Power | FALSE | FALSE | 1 | TRUE |  |  | None | Condensing | Step Modulating | Other |  |  |  |  | 80000 | 72000 | [9 empty] | 93.4 | 80 | Federally-Regulated Consumer Product | 2015-12-16
NY Thermal Inc. | TRINITY | TS80 | Water | LPG | Power | FALSE | FALSE | 1 | TRUE |  |  | None | Condensing | Step Modulating | Other |  |  |  |  | 80000 | 72000 | [9 empty] | 93.4 | 80 | Federally-Regulated Consumer Product | 2015-12-16
NY Thermal Inc. | ODYSSEY | CT120 | Water | Oil | Power | FALSE | FALSE | 1 | TRUE |  |  | None | Non-Condensing | Single-Stage | Cast Iron |  |  |  |  | 140000 | 121000 | [9 empty] | 85.1 | 84 | Federally-Regulated Consumer Product | 2015-12-16
NY Thermal Inc. | ODYSSEY | CT150 | Water | Oil | Power | FALSE | FALSE | 1 | TRUE |  |  | None | Non-Condensing | Single-Stage | Cast Iron |  |  |  |  | 175000 | 149000 | [9 empty] | 84 | 84 | Federally-Regulated Consumer Product | 2015-12-16
NY Thermal Inc. | ODYSSEY | CT215 | Water | Oil | Power | FALSE | FALSE | 1 | TRUE |  |  | None | Non-Condensing | Single-Stage | Cast Iron |  |  |  |  | 245000 | 212000 | [9 empty] | 85.8 | 84 | Federally-Regulated Consumer Product | 2015-12-16
NY Thermal Inc. | ODYSSEY | CT230 | Water | Oil | Pressure | FALSE | FALSE | 1 | TRUE |  |  | None | Non-Condensing | Single-Stage | Cast Iron |  |  |  |  | 259000 | 223000 | [9 empty] | 85.5 | 84 | Federally-Regulated Consumer Product | 2015-12-16
NY Thermal Inc. | ODYSSEY | CT250 | Water | Oil | Power | FALSE | FALSE | 1 | TRUE |  |  | None | Non-Condensing | Single-Stage | Cast Iron |  |  |  |  | 280000 | 240000 | [9 empty] | 85 | 84 | Federally-Regulated Consumer Product | 2015-12-16
NY Thermal Inc. | TRINITY | TFT60 | Water | Natural Gas | Power | FALSE | FALSE | 1 | TRUE |  |  | None | Condensing | Step Modulating | Other |  |  |  |  | 60000 | 56000 | [9 empty] | 95 | 80 | Federally-Regulated Consumer Product | 2015-12-16
NY Thermal Inc. | TRINITY | TFT60 | Water | LPG | Power | FALSE | FALSE | 1 | TRUE |  |  | None | Condensing | Step Modulating | Other |  |  |  |  | 60000 | 56000 | [9 empty] | 95 | 80 | Federally-Regulated Consumer Product | 2015-12-16
NY Thermal Inc. | TRINITY | TFT85 | Water | Natural Gas | Power | FALSE | FALSE | 1 | TRUE |  |  | None | Condensing | Step Modulating | Other |  |  |  |  | 85000 | 78000 | [9 empty] | 95 | 80 | Federally-Regulated Consumer Product | 2015-12-16
NY Thermal Inc. | TRINITY | TFT85 | Water | LPG | Power | FALSE | FALSE | 1 | TRUE |  |  | None | Condensing | Step Modulating | Other |  |  |  |  | 85000 | 78000 | [9 empty] | 95 | 80 | Federally-Regulated Consumer Product | 2015-12-16
NY Thermal Inc. | TRINITY | TFT110 | Water | Natural Gas | Power | FALSE | FALSE | 1 | TRUE |  |  | None | Condensing | Step Modulating | Other |  |  |  |  | 108000 | 99000 | [9 empty] | 95 | 80 | Federally-Regulated Consumer Product | 2015-12-16
NY Thermal Inc. | TRINITY | TFT110 | Water | LPG | Power | FALSE | FALSE | 1 | TRUE |  |  | None | Condensing | Step Modulating | Other |  |  |  |  | 108000 | 99000 | [9 empty] | 95 | 80 | Federally-Regulated Consumer Product | 2015-12-16
NY Thermal Inc. | TRINITY | TFT155 | Water | Natural Gas | Power | FALSE | FALSE | 1 | TRUE |  |  | None | Condensing | Step Modulating | Other |  |  |  |  | 155000 | 144000 | [9 empty] | 95 | 80 | Federally-Regulated Consumer Product | 2015-12-16
NY Thermal Inc. | TRINITY | TFT155 | Water | LPG | Power | FALSE | FALSE | 1 | TRUE |  |  | None | Condensing | Step Modulating | Other |  |  |  |  | 155000 | 144000 | [9 empty] | 95 | 80 | Federally-Regulated Consumer Product | 2015-12-16
NY Thermal Inc. | TRINITY | TFT175 | Water | Natural Gas | Power | FALSE | FALSE | 1 | TRUE |  |  | None | Condensing | Step Modulating | Other |  |  |  |  | 175000 | 163000 | [9 empty] | 95 | 80 | Federally-Regulated Consumer Product | 2015-12-16
NY Thermal Inc. | TRINITY | TFT175 | Water | LPG | Power | FALSE | FALSE | 1 | TRUE |  |  | None | Condensing | Step Modulating | Other |  |  |  |  | 175000 | 163000 | [9 empty] | 95 | 80 | Federally-Regulated Consumer Product | 2015-12-16
NY Thermal Inc. | TRINITY | TFT200 | Water | Natural Gas | Power | FALSE | FALSE | 1 | TRUE |  |  | None | Condensing | Step Modulating | Other |  |  |  |  | 200000 | 185000 | [9 empty] | 95 | 80 | Federally-Regulated Consumer Product | 2015-12-16
NY Thermal Inc. | TRINITY | TFT200 | Water | LPG | Power | FALSE | FALSE | 1 | TRUE |  |  | None | Condensing | Step Modulating | Other |  |  |  |  | 200000 | 185000 | [9 empty] | 95 | 80 | Federally-Regulated Consumer Product | 2015-12-16
NY Thermal Inc. | TRINITY | TFT250 | Water | Natural Gas | Power | FALSE | FALSE | 1 | TRUE |  |  | None | Condensing | Step Modulating | Other |  |  |  |  | 250000 | 230000 | [9 empty] | 95 | 80 | Federally-Regulated Consumer Product | 2015-12-16
NY Thermal Inc. | TRINITY | TFT250 | Water | LPG | Power | FALSE | FALSE | 1 | TRUE |  |  | None | Condensing | Step Modulating | Other |  |  |  |  | 250000 | 230000 | [9 empty] | 95 | 80 | Federally-Regulated Consumer Product | 2015-12-16
NY Thermal Inc. | TRINITY | TFT300 | Water | Natural Gas | Power | FALSE | FALSE | 1 | TRUE |  |  | None | Condensing | Step Modulating | Other |  |  |  |  | 299000 | 278000 | [9 empty] | 94 | 80 | Federally-Regulated Consumer Product | 2015-12-16
NY Thermal Inc. | TRINITY | TFT300 | Water | LPG | Power | FALSE | FALSE | 1 | TRUE |  |  | None | Condensing | Step Modulating | Other |  |  |  |  | 299000 | 278000 | [9 empty] | 94 | 80 | Federally-Regulated Consumer Product | 2015-12-16
NY Thermal Inc. | TRINITY | TX51 | Water | Natural Gas | Power | FALSE | FALSE | 1 | TRUE |  |  | None | Condensing | Step Modulating | Other |  |  |  |  | 57000 | 52000 | [9 empty] | 94 | 80 | Federally-Regulated Consumer Product | 2015-12-16
NY Thermal Inc. | TRINITY | TX51 | Water | LPG | Power | FALSE | FALSE | 1 | TRUE |  |  | None | Condensing | Step Modulating | Other |  |  |  |  | 57000 | 52000 | [9 empty] | 94 | 80 | Federally-Regulated Consumer Product | 2015-12-16
NY Thermal Inc. | TRINITY | TX81 | Water | Natural Gas | Power | FALSE | FALSE | 1 | TRUE |  |  | None | Condensing | Step Modulating | Other |  |  |  |  | 82000 | 75000 | [9 empty] | 94 | 80 | Federally-Regulated Consumer Product | 2015-12-16
NY Thermal Inc. | TRINITY | TX81 | Water | LPG | Power | FALSE | FALSE | 1 | TRUE |  |  | None | Condensing | Step Modulating | Other |  |  |  |  | 82000 | 75000 | [9 empty] | 94 | 80 | Federally-Regulated Consumer Product | 2015-12-16
NY Thermal Inc. | TRINITY | TX101 | Water | Natural Gas | Power | FALSE | FALSE | 1 | TRUE |  |  | None | Condensing | Step Modulating | Other |  |  |  |  | 101000 | 92000 | [9 empty] | 94 | 80 | Federally-Regulated Consumer Product | 2015-12-16
NY Thermal Inc. | TRINITY | TX101 | Water | LPG | Power | FALSE | FALSE | 1 | TRUE |  |  | None | Condensing | Step Modulating | Other |  |  |  |  | 101000 | 92000 | [9 empty] | 94 | 80 | Federally-Regulated Consumer Product | 2015-12-16
NY Thermal Inc. | TRINITY | TX151 | Water | Natural Gas | Power | FALSE | FALSE | 1 | TRUE |  |  | None | Condensing | Step Modulating | Other |  |  |  |  | 151000 | 139000 | [9 empty] | 94 | 80 | Federally-Regulated Consumer Product | 2015-12-16
NY Thermal Inc. | TRINITY | TX151 | Water | LPG | Power | FALSE | FALSE | 1 | TRUE |  |  | None | Condensing | Step Modulating | Other |  |  |  |  | 151000 | 139000 | [9 empty] | 94 | 80 | Federally-Regulated Consumer Product | 2015-12-16
NY Thermal Inc. | TRINITY | TX151C | Water | Natural Gas | Power | FALSE | FALSE | 1 | TRUE |  |  | None | Condensing | Step Modulating | Other | Multiple-Speed |  |  |  | 151000 | 139000 | [9 empty] | 94 | 80 | Federally-Regulated Consumer Product | 2015-12-16
NY Thermal Inc. | TRINITY | TX151C | Water | LPG | Power | FALSE | FALSE | 1 | TRUE |  |  | None | Condensing | Step Modulating | Other | Multiple-Speed |  |  |  | 151000 | 139000 | [9 empty] | 94 | 80 | Federally-Regulated Consumer Product | 2015-12-16
NY Thermal Inc. | TRINITY | TX200 | Water | Natural Gas | Power | FALSE | FALSE | 1 | TRUE |  |  | None | Condensing | Step Modulating | Other |  |  |  |  | 199000 | 184000 | [9 empty] | 94 | 80 | Federally-Regulated Consumer Product | 2015-12-16
NY Thermal Inc. | TRINITY | TX200 | Water | LPG | Power | FALSE | FALSE | 1 | TRUE |  |  | None | Condensing | Step Modulating | Other |  |  |  |  | 199000 | 184000 | [9 empty] | 94 | 80 | Federally-Regulated Consumer Product | 2015-12-16
NY Thermal Inc. | TRINITY | TX200C | Water | Natural Gas | Power | FALSE | FALSE | 1 | TRUE |  |  | None | Condensing | Step Modulating | Other | Multiple-Speed |  |  |  | 199000 | 184000 | [9 empty] | 94 | 80 | Federally-Regulated Consumer Product | 2015-12-16
NY Thermal Inc. | TRINITY | TX200C | Water | LPG | Power | FALSE | FALSE | 1 | TRUE |  |  | None | Condensing | Step Modulating | Other | Multiple-Speed |  |  |  | 199000 | 184000 | [9 empty] | 94 | 80 | Federally-Regulated Consumer Product | 2015-12-16
NY Thermal Inc. | VMAX | VM110 | Water | Natural Gas | Power | FALSE | FALSE | 1 | TRUE |  |  | None | Condensing | Step Modulating | Other | Multiple-Speed |  |  |  | 110000 | 101000 | [9 empty] | 95 | 80 | Federally-Regulated Consumer Product | 2015-12-16
NY Thermal Inc. | VMAX | VM110 | Water | LPG | Power | FALSE | FALSE | 1 | TRUE |  |  | None | Condensing | Step Modulating | Other | Multiple-Speed |  |  |  | 110000 | 101000 | [9 empty] | 95 | 80 | Federally-Regulated Consumer Product | 2015-12-16
NY Thermal Inc. | VMAX | VM110P | Water | Natural Gas | Power | FALSE | FALSE | 1 | TRUE |  |  | None | Condensing | Step Modulating | Other | Multiple-Speed |  |  |  | 110000 | 101000 | [9 empty] | 95 | 80 | Federally-Regulated Consumer Product | 2015-12-16
NY Thermal Inc. | VMAX | VM110P | Water | LPG | Power | FALSE | FALSE | 1 | TRUE |  |  | None | Condensing | Step Modulating | Other | Multiple-Speed |  |  |  | 110000 | 101000 | [9 empty] | 95 | 80 | Federally-Regulated Consumer Product | 2015-12-16
Parker Boiler Co. | PARKER BOILER COMPANY | TC150 | Water | Natural Gas | Power | FALSE | FALSE | 1 |  |  |  | None | Condensing | Two-Stage Modulating | Other |  |  |  |  | 563000 | 526000 |  |  |  |  | 93.5 | 80 | [5 empty] | Federally-Regulated Commercial & Industrial Equipment | 2015-12-16
Parker Boiler Co. | PARKER BOILER COMPANY | TC450 | Water | Natural Gas | Power | FALSE | FALSE | 1 |  |  |  | None | Condensing | Step Modulating | Other |  |  |  |  | 1689000 | 1579000 |  |  |  |  | 93.5 | 80 | [5 empty] | Federally-Regulated Commercial & Industrial Equipment | 2015-12-16
Parker Boiler Co. | PARKER BOILER COMPANY | TC600 | Water | Natural Gas | Power | FALSE | FALSE | 3 |  |  |  | None | Condensing | Step Modulating | Other |  |  |  |  | 2000000 | 1870000 |  |  |  |  | 93.5 | 80 | [5 empty] | Federally-Regulated Commercial & Industrial Equipment | 2015-12-16
Parker Boiler Co. | PARKER BOILER COMPANY | TC1000 | Water | Natural Gas | Power | FALSE | FALSE | 3 |  |  |  | None | Condensing | Step Modulating | Other |  |  |  |  | 3754000 | 3510000 |  |  | 94.7 | 82 | [7 empty] | Federally-Regulated Commercial & Industrial Equipment | 2015-12-16
Parker Boiler Co. | PARKER BOILER COMPANY | TC1250 | Water | Natural Gas | Power | FALSE | FALSE | 3 |  |  |  | None | Condensing | Step Modulating | Other |  |  |  |  | 4692000 | 4387000 |  |  | 94.7 | 82 | [7 empty] | Federally-Regulated Commercial & Industrial Equipment | 2015-12-16
Parker Boiler Co. | PARKER BOILER COMPANY | TC270 | Water | Natural Gas | Power | FALSE | FALSE | 1 |  |  |  | None | Condensing | Step Modulating | Other |  |  |  |  | 1014000 | 948000 |  |  |  |  | 93.5 | 80 | [5 empty] | Federally-Regulated Commercial & Industrial Equipment | 2015-12-16
Parker Boiler Co. | PARKER BOILER COMPANY | TC1450 | Water | Natural Gas | Power | FALSE | FALSE | 3 |  |  |  | None | Condensing | Step Modulating | Other |  |  |  |  | 5443000 | 5013000 |  |  | 92.2 | 82 | [7 empty] | Federally-Regulated Commercial & Industrial Equipment | 2015-12-16
Parker Boiler Co. | PARKER BOILER COMPANY | TC210 | Water | Natural Gas | Power | FALSE | FALSE | 1 |  |  |  | None | Condensing | Step Modulating | Other |  |  |  |  | 788000 | 741000 |  |  |  |  | 93.5 | 80 | [5 empty] | Federally-Regulated Commercial & Industrial Equipment | 2015-12-16
Parker Boiler Co. | PARKER BOILER COMPANY | TC800 | Water | Natural Gas | Power | FALSE | FALSE | 3 |  |  |  | None | Condensing | Step Modulating | Other |  |  |  |  | 3003000 | 2808000 |  |  | 94.7 | 82 | [7 empty] | Federally-Regulated Commercial & Industrial Equipment | 2015-12-16
Parker Boiler Co. | PARKER BOILER COMPANY | TC350 | Water | Natural Gas | Power | FALSE | FALSE | 1 |  |  |  | None | Condensing | Step Modulating | Other |  |  |  |  | 1314000 | 1229000 |  |  |  |  | 93.5 | 80 | [5 empty] | Federally-Regulated Commercial & Industrial Equipment | 2015-12-16
Raypak, Inc. | Raypak | H3-0499* | Water | LPG | Induced Draft | FALSE | FALSE | 1 |  |  |  | None | Non-Condensing | Single-Stage | Copper |  |  |  |  | 500000 | 420000 |  |  |  |  | 84 | 80 | [5 empty] | Federally-Regulated Commercial & Industrial Equipment | 2015-12-16
Raypak, Inc. | Raypak | H3-0899* | Water | Natural Gas | Induced Draft | FALSE | FALSE | 1 |  |  |  | None | Non-Condensing | Single-Stage | Copper |  |  |  |  | 900000 | 756000 |  |  |  |  | 84 | 80 | [5 empty] | Federally-Regulated Commercial & Industrial Equipment | 2015-12-16
Raypak, Inc. | Raypak | H3-0899* | Water | LPG | Induced Draft | FALSE | FALSE | 1 |  |  |  | None | Non-Condensing | Single-Stage | Copper |  |  |  |  | 900000 | 756000 |  |  |  |  | 84 | 80 | [5 empty] | Federally-Regulated Commercial & Industrial Equipment | 2015-12-16
Raypak, Inc. | Raypak | H3-0989* | Water | Natural Gas | Induced Draft | FALSE | FALSE | 1 |  |  |  | None | Non-Condensing | Single-Stage | Copper |  |  |  |  | 990000 | 832000 |  |  |  |  | 84 | 80 | [5 empty] | Federally-Regulated Commercial & Industrial Equipment | 2015-12-16
Raypak, Inc. | Raypak | H3-0989* | Water | LPG | Induced Draft | FALSE | FALSE | 1 |  |  |  | None | Non-Condensing | Single-Stage | Copper |  |  |  |  | 990000 | 832000 |  |  |  |  | 84 | 80 | [5 empty] | Federally-Regulated Commercial & Industrial Equipment | 2015-12-16
Raypak, Inc. | Raypak | H8-1259* | Water | Natural Gas | Induced Draft | FALSE | FALSE | 1 |  |  |  | None | Non-Condensing | Step Modulating | Copper |  |  |  |  | 1260000 | 1058000 |  |  |  |  | 84 | 80 | [5 empty] | Federally-Regulated Commercial & Industrial Equipment | 2015-12-16
Raypak, Inc. | Raypak | H8-1259* | Water | LPG | Induced Draft | FALSE | FALSE | 1 |  |  |  | None | Non-Condensing | Step Modulating | Copper |  |  |  |  | 1260000 | 1058000 |  |  |  |  | 84 | 80 | [5 empty] | Federally-Regulated Commercial & Industrial Equipment | 2015-12-16
Raypak, Inc. | Raypak | H(3,4)-1083* | Water | Natural Gas | Injection Type | FALSE | TRUE | 1 |  |  |  | None | Non-Condensing | Single-Stage | Copper |  |  |  |  | 1083000 | 888000 |  |  |  |  | 82 | 80 | [5 empty] | Federally-Regulated Commercial & Industrial Equipment | 2015-12-16
Raypak, Inc. | Raypak | H(3,4)-1178* | Water | Natural Gas | Injection Type | FALSE | TRUE | 1 |  |  |  | None | Non-Condensing | Single-Stage | Copper |  |  |  |  | 1178000 | 966000 |  |  |  |  | 82 | 80 | [5 empty] | Federally-Regulated Commercial & Industrial Equipment | 2015-12-16
Raypak, Inc. | Raypak | H(3,4)-1414* | Water | Natural Gas | Injection Type | FALSE | TRUE | 1 |  |  |  | None | Non-Condensing | Single-Stage | Copper |  |  |  |  | 1413000 | 1159000 |  |  |  |  | 82 | 80 | [5 empty] | Federally-Regulated Commercial & Industrial Equipment | 2015-12-16
Raypak, Inc. | Raypak | H4-0042*R | Water | Natural Gas | Induced Draft | FALSE | FALSE | 1 | TRUE |  |  | Electro-Mechanical Flue Damper | Non-Condensing | Single-Stage | Copper | Single-Speed |  |  |  | 42000 | 35000 | [9 empty] | 84 | 80 | Federally-Regulated Consumer Product | 2015-12-16
Raypak, Inc. | Raypak | H4-0042*R | Water | LPG | Induced Draft | FALSE | FALSE | 1 | TRUE |  |  | Electro-Mechanical Flue Damper | Non-Condensing | Single-Stage | Copper | Single-Speed |  |  |  | 42000 | 35000 | [9 empty] | 84 | 80 | Federally-Regulated Consumer Product | 2015-12-16
Raypak, Inc. | Raypak | H4-0066*R | Water | Natural Gas | Induced Draft | FALSE | FALSE | 1 | TRUE |  |  | Electro-Mechanical Flue Damper | Non-Condensing | Single-Stage | Copper | Single-Speed |  |  |  | 66000 | 54000 | [9 empty] | 83 | 80 | Federally-Regulated Consumer Product | 2015-12-16
Raypak, Inc. | Raypak | H4-0066*R | Water | LPG | Induced Draft | FALSE | FALSE | 1 | TRUE |  |  | Electro-Mechanical Flue Damper | Non-Condensing | Single-Stage | Copper | Single-Speed |  |  |  | 66000 | 54000 | [9 empty] | 83 | 80 | Federally-Regulated Consumer Product | 2015-12-16
Raypak, Inc. | Raypak | H(3,4)-0090*R | Water | Natural Gas | Induced Draft | FALSE | FALSE | 1 | TRUE |  |  | Electro-Mechanical Flue Damper | Non-Condensing | Single-Stage | Copper | Single-Speed |  |  |  | 90000 | 74000 | [9 empty] | 82.7 | 80 | Federally-Regulated Consumer Product | 2015-12-16
Raypak, Inc. | Raypak | H(3,4)-0090*R | Water | LPG | Induced Draft | FALSE | FALSE | 1 | TRUE |  |  | Electro-Mechanical Flue Damper | Non-Condensing | Single-Stage | Copper | Single-Speed |  |  |  | 90000 | 74000 | [9 empty] | 82.7 | 80 | Federally-Regulated Consumer Product | 2015-12-16
Raypak, Inc. | Raypak | H(3,4)-0135*R | Water | Natural Gas | Induced Draft | FALSE | FALSE | 1 | TRUE |  |  | Electro-Mechanical Flue Damper | Non-Condensing | Single-Stage | Copper | Single-Speed |  |  |  | 135000 | 109000 | [9 empty] | 82.8 | 80 | Federally-Regulated Consumer Product | 2015-12-16
Raypak, Inc. | Raypak | H(3,4)-0135*R | Water | LPG | Induced Draft | FALSE | FALSE | 1 | TRUE |  |  | Electro-Mechanical Flue Damper | Non-Condensing | Single-Stage | Copper | Single-Speed |  |  |  | 135000 | 109000 | [9 empty] | 82.8 | 80 | Federally-Regulated Consumer Product | 2015-12-16
Raypak, Inc. | Raypak | H(3,4)-0180*R | Water | Natural Gas | Induced Draft | FALSE | FALSE | 1 | TRUE |  |  | Electro-Mechanical Flue Damper | Non-Condensing | Single-Stage | Copper | Single-Speed |  |  |  | 180000 | 148000 | [9 empty] | 83.2 | 80 | Federally-Regulated Consumer Product | 2015-12-16
Raypak, Inc. | Raypak | H(3,4)-0180*R | Water | LPG | Induced Draft | FALSE | FALSE | 1 | TRUE |  |  | Electro-Mechanical Flue Damper | Non-Condensing | Single-Stage | Copper | Single-Speed |  |  |  | 180000 | 148000 | [9 empty] | 83.2 | 80 | Federally-Regulated Consumer Product | 2015-12-16
Raypak, Inc. | Raypak | H(3,4)-0181*R | Water | Natural Gas | Induced Draft | FALSE | FALSE | 1 | TRUE |  |  | Electro-Mechanical Flue Damper | Non-Condensing | Single-Stage | Copper |  |  |  |  | 181000 | 148000 | [9 empty] | 82.6 | 80 | Federally-Regulated Consumer Product | 2015-12-16
Raypak, Inc. | Raypak | H(3,4)-0261*R | Water | Natural Gas | Induced Draft | FALSE | FALSE | 1 | TRUE |  |  | Electro-Mechanical Flue Damper | Non-Condensing | Single-Stage | Copper |  |  |  |  | 264000 | 216000 | [9 empty] | 82.7 | 80 | Federally-Regulated Consumer Product | 2015-12-16
Raypak, Inc. | Raypak | H(3,4)-0182*R | Water | Natural Gas | Induced Draft | FALSE | FALSE | 1 | TRUE |  |  | Electro-Mechanical Flue Damper | Non-Condensing | Single-Stage | Copper |  |  |  |  | 181000 | 148000 | [9 empty] | 82.6 | 80 | Federally-Regulated Consumer Product | 2015-12-16
Raypak, Inc. | Raypak | H(3,4)-0182*R | Water | LPG | Induced Draft | FALSE | FALSE | 1 | TRUE |  |  | Electro-Mechanical Flue Damper | Non-Condensing | Single-Stage | Copper |  |  |  |  | 181000 | 148000 | [9 empty] | 82.6 | 80 | Federally-Regulated Consumer Product | 2015-12-16
Raypak, Inc. | Raypak | H(3,4)-0260*R | Water | Natural Gas | Induced Draft | FALSE | FALSE | 1 | TRUE |  |  | Electro-Mechanical Flue Damper | Non-Condensing | Single-Stage | Copper |  |  |  |  | 264000 | 216000 | [9 empty] | 82.7 | 80 | Federally-Regulated Consumer Product | 2015-12-16
Raypak, Inc. | Raypak | H(3,4)-0260*R | Water | LPG | Induced Draft | FALSE | FALSE | 1 | TRUE |  |  | Electro-Mechanical Flue Damper | Non-Condensing | Single-Stage | Copper |  |  |  |  | 264000 | 216000 | [9 empty] | 82.7 | 80 | Federally-Regulated Consumer Product | 2015-12-16
Raypak, Inc. | Raypak | H3-HD101*R | Water | Natural Gas | Induced Draft | FALSE | FALSE | 1 | TRUE |  |  | None | Non-Condensing | Two-Stage Modulating | Copper |  |  |  |  | 100000 | 85000 | [9 empty] | 85 | 80 | Federally-Regulated Consumer Product | 2015-12-16
Raypak, Inc. | Raypak | H3-HD101*R | Water | LPG | Induced Draft | FALSE | FALSE | 1 | TRUE |  |  | None | Non-Condensing | Two-Stage Modulating | Copper |  |  |  |  | 100000 | 85000 | [9 empty] | 85 | 80 | Federally-Regulated Consumer Product | 2015-12-16
Raypak, Inc. | Raypak | H3-HD151*R | Water | Natural Gas | Induced Draft | FALSE | FALSE | 1 | TRUE |  |  | None | Non-Condensing | Two-Stage Modulating | Copper |  |  |  |  | 150000 | 128000 | [9 empty] | 85 | 80 | Federally-Regulated Consumer Product | 2015-12-16
Raypak, Inc. | Raypak | H3-HD151*R | Water | LPG | Induced Draft | FALSE | FALSE | 1 | TRUE |  |  | None | Non-Condensing | Two-Stage Modulating | Copper |  |  |  |  | 150000 | 128000 | [9 empty] | 85 | 80 | Federally-Regulated Consumer Product | 2015-12-16
Raypak, Inc. | Raypak | H3-HD201*R | Water | Natural Gas | Induced Draft | FALSE | FALSE | 1 | TRUE |  |  | None | Non-Condensing | Two-Stage Modulating | Copper |  |  |  |  | 199000 | 170000 | [9 empty] | 85 | 80 | Federally-Regulated Consumer Product | 2015-12-16
Raypak, Inc. | Raypak | H3-HD201*R | Water | LPG | Induced Draft | FALSE | FALSE | 1 | TRUE |  |  | None | Non-Condensing | Two-Stage Modulating | Copper |  |  |  |  | 199000 | 170000 | [9 empty] | 85 | 80 | Federally-Regulated Consumer Product | 2015-12-16
Raypak, Inc. | Raypak | H3-HD251*R | Water | Natural Gas | Induced Draft | FALSE | FALSE | 1 | TRUE |  |  | None | Non-Condensing | Two-Stage Modulating | Copper |  |  |  |  | 250000 | 213000 | [9 empty] | 85 | 80 | Federally-Regulated Consumer Product | 2015-12-16
Raypak, Inc. | Raypak | H3-HD251*R | Water | LPG | Induced Draft | FALSE | FALSE | 1 | TRUE |  |  | None | Non-Condensing | Two-Stage Modulating | Copper |  |  |  |  | 250000 | 213000 | [9 empty] | 85 | 80 | Federally-Regulated Consumer Product | 2015-12-16
Raypak, Inc. | Raypak | H3-HD301*R | Water | Natural Gas | Induced Draft | FALSE | FALSE | 1 | TRUE |  |  | None | Non-Condensing | Two-Stage Modulating | Copper |  |  |  |  | 299000 | 255000 | [9 empty] | 85 | 80 | Federally-Regulated Consumer Product | 2015-12-16
Raypak, Inc. | Raypak | H3-HD301*R | Water | LPG | Induced Draft | FALSE | FALSE | 1 | TRUE |  |  | None | Non-Condensing | Two-Stage Modulating | Copper |  |  |  |  | 299000 | 255000 | [9 empty] | 85 | 80 | Federally-Regulated Consumer Product | 2015-12-16
Raypak, Inc. | Raypak | H7-088AR | Water | Natural Gas | Power | FALSE | FALSE | 1 | TRUE |  |  | None | Condensing | Step Modulating | Other |  |  |  |  | 85000 | 78000 | [9 empty] | 95 | 80 | Federally-Regulated Consumer Product | 2015-12-16
Raypak, Inc. | Raypak | H7-088AR | Water | LPG | Power | FALSE | FALSE | 1 | TRUE |  |  | None | Condensing | Step Modulating | Other |  |  |  |  | 85000 | 78000 | [9 empty] | 95 | 80 | Federally-Regulated Consumer Product | 2015-12-16
Raypak, Inc. | Raypak | H7-108AR* | Water | Natural Gas | Power | FALSE | FALSE | 1 | TRUE |  |  | None | Condensing | Step Modulating | Other |  |  |  |  | 110000 | 101000 | [9 empty] | 95 | 80 | Federally-Regulated Consumer Product | 2015-12-16
Raypak, Inc. | Raypak | H7-108AR* | Water | LPG | Power | FALSE | FALSE | 1 | TRUE |  |  | None | Condensing | Step Modulating | Other |  |  |  |  | 110000 | 101000 | [9 empty] | 95 | 80 | Federally-Regulated Consumer Product | 2015-12-16
Raypak, Inc. | Raypak | H7-198AR* | Water | Natural Gas | Power | FALSE | FALSE | 1 | TRUE |  |  | None | Condensing | Step Modulating | Other |  |  |  |  | 199000 | 182000 | [9 empty] | 95 | 80 | Federally-Regulated Consumer Product | 2015-12-16
Raypak, Inc. | Raypak | H7-198AR* | Water | LPG | Power | FALSE | FALSE | 1 | TRUE |  |  | None | Condensing | Step Modulating | Other |  |  |  |  | 199000 | 182000 | [9 empty] | 95 | 80 | Federally-Regulated Consumer Product | 2015-12-16
Raypak, Inc. | Raypak | H7-278AR* | Water | Natural Gas | Power | FALSE | FALSE | 1 | TRUE |  |  | None | Condensing | Step Modulating | Other |  |  |  |  | 275000 | 255000 | [9 empty] | 94.8 | 80 | Federally-Regulated Consumer Product | 2015-12-16
Raypak, Inc. | Raypak | H7-278AR* | Water | LPG | Power | FALSE | FALSE | 1 | TRUE |  |  | None | Condensing | Step Modulating | Other |  |  |  |  | 275000 | 255000 | [9 empty] | 94.8 | 80 | Federally-Regulated Consumer Product | 2015-12-16
Raypak, Inc. | Raypak | H7-398*-NS | Water | Natural Gas | Induced Draft | FALSE | FALSE | 1 |  |  |  | None | Condensing | Step Modulating | Other |  |  |  |  | 399000 | 383000 |  |  |  |  | 96 | 80 | [5 empty] | Federally-Regulated Commercial & Industrial Equipment | 2015-12-16
Raypak, Inc. | Raypak | H7-398*-PS | Water | LPG | Induced Draft | FALSE | FALSE | 1 |  |  |  | None | Condensing | Step Modulating | Other |  |  |  |  | 399000 | 383000 |  |  |  |  | 96 | 80 | [5 empty] | Federally-Regulated Commercial & Industrial Equipment | 2015-12-16
Raypak, Inc. | Raypak | H7-3005* | Water | Natural Gas | Induced Draft | FALSE | FALSE | 1 |  |  |  | None | Condensing | Step Modulating | Copper |  |  |  |  | 3000000 | 2853000 |  |  | 95.1 | 82 | [7 empty] | Federally-Regulated Commercial & Industrial Equipment | 2015-12-16
Raypak, Inc. | Raypak | H7-3005* | Water | LPG | Induced Draft | FALSE | FALSE | 1 |  |  |  | None | Condensing | Step Modulating | Copper |  |  |  |  | 3000000 | 2853000 |  |  | 95.1 | 82 | [7 empty] | Federally-Regulated Commercial & Industrial Equipment | 2015-12-16
Raypak, Inc. | Raypak | H7-0754* | Water | Natural Gas | Induced Draft | FALSE | FALSE | 1 |  |  |  | None | Non-Condensing | Step Modulating | Copper |  |  |  |  | 750000 | 630000 |  |  |  |  | 84 | 80 | [5 empty] | Federally-Regulated Commercial & Industrial Equipment | 2015-12-16
Raypak, Inc. | Raypak | H7-0754* | Water | LPG | Induced Draft | FALSE | FALSE | 1 |  |  |  | None | Non-Condensing | Step Modulating | Copper |  |  |  |  | 750000 | 630000 |  |  |  |  | 84 | 80 | [5 empty] | Federally-Regulated Commercial & Industrial Equipment | 2015-12-16
Raypak, Inc. | Raypak | H7-2004 * | Water | Natural Gas | Induced Draft | FALSE | FALSE | 1 |  |  |  | None | Non-Condensing | Step Modulating | Copper |  |  |  |  | 1999000 | 1679000 |  |  |  |  | 84 | 80 | [5 empty] | Federally-Regulated Commercial & Industrial Equipment | 2015-12-16
Raypak, Inc. | Raypak | H7-2004 * | Water | LPG | Induced Draft | FALSE | FALSE | 1 |  |  |  | None | Non-Condensing | Step Modulating | Copper |  |  |  |  | 1999000 | 1679000 |  |  |  |  | 84 | 80 | [5 empty] | Federally-Regulated Commercial & Industrial Equipment | 2015-12-16
Raypak, Inc. | Raypak | H7-1003 * | Water | Natural Gas | Induced Draft | FALSE | FALSE | 1 |  |  |  | None | Non-Condensing | Step Modulating | Copper |  |  |  |  | 999000 | 861000 |  |  |  |  | 86.2 | 80 | [5 empty] | Federally-Regulated Commercial & Industrial Equipment | 2015-12-16
Raypak, Inc. | Raypak | H7-1003 * | Water | LPG | Induced Draft | FALSE | FALSE | 1 |  |  |  | None | Non-Condensing | Step Modulating | Copper |  |  |  |  | 999000 | 861000 |  |  |  |  | 86.2 | 80 | [5 empty] | Federally-Regulated Commercial & Industrial Equipment | 2015-12-16
Raypak, Inc. | Raypak | H7-2003 * | Water | Natural Gas | Induced Draft | FALSE | FALSE | 1 |  |  |  | None | Non-Condensing | Step Modulating | Copper |  |  |  |  | 1999000 | 1723000 |  |  |  |  | 86.2 | 80 | [5 empty] | Federally-Regulated Commercial & Industrial Equipment | 2015-12-16
Raypak, Inc. | Raypak | H7-2003 * | Water | LPG | Induced Draft | FALSE | FALSE | 1 |  |  |  | None | Non-Condensing | Step Modulating | Copper |  |  |  |  | 1999000 | 1723000 |  |  |  |  | 86.2 | 80 | [5 empty] | Federally-Regulated Commercial & Industrial Equipment | 2015-12-16
Raypak, Inc. | Raypak | (H,W)7-0300 * | Water | Natural Gas | Induced Draft | FALSE | FALSE | 1 |  |  |  | None | Condensing | Step Modulating | Other |  |  |  |  | 300000 | 282000 |  |  |  |  | 94 | 80 | [5 empty] | Federally-Regulated Commercial & Industrial Equipment | 2015-12-16
Raypak, Inc. | Raypak | (H,W)7-0300 * | Water | LPG | Induced Draft | FALSE | FALSE | 1 |  |  |  | None | Condensing | Step Modulating | Other |  |  |  |  | 300000 | 282000 |  |  |  |  | 94 | 80 | [5 empty] | Federally-Regulated Commercial & Industrial Equipment | 2015-12-16
Raypak, Inc. | Raypak | (H,W)7-0400 * | Water | Natural Gas | Induced Draft | FALSE | FALSE | 1 |  |  |  | None | Condensing | Step Modulating | Other |  |  |  |  | 399000 | 375000 |  |  |  |  | 94 | 80 | [5 empty] | Federally-Regulated Commercial & Industrial Equipment | 2015-12-16
Raypak, Inc. | Raypak | (H,W)7-0400 * | Water | LPG | Induced Draft | FALSE | FALSE | 1 |  |  |  | None | Condensing | Step Modulating | Other |  |  |  |  | 399000 | 375000 |  |  |  |  | 94 | 80 | [5 empty] | Federally-Regulated Commercial & Industrial Equipment | 2015-12-16
Raypak, Inc. | Raypak | (H,W)7-0700 * | Water | Natural Gas | Induced Draft | FALSE | FALSE | 1 |  |  |  | None | Condensing | Step Modulating | Other |  |  |  |  | 700000 | 658000 |  |  |  |  | 94 | 80 | [5 empty] | Federally-Regulated Commercial & Industrial Equipment | 2015-12-16
Raypak, Inc. | Raypak | (H,W)7-0700 * | Water | LPG | Induced Draft | FALSE | FALSE | 1 |  |  |  | None | Condensing | Step Modulating | Other |  |  |  |  | 700000 | 658000 |  |  |  |  | 94 | 80 | [5 empty] | Federally-Regulated Commercial & Industrial Equipment | 2015-12-16
Raypak, Inc. | Raypak | H3-0649* | Water | Natural Gas | Induced Draft | FALSE | FALSE | 1 |  |  |  | None | Non-Condensing | Single-Stage | Copper |  |  |  |  | 650000 | 546000 |  |  |  |  | 84 | 80 | [5 empty] | Federally-Regulated Commercial & Industrial Equipment | 2015-12-16
Raypak, Inc. | Raypak | H3-0649* | Water | LPG | Induced Draft | FALSE | FALSE | 1 |  |  |  | None | Non-Condensing | Single-Stage | Copper |  |  |  |  | 650000 | 546000 |  |  |  |  | 84 | 80 | [5 empty] | Federally-Regulated Commercial & Industrial Equipment | 2015-12-16
Raypak, Inc. | Raypak | H3-0749* | Water | Natural Gas | Induced Draft | FALSE | FALSE | 1 |  |  |  | None | Non-Condensing | Single-Stage | Copper |  |  |  |  | 750000 | 630000 |  |  |  |  | 84 | 80 | [5 empty] | Federally-Regulated Commercial & Industrial Equipment | 2015-12-16
Raypak, Inc. | Raypak | H3-0749* | Water | LPG | Induced Draft | FALSE | FALSE | 1 |  |  |  | None | Non-Condensing | Single-Stage | Copper |  |  |  |  | 750000 | 630000 |  |  |  |  | 84 | 80 | [5 empty] | Federally-Regulated Commercial & Industrial Equipment | 2015-12-16
Raypak, Inc. | Raypak | H9-2339* | Water | Natural Gas | Induced Draft | FALSE | FALSE | 1 |  |  |  | None | Non-Condensing | Step Modulating | Copper |  |  |  |  | 2340000 | 1966000 |  |  |  |  | 84 | 80 | [5 empty] | Federally-Regulated Commercial & Industrial Equipment | 2015-12-16
Raypak, Inc. | Raypak | H9-2339* | Water | LPG | Induced Draft | FALSE | FALSE | 1 |  |  |  | None | Non-Condensing | Step Modulating | Copper |  |  |  |  | 2340000 | 1966000 |  |  |  |  | 84 | 80 | [5 empty] | Federally-Regulated Commercial & Industrial Equipment | 2015-12-16
Raypak, Inc. | Raypak | H9-1529* | Water | Natural Gas | Induced Draft | FALSE | FALSE | 1 |  |  |  | None | Non-Condensing | Step Modulating | Copper |  |  |  |  | 1530000 | 1285000 |  |  |  |  | 84 | 80 | [5 empty] | Federally-Regulated Commercial & Industrial Equipment | 2015-12-16
Raypak, Inc. | Raypak | H9-1529* | Water | LPG | Induced Draft | FALSE | FALSE | 1 |  |  |  | None | Non-Condensing | Step Modulating | Copper |  |  |  |  | 1530000 | 1285000 |  |  |  |  | 84 | 80 | [5 empty] | Federally-Regulated Commercial & Industrial Equipment | 2015-12-16
Raypak, Inc. | Raypak | H9-1799* | Water | Natural Gas | Induced Draft | FALSE | FALSE | 1 |  |  |  | None | Non-Condensing | Step Modulating | Copper |  |  |  |  | 1800000 | 1512000 |  |  |  |  | 84 | 80 | [5 empty] | Federally-Regulated Commercial & Industrial Equipment | 2015-12-16
Raypak, Inc. | Raypak | H9-1799* | Water | LPG | Induced Draft | FALSE | FALSE | 1 |  |  |  | None | Non-Condensing | Step Modulating | Copper |  |  |  |  | 1800000 | 1512000 |  |  |  |  | 84 | 80 | [5 empty] | Federally-Regulated Commercial & Industrial Equipment | 2015-12-16
Raypak, Inc. | Raypak | H(3,4)-0724* | Water | Natural Gas | Injection Type | FALSE | FALSE | 1 |  |  |  | None | Non-Condensing | Single-Stage | Copper |  |  |  |  | 726000 | 595000 |  |  |  |  | 82 | 80 | [5 empty] | Federally-Regulated Commercial & Industrial Equipment | 2015-12-16
Raypak, Inc. | Raypak | H(3,4)-0824* | Water | Natural Gas | Injection Type | FALSE | FALSE | 1 |  |  |  | None | Non-Condensing | Single-Stage | Copper |  |  |  |  | 825000 | 677000 |  |  |  |  | 82 | 80 | [5 empty] | Federally-Regulated Commercial & Industrial Equipment | 2015-12-16
Raypak, Inc. | Raypak | H(3,4)-1758 * | Water | LPG | Injection Type | FALSE | TRUE | 1 |  |  |  | None | Non-Condensing | Single-Stage | Copper |  |  |  |  | 1680000 | 1378000 |  |  |  |  | 82 | 80 | [5 empty] | Federally-Regulated Commercial & Industrial Equipment | 2015-12-16
Raypak, Inc. | Raypak | H(3,4)-1083 * | Water | LPG | Injection Type | FALSE | TRUE | 1 |  |  |  | None | Non-Condensing | Single-Stage | Copper |  |  |  |  | 1035000 | 849000 |  |  |  |  | 82 | 80 | [5 empty] | Federally-Regulated Commercial & Industrial Equipment | 2015-12-16
Raypak, Inc. | Raypak | H(1,2,5)-0824* | Water | Natural Gas | Injection Type | FALSE | FALSE | 1 |  |  |  | None | Non-Condensing | Step Modulating | Copper |  |  |  |  | 825000 | 677000 |  |  |  |  | 82 | 80 | [5 empty] | Federally-Regulated Commercial & Industrial Equipment | 2015-12-16
Raypak, Inc. | Raypak | H(1,2,5)-0724* | Water | Natural Gas | Injection Type | FALSE | FALSE | 1 |  |  |  | None | Non-Condensing | Step Modulating | Copper |  |  |  |  | 726000 | 595000 |  |  |  |  | 82 | 80 | [5 empty] | Federally-Regulated Commercial & Industrial Equipment | 2015-12-16
Raypak, Inc. | Raypak | H(1,2,5)-0624* | Water | Natural Gas | Injection Type | FALSE | FALSE | 1 |  |  |  | None | Non-Condensing | Step Modulating | Copper |  |  |  |  | 627000 | 514000 |  |  |  |  | 82 | 80 | [5 empty] | Federally-Regulated Commercial & Industrial Equipment | 2015-12-16
Raypak, Inc. | Raypak | H(1,2,5)-0624 * | Water | LPG | Injection Type | FALSE | FALSE | 1 |  |  |  | None | Non-Condensing | Step Modulating | Copper |  |  |  |  | 589000 | 483000 |  |  |  |  | 82 | 80 | [5 empty] | Federally-Regulated Commercial & Industrial Equipment | 2015-12-16
Raypak, Inc. | Raypak | H(1,2,5)-0724 * | Water | LPG | Injection Type | FALSE | FALSE | 1 |  |  |  | None | Non-Condensing | Step Modulating | Copper |  |  |  |  | 682000 | 559000 |  |  |  |  | 82 | 80 | [5 empty] | Federally-Regulated Commercial & Industrial Equipment | 2015-12-16
Raypak, Inc. | Raypak | H(1,2,5)-0824 * | Water | LPG | Injection Type | FALSE | FALSE | 1 |  |  |  | None | Non-Condensing | Step Modulating | Copper |  |  |  |  | 775000 | 636000 |  |  |  |  | 82 | 80 | [5 empty] | Federally-Regulated Commercial & Industrial Equipment | 2015-12-16
Raypak, Inc. | Raypak | H(3,4)-0624 * | Water | LPG | Injection Type | FALSE | FALSE | 1 |  |  |  | None | Non-Condensing | Single-Stage | Copper |  |  |  |  | 589000 | 483000 |  |  |  |  | 82 | 80 | [5 empty] | Federally-Regulated Commercial & Industrial Equipment | 2015-12-16
Raypak, Inc. | Raypak | H(3,4)-0514 * | Water | LPG | Injection Type | FALSE | FALSE | 1 |  |  |  | None | Non-Condensing | Single-Stage | Copper |  |  |  |  | 480000 | 394000 |  |  |  |  | 82 | 80 | [5 empty] | Federally-Regulated Commercial & Industrial Equipment | 2015-12-16
Raypak, Inc. | Raypak | H(1,2,5)-0962* | Water | Natural Gas | Injection Type | FALSE | FALSE | 1 |  |  |  | None | Non-Condensing | Step Modulating | Copper |  |  |  |  | 961000 | 789000 |  |  |  |  | 82 | 80 | [5 empty] | Federally-Regulated Commercial & Industrial Equipment | 2015-12-16
Raypak, Inc. | Raypak | H(3,4)-1125* | Water | Natural Gas | Injection Type | FALSE | FALSE | 1 |  |  |  | None | Non-Condensing | Single-Stage | Copper |  |  |  |  | 1124000 | 922000 |  |  |  |  | 82 | 80 | [5 empty] | Federally-Regulated Commercial & Industrial Equipment | 2015-12-16
Raypak, Inc. | Raypak | H(1,2,5)-1125* | Water | Natural Gas | Injection Type | FALSE | FALSE | 1 |  |  |  | None | Non-Condensing | Step Modulating | Copper |  |  |  |  | 1124000 | 922000 |  |  |  |  | 82 | 80 | [5 empty] | Federally-Regulated Commercial & Industrial Equipment | 2015-12-16
Raypak, Inc. | Raypak | H(3,4)-1223* | Water | Natural Gas | Injection Type | FALSE | FALSE | 1 |  |  |  | None | Non-Condensing | Single-Stage | Copper |  |  |  |  | 1222000 | 1002000 |  |  |  |  | 82 | 80 | [5 empty] | Federally-Regulated Commercial & Industrial Equipment | 2015-12-16
Raypak, Inc. | Raypak | H(3,4)-1631* | Water | Natural Gas | Injection Type | FALSE | FALSE | 1 |  |  |  | None | Non-Condensing | Single-Stage | Copper |  |  |  |  | 1630000 | 1337000 |  |  |  |  | 82 | 80 | [5 empty] | Federally-Regulated Commercial & Industrial Equipment | 2015-12-16
Raypak, Inc. | Raypak | H(1,2,5)-1631* | Water | Natural Gas | Injection Type | FALSE | FALSE | 1 |  |  |  | None | Non-Condensing | Step Modulating | Copper |  |  |  |  | 1630000 | 1337000 |  |  |  |  | 82 | 80 | [5 empty] | Federally-Regulated Commercial & Industrial Equipment | 2015-12-16
Raypak, Inc. | Raypak | H(1,2,5)-1826* | Water | Natural Gas | Injection Type | FALSE | FALSE | 1 |  |  |  | None | Non-Condensing | Step Modulating | Copper |  |  |  |  | 1825000 | 1497000 |  |  |  |  | 82 | 80 | [5 empty] | Federally-Regulated Commercial & Industrial Equipment | 2015-12-16
Raypak, Inc. | Raypak | H(3,4)-1826* | Water | Natural Gas | Injection Type | FALSE | FALSE | 1 |  |  |  | None | Non-Condensing | Single-Stage | Copper |  |  |  |  | 1825000 | 1497000 |  |  |  |  | 82 | 80 | [5 empty] | Federally-Regulated Commercial & Industrial Equipment | 2015-12-16
Raypak, Inc. | Raypak | H(3,4)-0962 * | Water | LPG | Injection Type | FALSE | FALSE | 1 |  |  |  | None | Non-Condensing | Single-Stage | Copper |  |  |  |  | 885000 | 726000 |  |  |  |  | 82 | 80 | [5 empty] | Federally-Regulated Commercial & Industrial Equipment | 2015-12-16
Raypak, Inc. | Raypak | H(3,4)-1223 * | Water | LPG | Injection Type | FALSE | FALSE | 1 |  |  |  | None | Non-Condensing | Single-Stage | Copper |  |  |  |  | 1125000 | 923000 |  |  |  |  | 82 | 80 | [5 empty] | Federally-Regulated Commercial & Industrial Equipment | 2015-12-16
Raypak, Inc. | Raypak | H(1,2,5)-1223 * | Water | LPG | Injection Type | FALSE | FALSE | 1 |  |  |  | None | Non-Condensing | Step Modulating | Copper |  |  |  |  | 1125000 | 923000 |  |  |  |  | 82 | 80 | [5 empty] | Federally-Regulated Commercial & Industrial Equipment | 2015-12-16
Raypak, Inc. | Raypak | H(1,2,5)-1336 * | Water | LPG | Injection Type | FALSE | FALSE | 1 |  |  |  | None | Non-Condensing | Step Modulating | Copper |  |  |  |  | 1233000 | 1011000 |  |  |  |  | 82 | 80 | [5 empty] | Federally-Regulated Commercial & Industrial Equipment | 2015-12-16
Raypak, Inc. | Raypak | H(3,4)-1336 * | Water | LPG | Injection Type | FALSE | FALSE | 1 |  |  |  | None | Non-Condensing | Single-Stage | Copper |  |  |  |  | 1233000 | 1011000 |  |  |  |  | 82 | 80 | [5 empty] | Federally-Regulated Commercial & Industrial Equipment | 2015-12-16
Raypak, Inc. | Raypak | H(3,4)-1631 * | Water | LPG | Injection Type | FALSE | FALSE | 1 |  |  |  | None | Non-Condensing | Single-Stage | Copper |  |  |  |  | 1500000 | 1230000 |  |  |  |  | 82 | 80 | [5 empty] | Federally-Regulated Commercial & Industrial Equipment | 2015-12-16
Raypak, Inc. | Raypak | H(1,2,5)-1631 * | Water | LPG | Injection Type | FALSE | FALSE | 1 |  |  |  | None | Non-Condensing | Step Modulating | Copper |  |  |  |  | 1500000 | 1230000 |  |  |  |  | 82 | 80 | [5 empty] | Federally-Regulated Commercial & Industrial Equipment | 2015-12-16
Raypak, Inc. | Raypak | H(1,2,5)-0926* | Water | Natural Gas | Injection Type | FALSE | TRUE | 1 |  |  |  | None | Non-Condensing | Step Modulating | Copper |  |  |  |  | 926000 | 759000 |  |  |  |  | 82 | 80 | [5 empty] | Federally-Regulated Commercial & Industrial Equipment | 2015-12-16
Raypak, Inc. | Raypak | H(1,2,5)-1083* | Water | Natural Gas | Injection Type | FALSE | TRUE | 1 |  |  |  | None | Non-Condensing | Step Modulating | Copper |  |  |  |  | 1083000 | 888000 |  |  |  |  | 82 | 80 | [5 empty] | Federally-Regulated Commercial & Industrial Equipment | 2015-12-16
Raypak, Inc. | Raypak | H(1,2,5)-1178* | Water | Natural Gas | Injection Type | FALSE | TRUE | 1 |  |  |  | None | Non-Condensing | Step Modulating | Copper |  |  |  |  | 1178000 | 966000 |  |  |  |  | 82 | 80 | [5 empty] | Federally-Regulated Commercial & Industrial Equipment | 2015-12-16
Raypak, Inc. | Raypak | H(1,2,5)-1414* | Water | Natural Gas | Injection Type | FALSE | TRUE | 1 |  |  |  | None | Non-Condensing | Step Modulating | Copper |  |  |  |  | 1413000 | 1159000 |  |  |  |  | 82 | 80 | [5 empty] | Federally-Regulated Commercial & Industrial Equipment | 2015-12-16
Raypak, Inc. | Raypak | H(1,2,5)-1571* | Water | Natural Gas | Injection Type | FALSE | TRUE | 1 |  |  |  | None | Non-Condensing | Step Modulating | Copper |  |  |  |  | 1570000 | 1287000 |  |  |  |  | 82 | 80 | [5 empty] | Federally-Regulated Commercial & Industrial Equipment | 2015-12-16
Raypak, Inc. | Raypak | H(1,2,5)-1758 * | Water | LPG | Injection Type | FALSE | TRUE | 1 |  |  |  | None | Non-Condensing | Step Modulating | Copper |  |  |  |  | 1680000 | 1378000 |  |  |  |  | 82 | 80 | [5 empty] | Federally-Regulated Commercial & Industrial Equipment | 2015-12-16
Raypak, Inc. | Raypak | H(1,2,5)-1571 * | Water | LPG | Injection Type | FALSE | TRUE | 1 |  |  |  | None | Non-Condensing | Step Modulating | Copper |  |  |  |  | 1500000 | 1230000 |  |  |  |  | 82 | 80 | [5 empty] | Federally-Regulated Commercial & Industrial Equipment | 2015-12-16
Raypak, Inc. | Raypak | H(1,2,5)-1414 * | Water | LPG | Injection Type | FALSE | TRUE | 1 |  |  |  | None | Non-Condensing | Step Modulating | Copper |  |  |  |  | 1350000 | 1107000 |  |  |  |  | 82 | 80 | [5 empty] | Federally-Regulated Commercial & Industrial Equipment | 2015-12-16
Raypak, Inc. | Raypak | H(1,2,5)-0962 * | Water | LPG | Injection Type | FALSE | FALSE | 1 |  |  |  | None | Non-Condensing | Step Modulating | Copper |  |  |  |  | 885000 | 726000 |  |  |  |  | 82 | 80 | [5 empty] | Federally-Regulated Commercial & Industrial Equipment | 2015-12-16
Raypak, Inc. | Raypak | H(1,2,5)-1125 * | Water | LPG | Injection Type | FALSE | FALSE | 1 |  |  |  | None | Non-Condensing | Step Modulating | Copper |  |  |  |  | 1035000 | 849000 |  |  |  |  | 82 | 80 | [5 empty] | Federally-Regulated Commercial & Industrial Equipment | 2015-12-16
Raypak, Inc. | Raypak | H(3,4)-1125 * | Water | LPG | Injection Type | FALSE | FALSE | 1 |  |  |  | None | Non-Condensing | Single-Stage | Copper |  |  |  |  | 1035000 | 849000 |  |  |  |  | 82 | 80 | [5 empty] | Federally-Regulated Commercial & Industrial Equipment | 2015-12-16
Raypak, Inc. | Raypak | H(3,4)-1468 * | Water | LPG | Injection Type | FALSE | FALSE | 1 |  |  |  | None | Non-Condensing | Single-Stage | Copper |  |  |  |  | 1350000 | 1107000 |  |  |  |  | 82 | 80 | [5 empty] | Federally-Regulated Commercial & Industrial Equipment | 2015-12-16
Raypak, Inc. | Raypak | H(1,2,5)-1468 * | Water | LPG | Injection Type | FALSE | FALSE | 1 |  |  |  | None | Non-Condensing | Step Modulating | Copper |  |  |  |  | 1350000 | 1107000 |  |  |  |  | 82 | 80 | [5 empty] | Federally-Regulated Commercial & Industrial Equipment | 2015-12-16
Raypak, Inc. | Raypak | H(1,2,5)-1826 * | Water | LPG | Injection Type | FALSE | FALSE | 1 |  |  |  | None | Non-Condensing | Step Modulating | Copper |  |  |  |  | 1680000 | 1378000 |  |  |  |  | 82 | 80 | [5 empty] | Federally-Regulated Commercial & Industrial Equipment | 2015-12-16
Raypak, Inc. | Raypak | H(3,4)-1826 * | Water | LPG | Injection Type | FALSE | FALSE | 1 |  |  |  | None | Non-Condensing | Single-Stage | Copper |  |  |  |  | 1680000 | 1378000 |  |  |  |  | 82 | 80 | [5 empty] | Federally-Regulated Commercial & Industrial Equipment | 2015-12-16
Raypak, Inc. | Raypak | H(1,2,5)-1287* | Water | Natural Gas | Injection Type | FALSE | TRUE | 1 |  |  |  | None | Non-Condensing | Step Modulating | Copper |  |  |  |  | 1287000 | 1055000 |  |  |  |  | 82 | 80 | [5 empty] | Federally-Regulated Commercial & Industrial Equipment | 2015-12-16
Raypak, Inc. | Raypak | H(1,2,5)-1758* | Water | Natural Gas | Injection Type | FALSE | TRUE | 1 |  |  |  | None | Non-Condensing | Step Modulating | Copper |  |  |  |  | 1758000 | 1442000 |  |  |  |  | 82 | 80 | [5 empty] | Federally-Regulated Commercial & Industrial Equipment | 2015-12-16
Raypak, Inc. | Raypak | H(1,2,5)-1083 * | Water | LPG | Injection Type | FALSE | TRUE | 1 |  |  |  | None | Non-Condensing | Step Modulating | Copper |  |  |  |  | 1035000 | 849000 |  |  |  |  | 82 | 80 | [5 empty] | Federally-Regulated Commercial & Industrial Equipment | 2015-12-16
Raypak, Inc. | Raypak | H(1,2,5)-0926 * | Water | LPG | Injection Type | FALSE | TRUE | 1 |  |  |  | None | Non-Condensing | Step Modulating | Copper |  |  |  |  | 885000 | 726000 |  |  |  |  | 82 | 80 | [5 empty] | Federally-Regulated Commercial & Industrial Equipment | 2015-12-16
Raypak, Inc. | Raypak | H(1,5)-0330* | Water | Natural Gas | Injection Type | FALSE | FALSE | 1 |  |  |  | None | Non-Condensing | Step Modulating | Copper |  |  |  |  | 334000 | 267000 |  |  |  |  | 80 | 80 | [5 empty] | Federally-Regulated Commercial & Industrial Equipment | 2015-12-16
Raypak, Inc. | Raypak | H(1,5)-0330* | Water | LPG | Injection Type | FALSE | FALSE | 1 |  |  |  | None | Non-Condensing | Step Modulating | Copper |  |  |  |  | 334000 | 267000 |  |  |  |  | 80 | 80 | [5 empty] | Federally-Regulated Commercial & Industrial Equipment | 2015-12-16
Raypak, Inc. | Raypak | H(1,5)-0400* | Water | Natural Gas | Injection Type | FALSE | FALSE | 1 |  |  |  | None | Non-Condensing | Step Modulating | Copper |  |  |  |  | 399000 | 319000 |  |  |  |  | 80 | 80 | [5 empty] | Federally-Regulated Commercial & Industrial Equipment | 2015-12-16
Raypak, Inc. | Raypak | H(1,5)-0400* | Water | LPG | Injection Type | FALSE | FALSE | 1 |  |  |  | None | Non-Condensing | Step Modulating | Copper |  |  |  |  | 399000 | 319000 |  |  |  |  | 80 | 80 | [5 empty] | Federally-Regulated Commercial & Industrial Equipment | 2015-12-16
Raypak, Inc. | Raypak | H(3,4)-0400* | Water | Natural Gas | Injection Type | FALSE | FALSE | 1 |  |  |  | None | Non-Condensing | Single-Stage | Copper |  |  |  |  | 399000 | 319000 |  |  |  |  | 80 | 80 | [5 empty] | Federally-Regulated Commercial & Industrial Equipment | 2015-12-16
Raypak, Inc. | Raypak | H(3,4)-0400* | Water | LPG | Injection Type | FALSE | FALSE | 1 |  |  |  | None | Non-Condensing | Single-Stage | Copper |  |  |  |  | 399000 | 319000 |  |  |  |  | 80 | 80 | [5 empty] | Federally-Regulated Commercial & Industrial Equipment | 2015-12-16
Raypak, Inc. | Raypak | H(3,4)-0401* | Water | Natural Gas | Injection Type | FALSE | FALSE | 1 |  |  |  | None | Non-Condensing | Single-Stage | Copper |  |  |  |  | 399000 | 319000 |  |  |  |  | 80 | 80 | [5 empty] | Federally-Regulated Commercial & Industrial Equipment | 2015-12-16
Raypak, Inc. | Raypak | H(3,4)-3500* | Water | Natural Gas | Injection Type | FALSE | FALSE | 1 |  |  |  | None | Non-Condensing | Single-Stage | Copper |  |  |  |  | 3500000 | 2870000 |  |  | 82 | 82 | [7 empty] | Federally-Regulated Commercial & Industrial Equipment | 2015-12-16
Raypak, Inc. | Raypak | H(3,4)-3500* | Water | LPG | Injection Type | FALSE | FALSE | 1 |  |  |  | None | Non-Condensing | Single-Stage | Copper |  |  |  |  | 3500000 | 2870000 |  |  | 82 | 82 | [7 empty] | Federally-Regulated Commercial & Industrial Equipment | 2015-12-16
Raypak, Inc. | Raypak | H(1,2,5)-1287 * | Water | LPG | Injection Type | FALSE | TRUE | 1 |  |  |  | None | Non-Condensing | Step Modulating | Copper |  |  |  |  | 1233000 | 1011000 |  |  |  |  | 82 | 80 | [5 empty] | Federally-Regulated Commercial & Industrial Equipment | 2015-12-16
Raypak, Inc. | Raypak | H(1,2,5)-1178 * | Water | LPG | Injection Type | FALSE | TRUE | 1 |  |  |  | None | Non-Condensing | Step Modulating | Copper |  |  |  |  | 1125000 | 923000 |  |  |  |  | 82 | 80 | [5 empty] | Federally-Regulated Commercial & Industrial Equipment | 2015-12-16
Raypak, Inc. | Raypak | H(3,4)-1178 * | Water | LPG | Injection Type | FALSE | TRUE | 1 |  |  |  | None | Non-Condensing | Single-Stage | Copper |  |  |  |  | 1125000 | 923000 |  |  |  |  | 82 | 80 | [5 empty] | Federally-Regulated Commercial & Industrial Equipment | 2015-12-16
Raypak, Inc. | Raypak | H(3,4)-0926 * | Water | LPG | Injection Type | FALSE | TRUE | 1 |  |  |  | None | Non-Condensing | Single-Stage | Copper |  |  |  |  | 885000 | 726000 |  |  |  |  | 82 | 80 | [5 empty] | Federally-Regulated Commercial & Industrial Equipment | 2015-12-16
Raypak, Inc. | Raypak | H(3,4)-0330* | Water | Natural Gas | Injection Type | FALSE | FALSE | 1 |  |  |  | None | Non-Condensing | Single-Stage | Copper |  |  |  |  | 334000 | 267000 |  |  |  |  | 80 | 80 | [5 empty] | Federally-Regulated Commercial & Industrial Equipment | 2015-12-16
Raypak, Inc. | Raypak | H(3,4)-0330* | Water | LPG | Injection Type | FALSE | FALSE | 1 |  |  |  | None | Non-Condensing | Single-Stage | Copper |  |  |  |  | 334000 | 267000 |  |  |  |  | 80 | 80 | [5 empty] | Federally-Regulated Commercial & Industrial Equipment | 2015-12-16
Raypak, Inc. | Raypak | H(3,4)-0331* | Water | Natural Gas | Injection Type | FALSE | FALSE | 1 |  |  |  | None | Non-Condensing | Single-Stage | Copper |  |  |  |  | 334000 | 267000 |  |  |  |  | 80 | 80 | [5 empty] | Federally-Regulated Commercial & Industrial Equipment | 2015-12-16
Raypak, Inc. | Raypak | H(3,4)-2100* | Water | Natural Gas | Injection Type | FALSE | FALSE | 1 |  |  |  | None | Non-Condensing | Single-Stage | Copper |  |  |  |  | 2100000 | 1701000 |  |  |  |  | 81 | 80 | [5 empty] | Federally-Regulated Commercial & Industrial Equipment | 2015-12-16
Raypak, Inc. | Raypak | H(3,4)-2100* | Water | LPG | Injection Type | FALSE | FALSE | 1 |  |  |  | None | Non-Condensing | Single-Stage | Copper |  |  |  |  | 2100000 | 1701000 |  |  |  |  | 81 | 80 | [5 empty] | Federally-Regulated Commercial & Industrial Equipment | 2015-12-16
Raypak, Inc. | Raypak | H2-2500* | Water | Natural Gas | Injection Type | FALSE | FALSE | 1 |  |  |  | None | Non-Condensing | Step Modulating | Copper |  |  |  |  | 2499000 | 2024000 |  |  |  |  | 81 | 80 | [5 empty] | Federally-Regulated Commercial & Industrial Equipment | 2015-12-16
Raypak, Inc. | Raypak | H2-2500* | Water | LPG | Injection Type | FALSE | FALSE | 1 |  |  |  | None | Non-Condensing | Step Modulating | Copper |  |  |  |  | 2499000 | 2024000 |  |  |  |  | 81 | 80 | [5 empty] | Federally-Regulated Commercial & Industrial Equipment | 2015-12-16
Raypak, Inc. | Raypak | H(3,4)-2500* | Water | Natural Gas | Injection Type | FALSE | FALSE | 1 |  |  |  | None | Non-Condensing | Single-Stage | Copper |  |  |  |  | 2499000 | 2024000 |  |  |  |  | 81 | 80 | [5 empty] | Federally-Regulated Commercial & Industrial Equipment | 2015-12-16
Raypak, Inc. | Raypak | H(3,4)-2500* | Water | LPG | Injection Type | FALSE | FALSE | 1 |  |  |  | None | Non-Condensing | Single-Stage | Copper |  |  |  |  | 2499000 | 2024000 |  |  |  |  | 81 | 80 | [5 empty] | Federally-Regulated Commercial & Industrial Equipment | 2015-12-16
Raypak, Inc. | Raypak | H(3,4)-3001* | Water | Natural Gas | Injection Type | FALSE | FALSE | 1 |  |  |  | None | Non-Condensing | Single-Stage | Copper |  |  |  |  | 3000000 | 2460000 |  |  | 82 | 82 | [7 empty] | Federally-Regulated Commercial & Industrial Equipment | 2015-12-16
Raypak, Inc. | Raypak | H(3,4)-3001* | Water | LPG | Injection Type | FALSE | FALSE | 1 |  |  |  | None | Non-Condensing | Single-Stage | Copper |  |  |  |  | 3000000 | 2460000 |  |  | 82 | 82 | [7 empty] | Federally-Regulated Commercial & Industrial Equipment | 2015-12-16
Raypak, Inc. | Raypak | H2-3001* | Water | Natural Gas | Injection Type | FALSE | FALSE | 1 |  |  |  | None | Non-Condensing | Step Modulating | Copper |  |  |  |  | 3000000 | 2460000 |  |  | 82 | 82 | [7 empty] | Federally-Regulated Commercial & Industrial Equipment | 2015-12-16
Raypak, Inc. | Raypak | H2-3001* | Water | LPG | Injection Type | FALSE | FALSE | 1 |  |  |  | None | Non-Condensing | Step Modulating | Copper |  |  |  |  | 3000000 | 2460000 |  |  | 82 | 82 | [7 empty] | Federally-Regulated Commercial & Industrial Equipment | 2015-12-16
Raypak, Inc. | Raypak | H(3,4)-4001* | Water | Natural Gas | Injection Type | FALSE | FALSE | 1 |  |  |  | None | Non-Condensing | Single-Stage | Copper |  |  |  |  | 4000000 | 3280000 |  |  | 82 | 82 | [7 empty] | Federally-Regulated Commercial & Industrial Equipment | 2015-12-16
Raypak, Inc. | Raypak | H(3,4)-4001* | Water | LPG | Injection Type | FALSE | FALSE | 1 |  |  |  | None | Non-Condensing | Single-Stage | Copper |  |  |  |  | 4000000 | 3280000 |  |  | 82 | 82 | [7 empty] | Federally-Regulated Commercial & Industrial Equipment | 2015-12-16
Raypak, Inc. | Raypak | H2-4001* | Water | Natural Gas | Injection Type | FALSE | FALSE | 1 |  |  |  | None | Non-Condensing | Step Modulating | Copper |  |  |  |  | 4000000 | 3280000 |  |  | 82 | 82 | [7 empty] | Federally-Regulated Commercial & Industrial Equipment | 2015-12-16
Raypak, Inc. | Raypak | H2-4001* | Water | LPG | Injection Type | FALSE | FALSE | 1 |  |  |  | None | Non-Condensing | Step Modulating | Copper |  |  |  |  | 4000000 | 3280000 |  |  | 82 | 82 | [7 empty] | Federally-Regulated Commercial & Industrial Equipment | 2015-12-16
Raypak, Inc. | Raypak | H2-2100* | Water | Natural Gas | Injection Type | FALSE | FALSE | 1 |  |  |  | None | Non-Condensing | Step Modulating | Copper |  |  |  |  | 2100000 | 1701000 |  |  |  |  | 81 | 80 | [5 empty] | Federally-Regulated Commercial & Industrial Equipment | 2015-12-16
Raypak, Inc. | Raypak | H2-2100* | Water | LPG | Injection Type | FALSE | FALSE | 1 |  |  |  | None | Non-Condensing | Step Modulating | Copper |  |  |  |  | 2100000 | 1701000 |  |  |  |  | 81 | 80 | [5 empty] | Federally-Regulated Commercial & Industrial Equipment | 2015-12-16
Raypak, Inc. | Raypak | H2-3500* | Water | Natural Gas | Injection Type | FALSE | FALSE | 1 |  |  |  | None | Non-Condensing | Step Modulating | Copper |  |  |  |  | 3500000 | 2870000 |  |  | 82 | 82 | [7 empty] | Federally-Regulated Commercial & Industrial Equipment | 2015-12-16
Raypak, Inc. | Raypak | H2-3500* | Water | LPG | Injection Type | FALSE | FALSE | 1 |  |  |  | None | Non-Condensing | Step Modulating | Copper |  |  |  |  | 3500000 | 2870000 |  |  | 82 | 82 | [7 empty] | Federally-Regulated Commercial & Industrial Equipment | 2015-12-16
Raypak, Inc. | Raypak | H7-1104 * | Water | Natural Gas | Induced Draft | FALSE | FALSE | 1 |  |  |  | None | Non-Condensing | Step Modulating | Copper |  |  |  |  | 1100000 | 924000 |  |  |  |  | 84 | 80 | [5 empty] | Federally-Regulated Commercial & Industrial Equipment | 2015-12-16
Raypak, Inc. | Raypak | H7-1104 * | Water | LPG | Induced Draft | FALSE | FALSE | 1 |  |  |  | None | Non-Condensing | Step Modulating | Copper |  |  |  |  | 1100000 | 924000 |  |  |  |  | 84 | 80 | [5 empty] | Federally-Regulated Commercial & Industrial Equipment | 2015-12-16
Raypak, Inc. | Raypak | H7-1504 * | Water | Natural Gas | Induced Draft | FALSE | FALSE | 1 |  |  |  | None | Non-Condensing | Step Modulating | Copper |  |  |  |  | 1500000 | 1260000 |  |  |  |  | 84 | 80 | [5 empty] | Federally-Regulated Commercial & Industrial Equipment | 2015-12-16
Raypak, Inc. | Raypak | H7-1504 * | Water | LPG | Induced Draft | FALSE | FALSE | 1 |  |  |  | None | Non-Condensing | Step Modulating | Copper |  |  |  |  | 1500000 | 1260000 |  |  |  |  | 84 | 80 | [5 empty] | Federally-Regulated Commercial & Industrial Equipment | 2015-12-16
Raypak, Inc. | Raypak | H(3,4)-HD401* | Water | Natural Gas | Induced Draft | FALSE | FALSE | 1 |  |  |  | None | Non-Condensing | Single-Stage | Copper |  |  |  |  | 399000 | 335000 |  |  |  |  | 84 | 80 | [5 empty] | Federally-Regulated Commercial & Industrial Equipment | 2015-12-16
Raypak, Inc. | Raypak | H(3,4)-HD401* | Water | LPG | Induced Draft | FALSE | FALSE | 1 |  |  |  | None | Non-Condensing | Single-Stage | Copper |  |  |  |  | 399000 | 335000 |  |  |  |  | 84 | 80 | [5 empty] | Federally-Regulated Commercial & Industrial Equipment | 2015-12-16
Raypak, Inc. | Raypak | H7-2503* | Water | Natural Gas | Induced Draft | FALSE | FALSE | 1 |  |  |  | None | Non-Condensing | Step Modulating | Copper |  |  |  |  | 2501000 | 2126000 |  |  | 85 | 82 | [7 empty] | Federally-Regulated Commercial & Industrial Equipment | 2015-12-16
Raypak, Inc. | Raypak | H7-2503* | Water | LPG | Induced Draft | FALSE | FALSE | 1 |  |  |  | None | Non-Condensing | Step Modulating | Copper |  |  |  |  | 2501000 | 2126000 |  |  | 85 | 82 | [7 empty] | Federally-Regulated Commercial & Industrial Equipment | 2015-12-16
Raypak, Inc. | Raypak | H(3,4)-0514* | Water | Natural Gas | Injection Type | FALSE | FALSE | 1 |  |  |  | None | Non-Condensing | Single-Stage | Copper |  |  |  |  | 511000 | 419000 |  |  |  |  | 82 | 80 | [5 empty] | Federally-Regulated Commercial & Industrial Equipment | 2015-12-16
Raypak, Inc. | Raypak | H(3,4)-1414 * | Water | LPG | Injection Type | FALSE | TRUE | 1 |  |  |  | None | Non-Condensing | Single-Stage | Copper |  |  |  |  | 1350000 | 1107000 |  |  |  |  | 82 | 80 | [5 empty] | Federally-Regulated Commercial & Industrial Equipment | 2015-12-16
Raypak, Inc. | Raypak | H7-0504* | Water | Natural Gas | Induced Draft | FALSE | FALSE | 1 |  |  |  | None | Non-Condensing | Step Modulating | Copper |  |  |  |  | 500000 | 420000 |  |  |  |  | 84 | 80 | [5 empty] | Federally-Regulated Commercial & Industrial Equipment | 2015-12-16
Raypak, Inc. | Raypak | H7-0504* | Water | LPG | Induced Draft | FALSE | FALSE | 1 |  |  |  | None | Non-Condensing | Step Modulating | Copper |  |  |  |  | 500000 | 420000 |  |  |  |  | 84 | 80 | [5 empty] | Federally-Regulated Commercial & Industrial Equipment | 2015-12-16
Raypak, Inc. | Raypak | H7-0753 * | Water | Natural Gas | Induced Draft | FALSE | FALSE | 1 |  |  |  | None | Non-Condensing | Step Modulating | Copper |  |  |  |  | 750000 | 647000 |  |  |  |  | 86.2 | 80 | [5 empty] | Federally-Regulated Commercial & Industrial Equipment | 2015-12-16
Raypak, Inc. | Raypak | H7-0753 * | Water | LPG | Induced Draft | FALSE | FALSE | 1 |  |  |  | None | Non-Condensing | Step Modulating | Copper |  |  |  |  | 750000 | 647000 |  |  |  |  | 86.2 | 80 | [5 empty] | Federally-Regulated Commercial & Industrial Equipment | 2015-12-16
Raypak, Inc. | Raypak | H7-1253 * | Water | Natural Gas | Induced Draft | FALSE | FALSE | 1 |  |  |  | None | Non-Condensing | Step Modulating | Copper |  |  |  |  | 1250000 | 1078000 |  |  |  |  | 86.2 | 80 | [5 empty] | Federally-Regulated Commercial & Industrial Equipment | 2015-12-16
Raypak, Inc. | Raypak | H7-1253 * | Water | LPG | Induced Draft | FALSE | FALSE | 1 |  |  |  | None | Non-Condensing | Step Modulating | Copper |  |  |  |  | 1250000 | 1078000 |  |  |  |  | 86.2 | 80 | [5 empty] | Federally-Regulated Commercial & Industrial Equipment | 2015-12-16
Raypak, Inc. | Raypak | H7-1503 * | Water | Natural Gas | Induced Draft | FALSE | FALSE | 1 |  |  |  | None | Non-Condensing | Step Modulating | Copper |  |  |  |  | 1500000 | 1293000 |  |  |  |  | 86.2 | 80 | [5 empty] | Federally-Regulated Commercial & Industrial Equipment | 2015-12-16
Raypak, Inc. | Raypak | H7-1503 * | Water | LPG | Induced Draft | FALSE | FALSE | 1 |  |  |  | None | Non-Condensing | Step Modulating | Copper |  |  |  |  | 1500000 | 1293000 |  |  |  |  | 86.2 | 80 | [5 empty] | Federally-Regulated Commercial & Industrial Equipment | 2015-12-16
Raypak, Inc. | Raypak | H7-1005 * | Water | Natural Gas | Induced Draft | FALSE | FALSE | 1 |  |  |  | None | Condensing | Step Modulating | Copper |  |  |  |  | 999000 | 959000 |  |  |  |  | 96 | 80 | [5 empty] | Federally-Regulated Commercial & Industrial Equipment | 2015-12-16
Raypak, Inc. | Raypak | H7-1005 * | Water | LPG | Induced Draft | FALSE | FALSE | 1 |  |  |  | None | Condensing | Step Modulating | Copper |  |  |  |  | 999000 | 959000 |  |  |  |  | 96 | 80 | [5 empty] | Federally-Regulated Commercial & Industrial Equipment | 2015-12-16
Raypak, Inc. | Raypak | H7-2005 * | Water | Natural Gas | Induced Draft | FALSE | FALSE | 1 |  |  |  | None | Condensing | Step Modulating | Copper |  |  |  |  | 1999000 | 1919000 |  |  |  |  | 96 | 80 | [5 empty] | Federally-Regulated Commercial & Industrial Equipment | 2015-12-16
Raypak, Inc. | Raypak | H7-2005 * | Water | LPG | Induced Draft | FALSE | FALSE | 1 |  |  |  | None | Condensing | Step Modulating | Copper |  |  |  |  | 1999000 | 1919000 |  |  |  |  | 96 | 80 | [5 empty] | Federally-Regulated Commercial & Industrial Equipment | 2015-12-16
Raypak, Inc. | Raypak | H(3,4)-0402* | Water | Natural Gas | Induced Draft | FALSE | FALSE | 1 |  |  |  | None | Non-Condensing | Single-Stage | Copper |  |  |  |  | 399000 | 335000 |  |  |  |  | 84 | 80 | [5 empty] | Federally-Regulated Commercial & Industrial Equipment | 2015-12-16
Raypak, Inc. | Raypak | H(3,4)-0402* | Water | LPG | Induced Draft | FALSE | FALSE | 1 |  |  |  | None | Non-Condensing | Single-Stage | Copper |  |  |  |  | 399000 | 335000 |  |  |  |  | 84 | 80 | [5 empty] | Federally-Regulated Commercial & Industrial Equipment | 2015-12-16
Raypak, Inc. | Raypak | H3-0502* | Water | Natural Gas | Induced Draft | FALSE | FALSE | 1 |  |  |  | None | Non-Condensing | Single-Stage | Copper |  |  |  |  | 500000 | 420000 |  |  |  |  | 84 | 80 | [5 empty] | Federally-Regulated Commercial & Industrial Equipment | 2015-12-16
Raypak, Inc. | Raypak | H3-0502* | Water | LPG | Induced Draft | FALSE | FALSE | 1 |  |  |  | None | Non-Condensing | Single-Stage | Copper |  |  |  |  | 500000 | 420000 |  |  |  |  | 84 | 80 | [5 empty] | Federally-Regulated Commercial & Industrial Equipment | 2015-12-16
Raypak, Inc. | Raypak | H3-0652* | Water | Natural Gas | Induced Draft | FALSE | FALSE | 1 |  |  |  | None | Non-Condensing | Single-Stage | Copper |  |  |  |  | 650000 | 546000 |  |  |  |  | 84 | 80 | [5 empty] | Federally-Regulated Commercial & Industrial Equipment | 2015-12-16
Raypak, Inc. | Raypak | H3-0652* | Water | LPG | Induced Draft | FALSE | FALSE | 1 |  |  |  | None | Non-Condensing | Single-Stage | Copper |  |  |  |  | 650000 | 546000 |  |  |  |  | 84 | 80 | [5 empty] | Federally-Regulated Commercial & Industrial Equipment | 2015-12-16
Raypak, Inc. | Raypak | H3-0752* | Water | Natural Gas | Induced Draft | FALSE | FALSE | 1 |  |  |  | None | Non-Condensing | Single-Stage | Copper |  |  |  |  | 750000 | 630000 |  |  |  |  | 84 | 80 | [5 empty] | Federally-Regulated Commercial & Industrial Equipment | 2015-12-16
Raypak, Inc. | Raypak | H3-0752* | Water | LPG | Induced Draft | FALSE | FALSE | 1 |  |  |  | None | Non-Condensing | Single-Stage | Copper |  |  |  |  | 750000 | 630000 |  |  |  |  | 84 | 80 | [5 empty] | Federally-Regulated Commercial & Industrial Equipment | 2015-12-16
Raypak, Inc. | Raypak | H3-0902* | Water | Natural Gas | Induced Draft | FALSE | FALSE | 1 |  |  |  | None | Non-Condensing | Single-Stage | Copper |  |  |  |  | 900000 | 756000 |  |  |  |  | 84 | 80 | [5 empty] | Federally-Regulated Commercial & Industrial Equipment | 2015-12-16
Raypak, Inc. | Raypak | H3-0902* | Water | LPG | Induced Draft | FALSE | FALSE | 1 |  |  |  | None | Non-Condensing | Single-Stage | Copper |  |  |  |  | 900000 | 756000 |  |  |  |  | 84 | 80 | [5 empty] | Federally-Regulated Commercial & Industrial Equipment | 2015-12-16
Raypak, Inc. | Raypak | H8-0992* | Water | Natural Gas | Induced Draft | FALSE | FALSE | 1 |  |  |  | None | Non-Condensing | Step Modulating | Copper |  |  |  |  | 990000 | 831000 |  |  |  |  | 84 | 80 | [5 empty] | Federally-Regulated Commercial & Industrial Equipment | 2015-12-16
Raypak, Inc. | Raypak | H8-0992* | Water | LPG | Induced Draft | FALSE | FALSE | 1 |  |  |  | None | Non-Condensing | Step Modulating | Copper |  |  |  |  | 990000 | 831000 |  |  |  |  | 84 | 80 | [5 empty] | Federally-Regulated Commercial & Industrial Equipment | 2015-12-16
Raypak, Inc. | Raypak | H(3,4)-1571 * | Water | LPG | Injection Type | FALSE | TRUE | 1 |  |  |  | None | Non-Condensing | Single-Stage | Copper |  |  |  |  | 1500000 | 1230000 |  |  |  |  | 82 | 80 | [5 empty] | Federally-Regulated Commercial & Industrial Equipment | 2015-12-16
Raypak, Inc. | Raypak | H7-3003* | Water | Natural Gas | Induced Draft | FALSE | FALSE | 1 |  |  |  | None | Non-Condensing | Step Modulating | Copper |  |  |  |  | 3000000 | 2550000 |  |  | 85 | 82 | [7 empty] | Federally-Regulated Commercial & Industrial Equipment | 2015-12-16
Raypak, Inc. | Raypak | H7-3003* | Water | LPG | Induced Draft | FALSE | FALSE | 1 |  |  |  | None | Non-Condensing | Step Modulating | Copper |  |  |  |  | 3000000 | 2550000 |  |  | 85 | 82 | [7 empty] | Federally-Regulated Commercial & Industrial Equipment | 2015-12-16
Raypak, Inc. | Raypak | H7-3503* | Water | Natural Gas | Induced Draft | FALSE | FALSE | 1 |  |  |  | None | Non-Condensing | Step Modulating | Copper |  |  |  |  | 3500000 | 2975000 |  |  | 85 | 82 | [7 empty] | Federally-Regulated Commercial & Industrial Equipment | 2015-12-16
Raypak, Inc. | Raypak | H7-3503* | Water | LPG | Induced Draft | FALSE | FALSE | 1 |  |  |  | None | Non-Condensing | Step Modulating | Copper |  |  |  |  | 3500000 | 2975000 |  |  | 85 | 82 | [7 empty] | Federally-Regulated Commercial & Industrial Equipment | 2015-12-16
Raypak, Inc. | Raypak | H7-0503 * | Water | Natural Gas | Induced Draft | FALSE | FALSE | 1 |  |  |  | None | Non-Condensing | Step Modulating | Copper |  |  |  |  | 500000 | 431000 |  |  |  |  | 86.2 | 80 | [5 empty] | Federally-Regulated Commercial & Industrial Equipment | 2015-12-16
Raypak, Inc. | Raypak | H7-0503 * | Water | LPG | Induced Draft | FALSE | FALSE | 1 |  |  |  | None | Non-Condensing | Step Modulating | Copper |  |  |  |  | 500000 | 431000 |  |  |  |  | 86.2 | 80 | [5 empty] | Federally-Regulated Commercial & Industrial Equipment | 2015-12-16
Raypak, Inc. | Raypak | H7-1505 * | Water | Natural Gas | Induced Draft | FALSE | FALSE | 1 |  |  |  | None | Condensing | Step Modulating | Copper |  |  |  |  | 1500000 | 1440000 |  |  |  |  | 96 | 80 | [5 empty] | Federally-Regulated Commercial & Industrial Equipment | 2015-12-16
Raypak, Inc. | Raypak | H7-1505 * | Water | LPG | Induced Draft | FALSE | FALSE | 1 |  |  |  | None | Condensing | Step Modulating | Copper |  |  |  |  | 1500000 | 1440000 |  |  |  |  | 96 | 80 | [5 empty] | Federally-Regulated Commercial & Industrial Equipment | 2015-12-16
Raypak, Inc. | Raypak | H9-1999* | Water | Natural Gas | Induced Draft | FALSE | FALSE | 1 |  |  |  | None | Non-Condensing | Step Modulating | Copper |  |  |  |  | 1999000 | 1679000 |  |  |  |  | 84 | 80 | [5 empty] | Federally-Regulated Commercial & Industrial Equipment | 2015-12-16
Raypak, Inc. | Raypak | H9-2069* | Water | Natural Gas | Induced Draft | FALSE | FALSE | 1 |  |  |  | None | Non-Condensing | Step Modulating | Copper |  |  |  |  | 2070000 | 1739000 |  |  |  |  | 84 | 80 | [5 empty] | Federally-Regulated Commercial & Industrial Equipment | 2015-12-16
Raypak, Inc. | Raypak | H9-2069* | Water | LPG | Induced Draft | FALSE | FALSE | 1 |  |  |  | None | Non-Condensing | Step Modulating | Copper |  |  |  |  | 2070000 | 1739000 |  |  |  |  | 84 | 80 | [5 empty] | Federally-Regulated Commercial & Industrial Equipment | 2015-12-16
Raypak, Inc. | Raypak | H(3,4)-0926* | Water | Natural Gas | Injection Type | FALSE | TRUE | 1 |  |  |  | None | Non-Condensing | Single-Stage | Copper |  |  |  |  | 926000 | 759000 |  |  |  |  | 82 | 80 | [5 empty] | Federally-Regulated Commercial & Industrial Equipment | 2015-12-16
Raypak, Inc. | Raypak | H(3,4)-1287* | Water | Natural Gas | Injection Type | FALSE | TRUE | 1 |  |  |  | None | Non-Condensing | Single-Stage | Copper |  |  |  |  | 1287000 | 1055000 |  |  |  |  | 82 | 80 | [5 empty] | Federally-Regulated Commercial & Industrial Equipment | 2015-12-16
Raypak, Inc. | Raypak | H(3,4)-1571* | Water | Natural Gas | Injection Type | FALSE | TRUE | 1 |  |  |  | None | Non-Condensing | Single-Stage | Copper |  |  |  |  | 1570000 | 1287000 |  |  |  |  | 82 | 80 | [5 empty] | Federally-Regulated Commercial & Industrial Equipment | 2015-12-16
Raypak, Inc. | Raypak | H(3,4)-0624* | Water | Natural Gas | Injection Type | FALSE | FALSE | 1 |  |  |  | None | Non-Condensing | Single-Stage | Copper |  |  |  |  | 627000 | 514000 |  |  |  |  | 82 | 80 | [5 empty] | Federally-Regulated Commercial & Industrial Equipment | 2015-12-16
Raypak, Inc. | Raypak | H(1,2,5)-0514* | Water | Natural Gas | Injection Type | FALSE | FALSE | 1 |  |  |  | None | Non-Condensing | Step Modulating | Copper |  |  |  |  | 511000 | 419000 |  |  |  |  | 82 | 80 | [5 empty] | Federally-Regulated Commercial & Industrial Equipment | 2015-12-16
Raypak, Inc. | Raypak | H(1,2,5)-0514 * | Water | LPG | Injection Type | FALSE | FALSE | 1 |  |  |  | None | Non-Condensing | Step Modulating | Copper |  |  |  |  | 480000 | 394000 |  |  |  |  | 82 | 80 | [5 empty] | Federally-Regulated Commercial & Industrial Equipment | 2015-12-16
Raypak, Inc. | Raypak | H(3,4)-0824 * | Water | LPG | Injection Type | FALSE | FALSE | 1 |  |  |  | None | Non-Condensing | Single-Stage | Copper |  |  |  |  | 775000 | 636000 |  |  |  |  | 82 | 80 | [5 empty] | Federally-Regulated Commercial & Industrial Equipment | 2015-12-16
Raypak, Inc. | Raypak | H(3,4)-0724 * | Water | LPG | Injection Type | FALSE | FALSE | 1 |  |  |  | None | Non-Condensing | Single-Stage | Copper |  |  |  |  | 682000 | 559000 |  |  |  |  | 82 | 80 | [5 empty] | Federally-Regulated Commercial & Industrial Equipment | 2015-12-16
Raypak, Inc. | Raypak | H(3,4)-0962* | Water | Natural Gas | Injection Type | FALSE | FALSE | 1 |  |  |  | None | Non-Condensing | Single-Stage | Copper |  |  |  |  | 961000 | 789000 |  |  |  |  | 82 | 80 | [5 empty] | Federally-Regulated Commercial & Industrial Equipment | 2015-12-16
Raypak, Inc. | Raypak | H(1,2,5)-1223* | Water | Natural Gas | Injection Type | FALSE | FALSE | 1 |  |  |  | None | Non-Condensing | Step Modulating | Copper |  |  |  |  | 1222000 | 1002000 |  |  |  |  | 82 | 80 | [5 empty] | Federally-Regulated Commercial & Industrial Equipment | 2015-12-16
Raypak, Inc. | Raypak | H(3,4)-1336* | Water | Natural Gas | Injection Type | FALSE | FALSE | 1 |  |  |  | None | Non-Condensing | Single-Stage | Copper |  |  |  |  | 1336000 | 1096000 |  |  |  |  | 82 | 80 | [5 empty] | Federally-Regulated Commercial & Industrial Equipment | 2015-12-16
Raypak, Inc. | Raypak | H(1,2,5)-1336* | Water | Natural Gas | Injection Type | FALSE | FALSE | 1 |  |  |  | None | Non-Condensing | Step Modulating | Copper |  |  |  |  | 1336000 | 1096000 |  |  |  |  | 82 | 80 | [5 empty] | Federally-Regulated Commercial & Industrial Equipment | 2015-12-16
Raypak, Inc. | Raypak | H(1,2,5)-1468* | Water | Natural Gas | Injection Type | FALSE | FALSE | 1 |  |  |  | None | Non-Condensing | Step Modulating | Copper |  |  |  |  | 1467000 | 1203000 |  |  |  |  | 82 | 80 | [5 empty] | Federally-Regulated Commercial & Industrial Equipment | 2015-12-16
Raypak, Inc. | Raypak | H(3,4)-1468* | Water | Natural Gas | Injection Type | FALSE | FALSE | 1 |  |  |  | None | Non-Condensing | Single-Stage | Copper |  |  |  |  | 1467000 | 1203000 |  |  |  |  | 82 | 80 | [5 empty] | Federally-Regulated Commercial & Industrial Equipment | 2015-12-16
Raypak, Inc. | Raypak | H(3,4)-1758* | Water | Natural Gas | Injection Type | FALSE | TRUE | 1 |  |  |  | None | Non-Condensing | Single-Stage | Copper |  |  |  |  | 1758000 | 1442000 |  |  |  |  | 82 | 80 | [5 empty] | Federally-Regulated Commercial & Industrial Equipment | 2015-12-16
Raypak, Inc. | Raypak | H(3,4)-1287 * | Water | LPG | Injection Type | FALSE | TRUE | 1 |  |  |  | None | Non-Condensing | Single-Stage | Copper |  |  |  |  | 1233000 | 1011000 |  |  |  |  | 82 | 80 | [5 empty] | Federally-Regulated Commercial & Industrial Equipment | 2015-12-16
Raypak, Inc. | Raypak | H7-4003* | Water | Natural Gas | Induced Draft | FALSE | FALSE | 1 |  |  |  | None | Non-Condensing | Step Modulating | Copper |  |  |  |  | 4000000 | 3400000 |  |  | 85 | 82 | [7 empty] | Federally-Regulated Commercial & Industrial Equipment | 2015-12-16
Raypak, Inc. | Raypak | H7-4003* | Water | LPG | Induced Draft | FALSE | FALSE | 1 |  |  |  | None | Non-Condensing | Step Modulating | Copper |  |  |  |  | 4000000 | 3400000 |  |  | 85 | 82 | [7 empty] | Federally-Regulated Commercial & Industrial Equipment | 2015-12-16
Raypak, Inc. | Raypak | H7-3505* | Water | Natural Gas | Induced Draft | FALSE | FALSE | 1 |  |  |  | None | Condensing | Step Modulating | Copper |  |  |  |  | 3500000 | 3329000 |  |  | 95.1 | 82 | [7 empty] | Federally-Regulated Commercial & Industrial Equipment | 2015-12-16
Raypak, Inc. | Raypak | H7-3505* | Water | LPG | Induced Draft | FALSE | FALSE | 1 |  |  |  | None | Condensing | Step Modulating | Copper |  |  |  |  | 3500000 | 3329000 |  |  | 95.1 | 82 | [7 empty] | Federally-Regulated Commercial & Industrial Equipment | 2015-12-16
Raypak, Inc. | Raypak | (H,W)7-0500 * | Water | Natural Gas | Induced Draft | FALSE | FALSE | 1 |  |  |  | None | Condensing | Step Modulating | Other |  |  |  |  | 500000 | 470000 |  |  |  |  | 94 | 80 | [5 empty] | Federally-Regulated Commercial & Industrial Equipment | 2015-12-16
Raypak, Inc. | Raypak | (H,W)7-0500 * | Water | LPG | Induced Draft | FALSE | FALSE | 1 |  |  |  | None | Condensing | Step Modulating | Other |  |  |  |  | 500000 | 470000 |  |  |  |  | 94 | 80 | [5 empty] | Federally-Regulated Commercial & Industrial Equipment | 2015-12-16
Raypak, Inc. | Raypak | (H,W)7-0850 * | Water | Natural Gas | Induced Draft | FALSE | FALSE | 1 |  |  |  | None | Condensing | Step Modulating | Other |  |  |  |  | 850000 | 799000 |  |  |  |  | 94 | 80 | [5 empty] | Federally-Regulated Commercial & Industrial Equipment | 2015-12-16
Raypak, Inc. | Raypak | (H,W)7-0850 * | Water | LPG | Induced Draft | FALSE | FALSE | 1 |  |  |  | None | Condensing | Step Modulating | Other |  |  |  |  | 850000 | 799000 |  |  |  |  | 94 | 80 | [5 empty] | Federally-Regulated Commercial & Industrial Equipment | 2015-12-16
Raypak, Inc. | Raypak | H(3,4)-0302* | Water | Natural Gas | Induced Draft | FALSE | FALSE | 1 |  |  |  | None | Non-Condensing | Single-Stage | Copper |  |  |  |  | 300000 | 252000 |  |  |  |  | 84 | 80 | [5 empty] | Federally-Regulated Commercial & Industrial Equipment | 2015-12-16
Raypak, Inc. | Raypak | H(3,4)-0302* | Water | LPG | Induced Draft | FALSE | FALSE | 1 |  |  |  | None | Non-Condensing | Single-Stage | Copper |  |  |  |  | 300000 | 252000 |  |  |  |  | 84 | 80 | [5 empty] | Federally-Regulated Commercial & Industrial Equipment | 2015-12-16
Raypak, Inc. | Raypak | H9-1262* | Water | Natural Gas | Induced Draft | FALSE | FALSE | 1 |  |  |  | None | Non-Condensing | Step Modulating | Copper |  |  |  |  | 1260000 | 1058000 |  |  |  |  | 84 | 80 | [5 empty] | Federally-Regulated Commercial & Industrial Equipment | 2015-12-16
Raypak, Inc. | Raypak | H9-1262* | Water | LPG | Induced Draft | FALSE | FALSE | 1 |  |  |  | None | Non-Condensing | Step Modulating | Copper |  |  |  |  | 1260000 | 1058000 |  |  |  |  | 84 | 80 | [5 empty] | Federally-Regulated Commercial & Industrial Equipment | 2015-12-16
Raypak, Inc. | Raypak | H9-1532* | Water | Natural Gas | Induced Draft | FALSE | FALSE | 1 |  |  |  | None | Non-Condensing | Step Modulating | Copper |  |  |  |  | 1530000 | 1285000 |  |  |  |  | 84 | 80 | [5 empty] | Federally-Regulated Commercial & Industrial Equipment | 2015-12-16
Raypak, Inc. | Raypak | H9-1532* | Water | LPG | Induced Draft | FALSE | FALSE | 1 |  |  |  | None | Non-Condensing | Step Modulating | Copper |  |  |  |  | 1530000 | 1285000 |  |  |  |  | 84 | 80 | [5 empty] | Federally-Regulated Commercial & Industrial Equipment | 2015-12-16
Raypak, Inc. | Raypak | H7-2505* | Water | Natural Gas | Induced Draft | FALSE | FALSE | 1 |  |  |  | None | Condensing | Step Modulating | Copper |  |  |  |  | 2501000 | 2378000 |  |  | 95.1 | 82 | [7 empty] | Federally-Regulated Commercial & Industrial Equipment | 2015-12-16
Raypak, Inc. | Raypak | H7-2505* | Water | LPG | Induced Draft | FALSE | FALSE | 1 |  |  |  | None | Condensing | Step Modulating | Copper |  |  |  |  | 2501000 | 2378000 |  |  | 95.1 | 82 | [7 empty] | Federally-Regulated Commercial & Industrial Equipment | 2015-12-16
Raypak, Inc. | Raypak | H7-4005* | Water | Natural Gas | Induced Draft | FALSE | FALSE | 1 |  |  |  | None | Condensing | Step Modulating | Copper |  |  |  |  | 4000000 | 3804000 |  |  | 95.1 | 82 | [7 empty] | Federally-Regulated Commercial & Industrial Equipment | 2015-12-16
Raypak, Inc. | Raypak | H7-4005* | Water | LPG | Induced Draft | FALSE | FALSE | 1 |  |  |  | None | Condensing | Step Modulating | Copper |  |  |  |  | 4000000 | 3804000 |  |  | 95.1 | 82 | [7 empty] | Federally-Regulated Commercial & Industrial Equipment | 2015-12-16
Raypak, Inc. | Raypak | H7-1753 * | Water | Natural Gas | Induced Draft | FALSE | FALSE | 1 |  |  |  | None | Non-Condensing | Step Modulating | Copper |  |  |  |  | 1750000 | 1509000 |  |  |  |  | 86.2 | 80 | [5 empty] | Federally-Regulated Commercial & Industrial Equipment | 2015-12-16
Raypak, Inc. | Raypak | H7-1753 * | Water | LPG | Induced Draft | FALSE | FALSE | 1 |  |  |  | None | Non-Condensing | Step Modulating | Copper |  |  |  |  | 1750000 | 1509000 |  |  |  |  | 86.2 | 80 | [5 empty] | Federally-Regulated Commercial & Industrial Equipment | 2015-12-16
Raypak, Inc. | Raypak | H9-1802* | Water | Natural Gas | Induced Draft | FALSE | FALSE | 1 |  |  |  | None | Non-Condensing | Step Modulating | Copper |  |  |  |  | 1800000 | 1512000 |  |  |  |  | 84 | 80 | [5 empty] | Federally-Regulated Commercial & Industrial Equipment | 2015-12-16
Raypak, Inc. | Raypak | H9-1802* | Water | LPG | Induced Draft | FALSE | FALSE | 1 |  |  |  | None | Non-Condensing | Step Modulating | Copper |  |  |  |  | 1800000 | 1512000 |  |  |  |  | 84 | 80 | [5 empty] | Federally-Regulated Commercial & Industrial Equipment | 2015-12-16
Raypak, Inc. | Raypak | H9-2002* | Water | Natural Gas | Induced Draft | FALSE | FALSE | 1 |  |  |  | None | Non-Condensing | Step Modulating | Copper |  |  |  |  | 1999000 | 1679000 |  |  |  |  | 84 | 80 | [5 empty] | Federally-Regulated Commercial & Industrial Equipment | 2015-12-16
Raypak, Inc. | Raypak | H9-2072* | Water | Natural Gas | Induced Draft | FALSE | FALSE | 1 |  |  |  | None | Non-Condensing | Step Modulating | Copper |  |  |  |  | 2070000 | 1738000 |  |  |  |  | 84 | 80 | [5 empty] | Federally-Regulated Commercial & Industrial Equipment | 2015-12-16
Raypak, Inc. | Raypak | H9-2072* | Water | LPG | Induced Draft | FALSE | FALSE | 1 |  |  |  | None | Non-Condensing | Step Modulating | Copper |  |  |  |  | 2070000 | 1738000 |  |  |  |  | 84 | 80 | [5 empty] | Federally-Regulated Commercial & Industrial Equipment | 2015-12-16
Raypak, Inc. | Raypak | H9-2342* | Water | Natural Gas | Induced Draft | FALSE | FALSE | 1 |  |  |  | None | Non-Condensing | Step Modulating | Copper |  |  |  |  | 2340000 | 1965000 |  |  |  |  | 84 | 80 | [5 empty] | Federally-Regulated Commercial & Industrial Equipment | 2015-12-16
Raypak, Inc. | Raypak | H9-2342* | Water | LPG | Induced Draft | FALSE | FALSE | 1 |  |  |  | None | Non-Condensing | Step Modulating | Copper |  |  |  |  | 2340000 | 1965000 |  |  |  |  | 84 | 80 | [5 empty] | Federally-Regulated Commercial & Industrial Equipment | 2015-12-16
Raypak, Inc. | Raypak | H(3,4)-0399* | Water | Natural Gas | Induced Draft | FALSE | FALSE | 1 |  |  |  | None | Non-Condensing | Single-Stage | Copper |  |  |  |  | 399000 | 335000 |  |  |  |  | 84 | 80 | [5 empty] | Federally-Regulated Commercial & Industrial Equipment | 2015-12-16
Raypak, Inc. | Raypak | H(3,4)-0399* | Water | LPG | Induced Draft | FALSE | FALSE | 1 |  |  |  | None | Non-Condensing | Single-Stage | Copper |  |  |  |  | 399000 | 335000 |  |  |  |  | 84 | 80 | [5 empty] | Federally-Regulated Commercial & Industrial Equipment | 2015-12-16
Raypak, Inc. | Raypak | H3-0499* | Water | Natural Gas | Induced Draft | FALSE | FALSE | 1 |  |  |  | None | Non-Condensing | Single-Stage | Copper |  |  |  |  | 500000 | 420000 |  |  |  |  | 84 | 80 | [5 empty] | Federally-Regulated Commercial & Industrial Equipment | 2015-12-16
RBI Water Heaters | RBI Water Heaters | CK4500 | Water | Natural Gas | Power | FALSE | FALSE | 3 |  |  |  | None | Condensing | Step Modulating | Other |  |  |  |  | 4500000 | 4311000 |  |  | 95.8 | 82 | [7 empty] | Federally-Regulated Commercial & Industrial Equipment | 2015-12-16
RBI Water Heaters | RBI Water Heaters | CK6000 | Water | Natural Gas | Power | FALSE | FALSE | 3 |  |  |  | None | Condensing | Step Modulating | Other |  |  |  |  | 6000000 | 5766000 |  |  | 96.1 | 82 | [7 empty] | Federally-Regulated Commercial & Industrial Equipment | 2015-12-16
RBI Water Heaters | FUTERA FUSION XLF SERIES | CB3500 | Water | Natural Gas | Power | FALSE | FALSE | 3 |  |  |  | None | Condensing | Step Modulating | Copper | Single-Speed |  |  |  | 3500000 | 3290000 |  |  | 94.5 | 82 | [7 empty] | Federally-Regulated Commercial & Industrial Equipment | 2015-12-16
RBI Water Heaters | FUTERA FUSION XLF SERIES | CB3500 | Water | LPG | Power | FALSE | FALSE | 3 |  |  |  | None | Condensing | Step Modulating | Copper | Single-Speed |  |  |  | 3500000 | 3290000 |  |  | 94.5 | 82 | [7 empty] | Federally-Regulated Commercial & Industrial Equipment | 2015-12-16
RBI Water Heaters | RBI Water Heaters | CB2500 | Water | Natural Gas | Power | FALSE | FALSE | 1 |  |  |  | None | Condensing | Step Modulating | Copper | Single-Speed |  |  |  | 2500000 | 2350000 |  |  | 94.5 | 82 | [7 empty] | Federally-Regulated Commercial & Industrial Equipment | 2015-12-16
RBI Water Heaters | RBI Water Heaters | CB2500 | Water | LPG | Power | FALSE | FALSE | 1 |  |  |  | None | Condensing | Step Modulating | Copper | Single-Speed |  |  |  | 2500000 | 2350000 |  |  | 94.5 | 82 | [7 empty] | Federally-Regulated Commercial & Industrial Equipment | 2015-12-16
RBI Water Heaters | RBI Water Heaters | MB4000 | Water | Natural Gas | Power | FALSE | FALSE | 1 |  |  |  | None | Non-Condensing | Step Modulating | Copper |  |  |  |  | 4000000 | 3432000 |  |  | 87 | 82 | [7 empty] | Federally-Regulated Commercial & Industrial Equipment | 2015-12-16
RBI Water Heaters | RBI Water Heaters | MB4000 | Water | LPG | Power | FALSE | FALSE | 1 |  |  |  | None | Non-Condensing | Step Modulating | Copper |  |  |  |  | 4000000 | 3432000 |  |  | 87 | 82 | [7 empty] | Federally-Regulated Commercial & Industrial Equipment | 2015-12-16
RBI Water Heaters | RBI Water Heaters | CB3000 | Water | Natural Gas | Power | FALSE | FALSE | 1 |  |  |  | None | Condensing | Step Modulating | Copper | Single-Speed |  |  |  | 3000000 | 2820000 |  |  | 94.5 | 82 | [7 empty] | Federally-Regulated Commercial & Industrial Equipment | 2015-12-16
RBI Water Heaters | RBI Water Heaters | CB3000 | Water | LPG | Power | FALSE | FALSE | 1 |  |  |  | None | Condensing | Step Modulating | Copper | Single-Speed |  |  |  | 3000000 | 2820000 |  |  | 94.5 | 82 | [7 empty] | Federally-Regulated Commercial & Industrial Equipment | 2015-12-16
RBI Water Heaters | RBI Water Heaters | MB3500 | Water | Natural Gas | Power | FALSE | FALSE | 1 |  |  |  | None | Non-Condensing | Step Modulating | Copper |  |  |  |  | 3500000 | 3000000 |  |  | 87.2 | 82 | [7 empty] | Federally-Regulated Commercial & Industrial Equipment | 2015-12-16
RBI Water Heaters | RBI Water Heaters | MB3500 | Water | LPG | Power | FALSE | FALSE | 1 |  |  |  | None | Non-Condensing | Step Modulating | Copper |  |  |  |  | 3500000 | 3000000 |  |  | 87.2 | 82 | [7 empty] | Federally-Regulated Commercial & Industrial Equipment | 2015-12-16
RBI Water Heaters | RBI Water Heaters | MB 2500 | Water | Natural Gas | Power | FALSE | FALSE | 1 |  |  |  | None | Non-Condensing | Step Modulating | Copper |  |  |  |  | 2500000 | 2148000 |  |  | 85.5 | 82 | [7 empty] | Federally-Regulated Commercial & Industrial Equipment | 2015-12-16
RBI Water Heaters | RBI Water Heaters | MB 2500 | Water | LPG | Power | FALSE | FALSE | 1 |  |  |  | None | Non-Condensing | Step Modulating | Copper |  |  |  |  | 2500000 | 2148000 |  |  | 85.5 | 82 | [7 empty] | Federally-Regulated Commercial & Industrial Equipment | 2015-12-16
RBI Water Heaters | RBI Water Heaters | FB750 | Water | Natural Gas | Power | FALSE | FALSE | 1 |  |  |  | None | Non-Condensing | Two-Stage Modulating | Copper |  |  |  |  | 750000 | 638000 |  |  |  |  | 85 | 80 | [5 empty] | Federally-Regulated Commercial & Industrial Equipment | 2015-12-16
RBI Water Heaters | RBI Water Heaters | FB750 | Water | LPG | Power | FALSE | FALSE | 1 |  |  |  | None | Non-Condensing | Two-Stage Modulating | Copper |  |  |  |  | 750000 | 638000 |  |  |  |  | 85 | 80 | [5 empty] | Federally-Regulated Commercial & Industrial Equipment | 2015-12-16
RBI Water Heaters | RBI Water Heaters | FB500 | Water | Natural Gas | Power | FALSE | FALSE | 1 |  |  |  | None | Non-Condensing | Two-Stage Modulating | Copper |  |  |  |  | 500000 | 425000 |  |  |  |  | 85 | 80 | [5 empty] | Federally-Regulated Commercial & Industrial Equipment | 2015-12-16
RBI Water Heaters | RBI Water Heaters | FB500 | Water | LPG | Power | FALSE | FALSE | 1 |  |  |  | None | Non-Condensing | Two-Stage Modulating | Copper |  |  |  |  | 500000 | 425000 |  |  |  |  | 85 | 80 | [5 empty] | Federally-Regulated Commercial & Industrial Equipment | 2015-12-16
RBI Water Heaters | RBI Water Heaters | FB1950 | Water | Natural Gas | Power | FALSE | FALSE | 1 |  |  |  | None | Non-Condensing | Two-Stage Modulating | Copper |  |  |  |  | 1950000 | 1658000 |  |  |  |  | 85 | 80 | [5 empty] | Federally-Regulated Commercial & Industrial Equipment | 2015-12-16
RBI Water Heaters | RBI Water Heaters | FB1950 | Water | LPG | Power | FALSE | FALSE | 1 |  |  |  | None | Non-Condensing | Two-Stage Modulating | Copper |  |  |  |  | 1950000 | 1658000 |  |  |  |  | 85 | 80 | [5 empty] | Federally-Regulated Commercial & Industrial Equipment | 2015-12-16
RBI Water Heaters | RBI Water Heaters | FB1750 | Water | Natural Gas | Power | FALSE | FALSE | 1 |  |  |  | None | Non-Condensing | Two-Stage Modulating | Copper |  |  |  |  | 1750000 | 1488000 |  |  |  |  | 85 | 80 | [5 empty] | Federally-Regulated Commercial & Industrial Equipment | 2015-12-16
RBI Water Heaters | RBI Water Heaters | FB1750 | Water | LPG | Power | FALSE | FALSE | 1 |  |  |  | None | Non-Condensing | Two-Stage Modulating | Copper |  |  |  |  | 1750000 | 1488000 |  |  |  |  | 85 | 80 | [5 empty] | Federally-Regulated Commercial & Industrial Equipment | 2015-12-16
RBI Water Heaters | RBI Water Heaters | FB1500 | Water | Natural Gas | Power | FALSE | FALSE | 1 |  |  |  | None | Non-Condensing | Two-Stage Modulating | Copper |  |  |  |  | 1500000 | 1275000 |  |  |  |  | 85 | 80 | [5 empty] | Federally-Regulated Commercial & Industrial Equipment | 2015-12-16
RBI Water Heaters | RBI Water Heaters | FB1500 | Water | LPG | Power | FALSE | FALSE | 1 |  |  |  | None | Non-Condensing | Two-Stage Modulating | Copper |  |  |  |  | 1500000 | 1275000 |  |  |  |  | 85 | 80 | [5 empty] | Federally-Regulated Commercial & Industrial Equipment | 2015-12-16
RBI Water Heaters | RBI Water Heaters | FB1250 | Water | Natural Gas | Power | FALSE | FALSE | 1 |  |  |  | None | Non-Condensing | Two-Stage Modulating | Copper |  |  |  |  | 1250000 | 1062000 |  |  |  |  | 85 | 80 | [5 empty] | Federally-Regulated Commercial & Industrial Equipment | 2015-12-16
RBI Water Heaters | RBI Water Heaters | FB1250 | Water | LPG | Power | FALSE | FALSE | 1 |  |  |  | None | Non-Condensing | Two-Stage Modulating | Copper |  |  |  |  | 1250000 | 1062000 |  |  |  |  | 85 | 80 | [5 empty] | Federally-Regulated Commercial & Industrial Equipment | 2015-12-16
RBI Water Heaters | RBI Water Heaters | FB1000 | Water | Natural Gas | Power | FALSE | FALSE | 1 |  |  |  | None | Non-Condensing | Two-Stage Modulating | Copper |  |  |  |  | 1000000 | 850000 |  |  |  |  | 85 | 80 | [5 empty] | Federally-Regulated Commercial & Industrial Equipment | 2015-12-16
RBI Water Heaters | RBI Water Heaters | FB1000 | Water | LPG | Power | FALSE | FALSE | 1 |  |  |  | None | Non-Condensing | Two-Stage Modulating | Copper |  |  |  |  | 1000000 | 850000 |  |  |  |  | 85 | 80 | [5 empty] | Federally-Regulated Commercial & Industrial Equipment | 2015-12-16
RBI Water Heaters | RBI Water Heaters | CB4000 | Water | Natural Gas | Power | FALSE | FALSE | 3 |  |  |  | None | Condensing | Step Modulating | Copper | Single-Speed |  |  |  | 4000000 | 3760000 |  |  | 94.5 | 82 | [7 empty] | Federally-Regulated Commercial & Industrial Equipment | 2015-12-16
RBI Water Heaters | RBI Water Heaters | CB4000 | Water | LPG | Power | FALSE | FALSE | 3 |  |  |  | None | Condensing | Step Modulating | Copper | Single-Speed |  |  |  | 4000000 | 3760000 |  |  | 94.5 | 82 | [7 empty] | Federally-Regulated Commercial & Industrial Equipment | 2015-12-16
RBI Water Heaters | RBI Water Heaters | MB3000 | Water | Natural Gas | Power | FALSE | FALSE | 1 |  |  |  | None | Non-Condensing | Step Modulating | Copper |  |  |  |  | 3000000 | 2568000 |  |  | 87.4 | 82 | [7 empty] | Federally-Regulated Commercial & Industrial Equipment | 2015-12-16
RBI Water Heaters | RBI Water Heaters | MB3000 | Water | LPG | Power | FALSE | FALSE | 1 |  |  |  | None | Non-Condensing | Step Modulating | Copper |  |  |  |  | 3000000 | 2568000 |  |  | 87.4 | 82 | [7 empty] | Federally-Regulated Commercial & Industrial Equipment | 2015-12-16
RBI Water Heaters | Spectrum Series | SB400 | Water | Natural Gas | Power | FALSE | FALSE | 1 |  |  |  | None | Non-Condensing | Single-Stage | Copper |  |  |  |  | 399000 | 324000 |  |  |  |  | 81.2 | 80 | [5 empty] | Federally-Regulated Commercial & Industrial Equipment | 2015-12-16
RBI Water Heaters | Spectrum Series | SB400 | Water | LPG | Power | FALSE | FALSE | 1 |  |  |  | None | Non-Condensing | Single-Stage | Copper |  |  |  |  | 399000 | 324000 |  |  |  |  | 81.2 | 80 | [5 empty] | Federally-Regulated Commercial & Industrial Equipment | 2015-12-16
RBI Water Heaters | RBI Water Heaters | MB5000 | Water | Natural Gas | Power | FALSE | FALSE | 3 |  |  |  | None | Non-Condensing | Step Modulating | Copper |  |  |  |  | 5000000 | 4225000 |  |  | 85.1 | 82 | [7 empty] | Federally-Regulated Commercial & Industrial Equipment | 2015-12-16
RBI Water Heaters | RBI Water Heaters | MB5000 | Water | LPG | Power | FALSE | FALSE | 3 |  |  |  | None | Non-Condensing | Step Modulating | Copper |  |  |  |  | 5000000 | 4225000 |  |  | 85.1 | 82 | [7 empty] | Federally-Regulated Commercial & Industrial Equipment | 2015-12-16
Rinnai America | Rinnai | Q205S | Water | Natural Gas | Induced Draft | FALSE | FALSE | 1 | TRUE |  |  | None | Condensing | Step Modulating | Other |  |  |  |  | 205000 | 186000 | [9 empty] | 95 | 80 | Federally-Regulated Consumer Product | 2015-12-16
Rinnai America | Rinnai | Q205S | Water | LPG | Induced Draft | FALSE | FALSE | 1 | TRUE |  |  | None | Condensing | Step Modulating | Other |  |  |  |  | 205000 | 186000 | [9 empty] | 95 | 80 | Federally-Regulated Consumer Product | 2015-12-16
Rinnai America | Rinnai | Q175S | Water | Natural Gas | Induced Draft | FALSE | FALSE | 1 | TRUE |  |  | None | Condensing | Step Modulating | Other |  |  |  |  | 175000 | 162000 | [9 empty] | 95 | 80 | Federally-Regulated Consumer Product | 2015-12-16
Rinnai America | Rinnai | Q175S | Water | LPG | Induced Draft | FALSE | FALSE | 1 | TRUE |  |  | None | Condensing | Step Modulating | Other |  |  |  |  | 175000 | 162000 | [9 empty] | 95 | 80 | Federally-Regulated Consumer Product | 2015-12-16
Rinnai America | Rinnai | E75C | Water | Natural Gas | Induced Draft | FALSE | FALSE | 1 | TRUE |  |  | None | Condensing | Step Modulating | Other |  |  |  |  | 75000 | 69000 | [9 empty] | 95.5 | 80 | Federally-Regulated Consumer Product | 2015-12-16
Rinnai America | Rinnai | E75C | Water | LPG | Induced Draft | FALSE | FALSE | 1 | TRUE |  |  | None | Condensing | Step Modulating | Other |  |  |  |  | 75000 | 69000 | [9 empty] | 95.5 | 80 | Federally-Regulated Consumer Product | 2015-12-16
Rinnai America | Rinnai | Q175C | Water | Natural Gas | Induced Draft | FALSE | FALSE | 1 | TRUE |  |  | None | Condensing | Step Modulating | Other |  |  |  |  | 175000 | 162000 | [9 empty] | 95 | 80 | Federally-Regulated Consumer Product | 2015-12-16
Rinnai America | Rinnai | Q175C | Water | LPG | Induced Draft | FALSE | FALSE | 1 | TRUE |  |  | None | Condensing | Step Modulating | Other |  |  |  |  | 175000 | 162000 | [9 empty] | 95 | 80 | Federally-Regulated Consumer Product | 2015-12-16
Rinnai America | Rinnai | Q85S | Water | Natural Gas | Induced Draft | FALSE | FALSE | 1 | TRUE |  |  | None | Condensing | Step Modulating | Other |  |  |  |  | 85000 | 78000 | [9 empty] | 95.4 | 80 | Federally-Regulated Consumer Product | 2015-12-16
Rinnai America | Rinnai | Q85S | Water | LPG | Induced Draft | FALSE | FALSE | 1 | TRUE |  |  | None | Condensing | Step Modulating | Other |  |  |  |  | 85000 | 78000 | [9 empty] | 95.4 | 80 | Federally-Regulated Consumer Product | 2015-12-16
Rinnai America | Rinnai | E110C | Water | Natural Gas | Induced Draft | FALSE | FALSE | 1 | TRUE |  |  | None | Condensing | Step Modulating | Other |  |  |  |  | 110000 | 101000 | [9 empty] | 95.5 | 80 | Federally-Regulated Consumer Product | 2015-12-16
Rinnai America | Rinnai | E110C | Water | LPG | Induced Draft | FALSE | FALSE | 1 | TRUE |  |  | None | Condensing | Step Modulating | Other |  |  |  |  | 110000 | 101000 | [9 empty] | 95.5 | 80 | Federally-Regulated Consumer Product | 2015-12-16
Rinnai America | Rinnai | Q130S | Water | Natural Gas | Induced Draft | FALSE | FALSE | 1 | TRUE |  |  | None | Condensing | Step Modulating | Other |  |  |  |  | 130000 | 119000 | [9 empty] | 95.4 | 80 | Federally-Regulated Consumer Product | 2015-12-16
Rinnai America | Rinnai | Q130S | Water | LPG | Induced Draft | FALSE | FALSE | 1 | TRUE |  |  | None | Condensing | Step Modulating | Other |  |  |  |  | 130000 | 119000 | [9 empty] | 95.4 | 80 | Federally-Regulated Consumer Product | 2015-12-16
Rinnai America | Rinnai | E50C | Water | Natural Gas | Induced Draft | FALSE | FALSE | 1 | TRUE |  |  | None | Condensing | Step Modulating | Other |  |  |  |  | 50000 | 47000 | [9 empty] | 95.6 | 80 | Federally-Regulated Consumer Product | 2015-12-16
Rinnai America | Rinnai | E50C | Water | LPG | Induced Draft | FALSE | FALSE | 1 | TRUE |  |  | None | Condensing | Step Modulating | Other |  |  |  |  | 50000 | 47000 | [9 empty] | 95.6 | 80 | Federally-Regulated Consumer Product | 2015-12-16
Sterling HVAC Products | Sterling | X7P9-12003-0012 | Water | Natural Gas | Power | FALSE | TRUE | 1 |  |  |  | None | Condensing | Step Modulating | Other |  |  |  |  | 1200000 | 1122000 |  |  |  |  | 93.5 | 80 | [5 empty] | Federally-Regulated Commercial & Industrial Equipment | 2015-12-16
Sterling HVAC Products | Sterling | X7P9-12002-0008 | Water | Natural Gas | Power | FALSE | FALSE | 1 |  |  |  | None | Condensing | Step Modulating | Other |  |  |  |  | 800000 | 754000 |  |  |  |  | 94.2 | 80 | [5 empty] | Federally-Regulated Commercial & Industrial Equipment | 2015-12-16
Sterling HVAC Products | Sterling | X7P9-12003-0008 | Water | Natural Gas | Power | FALSE | TRUE | 1 |  |  |  | None | Condensing | Step Modulating | Other |  |  |  |  | 800000 | 754000 |  |  |  |  | 94.2 | 80 | [5 empty] | Federally-Regulated Commercial & Industrial Equipment | 2015-12-16
Sterling HVAC Products | Sterling | X7P9-12002-0012 | Water | Natural Gas | Power | FALSE | FALSE | 1 |  |  |  | None | Condensing | Step Modulating | Other |  |  |  |  | 1200000 | 1127000 |  |  |  |  | 93.9 | 80 | [5 empty] | Federally-Regulated Commercial & Industrial Equipment | 2015-12-16
Thermal Hydronic Supply, Ltd. | SIME | MURELLE HE 110 R CND | Water | Natural Gas | Power | FALSE | FALSE | 1 |  |  |  | None | Condensing | Step Modulating | Other | Single-Speed |  |  |  | 399000 | 373000 |  |  |  |  | 93.5 | 80 | [5 empty] | Federally-Regulated Commercial & Industrial Equipment | 2015-12-16
Thermal Hydronic Supply, Ltd. | SIME | PLANET DEWY 60 BFR | Water | Natural Gas | Pressure | FALSE | FALSE | 1 | TRUE |  |  | None | Condensing | Step Modulating | Other | Single-Speed |  |  |  | 210000 | 191000 | [9 empty] | 90 | 80 | Federally-Regulated Consumer Product | 2015-12-16
Thermal Hydronic Supply, Ltd. | SIME | PLANET DEWY 60 BFR | Water | LPG | Pressure | FALSE | FALSE | 1 | TRUE |  |  | None | Condensing | Step Modulating | Other | Single-Speed |  |  |  | 210000 | 191000 | [9 empty] | 90 | 80 | Federally-Regulated Consumer Product | 2015-12-16
Thermal Hydronic Supply, Ltd. | SIME | MURELLE EV HE 30 | Water | Natural Gas | Pressure | FALSE | FALSE | 1 | TRUE |  |  | None | Condensing | Step Modulating | Other | Multiple-Speed |  |  |  | 110000 | 100000 | [9 empty] | 90 | 80 | Federally-Regulated Consumer Product | 2015-12-16
Thermal Hydronic Supply, Ltd. | SIME | MURELLE EV HE 30 | Water | LPG | Pressure | FALSE | FALSE | 1 | TRUE |  |  | None | Condensing | Step Modulating | Other | Multiple-Speed |  |  |  | 110000 | 100000 | [9 empty] | 90 | 80 | Federally-Regulated Consumer Product | 2015-12-16
Thermal Hydronic Supply, Ltd. | SIME | PLANET DEWY 30/50 | Water | Natural Gas | Pressure | FALSE | FALSE | 1 | TRUE |  |  | None | Condensing | Step Modulating | Other | Multiple-Speed |  |  |  | 110000 | 99000 | [9 empty] | 90 | 80 | Federally-Regulated Consumer Product | 2015-12-16
Thermal Hydronic Supply, Ltd. | SIME | PLANET DEWY 30/50 | Water | LPG | Pressure | FALSE | FALSE | 1 | TRUE |  |  | None | Condensing | Step Modulating | Other | Multiple-Speed |  |  |  | 110000 | 99000 | [9 empty] | 90 | 80 | Federally-Regulated Consumer Product | 2015-12-16
Thermal Hydronic Supply, Ltd. | SIME | PLANET DEWY 30 BFT | Water | Natural Gas | Pressure | FALSE | FALSE | 1 | TRUE |  |  | None | Condensing | Step Modulating | Other | Multiple-Speed |  |  |  | 110000 | 99000 | [9 empty] | 90 | 80 | Federally-Regulated Consumer Product | 2015-12-16
Thermal Hydronic Supply, Ltd. | SIME | PLANET DEWY 30 BFT | Water | LPG | Pressure | FALSE | FALSE | 1 | TRUE |  |  | None | Condensing | Step Modulating | Other | Multiple-Speed |  |  |  | 110000 | 99000 | [9 empty] | 90 | 80 | Federally-Regulated Consumer Product | 2015-12-16
Thermal Hydronic Supply, Ltd. | SIME | FORMAT.ZIP 35 BF | Water | Natural Gas | Induced Draft | FALSE | FALSE | 1 | TRUE |  |  | None | Non-Condensing | Step Modulating | Copper | Multiple-Speed |  |  |  | 134000 | 116000 | [9 empty] | 85.1 | 80 | Federally-Regulated Consumer Product | 2015-12-16
Triangle Tube | Prestige | SOLO 250 | Water | Natural Gas | Power | FALSE | FALSE | 1 | TRUE |  |  | None | Condensing | Step Modulating | Other |  |  |  |  | 245000 | 223000 | [9 empty] | 95 | 80 | Federally-Regulated Consumer Product | 2015-12-16
Triangle Tube | Triangle Tube | SOLO 250 | Water | Natural Gas | Power | FALSE | FALSE | 1 | TRUE |  |  | None | Condensing | Step Modulating | Other |  |  |  |  | 245000 | 223000 | [9 empty] | 95 | 80 | Federally-Regulated Consumer Product | 2015-12-16
Triangle Tube | Prestige | SOLO 250 | Water | LPG | Power | FALSE | FALSE | 1 | TRUE |  |  | None | Condensing | Step Modulating | Other |  |  |  |  | 245000 | 223000 | [9 empty] | 95 | 80 | Federally-Regulated Consumer Product | 2015-12-16
Triangle Tube | Triangle Tube | SOLO 250 | Water | LPG | Power | FALSE | FALSE | 1 | TRUE |  |  | None | Condensing | Step Modulating | Other |  |  |  |  | 245000 | 223000 | [9 empty] | 95 | 80 | Federally-Regulated Consumer Product | 2015-12-16
Triangle Tube | Prestige | SOLO 175 | Water | Natural Gas | Power | FALSE | FALSE | 1 | TRUE |  |  | None | Condensing | Step Modulating | Other |  |  |  |  | 170000 | 154000 | [9 empty] | 95 | 80 | Federally-Regulated Consumer Product | 2015-12-16
Triangle Tube | Triangle Tube | SOLO 175 | Water | Natural Gas | Power | FALSE | FALSE | 1 | TRUE |  |  | None | Condensing | Step Modulating | Other |  |  |  |  | 170000 | 154000 | [9 empty] | 95 | 80 | Federally-Regulated Consumer Product | 2015-12-16
Triangle Tube | Prestige | SOLO 175 | Water | LPG | Power | FALSE | FALSE | 1 | TRUE |  |  | None | Condensing | Step Modulating | Other |  |  |  |  | 170000 | 154000 | [9 empty] | 95 | 80 | Federally-Regulated Consumer Product | 2015-12-16
Triangle Tube | Triangle Tube | SOLO 175 | Water | LPG | Power | FALSE | FALSE | 1 | TRUE |  |  | None | Condensing | Step Modulating | Other |  |  |  |  | 170000 | 154000 | [9 empty] | 95 | 80 | Federally-Regulated Consumer Product | 2015-12-16
Triangle Tube | Prestige | SOLO 110P | Water | LPG | Power | FALSE | FALSE | 1 | TRUE |  |  | None | Condensing | Step Modulating | Other |  |  |  |  | 97000 | 87000 | [9 empty] | 95 | 80 | Federally-Regulated Consumer Product | 2015-12-16
Triangle Tube | Triangle Tube | SOLO 110P | Water | LPG | Power | FALSE | FALSE | 1 | TRUE |  |  | None | Condensing | Step Modulating | Other |  |  |  |  | 97000 | 87000 | [9 empty] | 95 | 80 | Federally-Regulated Consumer Product | 2015-12-16
Triangle Tube | Prestige | SOLO 110 | Water | Natural Gas | Power | FALSE | FALSE | 1 | TRUE |  |  | None | Condensing | Step Modulating | Other |  |  |  |  | 110000 | 99000 | [9 empty] | 95 | 80 | Federally-Regulated Consumer Product | 2015-12-16
Triangle Tube | Triangle Tube | SOLO 110 | Water | Natural Gas | Power | FALSE | FALSE | 1 | TRUE |  |  | None | Condensing | Step Modulating | Other |  |  |  |  | 110000 | 99000 | [9 empty] | 95 | 80 | Federally-Regulated Consumer Product | 2015-12-16
Triangle Tube | Prestige | EXCELLENCE 110 | Water | Natural Gas | Power | FALSE | FALSE | 1 | TRUE |  |  | None | Condensing | Step Modulating | Other |  |  |  |  | 110000 | 99000 | [9 empty] | 95 | 80 | Federally-Regulated Consumer Product | 2015-12-16
Triangle Tube | Triangle Tube | EXCELLENCE 110 | Water | Natural Gas | Power | FALSE | FALSE | 1 | TRUE |  |  | None | Condensing | Step Modulating | Other |  |  |  |  | 110000 | 99000 | [9 empty] | 95 | 80 | Federally-Regulated Consumer Product | 2015-12-16
Triangle Tube | Prestige | SOLO 60 | Water | Natural Gas | Power | FALSE | FALSE | 1 | TRUE |  |  | None | Condensing | Step Modulating | Other |  |  |  |  | 60000 | 54000 | [9 empty] | 95 | 80 | Federally-Regulated Consumer Product | 2015-12-16
Triangle Tube | Triangle Tube | SOLO 60 | Water | Natural Gas | Power | FALSE | FALSE | 1 | TRUE |  |  | None | Condensing | Step Modulating | Other |  |  |  |  | 60000 | 54000 | [9 empty] | 95 | 80 | Federally-Regulated Consumer Product | 2015-12-16
Triangle Tube | Prestige | SOLO 60 | Water | LPG | Power | FALSE | FALSE | 1 | TRUE |  |  | None | Condensing | Step Modulating | Other |  |  |  |  | 60000 | 54000 | [9 empty] | 95 | 80 | Federally-Regulated Consumer Product | 2015-12-16
Triangle Tube | Triangle Tube | SOLO 60 | Water | LPG | Power | FALSE | FALSE | 1 | TRUE |  |  | None | Condensing | Step Modulating | Other |  |  |  |  | 60000 | 54000 | [9 empty] | 95 | 80 | Federally-Regulated Consumer Product | 2015-12-16
Triangle Tube | Prestige | EXCELLENCE 110P | Water | LPG | Power | FALSE | FALSE | 1 | TRUE |  |  | None | Condensing | Step Modulating | Other |  |  |  |  | 97000 | 87000 | [9 empty] | 95 | 80 | Federally-Regulated Consumer Product | 2015-12-16
Triangle Tube | Triangle Tube | EXCELLENCE 110P | Water | LPG | Power | FALSE | FALSE | 1 | TRUE |  |  | None | Condensing | Step Modulating | Other |  |  |  |  | 97000 | 87000 | [9 empty] | 95 | 80 | Federally-Regulated Consumer Product | 2015-12-16
Triangle Tube | Challenger | CC105 | Water | Natural Gas | Power | FALSE | FALSE | 1 | TRUE |  |  | None | Condensing | Step Modulating | Other |  |  |  |  | 106000 | 94000 | [9 empty] | 94 | 80 | Federally-Regulated Consumer Product | 2015-12-16
Triangle Tube | Triangle Tube | CC105 | Water | Natural Gas | Power | FALSE | FALSE | 1 | TRUE |  |  | None | Condensing | Step Modulating | Other |  |  |  |  | 106000 | 94000 | [9 empty] | 94 | 80 | Federally-Regulated Consumer Product | 2015-12-16
Triangle Tube | Challenger | CC105 | Water | LPG | Power | FALSE | FALSE | 1 | TRUE |  |  | None | Condensing | Step Modulating | Other |  |  |  |  | 106000 | 94000 | [9 empty] | 94 | 80 | Federally-Regulated Consumer Product | 2015-12-16
Triangle Tube | Triangle Tube | CC105 | Water | LPG | Power | FALSE | FALSE | 1 | TRUE |  |  | None | Condensing | Step Modulating | Other |  |  |  |  | 106000 | 94000 | [9 empty] | 94 | 80 | Federally-Regulated Consumer Product | 2015-12-16
Triangle Tube | Challenger | CC125 | Water | Natural Gas | Power | FALSE | FALSE | 1 | TRUE |  |  | None | Condensing | Step Modulating | Other |  |  |  |  | 124000 | 110000 | [9 empty] | 94 | 80 | Federally-Regulated Consumer Product | 2015-12-16
Triangle Tube | Triangle Tube | CC125 | Water | Natural Gas | Power | FALSE | FALSE | 1 | TRUE |  |  | None | Condensing | Step Modulating | Other |  |  |  |  | 124000 | 110000 | [9 empty] | 94 | 80 | Federally-Regulated Consumer Product | 2015-12-16
Triangle Tube | Challenger | CC125 | Water | LPG | Power | FALSE | FALSE | 1 | TRUE |  |  | None | Condensing | Step Modulating | Other |  |  |  |  | 124000 | 110000 | [9 empty] | 94 | 80 | Federally-Regulated Consumer Product | 2015-12-16
Triangle Tube | Triangle Tube | CC125 | Water | LPG | Power | FALSE | FALSE | 1 | TRUE |  |  | None | Condensing | Step Modulating | Other |  |  |  |  | 124000 | 110000 | [9 empty] | 94 | 80 | Federally-Regulated Consumer Product | 2015-12-16
Triangle Tube | Challenger | CC150S | Water | Natural Gas | Power | FALSE | FALSE | 1 | TRUE |  |  | None | Condensing | Step Modulating | Other |  |  |  |  | 145000 | 129000 | [9 empty] | 92.3 | 80 | Federally-Regulated Consumer Product | 2015-12-16
Triangle Tube | Triangle Tube | CC150S | Water | Natural Gas | Power | FALSE | FALSE | 1 | TRUE |  |  | None | Condensing | Step Modulating | Other |  |  |  |  | 145000 | 129000 | [9 empty] | 92.3 | 80 | Federally-Regulated Consumer Product | 2015-12-16
Triangle Tube | Challenger | CC150S | Water | LPG | Power | FALSE | FALSE | 1 | TRUE |  |  | None | Condensing | Step Modulating | Other |  |  |  |  | 145000 | 129000 | [9 empty] | 92.3 | 80 | Federally-Regulated Consumer Product | 2015-12-16
Triangle Tube | Triangle Tube | CC150S | Water | LPG | Power | FALSE | FALSE | 1 | TRUE |  |  | None | Condensing | Step Modulating | Other |  |  |  |  | 145000 | 129000 | [9 empty] | 92.3 | 80 | Federally-Regulated Consumer Product | 2015-12-16
U.S. Boiler Co. | BURNHAM BY U.S. BOILER | ALP600 | Water | Natural Gas | Power | FALSE | FALSE | 1 |  |  |  | None | Condensing | Step Modulating | Other |  |  |  |  | 625000 | 594000 |  |  |  |  | 95 | 80 | [5 empty] | Federally-Regulated Commercial & Industrial Equipment | 2015-12-16
U.S. Boiler Co. | BURNHAM BY U.S. BOILER | ALP600 | Water | LPG | Power | FALSE | FALSE | 1 |  |  |  | None | Condensing | Step Modulating | Other |  |  |  |  | 625000 | 594000 |  |  |  |  | 95 | 80 | [5 empty] | Federally-Regulated Commercial & Industrial Equipment | 2015-12-16
U.S. Boiler Co. | BURNHAM BY U.S. BOILER | ALP800 | Water | Natural Gas | Power | FALSE | FALSE | 1 |  |  |  | None | Condensing | Step Modulating | Other |  |  |  |  | 800000 | 760000 |  |  |  |  | 95 | 80 | [5 empty] | Federally-Regulated Commercial & Industrial Equipment | 2015-12-16
U.S. Boiler Co. | BURNHAM BY U.S. BOILER | ALP800 | Water | LPG | Power | FALSE | FALSE | 1 |  |  |  | None | Condensing | Step Modulating | Other |  |  |  |  | 800000 | 760000 |  |  |  |  | 95 | 80 | [5 empty] | Federally-Regulated Commercial & Industrial Equipment | 2015-12-16
U.S. Boiler Co. | BURNHAM BY U.S. BOILER | V8H8S | Steam | Oil | Power | FALSE | FALSE | 1 |  | TRUE |  | None | Non-Condensing | Single-Stage | Cast Iron |  |  |  |  | 329000 | 266000 |  |  |  |  | 81.4 | 81 | [5 empty] | Federally-Regulated Commercial & Industrial Equipment | 2015-12-16
U.S. Boiler Co. | BURNHAM BY U.S. BOILER | V8H9S | Steam | Oil | Power | FALSE | FALSE | 1 |  | TRUE |  | None | Non-Condensing | Single-Stage | Cast Iron |  |  |  |  | 364000 | 298000 |  |  |  |  | 82.3 | 81 | [5 empty] | Federally-Regulated Commercial & Industrial Equipment | 2015-12-16
U.S. Boiler Co. | BURNHAM BY U.S. BOILER | V8H8W | Water | Oil | Power | FALSE | FALSE | 1 |  |  |  | None | Non-Condensing | Single-Stage | Cast Iron |  |  |  |  | 329000 | 269000 |  |  |  |  | 82 | 82 | [5 empty] | Federally-Regulated Commercial & Industrial Equipment | 2015-12-16
U.S. Boiler Co. | BURNHAM BY U.S. BOILER | V8H9W | Water | Oil | Power | FALSE | FALSE | 1 |  |  |  | None | Non-Condensing | Single-Stage | Cast Iron | Single-Speed |  |  |  | 364000 | 299000 |  |  |  |  | 82.3 | 82 | [5 empty] | Federally-Regulated Commercial & Industrial Equipment | 2015-12-16
U.S. Boiler Co. | BURNHAM BY U.S. BOILER | ALP399 | Water | Natural Gas | Power | FALSE | FALSE | 1 |  |  |  | None | Condensing | Step Modulating | Other |  |  |  |  | 399000 | 375000 |  |  |  |  | 94.1 | 80 | [5 empty] | Federally-Regulated Commercial & Industrial Equipment | 2015-12-16
U.S. Boiler Co. | BURNHAM BY U.S. BOILER | ALP399 | Water | LPG | Power | FALSE | FALSE | 1 |  |  |  | None | Condensing | Step Modulating | Other |  |  |  |  | 399000 | 375000 |  |  |  |  | 94.1 | 80 | [5 empty] | Federally-Regulated Commercial & Industrial Equipment | 2015-12-16
U.S. Boiler Co. | BURNHAM BY U.S. BOILER | ALP700 | Water | Natural Gas | Power | FALSE | FALSE | 1 |  |  |  | None | Condensing | Step Modulating | Other |  |  |  |  | 725000 | 689000 |  |  |  |  | 95 | 80 | [5 empty] | Federally-Regulated Commercial & Industrial Equipment | 2015-12-16
U.S. Boiler Co. | BURNHAM BY U.S. BOILER | ALP700 | Water | LPG | Power | FALSE | FALSE | 1 |  |  |  | None | Condensing | Step Modulating | Other |  |  |  |  | 725000 | 689000 |  |  |  |  | 95 | 80 | [5 empty] | Federally-Regulated Commercial & Industrial Equipment | 2015-12-16
U.S. Boiler Co. | FORCE | FORCEOL147 | Water | Oil | Power | FALSE | FALSE | 1 | TRUE |  |  | None | Non-Condensing | Single-Stage | Cast Iron | Single-Speed |  |  |  | 147000 | 129000 | [9 empty] | 87 | 84 | Federally-Regulated Consumer Product | 2015-12-16
U.S. Boiler Co. | FORCE | FORCEOL189 | Water | Oil | Power | FALSE | FALSE | 1 | TRUE |  |  | None | Non-Condensing | Single-Stage | Cast Iron | Single-Speed |  |  |  | 189000 | 166000 | [9 empty] | 87 | 84 | Federally-Regulated Consumer Product | 2015-12-16
U.S. Boiler Co. | BURNHAM BY U.S. BOILER | ES29 | Water | Natural Gas | Injection Type | FALSE | FALSE | 1 | TRUE |  |  | Stack Damper | Non-Condensing | Single-Stage | Cast Iron |  |  |  |  | 280000 | 238000 | [9 empty] | 85 | 80 | Federally-Regulated Consumer Product | 2015-12-16
U.S. Boiler Co. | BURNHAM BY U.S. BOILER | ES29 | Water | LPG | Injection Type | FALSE | FALSE | 1 | TRUE |  |  | Stack Damper | Non-Condensing | Single-Stage | Cast Iron |  |  |  |  | 280000 | 238000 | [9 empty] | 85 | 80 | Federally-Regulated Consumer Product | 2015-12-16
U.S. Boiler Co. | BURNHAM BY U.S. BOILER | 206H*I | Water | Natural Gas | Induced Draft | FALSE | FALSE | 1 | TRUE |  |  | Stack Damper | Non-Condensing | Single-Stage | Cast Iron |  |  |  |  | 164000 | 139000 | [9 empty] | 84 | 80 | Federally-Regulated Consumer Product | 2015-12-16
U.S. Boiler Co. | BURNHAM BY U.S. BOILER | 206H*I | Water | LPG | Induced Draft | FALSE | FALSE | 1 | TRUE |  |  | Stack Damper | Non-Condensing | Single-Stage | Cast Iron |  |  |  |  | 164000 | 139000 | [9 empty] | 84 | 80 | Federally-Regulated Consumer Product | 2015-12-16
U.S. Boiler Co. | BURNHAM BY U.S. BOILER | 203H*I | Water | Natural Gas | Induced Draft | FALSE | FALSE | 1 | TRUE |  |  | Stack Damper | Non-Condensing | Single-Stage | Cast Iron |  |  |  |  | 62000 | 53000 | [9 empty] | 84 | 80 | Federally-Regulated Consumer Product | 2015-12-16
U.S. Boiler Co. | BURNHAM BY U.S. BOILER | 203H*I | Water | LPG | Induced Draft | FALSE | FALSE | 1 | TRUE |  |  | Stack Damper | Non-Condensing | Single-Stage | Cast Iron |  |  |  |  | 62000 | 53000 | [9 empty] | 84 | 80 | Federally-Regulated Consumer Product | 2015-12-16
U.S. Boiler Co. | BURNHAM BY U.S. BOILER | 205H*I | Water | Natural Gas | Induced Draft | FALSE | FALSE | 1 | TRUE |  |  | Stack Damper | Non-Condensing | Single-Stage | Cast Iron |  |  |  |  | 130000 | 110000 | [9 empty] | 84 | 80 | Federally-Regulated Consumer Product | 2015-12-16
U.S. Boiler Co. | BURNHAM BY U.S. BOILER | 205H*I | Water | LPG | Induced Draft | FALSE | FALSE | 1 | TRUE |  |  | Stack Damper | Non-Condensing | Single-Stage | Cast Iron |  |  |  |  | 130000 | 110000 | [9 empty] | 84 | 80 | Federally-Regulated Consumer Product | 2015-12-16
U.S. Boiler Co. | BURNHAM BY U.S. BOILER | 204H*I | Water | Natural Gas | Induced Draft | FALSE | FALSE | 1 | TRUE |  |  | Stack Damper | Non-Condensing | Single-Stage | Cast Iron |  |  |  |  | 96000 | 81000 | [9 empty] | 84 | 80 | Federally-Regulated Consumer Product | 2015-12-16
U.S. Boiler Co. | BURNHAM BY U.S. BOILER | 204H*I | Water | LPG | Induced Draft | FALSE | FALSE | 1 | TRUE |  |  | Stack Damper | Non-Condensing | Single-Stage | Cast Iron |  |  |  |  | 96000 | 81000 | [9 empty] | 84 | 80 | Federally-Regulated Consumer Product | 2015-12-16
U.S. Boiler Co. | BURNHAM BY U.S. BOILER | LE1L | Water | Oil | Pressure | FALSE | FALSE | 1 | TRUE |  |  | None | Non-Condensing | Single-Stage | Other |  |  |  |  | 84000 | 74000 | [9 empty] | 86.7 | 84 | Federally-Regulated Consumer Product | 2015-12-16
U.S. Boiler Co. | BURNHAM BY U.S. BOILER | LEDV1 | Water | Oil | Pressure | FALSE | FALSE | 1 | TRUE |  |  | None | Non-Condensing | Single-Stage | Other |  |  |  |  | 84000 | 74000 | [9 empty] | 86.7 | 84 | Federally-Regulated Consumer Product | 2015-12-16
U.S. Boiler Co. | BURNHAM BY U.S. BOILER | ES28 | Water | Natural Gas | Injection Type | FALSE | FALSE | 1 | TRUE |  |  | Stack Damper | Non-Condensing | Single-Stage | Cast Iron |  |  |  |  | 245000 | 208000 | [9 empty] | 85 | 80 | Federally-Regulated Consumer Product | 2015-12-16
U.S. Boiler Co. | BURNHAM BY U.S. BOILER | ES28 | Water | LPG | Injection Type | FALSE | FALSE | 1 | TRUE |  |  | Stack Damper | Non-Condensing | Single-Stage | Cast Iron |  |  |  |  | 245000 | 208000 | [9 empty] | 85 | 80 | Federally-Regulated Consumer Product | 2015-12-16
U.S. Boiler Co. | BURNHAM BY U.S. BOILER | ES27 | Water | Natural Gas | Injection Type | FALSE | FALSE | 1 | TRUE |  |  | Stack Damper | Non-Condensing | Single-Stage | Cast Iron |  |  |  |  | 210000 | 178000 | [9 empty] | 85 | 80 | Federally-Regulated Consumer Product | 2015-12-16
U.S. Boiler Co. | BURNHAM BY U.S. BOILER | ES27 | Water | LPG | Injection Type | FALSE | FALSE | 1 | TRUE |  |  | Stack Damper | Non-Condensing | Single-Stage | Cast Iron |  |  |  |  | 210000 | 178000 | [9 empty] | 85 | 80 | Federally-Regulated Consumer Product | 2015-12-16
U.S. Boiler Co. | BURNHAM BY U.S. BOILER | PVG-8 | Water | Natural Gas | Induced Draft | FALSE | FALSE | 1 | TRUE |  |  | None | Non-Condensing | Single-Stage | Cast Iron | Single-Speed |  |  |  | 245000 | 208000 | [9 empty] | 84.5 | 80 | Federally-Regulated Consumer Product | 2015-12-16
U.S. Boiler Co. | BURNHAM BY U.S. BOILER | PVG-8 | Water | LPG | Induced Draft | FALSE | FALSE | 1 | TRUE |  |  | None | Non-Condensing | Single-Stage | Cast Iron | Single-Speed |  |  |  | 245000 | 208000 | [9 empty] | 84.5 | 80 | Federally-Regulated Consumer Product | 2015-12-16
U.S. Boiler Co. | BURNHAM BY U.S. BOILER | PVG-9 | Water | Natural Gas | Induced Draft | FALSE | FALSE | 1 | TRUE |  |  | None | Non-Condensing | Single-Stage | Cast Iron | Single-Speed |  |  |  | 280000 | 238000 | [9 empty] | 84 | 80 | Federally-Regulated Consumer Product | 2015-12-16
U.S. Boiler Co. | BURNHAM BY U.S. BOILER | PVG-9 | Water | LPG | Induced Draft | FALSE | FALSE | 1 | TRUE |  |  | None | Non-Condensing | Single-Stage | Cast Iron | Single-Speed |  |  |  | 280000 | 238000 | [9 empty] | 84 | 80 | Federally-Regulated Consumer Product | 2015-12-16
U.S. Boiler Co. | BURNHAM BY U.S. BOILER | PVG-3 | Water | Natural Gas | Induced Draft | FALSE | FALSE | 1 | TRUE |  |  | None | Non-Condensing | Single-Stage | Cast Iron | Single-Speed |  |  |  | 70000 | 60000 | [9 empty] | 85.5 | 80 | Federally-Regulated Consumer Product | 2015-12-16
U.S. Boiler Co. | BURNHAM BY U.S. BOILER | PVG-3 | Water | LPG | Induced Draft | FALSE | FALSE | 1 | TRUE |  |  | None | Non-Condensing | Single-Stage | Cast Iron | Single-Speed |  |  |  | 70000 | 60000 | [9 empty] | 85.5 | 80 | Federally-Regulated Consumer Product | 2015-12-16
U.S. Boiler Co. | BURNHAM BY U.S. BOILER | PVG-4 | Water | Natural Gas | Induced Draft | FALSE | FALSE | 1 | TRUE |  |  | None | Non-Condensing | Single-Stage | Cast Iron | Single-Speed |  |  |  | 105000 | 90000 | [9 empty] | 85.4 | 80 | Federally-Regulated Consumer Product | 2015-12-16
U.S. Boiler Co. | BURNHAM BY U.S. BOILER | PVG-4 | Water | LPG | Induced Draft | FALSE | FALSE | 1 | TRUE |  |  | None | Non-Condensing | Single-Stage | Cast Iron | Single-Speed |  |  |  | 105000 | 90000 | [9 empty] | 85.4 | 80 | Federally-Regulated Consumer Product | 2015-12-16
U.S. Boiler Co. | BURNHAM BY U.S. BOILER | PVG-5 | Water | Natural Gas | Induced Draft | FALSE | FALSE | 1 | TRUE |  |  | None | Non-Condensing | Single-Stage | Cast Iron | Single-Speed |  |  |  | 140000 | 120000 | [9 empty] | 85.3 | 80 | Federally-Regulated Consumer Product | 2015-12-16
U.S. Boiler Co. | BURNHAM BY U.S. BOILER | PVG-5 | Water | LPG | Induced Draft | FALSE | FALSE | 1 | TRUE |  |  | None | Non-Condensing | Single-Stage | Cast Iron | Single-Speed |  |  |  | 140000 | 120000 | [9 empty] | 85.3 | 80 | Federally-Regulated Consumer Product | 2015-12-16
U.S. Boiler Co. | BURNHAM BY U.S. BOILER | PVG-6 | Water | Natural Gas | Induced Draft | FALSE | FALSE | 1 | TRUE |  |  | None | Non-Condensing | Single-Stage | Cast Iron | Single-Speed |  |  |  | 175000 | 150000 | [9 empty] | 85.2 | 80 | Federally-Regulated Consumer Product | 2015-12-16
U.S. Boiler Co. | BURNHAM BY U.S. BOILER | PVG-6 | Water | LPG | Induced Draft | FALSE | FALSE | 1 | TRUE |  |  | None | Non-Condensing | Single-Stage | Cast Iron | Single-Speed |  |  |  | 175000 | 150000 | [9 empty] | 85.2 | 80 | Federally-Regulated Consumer Product | 2015-12-16
U.S. Boiler Co. | BURNHAM BY U.S. BOILER | PVG-7 | Water | Natural Gas | Induced Draft | FALSE | FALSE | 1 | TRUE |  |  | None | Non-Condensing | Single-Stage | Cast Iron | Single-Speed |  |  |  | 210000 | 179000 | [9 empty] | 85 | 80 | Federally-Regulated Consumer Product | 2015-12-16
U.S. Boiler Co. | BURNHAM BY U.S. BOILER | PVG-7 | Water | LPG | Induced Draft | FALSE | FALSE | 1 | TRUE |  |  | None | Non-Condensing | Single-Stage | Cast Iron | Single-Speed |  |  |  | 210000 | 179000 | [9 empty] | 85 | 80 | Federally-Regulated Consumer Product | 2015-12-16
U.S. Boiler Co. | BURNHAM BY U.S. BOILER | ES26 | Water | Natural Gas | Injection Type | FALSE | FALSE | 1 | TRUE |  |  | Stack Damper | Non-Condensing | Single-Stage | Cast Iron |  |  |  |  | 175000 | 149000 | [9 empty] | 85 | 80 | Federally-Regulated Consumer Product | 2015-12-16
U.S. Boiler Co. | BURNHAM BY U.S. BOILER | ES26 | Water | LPG | Injection Type | FALSE | FALSE | 1 | TRUE |  |  | Stack Damper | Non-Condensing | Single-Stage | Cast Iron |  |  |  |  | 175000 | 149000 | [9 empty] | 85 | 80 | Federally-Regulated Consumer Product | 2015-12-16
U.S. Boiler Co. | BURNHAM BY U.S. BOILER | ES25 | Water | Natural Gas | Injection Type | FALSE | FALSE | 1 | TRUE |  |  | Stack Damper | Non-Condensing | Single-Stage | Cast Iron |  |  |  |  | 140000 | 119000 | [9 empty] | 85 | 80 | Federally-Regulated Consumer Product | 2015-12-16
U.S. Boiler Co. | BURNHAM BY U.S. BOILER | ES25 | Water | LPG | Injection Type | FALSE | FALSE | 1 | TRUE |  |  | Stack Damper | Non-Condensing | Single-Stage | Cast Iron |  |  |  |  | 140000 | 119000 | [9 empty] | 85 | 80 | Federally-Regulated Consumer Product | 2015-12-16
U.S. Boiler Co. | BURNHAM BY U.S. BOILER | ES24 | Water | Natural Gas | Injection Type | FALSE | FALSE | 1 | TRUE |  |  | Stack Damper | Non-Condensing | Single-Stage | Cast Iron |  |  |  |  | 105000 | 89000 | [9 empty] | 85 | 80 | Federally-Regulated Consumer Product | 2015-12-16
U.S. Boiler Co. | BURNHAM BY U.S. BOILER | ES24 | Water | LPG | Injection Type | FALSE | FALSE | 1 | TRUE |  |  | Stack Damper | Non-Condensing | Single-Stage | Cast Iron |  |  |  |  | 105000 | 89000 | [9 empty] | 85 | 80 | Federally-Regulated Consumer Product | 2015-12-16
U.S. Boiler Co. | BURNHAM BY U.S. BOILER | ES23 | Water | Natural Gas | Injection Type | FALSE | FALSE | 1 | TRUE |  |  | Stack Damper | Non-Condensing | Single-Stage | Cast Iron |  |  |  |  | 70000 | 59000 | [9 empty] | 85 | 80 | Federally-Regulated Consumer Product | 2015-12-16
U.S. Boiler Co. | BURNHAM BY U.S. BOILER | ES23 | Water | LPG | Injection Type | FALSE | FALSE | 1 | TRUE |  |  | Stack Damper | Non-Condensing | Single-Stage | Cast Iron |  |  |  |  | 70000 | 59000 | [9 empty] | 85 | 80 | Federally-Regulated Consumer Product | 2015-12-16
U.S. Boiler Co. | BURNHAM BY U.S. BOILER | 309 | Water | Natural Gas | Injection Type | FALSE | FALSE | 1 | TRUE |  |  | Stack Damper | Non-Condensing | Single-Stage | Cast Iron |  |  |  |  | 280000 | 234000 | [9 empty] | 84 | 80 | Federally-Regulated Consumer Product | 2015-12-16
U.S. Boiler Co. | BURNHAM BY U.S. BOILER | 309 | Water | LPG | Injection Type | FALSE | FALSE | 1 | TRUE |  |  | Stack Damper | Non-Condensing | Single-Stage | Cast Iron |  |  |  |  | 280000 | 234000 | [9 empty] | 84 | 80 | Federally-Regulated Consumer Product | 2015-12-16
U.S. Boiler Co. | BURNHAM BY U.S. BOILER | 307 | Water | Natural Gas | Injection Type | FALSE | FALSE | 1 | TRUE |  |  | Stack Damper | Non-Condensing | Single-Stage | Cast Iron |  |  |  |  | 210000 | 176000 | [9 empty] | 84 | 80 | Federally-Regulated Consumer Product | 2015-12-16
U.S. Boiler Co. | BURNHAM BY U.S. BOILER | 307 | Water | LPG | Injection Type | FALSE | FALSE | 1 | TRUE |  |  | Stack Damper | Non-Condensing | Single-Stage | Cast Iron |  |  |  |  | 210000 | 176000 | [9 empty] | 84 | 80 | Federally-Regulated Consumer Product | 2015-12-16
U.S. Boiler Co. | BURNHAM BY U.S. BOILER | 303 | Water | Natural Gas | Injection Type | FALSE | FALSE | 1 | TRUE |  |  | Stack Damper | Non-Condensing | Single-Stage | Cast Iron |  |  |  |  | 70000 | 59000 | [9 empty] | 84 | 80 | Federally-Regulated Consumer Product | 2015-12-16
U.S. Boiler Co. | BURNHAM BY U.S. BOILER | 303 | Water | LPG | Injection Type | FALSE | FALSE | 1 | TRUE |  |  | Stack Damper | Non-Condensing | Single-Stage | Cast Iron |  |  |  |  | 70000 | 59000 | [9 empty] | 84 | 80 | Federally-Regulated Consumer Product | 2015-12-16
U.S. Boiler Co. | BURNHAM BY U.S. BOILER | 304 | Water | Natural Gas | Injection Type | FALSE | FALSE | 1 | TRUE |  |  | Stack Damper | Non-Condensing | Single-Stage | Cast Iron |  |  |  |  | 105000 | 88000 | [9 empty] | 84 | 80 | Federally-Regulated Consumer Product | 2015-12-16
U.S. Boiler Co. | BURNHAM BY U.S. BOILER | 304 | Water | LPG | Injection Type | FALSE | FALSE | 1 | TRUE |  |  | Stack Damper | Non-Condensing | Single-Stage | Cast Iron |  |  |  |  | 105000 | 88000 | [9 empty] | 84 | 80 | Federally-Regulated Consumer Product | 2015-12-16
U.S. Boiler Co. | BURNHAM BY U.S. BOILER | 305 | Water | Natural Gas | Injection Type | FALSE | FALSE | 1 | TRUE |  |  | Stack Damper | Non-Condensing | Single-Stage | Cast Iron |  |  |  |  | 140000 | 117000 | [9 empty] | 84 | 80 | Federally-Regulated Consumer Product | 2015-12-16
U.S. Boiler Co. | BURNHAM BY U.S. BOILER | 305 | Water | LPG | Injection Type | FALSE | FALSE | 1 | TRUE |  |  | Stack Damper | Non-Condensing | Single-Stage | Cast Iron |  |  |  |  | 140000 | 117000 | [9 empty] | 84 | 80 | Federally-Regulated Consumer Product | 2015-12-16
U.S. Boiler Co. | BURNHAM BY U.S. BOILER | 306 | Water | Natural Gas | Injection Type | FALSE | FALSE | 1 | TRUE |  |  | Stack Damper | Non-Condensing | Single-Stage | Cast Iron |  |  |  |  | 175000 | 146000 | [9 empty] | 84 | 80 | Federally-Regulated Consumer Product | 2015-12-16
U.S. Boiler Co. | BURNHAM BY U.S. BOILER | 306 | Water | LPG | Injection Type | FALSE | FALSE | 1 | TRUE |  |  | Stack Damper | Non-Condensing | Single-Stage | Cast Iron |  |  |  |  | 175000 | 146000 | [9 empty] | 84 | 80 | Federally-Regulated Consumer Product | 2015-12-16
U.S. Boiler Co. | BURNHAM BY U.S. BOILER | 308 | Water | Natural Gas | Injection Type | FALSE | FALSE | 1 | TRUE |  |  | Stack Damper | Non-Condensing | Single-Stage | Cast Iron |  |  |  |  | 245000 | 205000 | [9 empty] | 84 | 80 | Federally-Regulated Consumer Product | 2015-12-16
U.S. Boiler Co. | BURNHAM BY U.S. BOILER | 308 | Water | LPG | Injection Type | FALSE | FALSE | 1 | TRUE |  |  | Stack Damper | Non-Condensing | Single-Stage | Cast Iron |  |  |  |  | 245000 | 205000 | [9 empty] | 84 | 80 | Federally-Regulated Consumer Product | 2015-12-16
U.S. Boiler Co. | BURNHAM BY U.S. BOILER | RSAH135 | Water | Oil | Power | FALSE | FALSE | 1 | TRUE |  |  | None | Non-Condensing | Single-Stage | Other |  |  |  |  | 175000 | 149000 | [9 empty] | 84 | 84 | Federally-Regulated Consumer Product | 2015-12-16
U.S. Boiler Co. | BURNHAM BY U.S. BOILER | RSAH85 | Water | Oil | Power | FALSE | FALSE | 1 | TRUE |  |  | None | Non-Condensing | Single-Stage | Other |  |  |  |  | 105000 | 89000 | [9 empty] | 84 | 84 | Federally-Regulated Consumer Product | 2015-12-16
U.S. Boiler Co. | BURNHAM BY U.S. BOILER | RSAH125 | Water | Oil | Power | FALSE | FALSE | 1 | TRUE |  |  | None | Non-Condensing | Single-Stage | Other |  |  |  |  | 154000 | 131000 | [9 empty] | 84 | 84 | Federally-Regulated Consumer Product | 2015-12-16
U.S. Boiler Co. | BURNHAM BY U.S. BOILER | RSAH110 | Water | Oil | Power | FALSE | FALSE | 1 | TRUE |  |  | None | Non-Condensing | Single-Stage | Other |  |  |  |  | 140000 | 119000 | [9 empty] | 84 | 84 | Federally-Regulated Consumer Product | 2015-12-16
U.S. Boiler Co. | BURNHAM BY U.S. BOILER | 206I | Water | Natural Gas | Induced Draft | FALSE | FALSE | 1 | TRUE |  |  | Stack Damper | Non-Condensing | Single-Stage | Cast Iron |  |  |  |  | 164000 | 136000 | [9 empty] | 82 | 80 | Federally-Regulated Consumer Product | 2015-12-16
U.S. Boiler Co. | BURNHAM BY U.S. BOILER | 206I | Water | LPG | Induced Draft | FALSE | FALSE | 1 | TRUE |  |  | Stack Damper | Non-Condensing | Single-Stage | Cast Iron |  |  |  |  | 164000 | 136000 | [9 empty] | 82 | 80 | Federally-Regulated Consumer Product | 2015-12-16
U.S. Boiler Co. | BURNHAM BY U.S. BOILER | 210I | Water | Natural Gas | Induced Draft | FALSE | FALSE | 1 | TRUE |  |  | Stack Damper | Non-Condensing | Single-Stage | Cast Iron |  |  |  |  | 299000 | 246000 | [9 empty] | 82 | 80 | Federally-Regulated Consumer Product | 2015-12-16
U.S. Boiler Co. | BURNHAM BY U.S. BOILER | 210I | Water | LPG | Induced Draft | FALSE | FALSE | 1 | TRUE |  |  | Stack Damper | Non-Condensing | Single-Stage | Cast Iron |  |  |  |  | 299000 | 246000 | [9 empty] | 82 | 80 | Federally-Regulated Consumer Product | 2015-12-16
U.S. Boiler Co. | BURNHAM BY U.S. BOILER | 209I | Water | Natural Gas | Induced Draft | FALSE | FALSE | 1 | TRUE |  |  | Stack Damper | Non-Condensing | Single-Stage | Cast Iron |  |  |  |  | 266000 | 219000 | [9 empty] | 82 | 80 | Federally-Regulated Consumer Product | 2015-12-16
U.S. Boiler Co. | BURNHAM BY U.S. BOILER | 209I | Water | LPG | Induced Draft | FALSE | FALSE | 1 | TRUE |  |  | Stack Damper | Non-Condensing | Single-Stage | Cast Iron |  |  |  |  | 266000 | 219000 | [9 empty] | 82 | 80 | Federally-Regulated Consumer Product | 2015-12-16
U.S. Boiler Co. | BURNHAM BY U.S. BOILER | 208I | Water | Natural Gas | Induced Draft | FALSE | FALSE | 1 | TRUE |  |  | Stack Damper | Non-Condensing | Single-Stage | Cast Iron |  |  |  |  | 232000 | 191000 | [9 empty] | 82 | 80 | Federally-Regulated Consumer Product | 2015-12-16
U.S. Boiler Co. | BURNHAM BY U.S. BOILER | 208I | Water | LPG | Induced Draft | FALSE | FALSE | 1 | TRUE |  |  | Stack Damper | Non-Condensing | Single-Stage | Cast Iron |  |  |  |  | 232000 | 191000 | [9 empty] | 82 | 80 | Federally-Regulated Consumer Product | 2015-12-16
U.S. Boiler Co. | BURNHAM BY U.S. BOILER | 207I | Water | Natural Gas | Induced Draft | FALSE | FALSE | 1 | TRUE |  |  | Stack Damper | Non-Condensing | Single-Stage | Cast Iron |  |  |  |  | 198000 | 163000 | [9 empty] | 82 | 80 | Federally-Regulated Consumer Product | 2015-12-16
U.S. Boiler Co. | BURNHAM BY U.S. BOILER | 207I | Water | LPG | Induced Draft | FALSE | FALSE | 1 | TRUE |  |  | Stack Damper | Non-Condensing | Single-Stage | Cast Iron |  |  |  |  | 198000 | 163000 | [9 empty] | 82 | 80 | Federally-Regulated Consumer Product | 2015-12-16
U.S. Boiler Co. | BURNHAM BY U.S. BOILER | 202I | Water | Natural Gas | Induced Draft | FALSE | FALSE | 1 | TRUE |  |  | Stack Damper | Non-Condensing | Single-Stage | Cast Iron |  |  |  |  | 37000 | 31000 | [9 empty] | 82.3 | 80 | Federally-Regulated Consumer Product | 2015-12-16
U.S. Boiler Co. | BURNHAM BY U.S. BOILER | 202I | Water | LPG | Induced Draft | FALSE | FALSE | 1 | TRUE |  |  | Stack Damper | Non-Condensing | Single-Stage | Cast Iron |  |  |  |  | 37000 | 31000 | [9 empty] | 82.3 | 80 | Federally-Regulated Consumer Product | 2015-12-16
U.S. Boiler Co. | BURNHAM BY U.S. BOILER | 205I | Water | Natural Gas | Induced Draft | FALSE | FALSE | 1 | TRUE |  |  | Stack Damper | Non-Condensing | Single-Stage | Cast Iron |  |  |  |  | 130000 | 108000 | [9 empty] | 82 | 80 | Federally-Regulated Consumer Product | 2015-12-16
U.S. Boiler Co. | BURNHAM BY U.S. BOILER | 205I | Water | LPG | Induced Draft | FALSE | FALSE | 1 | TRUE |  |  | Stack Damper | Non-Condensing | Single-Stage | Cast Iron |  |  |  |  | 130000 | 108000 | [9 empty] | 82 | 80 | Federally-Regulated Consumer Product | 2015-12-16
U.S. Boiler Co. | BURNHAM BY U.S. BOILER | 204I | Water | Natural Gas | Induced Draft | FALSE | FALSE | 1 | TRUE |  |  | Stack Damper | Non-Condensing | Single-Stage | Cast Iron |  |  |  |  | 96000 | 80000 | [9 empty] | 82.3 | 80 | Federally-Regulated Consumer Product | 2015-12-16
U.S. Boiler Co. | BURNHAM BY U.S. BOILER | 204I | Water | LPG | Induced Draft | FALSE | FALSE | 1 | TRUE |  |  | Stack Damper | Non-Condensing | Single-Stage | Cast Iron |  |  |  |  | 96000 | 80000 | [9 empty] | 82.3 | 80 | Federally-Regulated Consumer Product | 2015-12-16
U.S. Boiler Co. | BURNHAM BY U.S. BOILER | 203I | Water | Natural Gas | Induced Draft | FALSE | FALSE | 1 | TRUE |  |  | Stack Damper | Non-Condensing | Single-Stage | Cast Iron |  |  |  |  | 62000 | 52000 | [9 empty] | 82.6 | 80 | Federally-Regulated Consumer Product | 2015-12-16
U.S. Boiler Co. | BURNHAM BY U.S. BOILER | 203I | Water | LPG | Induced Draft | FALSE | FALSE | 1 | TRUE |  |  | Stack Damper | Non-Condensing | Single-Stage | Cast Iron |  |  |  |  | 62000 | 52000 | [9 empty] | 82.6 | 80 | Federally-Regulated Consumer Product | 2015-12-16
U.S. Boiler Co. | BURNHAM BY U.S. BOILER | 202X*I | Water | Natural Gas | Induced Draft | FALSE | FALSE | 1 | TRUE |  |  | Stack Damper | Non-Condensing | Single-Stage | Cast Iron |  |  |  |  | 50000 | 42000 | [9 empty] | 83.2 | 80 | Federally-Regulated Consumer Product | 2015-12-16
U.S. Boiler Co. | BURNHAM BY U.S. BOILER | 202X*I | Water | LPG | Induced Draft | FALSE | FALSE | 1 | TRUE |  |  | Stack Damper | Non-Condensing | Single-Stage | Cast Iron |  |  |  |  | 50000 | 42000 | [9 empty] | 83.2 | 80 | Federally-Regulated Consumer Product | 2015-12-16
U.S. Boiler Co. | BURNHAM BY U.S. BOILER | MPO-IQ84 | Water | Oil | Power | FALSE | FALSE | 1 | TRUE |  |  | None | Non-Condensing | Single-Stage | Cast Iron |  |  |  |  | 84000 | 74000 | [9 empty] | 87 | 84 | Federally-Regulated Consumer Product | 2015-12-16
U.S. Boiler Co. | BURNHAM BY U.S. BOILER | MPO-IQ115 | Water | Oil | Power | FALSE | FALSE | 1 | TRUE |  |  | None | Non-Condensing | Single-Stage | Cast Iron |  |  |  |  | 115000 | 101000 | [9 empty] | 87 | 84 | Federally-Regulated Consumer Product | 2015-12-16
U.S. Boiler Co. | BURNHAM BY U.S. BOILER | MPO-IQ147 | Water | Oil | Power | FALSE | FALSE | 1 | TRUE |  |  | None | Non-Condensing | Single-Stage | Cast Iron |  |  |  |  | 147000 | 129000 | [9 empty] | 87 | 84 | Federally-Regulated Consumer Product | 2015-12-16
U.S. Boiler Co. | BURNHAM BY U.S. BOILER | MPO-IQ189 | Water | Oil | Power | FALSE | FALSE | 1 | TRUE |  |  | None | Non-Condensing | Single-Stage | Cast Iron |  |  |  |  | 189000 | 167000 | [9 empty] | 87 | 84 | Federally-Regulated Consumer Product | 2015-12-16
U.S. Boiler Co. | BURNHAM BY U.S. BOILER | MPO-IQ231 | Water | Oil | Power | FALSE | FALSE | 1 | TRUE |  |  | None | Non-Condensing | Single-Stage | Cast Iron |  |  |  |  | 231000 | 203000 | [9 empty] | 87 | 84 | Federally-Regulated Consumer Product | 2015-12-16
U.S. Boiler Co. | BURNHAM BY U.S. BOILER | OW-3-065 | Water | Oil | Power | FALSE | FALSE | 1 | TRUE |  |  | None | Non-Condensing | Single-Stage | Cast Iron | Single-Speed |  |  |  | 91000 | 80000 | [9 empty] | 86.1 | 84 | Federally-Regulated Consumer Product | 2015-12-16
U.S. Boiler Co. | BURNHAM BY U.S. BOILER | OW-3-075 | Water | Oil | Power | FALSE | FALSE | 1 | TRUE |  |  | None | Non-Condensing | Single-Stage | Cast Iron | Single-Speed |  |  |  | 105000 | 92000 | [9 empty] | 86 | 84 | Federally-Regulated Consumer Product | 2015-12-16
U.S. Boiler Co. | BURNHAM BY U.S. BOILER | OW-3-100 | Water | Oil | Power | FALSE | FALSE | 1 | TRUE |  |  | None | Non-Condensing | Single-Stage | Cast Iron | Single-Speed |  |  |  | 140000 | 120000 | [9 empty] | 84.3 | 84 | Federally-Regulated Consumer Product | 2015-12-16
U.S. Boiler Co. | BURNHAM BY U.S. BOILER | OW-4-090 | Water | Oil | Power | FALSE | FALSE | 1 | TRUE |  |  | None | Non-Condensing | Single-Stage | Cast Iron | Single-Speed |  |  |  | 126000 | 111000 | [9 empty] | 86 | 84 | Federally-Regulated Consumer Product | 2015-12-16
U.S. Boiler Co. | BURNHAM BY U.S. BOILER | OW-4-125 | Water | Oil | Power | FALSE | FALSE | 1 | TRUE |  |  | None | Non-Condensing | Single-Stage | Cast Iron | Single-Speed |  |  |  | 175000 | 151000 | [9 empty] | 85.1 | 84 | Federally-Regulated Consumer Product | 2015-12-16
U.S. Boiler Co. | BURNHAM BY U.S. BOILER | OW-4-150 | Water | Oil | Power | FALSE | FALSE | 1 | TRUE |  |  | None | Non-Condensing | Single-Stage | Cast Iron | Single-Speed |  |  |  | 210000 | 179000 | [9 empty] | 84 | 84 | Federally-Regulated Consumer Product | 2015-12-16
U.S. Boiler Co. | BURNHAM BY U.S. BOILER | OW-5-120 | Water | Oil | Power | FALSE | FALSE | 1 | TRUE |  |  | None | Non-Condensing | Single-Stage | Cast Iron | Single-Speed |  |  |  | 168000 | 147000 | [9 empty] | 85.9 | 84 | Federally-Regulated Consumer Product | 2015-12-16
U.S. Boiler Co. | BURNHAM BY U.S. BOILER | OW-5-175 | Water | Oil | Power | FALSE | FALSE | 1 | TRUE |  |  | None | Non-Condensing | Single-Stage | Cast Iron | Single-Speed |  |  |  | 245000 | 212000 | [9 empty] | 85.1 | 84 | Federally-Regulated Consumer Product | 2015-12-16
U.S. Boiler Co. | BURNHAM BY U.S. BOILER | OW-5-200 | Water | Oil | Power | FALSE | FALSE | 1 | TRUE |  |  | None | Non-Condensing | Single-Stage | Cast Iron | Single-Speed |  |  |  | 280000 | 241000 | [9 empty] | 84.7 | 84 | Federally-Regulated Consumer Product | 2015-12-16
U.S. Boiler Co. | BURNHAM BY U.S. BOILER | PVG-3A | Water | LPG | Induced Draft | FALSE | FALSE | 1 | TRUE |  |  | None | Non-Condensing | Single-Stage | Cast Iron | Single-Speed |  |  |  | 63000 | 54000 | [9 empty] | 85.5 | 80 | Federally-Regulated Consumer Product | 2015-12-16
U.S. Boiler Co. | BURNHAM BY U.S. BOILER | PVG-4A | Water | LPG | Induced Draft | FALSE | FALSE | 1 | TRUE |  |  | None | Non-Condensing | Single-Stage | Cast Iron | Single-Speed |  |  |  | 94500 | 81000 | [9 empty] | 85.4 | 80 | Federally-Regulated Consumer Product | 2015-12-16
U.S. Boiler Co. | BURNHAM BY U.S. BOILER | PVG-5A | Water | LPG | Induced Draft | FALSE | FALSE | 1 | TRUE |  |  | None | Non-Condensing | Single-Stage | Cast Iron | Single-Speed |  |  |  | 126000 | 108000 | [9 empty] | 85.3 | 80 | Federally-Regulated Consumer Product | 2015-12-16
U.S. Boiler Co. | BURNHAM BY U.S. BOILER | PVG-6A | Water | LPG | Induced Draft | FALSE | FALSE | 1 | TRUE |  |  | None | Non-Condensing | Single-Stage | Cast Iron | Single-Speed |  |  |  | 157500 | 135000 | [9 empty] | 85.2 | 80 | Federally-Regulated Consumer Product | 2015-12-16
U.S. Boiler Co. | BURNHAM BY U.S. BOILER | PVG-7A | Water | LPG | Induced Draft | FALSE | FALSE | 1 | TRUE |  |  | None | Non-Condensing | Single-Stage | Cast Iron | Single-Speed |  |  |  | 189000 | 161000 | [9 empty] | 85 | 80 | Federally-Regulated Consumer Product | 2015-12-16
U.S. Boiler Co. | BURNHAM BY U.S. BOILER | PVG-8A | Water | LPG | Induced Draft | FALSE | FALSE | 1 | TRUE |  |  | None | Non-Condensing | Single-Stage | Cast Iron | Single-Speed |  |  |  | 220500 | 187000 | [9 empty] | 84.5 | 80 | Federally-Regulated Consumer Product | 2015-12-16
U.S. Boiler Co. | BURNHAM BY U.S. BOILER | PVG-9A | Water | LPG | Induced Draft | FALSE | FALSE | 1 | TRUE |  |  | None | Non-Condensing | Single-Stage | Cast Iron | Single-Speed |  |  |  | 252000 | 212000 | [9 empty] | 84 | 80 | Federally-Regulated Consumer Product | 2015-12-16
U.S. Boiler Co. | BURNHAM BY U.S. BOILER | K2-080 | Water | Natural Gas | Power | FALSE | FALSE | 1 | TRUE |  |  | None | Condensing | Step Modulating | Other | Single-Speed |  |  |  | 80000 | 74000 | [9 empty] | 94 | 80 | Federally-Regulated Consumer Product | 2015-12-16
U.S. Boiler Co. | BURNHAM BY U.S. BOILER | K2-080 | Water | LPG | Power | FALSE | FALSE | 1 | TRUE |  |  | None | Condensing | Step Modulating | Other | Single-Speed |  |  |  | 80000 | 74000 | [9 empty] | 94 | 80 | Federally-Regulated Consumer Product | 2015-12-16
U.S. Boiler Co. | BURNHAM BY U.S. BOILER | K2-100 | Water | Natural Gas | Power | FALSE | FALSE | 1 | TRUE |  |  | None | Condensing | Step Modulating | Other | Single-Speed |  |  |  | 100000 | 92000 | [9 empty] | 93.3 | 80 | Federally-Regulated Consumer Product | 2015-12-16
U.S. Boiler Co. | BURNHAM BY U.S. BOILER | K2-100 | Water | LPG | Power | FALSE | FALSE | 1 | TRUE |  |  | None | Condensing | Step Modulating | Other | Single-Speed |  |  |  | 100000 | 92000 | [9 empty] | 93.3 | 80 | Federally-Regulated Consumer Product | 2015-12-16
U.S. Boiler Co. | BURNHAM BY U.S. BOILER | K2-120 | Water | Natural Gas | Power | FALSE | FALSE | 1 | TRUE |  |  | None | Condensing | Step Modulating | Other | Single-Speed |  |  |  | 120000 | 112000 | [9 empty] | 94 | 80 | Federally-Regulated Consumer Product | 2015-12-16
U.S. Boiler Co. | BURNHAM BY U.S. BOILER | K2-120 | Water | LPG | Power | FALSE | FALSE | 1 | TRUE |  |  | None | Condensing | Step Modulating | Other | Single-Speed |  |  |  | 120000 | 112000 | [9 empty] | 94 | 80 | Federally-Regulated Consumer Product | 2015-12-16
U.S. Boiler Co. | BURNHAM BY U.S. BOILER | K2-150 | Water | Natural Gas | Power | FALSE | FALSE | 1 | TRUE |  |  | None | Condensing | Step Modulating | Other | Single-Speed |  |  |  | 150000 | 142000 | [9 empty] | 95 | 80 | Federally-Regulated Consumer Product | 2015-12-16
U.S. Boiler Co. | BURNHAM BY U.S. BOILER | K2-150 | Water | LPG | Power | FALSE | FALSE | 1 | TRUE |  |  | None | Condensing | Step Modulating | Other | Single-Speed |  |  |  | 150000 | 142000 | [9 empty] | 95 | 80 | Federally-Regulated Consumer Product | 2015-12-16
U.S. Boiler Co. | BURNHAM BY U.S. BOILER | K2-180 | Water | Natural Gas | Power | FALSE | FALSE | 1 | TRUE |  |  | None | Condensing | Step Modulating | Other | Single-Speed |  |  |  | 180000 | 170000 | [9 empty] | 94 | 80 | Federally-Regulated Consumer Product | 2015-12-16
U.S. Boiler Co. | BURNHAM BY U.S. BOILER | K2-180 | Water | LPG | Power | FALSE | FALSE | 1 | TRUE |  |  | None | Condensing | Step Modulating | Other | Single-Speed |  |  |  | 180000 | 170000 | [9 empty] | 94 | 80 | Federally-Regulated Consumer Product | 2015-12-16
U.S. Boiler Co. | FORCE | FORCE02 | Water | Natural Gas | Injection Type | FALSE | FALSE | 1 | TRUE |  |  | Stack Damper | Non-Condensing | Single-Stage | Cast Iron | Single-Speed |  |  |  | 37500 | 30000 | [9 empty] | 82 | 80 | Federally-Regulated Consumer Product | 2015-12-16
U.S. Boiler Co. | FORCE | FORCE02 | Water | LPG | Injection Type | FALSE | FALSE | 1 | TRUE |  |  | Stack Damper | Non-Condensing | Single-Stage | Cast Iron | Single-Speed |  |  |  | 37500 | 30000 | [9 empty] | 82 | 80 | Federally-Regulated Consumer Product | 2015-12-16
U.S. Boiler Co. | FORCE | FORCE03 | Water | Natural Gas | Injection Type | FALSE | FALSE | 1 | TRUE |  |  | Stack Damper | Non-Condensing | Single-Stage | Cast Iron | Single-Speed |  |  |  | 62000 | 50000 | [9 empty] | 82 | 80 | Federally-Regulated Consumer Product | 2015-12-16
U.S. Boiler Co. | FORCE | FORCE03 | Water | LPG | Injection Type | FALSE | FALSE | 1 | TRUE |  |  | Stack Damper | Non-Condensing | Single-Stage | Cast Iron | Single-Speed |  |  |  | 62000 | 50000 | [9 empty] | 82 | 80 | Federally-Regulated Consumer Product | 2015-12-16
U.S. Boiler Co. | FORCE | FORCE04 | Water | Natural Gas | Injection Type | FALSE | FALSE | 1 | TRUE |  |  | Stack Damper | Non-Condensing | Single-Stage | Cast Iron | Single-Speed |  |  |  | 96000 | 78000 | [9 empty] | 82 | 80 | Federally-Regulated Consumer Product | 2015-12-16
U.S. Boiler Co. | FORCE | FORCE04 | Water | LPG | Injection Type | FALSE | FALSE | 1 | TRUE |  |  | Stack Damper | Non-Condensing | Single-Stage | Cast Iron | Single-Speed |  |  |  | 96000 | 78000 | [9 empty] | 82 | 80 | Federally-Regulated Consumer Product | 2015-12-16
U.S. Boiler Co. | FORCE | FORCE05 | Water | Natural Gas | Injection Type | FALSE | FALSE | 1 | TRUE |  |  | Stack Damper | Non-Condensing | Single-Stage | Cast Iron | Single-Speed |  |  |  | 130000 | 106000 | [9 empty] | 82 | 80 | Federally-Regulated Consumer Product | 2015-12-16
U.S. Boiler Co. | FORCE | FORCE05 | Water | LPG | Injection Type | FALSE | FALSE | 1 | TRUE |  |  | Stack Damper | Non-Condensing | Single-Stage | Cast Iron | Single-Speed |  |  |  | 130000 | 106000 | [9 empty] | 82 | 80 | Federally-Regulated Consumer Product | 2015-12-16
U.S. Boiler Co. | FORCE | FORCE06 | Water | Natural Gas | Injection Type | FALSE | FALSE | 1 | TRUE |  |  | Stack Damper | Non-Condensing | Single-Stage | Cast Iron | Single-Speed |  |  |  | 164000 | 134000 | [9 empty] | 82 | 80 | Federally-Regulated Consumer Product | 2015-12-16
U.S. Boiler Co. | FORCE | FORCE06 | Water | LPG | Injection Type | FALSE | FALSE | 1 | TRUE |  |  | Stack Damper | Non-Condensing | Single-Stage | Cast Iron | Single-Speed |  |  |  | 164000 | 134000 | [9 empty] | 82 | 80 | Federally-Regulated Consumer Product | 2015-12-16
U.S. Boiler Co. | FORCE | FORCE07 | Water | Natural Gas | Injection Type | FALSE | FALSE | 1 | TRUE |  |  | Stack Damper | Non-Condensing | Single-Stage | Cast Iron | Single-Speed |  |  |  | 198000 | 164000 | [9 empty] | 82 | 80 | Federally-Regulated Consumer Product | 2015-12-16
U.S. Boiler Co. | FORCE | FORCE07 | Water | LPG | Injection Type | FALSE | FALSE | 1 | TRUE |  |  | Stack Damper | Non-Condensing | Single-Stage | Cast Iron | Single-Speed |  |  |  | 198000 | 164000 | [9 empty] | 82 | 80 | Federally-Regulated Consumer Product | 2015-12-16
U.S. Boiler Co. | FORCE | FORCE08 | Water | Natural Gas | Injection Type | FALSE | FALSE | 1 | TRUE |  |  | Stack Damper | Non-Condensing | Single-Stage | Cast Iron | Single-Speed |  |  |  | 232000 | 191000 | [9 empty] | 82 | 80 | Federally-Regulated Consumer Product | 2015-12-16
U.S. Boiler Co. | FORCE | FORCE08 | Water | LPG | Injection Type | FALSE | FALSE | 1 | TRUE |  |  | Stack Damper | Non-Condensing | Single-Stage | Cast Iron | Single-Speed |  |  |  | 232000 | 191000 | [9 empty] | 82 | 80 | Federally-Regulated Consumer Product | 2015-12-16
U.S. Boiler Co. | FORCE | FORCE09 | Water | Natural Gas | Injection Type | FALSE | FALSE | 1 | TRUE |  |  | Stack Damper | Non-Condensing | Single-Stage | Cast Iron | Single-Speed |  |  |  | 266000 | 218000 | [9 empty] | 82 | 80 | Federally-Regulated Consumer Product | 2015-12-16
U.S. Boiler Co. | FORCE | FORCE09 | Water | LPG | Injection Type | FALSE | FALSE | 1 | TRUE |  |  | Stack Damper | Non-Condensing | Single-Stage | Cast Iron | Single-Speed |  |  |  | 266000 | 218000 | [9 empty] | 82 | 80 | Federally-Regulated Consumer Product | 2015-12-16
U.S. Boiler Co. | FORCE | FORCE10 | Water | Natural Gas | Injection Type | FALSE | FALSE | 1 | TRUE |  |  | Stack Damper | Non-Condensing | Single-Stage | Cast Iron | Single-Speed |  |  |  | 299000 | 244000 | [9 empty] | 82 | 80 | Federally-Regulated Consumer Product | 2015-12-16
U.S. Boiler Co. | FORCE | FORCE10 | Water | LPG | Injection Type | FALSE | FALSE | 1 | TRUE |  |  | Stack Damper | Non-Condensing | Single-Stage | Cast Iron | Single-Speed |  |  |  | 299000 | 244000 | [9 empty] | 82 | 80 | Federally-Regulated Consumer Product | 2015-12-16
U.S. Boiler Co. | BURNHAM BY U.S. BOILER | OW-3-065D | Water | Oil | Power | FALSE | FALSE | 1 | TRUE |  |  | None | Non-Condensing | Single-Stage | Cast Iron | Single-Speed |  |  |  | 91000 | 80000 | [9 empty] | 88.1 | 84 | Federally-Regulated Consumer Product | 2015-12-16
U.S. Boiler Co. | BURNHAM BY U.S. BOILER | OW-3-075D | Water | Oil | Power | FALSE | FALSE | 1 | TRUE |  |  | None | Non-Condensing | Single-Stage | Cast Iron | Single-Speed |  |  |  | 105000 | 92000 | [9 empty] | 87.8 | 84 | Federally-Regulated Consumer Product | 2015-12-16
U.S. Boiler Co. | BURNHAM BY U.S. BOILER | OW-4-090D | Water | Oil | Power | FALSE | FALSE | 1 | TRUE |  |  | None | Non-Condensing | Single-Stage | Cast Iron | Single-Speed |  |  |  | 126000 | 112000 | [9 empty] | 88.2 | 84 | Federally-Regulated Consumer Product | 2015-12-16
U.S. Boiler Co. | BURNHAM BY U.S. BOILER | OW-4-125D | Water | Oil | Power | FALSE | FALSE | 1 | TRUE |  |  | None | Non-Condensing | Single-Stage | Cast Iron | Single-Speed |  |  |  | 175000 | 152000 | [9 empty] | 87.1 | 84 | Federally-Regulated Consumer Product | 2015-12-16
U.S. Boiler Co. | BURNHAM BY U.S. BOILER | OW-5-120D | Water | Oil | Power | FALSE | FALSE | 1 | TRUE |  |  | None | Non-Condensing | Single-Stage | Cast Iron | Single-Speed |  |  |  | 168000 | 148000 | [9 empty] | 87.5 | 84 | Federally-Regulated Consumer Product | 2015-12-16
U.S. Boiler Co. | FORCE | FORCESTM03 | Steam | Natural Gas | Injection Type | FALSE | FALSE | 1 |  | TRUE |  | Stack Damper | Non-Condensing | Single-Stage | Cast Iron |  |  |  |  | 69000 | 56000 | [9 empty] | 81.9 | 80 | Federally-Regulated Consumer Product | 2015-12-16
U.S. Boiler Co. | FORCE | FORCESTM03 | Steam | LPG | Injection Type | FALSE | FALSE | 1 |  | TRUE |  | Stack Damper | Non-Condensing | Single-Stage | Cast Iron |  |  |  |  | 69000 | 56000 | [9 empty] | 81.9 | 80 | Federally-Regulated Consumer Product | 2015-12-16
U.S. Boiler Co. | FORCE | FORCESTM04 | Steam | Natural Gas | Injection Type | FALSE | FALSE | 1 |  | TRUE |  | Stack Damper | Non-Condensing | Single-Stage | Cast Iron |  |  |  |  | 103000 | 84000 | [9 empty] | 82 | 80 | Federally-Regulated Consumer Product | 2015-12-16
U.S. Boiler Co. | FORCE | FORCESTM04 | Steam | LPG | Injection Type | FALSE | FALSE | 1 |  | TRUE |  | Stack Damper | Non-Condensing | Single-Stage | Cast Iron |  |  |  |  | 103000 | 84000 | [9 empty] | 82 | 80 | Federally-Regulated Consumer Product | 2015-12-16
U.S. Boiler Co. | FORCE | FORCESTM05 | Steam | Natural Gas | Injection Type | FALSE | FALSE | 1 |  | TRUE |  | Stack Damper | Non-Condensing | Single-Stage | Cast Iron |  |  |  |  | 138000 | 113000 | [9 empty] | 82 | 80 | Federally-Regulated Consumer Product | 2015-12-16
U.S. Boiler Co. | FORCE | FORCESTM05 | Steam | LPG | Injection Type | FALSE | FALSE | 1 |  | TRUE |  | Stack Damper | Non-Condensing | Single-Stage | Cast Iron |  |  |  |  | 138000 | 113000 | [9 empty] | 82 | 80 | Federally-Regulated Consumer Product | 2015-12-16
U.S. Boiler Co. | FORCE | FORCESTM06 | Steam | Natural Gas | Injection Type | FALSE | FALSE | 1 |  | TRUE |  | Stack Damper | Non-Condensing | Single-Stage | Cast Iron |  |  |  |  | 172000 | 142000 | [9 empty] | 82.1 | 80 | Federally-Regulated Consumer Product | 2015-12-16
U.S. Boiler Co. | FORCE | FORCESTM06 | Steam | LPG | Injection Type | FALSE | FALSE | 1 |  | TRUE |  | Stack Damper | Non-Condensing | Single-Stage | Cast Iron |  |  |  |  | 172000 | 142000 | [9 empty] | 82.1 | 80 | Federally-Regulated Consumer Product | 2015-12-16
U.S. Boiler Co. | FORCE | FORCESTM07 | Steam | Natural Gas | Injection Type | FALSE | FALSE | 1 |  | TRUE |  | Stack Damper | Non-Condensing | Single-Stage | Cast Iron |  |  |  |  | 207000 | 171000 | [9 empty] | 82.1 | 80 | Federally-Regulated Consumer Product | 2015-12-16
U.S. Boiler Co. | FORCE | FORCESTM07 | Steam | LPG | Injection Type | FALSE | FALSE | 1 |  | TRUE |  | Stack Damper | Non-Condensing | Single-Stage | Cast Iron |  |  |  |  | 207000 | 171000 | [9 empty] | 82.1 | 80 | Federally-Regulated Consumer Product | 2015-12-16
U.S. Boiler Co. | FORCE | FORCESTM08 | Steam | Natural Gas | Injection Type | FALSE | FALSE | 1 |  | TRUE |  | Stack Damper | Non-Condensing | Single-Stage | Cast Iron |  |  |  |  | 241000 | 199000 | [9 empty] | 82.2 | 80 | Federally-Regulated Consumer Product | 2015-12-16
U.S. Boiler Co. | FORCE | FORCESTM08 | Steam | LPG | Injection Type | FALSE | FALSE | 1 |  | TRUE |  | Stack Damper | Non-Condensing | Single-Stage | Cast Iron |  |  |  |  | 241000 | 199000 | [9 empty] | 82.2 | 80 | Federally-Regulated Consumer Product | 2015-12-16
U.S. Boiler Co. | BURNHAM BY U.S. BOILER | X-203 | Water | Natural Gas | Injection Type | FALSE | FALSE | 1 | TRUE |  |  | Stack Damper | Non-Condensing | Single-Stage | Cast Iron | Single-Speed |  |  |  | 70000 | 59000 | [9 empty] | 84 | 80 | Federally-Regulated Consumer Product | 2015-12-16
U.S. Boiler Co. | BURNHAM BY U.S. BOILER | X-203 | Water | LPG | Injection Type | FALSE | FALSE | 1 | TRUE |  |  | Stack Damper | Non-Condensing | Single-Stage | Cast Iron | Single-Speed |  |  |  | 70000 | 59000 | [9 empty] | 84 | 80 | Federally-Regulated Consumer Product | 2015-12-16
U.S. Boiler Co. | BURNHAM BY U.S. BOILER | X-204 | Water | Natural Gas | Injection Type | FALSE | FALSE | 1 | TRUE |  |  | Stack Damper | Non-Condensing | Single-Stage | Cast Iron | Single-Speed |  |  |  | 105000 | 88000 | [9 empty] | 84 | 80 | Federally-Regulated Consumer Product | 2015-12-16
U.S. Boiler Co. | BURNHAM BY U.S. BOILER | X-204 | Water | LPG | Injection Type | FALSE | FALSE | 1 | TRUE |  |  | Stack Damper | Non-Condensing | Single-Stage | Cast Iron | Single-Speed |  |  |  | 105000 | 88000 | [9 empty] | 84 | 80 | Federally-Regulated Consumer Product | 2015-12-16
U.S. Boiler Co. | BURNHAM BY U.S. BOILER | X-205 | Water | Natural Gas | Injection Type | FALSE | FALSE | 1 | TRUE |  |  | Stack Damper | Non-Condensing | Single-Stage | Cast Iron | Single-Speed |  |  |  | 140000 | 117000 | [9 empty] | 84 | 80 | Federally-Regulated Consumer Product | 2015-12-16
U.S. Boiler Co. | BURNHAM BY U.S. BOILER | X-205 | Water | LPG | Injection Type | FALSE | FALSE | 1 | TRUE |  |  | Stack Damper | Non-Condensing | Single-Stage | Cast Iron | Single-Speed |  |  |  | 140000 | 117000 | [9 empty] | 84 | 80 | Federally-Regulated Consumer Product | 2015-12-16
U.S. Boiler Co. | BURNHAM BY U.S. BOILER | X-206 | Water | Natural Gas | Injection Type | FALSE | FALSE | 1 | TRUE |  |  | Stack Damper | Non-Condensing | Single-Stage | Cast Iron | Single-Speed |  |  |  | 175000 | 146000 | [9 empty] | 84 | 80 | Federally-Regulated Consumer Product | 2015-12-16
U.S. Boiler Co. | BURNHAM BY U.S. BOILER | X-206 | Water | LPG | Injection Type | FALSE | FALSE | 1 | TRUE |  |  | Stack Damper | Non-Condensing | Single-Stage | Cast Iron | Single-Speed |  |  |  | 175000 | 146000 | [9 empty] | 84 | 80 | Federally-Regulated Consumer Product | 2015-12-16
U.S. Boiler Co. | BURNHAM BY U.S. BOILER | X-207 | Water | Natural Gas | Injection Type | FALSE | FALSE | 1 | TRUE |  |  | Stack Damper | Non-Condensing | Single-Stage | Cast Iron | Single-Speed |  |  |  | 210000 | 176000 | [9 empty] | 84 | 80 | Federally-Regulated Consumer Product | 2015-12-16
U.S. Boiler Co. | BURNHAM BY U.S. BOILER | X-207 | Water | LPG | Injection Type | FALSE | FALSE | 1 | TRUE |  |  | Stack Damper | Non-Condensing | Single-Stage | Cast Iron | Single-Speed |  |  |  | 210000 | 176000 | [9 empty] | 84 | 80 | Federally-Regulated Consumer Product | 2015-12-16
U.S. Boiler Co. | BURNHAM BY U.S. BOILER | X-208 | Water | Natural Gas | Injection Type | FALSE | FALSE | 1 | TRUE |  |  | Stack Damper | Non-Condensing | Single-Stage | Cast Iron | Single-Speed |  |  |  | 245000 | 205000 | [9 empty] | 84 | 80 | Federally-Regulated Consumer Product | 2015-12-16
U.S. Boiler Co. | BURNHAM BY U.S. BOILER | X-208 | Water | LPG | Injection Type | FALSE | FALSE | 1 | TRUE |  |  | Stack Damper | Non-Condensing | Single-Stage | Cast Iron | Single-Speed |  |  |  | 245000 | 205000 | [9 empty] | 84 | 80 | Federally-Regulated Consumer Product | 2015-12-16
U.S. Boiler Co. | BURNHAM BY U.S. BOILER | X-209 | Water | Natural Gas | Injection Type | FALSE | FALSE | 1 | TRUE |  |  | Stack Damper | Non-Condensing | Single-Stage | Cast Iron | Single-Speed |  |  |  | 280000 | 234000 | [9 empty] | 84 | 80 | Federally-Regulated Consumer Product | 2015-12-16
U.S. Boiler Co. | BURNHAM BY U.S. BOILER | X-209 | Water | LPG | Injection Type | FALSE | FALSE | 1 | TRUE |  |  | Stack Damper | Non-Condensing | Single-Stage | Cast Iron | Single-Speed |  |  |  | 280000 | 234000 | [9 empty] | 84 | 80 | Federally-Regulated Consumer Product | 2015-12-16
U.S. Boiler Co. | FORCE | FORCEOL084 | Water | Oil | Power | FALSE | FALSE | 1 | TRUE |  |  | None | Non-Condensing | Single-Stage | Cast Iron | Single-Speed |  |  |  | 84000 | 73000 | [9 empty] | 87 | 84 | Federally-Regulated Consumer Product | 2015-12-16
U.S. Boiler Co. | FORCE | FORCEOL115 | Water | Oil | Power | FALSE | FALSE | 1 | TRUE |  |  | None | Non-Condensing | Single-Stage | Cast Iron | Single-Speed |  |  |  | 115000 | 100000 | [9 empty] | 87 | 84 | Federally-Regulated Consumer Product | 2015-12-16
Waterfurnace International, Inc. | VIESSMANN | CM2-186 | Water | Natural Gas | Power | FALSE | FALSE | 1 |  |  |  | None | Condensing | Step Modulating | Other |  |  |  |  | 663000 | 643000 |  |  |  |  | 97 | 80 | [5 empty] | Federally-Regulated Commercial & Industrial Equipment | 2015-12-16
Waterfurnace International, Inc. | VIESSMANN | CM2-186 | Water | LPG | Power | FALSE | FALSE | 1 |  |  |  | None | Condensing | Step Modulating | Other |  |  |  |  | 663000 | 643000 |  |  |  |  | 97 | 80 | [5 empty] | Federally-Regulated Commercial & Industrial Equipment | 2015-12-16
Waterfurnace International, Inc. | VIESSMANN | CM2-246 | Water | Natural Gas | Power | FALSE | FALSE | 1 |  |  |  | None | Condensing | Step Modulating | Other |  |  |  |  | 878000 | 851000 |  |  |  |  | 97 | 80 | [5 empty] | Federally-Regulated Commercial & Industrial Equipment | 2015-12-16
Waterfurnace International, Inc. | VIESSMANN | CM2-246 | Water | LPG | Power | FALSE | FALSE | 1 |  |  |  | None | Condensing | Step Modulating | Other |  |  |  |  | 878000 | 851000 |  |  |  |  | 97 | 80 | [5 empty] | Federally-Regulated Commercial & Industrial Equipment | 2015-12-16
Waterfurnace International, Inc. | VIESSMANN | CM2-311 | Water | Natural Gas | Power | FALSE | FALSE | 1 |  |  |  | None | Condensing | Step Modulating | Other |  |  |  |  | 1112000 | 1078000 |  |  |  |  | 97 | 80 | [5 empty] | Federally-Regulated Commercial & Industrial Equipment | 2015-12-16
Waterfurnace International, Inc. | VIESSMANN | CM2-311 | Water | LPG | Power | FALSE | FALSE | 1 |  |  |  | None | Condensing | Step Modulating | Other |  |  |  |  | 1112000 | 1078000 |  |  |  |  | 97 | 80 | [5 empty] | Federally-Regulated Commercial & Industrial Equipment | 2015-12-16
Waterfurnace International, Inc. | VIESSMANN | VD2-950 | Water | Oil | Power | FALSE | FALSE | 3 |  |  |  | None | Non-Condensing | Two-Stage Modulating | Cast Iron |  |  |  |  | 3769000 | 3135000 |  |  | 87.4 | 84 | [7 empty] | Federally-Regulated Commercial & Industrial Equipment | 2015-12-16
Waterfurnace International, Inc. | VIESSMANN | VD2-860 | Water | Oil | Power | FALSE | FALSE | 3 |  |  |  | None | Non-Condensing | Two-Stage Modulating | Cast Iron |  |  |  |  | 3387000 | 2976000 |  |  | 87.5 | 84 | [7 empty] | Federally-Regulated Commercial & Industrial Equipment | 2015-12-16
Waterfurnace International, Inc. | VIESSMANN | VD2-780 | Water | Oil | Power | FALSE | FALSE | 3 |  |  |  | None | Non-Condensing | Two-Stage Modulating | Cast Iron |  |  |  |  | 3071000 | 2699000 |  |  | 87.6 | 84 | [7 empty] | Federally-Regulated Commercial & Industrial Equipment | 2015-12-16
Waterfurnace International, Inc. | VIESSMANN | VD2-700 | Water | Oil | Power | FALSE | FALSE | 3 |  |  |  | None | Non-Condensing | Two-Stage Modulating | Cast Iron |  |  |  |  | 2758000 | 2425000 |  |  | 87.7 | 84 | [7 empty] | Federally-Regulated Commercial & Industrial Equipment | 2015-12-16
Waterfurnace International, Inc. | VIESSMANN | VD2-630 | Water | Oil | Power | FALSE | FALSE | 3 |  |  |  | None | Non-Condensing | Two-Stage Modulating | Cast Iron |  |  |  |  | 2482000 | 2183000 |  |  |  |  | 87.9 | 82 | [5 empty] | Federally-Regulated Commercial & Industrial Equipment | 2015-12-16
Waterfurnace International, Inc. | VIESSMANN | VD2-560 | Water | Oil | Power | FALSE | FALSE | 3 |  |  |  | None | Non-Condensing | Two-Stage Modulating | Cast Iron |  |  |  |  | 2207000 | 1941000 |  |  |  |  | 88 | 82 | [5 empty] | Federally-Regulated Commercial & Industrial Equipment | 2015-12-16
Waterfurnace International, Inc. | VIESSMANN | VD2-500 | Water | Oil | Power | FALSE | FALSE | 3 |  |  |  | None | Non-Condensing | Two-Stage Modulating | Cast Iron |  |  |  |  | 1969000 | 1732000 |  |  |  |  | 88 | 82 | [5 empty] | Federally-Regulated Commercial & Industrial Equipment | 2015-12-16
Waterfurnace International, Inc. | VIESSMANN | VD2-440 | Water | Oil | Power | FALSE | FALSE | 3 |  |  |  | None | Non-Condensing | Two-Stage Modulating | Cast Iron |  |  |  |  | 1734000 | 1526000 |  |  |  |  | 88 | 82 | [5 empty] | Federally-Regulated Commercial & Industrial Equipment | 2015-12-16
Waterfurnace International, Inc. | VIESSMANN | VD2-380 | Water | Oil | Power | FALSE | FALSE | 3 |  |  |  | None | Non-Condensing | Two-Stage Modulating | Cast Iron |  |  |  |  | 1498000 | 1319000 |  |  |  |  | 88 | 82 | [5 empty] | Federally-Regulated Commercial & Industrial Equipment | 2015-12-16
Waterfurnace International, Inc. | VIESSMANN | VD2-320 | Water | Oil | Power | FALSE | FALSE | 3 |  |  |  | None | Non-Condensing | Two-Stage Modulating | Cast Iron |  |  |  |  | 1260000 | 1110000 |  |  |  |  | 88 | 82 | [5 empty] | Federally-Regulated Commercial & Industrial Equipment | 2015-12-16
Waterfurnace International, Inc. | VIESSMANN | VD2-1080 | Water | Oil | Power | FALSE | FALSE | 3 |  |  |  | None | Non-Condensing | Two-Stage Modulating | Cast Iron |  |  |  |  | 4258000 | 3738000 |  |  | 87.3 | 84 | [7 empty] | Federally-Regulated Commercial & Industrial Equipment | 2015-12-16
Waterfurnace International, Inc. | VIESSMANN | VD2A-270G | Water | Natural Gas | Power | FALSE | FALSE | 3 |  |  |  | None | Non-Condensing | Two-Stage Modulating | Cast Iron |  |  |  |  | 1096000 | 928000 |  |  |  |  | 84.7 | 80 | [5 empty] | Federally-Regulated Commercial & Industrial Equipment | 2015-12-16
Waterfurnace International, Inc. | VIESSMANN | VD2A-270G | Water | LPG | Power | FALSE | FALSE | 3 |  |  |  | None | Non-Condensing | Two-Stage Modulating | Cast Iron |  |  |  |  | 1096000 | 928000 |  |  |  |  | 84.7 | 80 | [5 empty] | Federally-Regulated Commercial & Industrial Equipment | 2015-12-16
Waterfurnace International, Inc. | VIESSMANN | VD2-1080G | Water | Natural Gas | Power | FALSE | FALSE | 3 |  |  |  | None | Non-Condensing | Two-Stage Modulating | Cast Iron |  |  |  |  | 4387000 | 3738000 |  |  | 84.6 | 82 | [7 empty] | Federally-Regulated Commercial & Industrial Equipment | 2015-12-16
Waterfurnace International, Inc. | VIESSMANN | VD2-1080G | Water | LPG | Power | FALSE | FALSE | 3 |  |  |  | None | Non-Condensing | Two-Stage Modulating | Cast Iron |  |  |  |  | 4387000 | 3738000 |  |  | 84.6 | 82 | [7 empty] | Federally-Regulated Commercial & Industrial Equipment | 2015-12-16
Waterfurnace International, Inc. | VIESSMANN | VD2-320G | Water | Natural Gas | Power | FALSE | FALSE | 3 |  |  |  | None | Non-Condensing | Two-Stage Modulating | Cast Iron |  |  |  |  | 1300000 | 1110000 |  |  |  |  | 85.4 | 80 | [5 empty] | Federally-Regulated Commercial & Industrial Equipment | 2015-12-16
Waterfurnace International, Inc. | VIESSMANN | VD2-320G | Water | LPG | Power | FALSE | FALSE | 3 |  |  |  | None | Non-Condensing | Two-Stage Modulating | Cast Iron |  |  |  |  | 1300000 | 1110000 |  |  |  |  | 85.4 | 80 | [5 empty] | Federally-Regulated Commercial & Industrial Equipment | 2015-12-16
Waterfurnace International, Inc. | VIESSMANN | VD2-380G | Water | Natural Gas | Power | FALSE | FALSE | 3 |  |  |  | None | Non-Condensing | Two-Stage Modulating | Cast Iron |  |  |  |  | 1544000 | 1319000 |  |  |  |  | 85.4 | 80 | [5 empty] | Federally-Regulated Commercial & Industrial Equipment | 2015-12-16
Waterfurnace International, Inc. | VIESSMANN | VD2-380G | Water | LPG | Power | FALSE | FALSE | 3 |  |  |  | None | Non-Condensing | Two-Stage Modulating | Cast Iron |  |  |  |  | 1544000 | 1319000 |  |  |  |  | 85.4 | 80 | [5 empty] | Federally-Regulated Commercial & Industrial Equipment | 2015-12-16
Waterfurnace International, Inc. | VIESSMANN | VD2-440G | Water | Natural Gas | Power | FALSE | FALSE | 3 |  |  |  | None | Non-Condensing | Two-Stage Modulating | Cast Iron |  |  |  |  | 1787000 | 1526000 |  |  |  |  | 85.4 | 80 | [5 empty] | Federally-Regulated Commercial & Industrial Equipment | 2015-12-16
Waterfurnace International, Inc. | VIESSMANN | VD2-440G | Water | LPG | Power | FALSE | FALSE | 3 |  |  |  | None | Non-Condensing | Two-Stage Modulating | Cast Iron |  |  |  |  | 1787000 | 1526000 |  |  |  |  | 85.4 | 80 | [5 empty] | Federally-Regulated Commercial & Industrial Equipment | 2015-12-16
Waterfurnace International, Inc. | VIESSMANN | VD2-500G | Water | Natural Gas | Power | FALSE | FALSE | 3 |  |  |  | None | Non-Condensing | Two-Stage Modulating | Cast Iron |  |  |  |  | 2031000 | 1732000 |  |  |  |  | 85.3 | 80 | [5 empty] | Federally-Regulated Commercial & Industrial Equipment | 2015-12-16
Waterfurnace International, Inc. | VIESSMANN | VD2-500G | Water | LPG | Power | FALSE | FALSE | 3 |  |  |  | None | Non-Condensing | Two-Stage Modulating | Cast Iron |  |  |  |  | 2031000 | 1732000 |  |  |  |  | 85.3 | 80 | [5 empty] | Federally-Regulated Commercial & Industrial Equipment | 2015-12-16
Waterfurnace International, Inc. | VIESSMANN | VD2-560G | Water | Natural Gas | Power | FALSE | FALSE | 3 |  |  |  | None | Non-Condensing | Two-Stage Modulating | Cast Iron |  |  |  |  | 2275000 | 1941000 |  |  |  |  | 85.3 | 80 | [5 empty] | Federally-Regulated Commercial & Industrial Equipment | 2015-12-16
Waterfurnace International, Inc. | VIESSMANN | VD2-560G | Water | LPG | Power | FALSE | FALSE | 3 |  |  |  | None | Non-Condensing | Two-Stage Modulating | Cast Iron |  |  |  |  | 2275000 | 1941000 |  |  |  |  | 85.3 | 80 | [5 empty] | Federally-Regulated Commercial & Industrial Equipment | 2015-12-16
Waterfurnace International, Inc. | VIESSMANN | VD2-630G | Water | Natural Gas | Power | FALSE | FALSE | 3 |  |  |  | None | Non-Condensing | Two-Stage Modulating | Cast Iron |  |  |  |  | 2559000 | 2183000 |  |  | 85.1 | 82 | [7 empty] | Federally-Regulated Commercial & Industrial Equipment | 2015-12-16
Waterfurnace International, Inc. | VIESSMANN | VD2-630G | Water | LPG | Power | FALSE | FALSE | 3 |  |  |  | None | Non-Condensing | Two-Stage Modulating | Cast Iron |  |  |  |  | 2559000 | 2183000 |  |  | 85.1 | 82 | [7 empty] | Federally-Regulated Commercial & Industrial Equipment | 2015-12-16
Waterfurnace International, Inc. | VIESSMANN | VD2-700G | Water | Natural Gas | Power | FALSE | FALSE | 3 |  |  |  | None | Non-Condensing | Two-Stage Modulating | Cast Iron |  |  |  |  | 2843000 | 2425000 |  |  | 85.1 | 82 | [7 empty] | Federally-Regulated Commercial & Industrial Equipment | 2015-12-16
Waterfurnace International, Inc. | VIESSMANN | VD2-700G | Water | LPG | Power | FALSE | FALSE | 3 |  |  |  | None | Non-Condensing | Two-Stage Modulating | Cast Iron |  |  |  |  | 2843000 | 2425000 |  |  | 85.1 | 82 | [7 empty] | Federally-Regulated Commercial & Industrial Equipment | 2015-12-16
Waterfurnace International, Inc. | VIESSMANN | VD2-780G | Water | Natural Gas | Power | FALSE | FALSE | 3 |  |  |  | None | Non-Condensing | Two-Stage Modulating | Cast Iron |  |  |  |  | 3168000 | 2699000 |  |  | 85 | 82 | [7 empty] | Federally-Regulated Commercial & Industrial Equipment | 2015-12-16
Waterfurnace International, Inc. | VIESSMANN | VD2-780G | Water | LPG | Power | FALSE | FALSE | 3 |  |  |  | None | Non-Condensing | Two-Stage Modulating | Cast Iron |  |  |  |  | 3168000 | 2699000 |  |  | 85 | 82 | [7 empty] | Federally-Regulated Commercial & Industrial Equipment | 2015-12-16
Waterfurnace International, Inc. | VIESSMANN | VD2-860G | Water | Natural Gas | Power | FALSE | FALSE | 3 |  |  |  | None | Non-Condensing | Two-Stage Modulating | Cast Iron |  |  |  |  | 3493000 | 2976000 |  |  | 84.9 | 82 | [7 empty] | Federally-Regulated Commercial & Industrial Equipment | 2015-12-16
Waterfurnace International, Inc. | VIESSMANN | VD2-860G | Water | LPG | Power | FALSE | FALSE | 3 |  |  |  | None | Non-Condensing | Two-Stage Modulating | Cast Iron |  |  |  |  | 3493000 | 2976000 |  |  | 84.9 | 82 | [7 empty] | Federally-Regulated Commercial & Industrial Equipment | 2015-12-16
Waterfurnace International, Inc. | VIESSMANN | VD2-950G | Water | Natural Gas | Power | FALSE | FALSE | 3 |  |  |  | None | Non-Condensing | Two-Stage Modulating | Cast Iron |  |  |  |  | 3680000 | 3135000 |  |  | 84.8 | 82 | [7 empty] | Federally-Regulated Commercial & Industrial Equipment | 2015-12-16
Waterfurnace International, Inc. | VIESSMANN | VD2-950G | Water | LPG | Power | FALSE | FALSE | 3 |  |  |  | None | Non-Condensing | Two-Stage Modulating | Cast Iron |  |  |  |  | 3680000 | 3135000 |  |  | 84.8 | 82 | [7 empty] | Federally-Regulated Commercial & Industrial Equipment | 2015-12-16
Waterfurnace International, Inc. | VIESSMANN | VD2A-125G | Water | Natural Gas | Power | FALSE | FALSE | 3 |  |  |  | None | Non-Condensing | Two-Stage Modulating | Cast Iron |  |  |  |  | 508000 | 433000 |  |  |  |  | 85.2 | 80 | [5 empty] | Federally-Regulated Commercial & Industrial Equipment | 2015-12-16
Waterfurnace International, Inc. | VIESSMANN | VD2A-125G | Water | LPG | Power | FALSE | FALSE | 3 |  |  |  | None | Non-Condensing | Two-Stage Modulating | Cast Iron |  |  |  |  | 508000 | 433000 |  |  |  |  | 85.2 | 80 | [5 empty] | Federally-Regulated Commercial & Industrial Equipment | 2015-12-16
Waterfurnace International, Inc. | VIESSMANN | VD2A-160G | Water | Natural Gas | Power | FALSE | FALSE | 3 |  |  |  | None | Non-Condensing | Two-Stage Modulating | Cast Iron |  |  |  |  | 650000 | 553000 |  |  |  |  | 85.1 | 80 | [5 empty] | Federally-Regulated Commercial & Industrial Equipment | 2015-12-16
Waterfurnace International, Inc. | VIESSMANN | VD2A-160G | Water | LPG | Power | FALSE | FALSE | 3 |  |  |  | None | Non-Condensing | Two-Stage Modulating | Cast Iron |  |  |  |  | 650000 | 553000 |  |  |  |  | 85.1 | 80 | [5 empty] | Federally-Regulated Commercial & Industrial Equipment | 2015-12-16
Waterfurnace International, Inc. | VIESSMANN | VD2A-195G | Water | Natural Gas | Power | FALSE | FALSE | 3 |  |  |  | None | Non-Condensing | Two-Stage Modulating | Cast Iron |  |  |  |  | 792000 | 672000 |  |  |  |  | 84.8 | 80 | [5 empty] | Federally-Regulated Commercial & Industrial Equipment | 2015-12-16
Waterfurnace International, Inc. | VIESSMANN | VD2A-195G | Water | LPG | Power | FALSE | FALSE | 3 |  |  |  | None | Non-Condensing | Two-Stage Modulating | Cast Iron |  |  |  |  | 792000 | 672000 |  |  |  |  | 84.8 | 80 | [5 empty] | Federally-Regulated Commercial & Industrial Equipment | 2015-12-16
Waterfurnace International, Inc. | VIESSMANN | VD2A-230G | Water | Natural Gas | Power | FALSE | FALSE | 3 |  |  |  | None | Non-Condensing | Two-Stage Modulating | Cast Iron |  |  |  |  | 934000 | 792000 |  |  |  |  | 84.8 | 80 | [5 empty] | Federally-Regulated Commercial & Industrial Equipment | 2015-12-16
Waterfurnace International, Inc. | VIESSMANN | VD2A-230G | Water | LPG | Power | FALSE | FALSE | 3 |  |  |  | None | Non-Condensing | Two-Stage Modulating | Cast Iron |  |  |  |  | 934000 | 792000 |  |  |  |  | 84.8 | 80 | [5 empty] | Federally-Regulated Commercial & Industrial Equipment | 2015-12-16
Waterfurnace International, Inc. | VIESSMANN | CM2-400 | Water | Natural Gas | Power | FALSE | FALSE | 1 |  |  |  | None | Condensing | Step Modulating | Other |  |  |  |  | 1445000 | 1372000 |  |  |  |  | 95 | 80 | [5 empty] | Federally-Regulated Commercial & Industrial Equipment | 2015-12-16
Waterfurnace International, Inc. | VIESSMANN | CM2-400 | Water | LPG | Power | FALSE | FALSE | 1 |  |  |  | None | Condensing | Step Modulating | Other |  |  |  |  | 1445000 | 1372000 |  |  |  |  | 95 | 80 | [5 empty] | Federally-Regulated Commercial & Industrial Equipment | 2015-12-16
Waterfurnace International, Inc. | VIESSMANN | B2HA-112 | Water | Natural Gas | Power | FALSE | FALSE | 1 |  |  |  | None | Condensing | Step Modulating | Other |  |  |  |  | 399000 | 371000 |  |  |  |  | 93 | 80 | [5 empty] | Federally-Regulated Commercial & Industrial Equipment | 2015-12-16
Waterfurnace International, Inc. | VIESSMANN | B2HA-112 | Water | LPG | Power | FALSE | FALSE | 1 |  |  |  | None | Condensing | Step Modulating | Other |  |  |  |  | 399000 | 371000 |  |  |  |  | 93 | 80 | [5 empty] | Federally-Regulated Commercial & Industrial Equipment | 2015-12-16
Waterfurnace International, Inc. | VIESSMANN | CM2-500 | Water | Natural Gas | Power | FALSE | FALSE | 1 |  |  |  | None | Condensing | Step Modulating | Other |  |  |  |  | 1800000 | 1710000 |  |  |  |  | 95 | 80 | [5 empty] | Federally-Regulated Commercial & Industrial Equipment | 2015-12-16
Waterfurnace International, Inc. | VIESSMANN | CM2-500 | Water | LPG | Power | FALSE | FALSE | 1 |  |  |  | None | Condensing | Step Modulating | Other |  |  |  |  | 1800000 | 1710000 |  |  |  |  | 95 | 80 | [5 empty] | Federally-Regulated Commercial & Industrial Equipment | 2015-12-16
Waterfurnace International, Inc. | VIESSMANN | CM2-620 | Water | Natural Gas | Power | FALSE | FALSE | 1 |  |  |  | None | Condensing | Step Modulating | Other |  |  |  |  | 2245000 | 2132000 |  |  |  |  | 95 | 80 | [5 empty] | Federally-Regulated Commercial & Industrial Equipment | 2015-12-16
Waterfurnace International, Inc. | VIESSMANN | CM2-620 | Water | LPG | Power | FALSE | FALSE | 1 |  |  |  | None | Condensing | Step Modulating | Other |  |  |  |  | 2245000 | 2132000 |  |  |  |  | 95 | 80 | [5 empty] | Federally-Regulated Commercial & Industrial Equipment | 2015-12-16
Waterfurnace International, Inc. | VIESSMANN | B2HA-100 | Water | Natural Gas | Power | FALSE | FALSE | 1 |  |  |  | None | Condensing | Step Modulating | Other |  |  |  |  | 352000 | 329000 |  |  |  |  | 93.5 | 80 | [5 empty] | Federally-Regulated Commercial & Industrial Equipment | 2015-12-16
Waterfurnace International, Inc. | VIESSMANN | B2HA-100 | Water | LPG | Power | FALSE | FALSE | 1 |  |  |  | None | Condensing | Step Modulating | Other |  |  |  |  | 352000 | 329000 |  |  |  |  | 93.5 | 80 | [5 empty] | Federally-Regulated Commercial & Industrial Equipment | 2015-12-16
Waterfurnace International, Inc. | VIESSMANN | B2HA-150 | Water | Natural Gas | Power | FALSE | FALSE | 1 |  |  |  | None | Condensing | Step Modulating | Other |  |  |  |  | 530000 | 490000 |  |  |  |  | 92.5 | 80 | [5 empty] | Federally-Regulated Commercial & Industrial Equipment | 2015-12-16
Waterfurnace International, Inc. | VIESSMANN | B2HA-150 | Water | LPG | Power | FALSE | FALSE | 1 |  |  |  | None | Condensing | Step Modulating | Other |  |  |  |  | 530000 | 490000 |  |  |  |  | 92.5 | 80 | [5 empty] | Federally-Regulated Commercial & Industrial Equipment | 2015-12-16
Waterfurnace International, Inc. | VIESSMANN | B2HA-88 | Water | Natural Gas | Power | FALSE | FALSE | 1 |  |  |  | Electro-Mechanical Inlet Dampe | Condensing | Step Modulating | Other |  |  |  |  | 311000 | 292000 |  |  |  |  | 94 | 80 | [5 empty] | Federally-Regulated Commercial & Industrial Equipment | 2015-12-16
Waterfurnace International, Inc. | VIESSMANN | B2HA-88 | Water | LPG | Power | FALSE | FALSE | 1 |  |  |  | Electro-Mechanical Inlet Dampe | Condensing | Step Modulating | Other |  |  |  |  | 311000 | 292000 |  |  |  |  | 94 | 80 | [5 empty] | Federally-Regulated Commercial & Industrial Equipment | 2015-12-16
Waterfurnace International, Inc. | VIESSMANN | B2HA-19 | Water | Natural Gas | Power | FALSE | FALSE | 1 | TRUE |  |  | Electro-Mechanical Inlet Dampe | Condensing | Step Modulating | Other |  |  |  |  | 67000 | 62000 | [9 empty] | 93.3 | 80 | Federally-Regulated Consumer Product | 2015-12-16
Waterfurnace International, Inc. | VIESSMANN | B2HA-19 | Water | LPG | Power | FALSE | FALSE | 1 | TRUE |  |  | Electro-Mechanical Inlet Dampe | Condensing | Step Modulating | Other |  |  |  |  | 67000 | 62000 | [9 empty] | 93.3 | 80 | Federally-Regulated Consumer Product | 2015-12-16
Waterfurnace International, Inc. | VIESSMANN | B2HA-28 | Water | Natural Gas | Power | FALSE | FALSE | 1 | TRUE |  |  | Electro-Mechanical Inlet Dampe | Condensing | Step Modulating | Other |  |  |  |  | 100000 | 93000 | [9 empty] | 93.3 | 80 | Federally-Regulated Consumer Product | 2015-12-16
Waterfurnace International, Inc. | VIESSMANN | B2HA-28 | Water | LPG | Power | FALSE | FALSE | 1 | TRUE |  |  | Electro-Mechanical Inlet Dampe | Condensing | Step Modulating | Other |  |  |  |  | 100000 | 93000 | [9 empty] | 93.3 | 80 | Federally-Regulated Consumer Product | 2015-12-16
Waterfurnace International, Inc. | VIESSMANN | B2HA-35 | Water | Natural Gas | Power | FALSE | FALSE | 1 | TRUE |  |  | Electro-Mechanical Inlet Dampe | Condensing | Step Modulating | Other |  |  |  |  | 125000 | 116000 | [9 empty] | 93.3 | 80 | Federally-Regulated Consumer Product | 2015-12-16
Waterfurnace International, Inc. | VIESSMANN | B2HA-35 | Water | LPG | Power | FALSE | FALSE | 1 | TRUE |  |  | Electro-Mechanical Inlet Dampe | Condensing | Step Modulating | Other |  |  |  |  | 125000 | 116000 | [9 empty] | 93.3 | 80 | Federally-Regulated Consumer Product | 2015-12-16
Waterfurnace International, Inc. | VIESSMANN | B2HA-45 | Water | Natural Gas | Power | FALSE | FALSE | 1 | TRUE |  |  | Electro-Mechanical Inlet Dampe | Condensing | Step Modulating | Other |  |  |  |  | 160000 | 147000 | [9 empty] | 92 | 80 | Federally-Regulated Consumer Product | 2015-12-16
Waterfurnace International, Inc. | VIESSMANN | B2HA-45 | Water | LPG | Power | FALSE | FALSE | 1 | TRUE |  |  | Electro-Mechanical Inlet Dampe | Condensing | Step Modulating | Other |  |  |  |  | 160000 | 147000 | [9 empty] | 92 | 80 | Federally-Regulated Consumer Product | 2015-12-16
Waterfurnace International, Inc. | VIESSMANN | B2HA-60 | Water | Natural Gas | Power | FALSE | FALSE | 1 | TRUE |  |  | Electro-Mechanical Inlet Dampe | Condensing | Step Modulating | Other |  |  |  |  | 212000 | 195000 | [9 empty] | 92 | 80 | Federally-Regulated Consumer Product | 2015-12-16
Waterfurnace International, Inc. | VIESSMANN | B2HA-60 | Water | LPG | Power | FALSE | FALSE | 1 | TRUE |  |  | Electro-Mechanical Inlet Dampe | Condensing | Step Modulating | Other |  |  |  |  | 212000 | 195000 | [9 empty] | 92 | 80 | Federally-Regulated Consumer Product | 2015-12-16
Waterfurnace International, Inc. | VIESSMANN | B2HA-80 | Water | Natural Gas | Power | FALSE | FALSE | 1 | TRUE |  |  | Electro-Mechanical Inlet Dampe | Condensing | Step Modulating | Other |  |  |  |  | 285000 | 262000 | [9 empty] | 92 | 80 | Federally-Regulated Consumer Product | 2015-12-16
Waterfurnace International, Inc. | VIESSMANN | B2HA-80 | Water | LPG | Power | FALSE | FALSE | 1 | TRUE |  |  | Electro-Mechanical Inlet Dampe | Condensing | Step Modulating | Other |  |  |  |  | 285000 | 262000 | [9 empty] | 92 | 80 | Federally-Regulated Consumer Product | 2015-12-16
Waterfurnace International, Inc. | VIESSMANN | B2HB-19 | Water | Natural Gas | Power | FALSE | FALSE | 1 | TRUE |  |  | Electro-Mechanical Inlet Dampe | Condensing | Step Modulating | Other |  |  |  |  | 68000 | 64000 | [9 empty] | 95 | 80 | Federally-Regulated Consumer Product | 2015-12-16
Waterfurnace International, Inc. | VIESSMANN | B2HB-19 | Water | LPG | Power | FALSE | FALSE | 1 | TRUE |  |  | Electro-Mechanical Inlet Dampe | Condensing | Step Modulating | Other |  |  |  |  | 68000 | 64000 | [9 empty] | 95 | 80 | Federally-Regulated Consumer Product | 2015-12-16
Waterfurnace International, Inc. | VIESSMANN | B2HB-26 | Water | Natural Gas | Power | FALSE | FALSE | 1 | TRUE |  |  | Electro-Mechanical Inlet Dampe | Condensing | Step Modulating | Other |  |  |  |  | 94000 | 88000 | [9 empty] | 95 | 80 | Federally-Regulated Consumer Product | 2015-12-16
Waterfurnace International, Inc. | VIESSMANN | B2HB-26 | Water | LPG | Power | FALSE | FALSE | 1 | TRUE |  |  | Electro-Mechanical Inlet Dampe | Condensing | Step Modulating | Other |  |  |  |  | 94000 | 88000 | [9 empty] | 95 | 80 | Federally-Regulated Consumer Product | 2015-12-16
Waterfurnace International, Inc. | VIESSMANN | B2HB-35 | Water | Natural Gas | Power | FALSE | FALSE | 1 | TRUE |  |  | Electro-Mechanical Inlet Dampe | Condensing | Step Modulating | Other |  |  |  |  | 125000 | 117000 | [9 empty] | 95 | 80 | Federally-Regulated Consumer Product | 2015-12-16
Waterfurnace International, Inc. | VIESSMANN | B2HB-35 | Water | LPG | Power | FALSE | FALSE | 1 | TRUE |  |  | Electro-Mechanical Inlet Dampe | Condensing | Step Modulating | Other |  |  |  |  | 125000 | 117000 | [9 empty] | 95 | 80 | Federally-Regulated Consumer Product | 2015-12-16
Waterfurnace International, Inc. | VIESSMANN | CU3A-26 | Water | Natural Gas | Power | FALSE | FALSE | 1 | TRUE |  |  | None | Condensing | Step Modulating | Other |  |  |  |  | 94000 | 87000 | [9 empty] | 95 | 80 | Federally-Regulated Consumer Product | 2015-12-16
Waterfurnace International, Inc. | VIESSMANN | CU3A-26 | Water | LPG | Power | FALSE | FALSE | 1 | TRUE |  |  | None | Condensing | Step Modulating | Other |  |  |  |  | 94000 | 87000 | [9 empty] | 95 | 80 | Federally-Regulated Consumer Product | 2015-12-16
Waterfurnace International, Inc. | VIESSMANN | CU3A-35 | Water | Natural Gas | Power | FALSE | FALSE | 1 | TRUE |  |  | None | Condensing | Step Modulating | Other |  |  |  |  | 125000 | 116000 | [9 empty] | 95 | 80 | Federally-Regulated Consumer Product | 2015-12-16
Waterfurnace International, Inc. | VIESSMANN | CU3A-35 | Water | LPG | Power | FALSE | FALSE | 1 | TRUE |  |  | None | Condensing | Step Modulating | Other |  |  |  |  | 125000 | 116000 | [9 empty] | 95 | 80 | Federally-Regulated Consumer Product | 2015-12-16
Waterfurnace International, Inc. | VIESSMANN | CU3A-57 | Water | Natural Gas | Power | FALSE | FALSE | 1 | TRUE |  |  | None | Condensing | Step Modulating | Other |  |  |  |  | 199000 | 185000 | [9 empty] | 95 | 80 | Federally-Regulated Consumer Product | 2015-12-16
Waterfurnace International, Inc. | VIESSMANN | CU3A-57 | Water | LPG | Power | FALSE | FALSE | 1 | TRUE |  |  | None | Condensing | Step Modulating | Other |  |  |  |  | 199000 | 185000 | [9 empty] | 95 | 80 | Federally-Regulated Consumer Product | 2015-12-16
Waterfurnace International, Inc. | VIESSMANN | CU3A-45 | Water | Natural Gas | Power | FALSE | FALSE | 1 | TRUE |  |  | None | Condensing | Step Modulating | Other |  |  |  |  | 160000 | 149000 | [9 empty] | 95 | 80 | Federally-Regulated Consumer Product | 2015-12-16
Waterfurnace International, Inc. | VIESSMANN | CU3A-45 | Water | LPG | Power | FALSE | FALSE | 1 | TRUE |  |  | None | Condensing | Step Modulating | Other |  |  |  |  | 160000 | 149000 | [9 empty] | 95 | 80 | Federally-Regulated Consumer Product | 2015-12-16
Waterfurnace International, Inc. | VIESSMANN | B2HB-45 | Water | Natural Gas | Power | FALSE | FALSE | 1 | TRUE |  |  | Electro-Mechanical Inlet Dampe | Condensing | Step Modulating | Other |  |  |  |  | 160000 | 149000 | [9 empty] | 95 | 80 | Federally-Regulated Consumer Product | 2015-12-16
Waterfurnace International, Inc. | VIESSMANN | B2HB-45 | Water | LPG | Power | FALSE | FALSE | 1 | TRUE |  |  | Electro-Mechanical Inlet Dampe | Condensing | Step Modulating | Other |  |  |  |  | 160000 | 149000 | [9 empty] | 95 | 80 | Federally-Regulated Consumer Product | 2015-12-16
Waterfurnace International, Inc. | VIESSMANN | B2HB-57 | Water | Natural Gas | Power | FALSE | FALSE | 1 | TRUE |  |  | Electro-Mechanical Inlet Dampe | Condensing | Step Modulating | Other |  |  |  |  | 199000 | 185000 | [9 empty] | 95 | 80 | Federally-Regulated Consumer Product | 2015-12-16
Waterfurnace International, Inc. | VIESSMANN | B2HB-57 | Water | LPG | Power | FALSE | FALSE | 1 | TRUE |  |  | Electro-Mechanical Inlet Dampe | Condensing | Step Modulating | Other |  |  |  |  | 199000 | 185000 | [9 empty] | 95 | 80 | Federally-Regulated Consumer Product | 2015-12-16
Weil-McLain | Weil-McLain | 488R-W | Water | Natural Gas | Power | FALSE | FALSE | 1 |  |  |  | None | Non-Condensing | Single-Stage | Cast Iron |  |  |  |  | 996000 | 833000 |  |  |  |  | 83.6 | 80 | [5 empty] | Federally-Regulated Commercial & Industrial Equipment | 2015-12-16
Weil-McLain | Weil-McLain | 1188-W | Water | Natural Gas | Power | FALSE | FALSE | 1 |  |  |  | None | Non-Condensing | Single-Stage | Cast Iron |  |  |  |  | 3428000 | 2873000 |  |  | 84.4 | 82 | [7 empty] | Federally-Regulated Commercial & Industrial Equipment | 2015-12-16
Weil-McLain | Weil-McLain | 1588-W | Water | Natural Gas | Power | FALSE | FALSE | 1 |  |  |  | None | Non-Condensing | Single-Stage | Cast Iron |  |  |  |  | 4809000 | 4035000 |  |  | 84.2 | 82 | [7 empty] | Federally-Regulated Commercial & Industrial Equipment | 2015-12-16
Weil-McLain | Weil-McLain | 1688R-W | Water | Natural Gas | Power | FALSE | FALSE | 1 |  |  |  | None | Non-Condensing | Single-Stage | Cast Iron |  |  |  |  | 4979000 | 4182000 |  |  | 84.2 | 82 | [7 empty] | Federally-Regulated Commercial & Industrial Equipment | 2015-12-16
Weil-McLain | Weil-McLain | 1688-W | Water | Natural Gas | Power | FALSE | FALSE | 1 |  |  |  | None | Non-Condensing | Single-Stage | Cast Iron |  |  |  |  | 5155000 | 4330000 |  |  | 84.2 | 82 | [7 empty] | Federally-Regulated Commercial & Industrial Equipment | 2015-12-16
Weil-McLain | Weil-McLain | 1888-W | Water | Natural Gas | Power | FALSE | FALSE | 1 |  |  |  | None | Non-Condensing | Single-Stage | Cast Iron |  |  |  |  | 5845000 | 4910000 |  |  | 84.1 | 82 | [7 empty] | Federally-Regulated Commercial & Industrial Equipment | 2015-12-16
Weil-McLain | Weil-McLain | EGH-115-S | Steam | Natural Gas | Injection Type | FALSE | FALSE | 1 |  | TRUE |  | Electro-Mechanical Flue Damper | Non-Condensing | Single-Stage | Cast Iron |  |  |  |  | 450000 | 347000 |  |  |  |  | 77.1 | 77 | [5 empty] | Federally-Regulated Commercial & Industrial Equipment | 2015-12-16
Weil-McLain | Weil-McLain | EGH-115-S | Steam | LPG | Injection Type | FALSE | FALSE | 1 |  | TRUE |  | Electro-Mechanical Flue Damper | Non-Condensing | Single-Stage | Cast Iron |  |  |  |  | 450000 | 347000 |  |  |  |  | 77.1 | 77 | [5 empty] | Federally-Regulated Commercial & Industrial Equipment | 2015-12-16
Weil-McLain | Weil-McLain | 488-W | Water | Natural Gas | Power | FALSE | FALSE | 1 |  |  |  | None | Non-Condensing | Single-Stage | Cast Iron |  |  |  |  | 1010000 | 844000 |  |  |  |  | 83.6 | 80 | [5 empty] | Federally-Regulated Commercial & Industrial Equipment | 2015-12-16
Weil-McLain | Weil-McLain | 688-W | Water | Natural Gas | Power | FALSE | FALSE | 1 |  |  |  | None | Non-Condensing | Single-Stage | Cast Iron |  |  |  |  | 1701000 | 1424000 |  |  |  |  | 83.7 | 80 | [5 empty] | Federally-Regulated Commercial & Industrial Equipment | 2015-12-16
Weil-McLain | Weil-McLain | ULTRA 550 | Water | Natural Gas | Induced Draft | FALSE | FALSE | 1 |  |  |  | None | Condensing | Step Modulating | Other |  |  |  |  | 550000 | 516000 |  |  |  |  | 93.9 | 80 | [5 empty] | Federally-Regulated Commercial & Industrial Equipment | 2015-12-16
Weil-McLain | Weil-McLain | ULTRA 550 | Water | LPG | Induced Draft | FALSE | FALSE | 1 |  |  |  | None | Condensing | Step Modulating | Other |  |  |  |  | 550000 | 516000 |  |  |  |  | 93.9 | 80 | [5 empty] | Federally-Regulated Commercial & Industrial Equipment | 2015-12-16
Weil-McLain | Weil-McLain | ULTRA 310 | Water | Natural Gas | Induced Draft | FALSE | FALSE | 1 |  |  |  | None | Condensing | Step Modulating | Other | Single-Speed |  |  |  | 310000 | 288000 |  |  |  |  | 92.9 | 80 | [5 empty] | Federally-Regulated Commercial & Industrial Equipment | 2015-12-16
Weil-McLain | Weil-McLain | ULTRA 310 | Water | LPG | Induced Draft | FALSE | FALSE | 1 |  |  |  | None | Condensing | Step Modulating | Other | Single-Speed |  |  |  | 310000 | 288000 |  |  |  |  | 92.9 | 80 | [5 empty] | Federally-Regulated Commercial & Industrial Equipment | 2015-12-16
Weil-McLain | Weil-McLain | ULTRA 399 | Water | Natural Gas | Induced Draft | FALSE | FALSE | 1 |  |  |  | None | Condensing | Step Modulating | Other | Single-Speed |  |  |  | 399000 | 364000 |  |  |  |  | 91.3 | 80 | [5 empty] | Federally-Regulated Commercial & Industrial Equipment | 2015-12-16
Weil-McLain | Weil-McLain | ULTRA 399 | Water | LPG | Induced Draft | FALSE | FALSE | 1 |  |  |  | None | Condensing | Step Modulating | Other | Single-Speed |  |  |  | 399000 | 364000 |  |  |  |  | 91.3 | 80 | [5 empty] | Federally-Regulated Commercial & Industrial Equipment | 2015-12-16
Weil-McLain | Weil-McLain | EGH-85-S | Steam | Natural Gas | Injection Type | FALSE | FALSE | 1 |  | TRUE |  | Electro-Mechanical Flue Damper | Non-Condensing | Single-Stage | Cast Iron |  |  |  |  | 315000 | 243000 |  |  |  |  | 77.2 | 77 | [5 empty] | Federally-Regulated Commercial & Industrial Equipment | 2015-12-16
Weil-McLain | Weil-McLain | EGH-85-S | Steam | LPG | Injection Type | FALSE | FALSE | 1 |  | TRUE |  | Electro-Mechanical Flue Damper | Non-Condensing | Single-Stage | Cast Iron |  |  |  |  | 315000 | 243000 |  |  |  |  | 77.2 | 77 | [5 empty] | Federally-Regulated Commercial & Industrial Equipment | 2015-12-16
Weil-McLain | Weil-McLain | EGH-95-S | Steam | Natural Gas | Injection Type | FALSE | FALSE | 1 |  | TRUE |  | Electro-Mechanical Flue Damper | Non-Condensing | Single-Stage | Cast Iron |  |  |  |  | 360000 | 278000 |  |  |  |  | 77.2 | 77 | [5 empty] | Federally-Regulated Commercial & Industrial Equipment | 2015-12-16
Weil-McLain | Weil-McLain | EGH-95-S | Steam | LPG | Injection Type | FALSE | FALSE | 1 |  | TRUE |  | Electro-Mechanical Flue Damper | Non-Condensing | Single-Stage | Cast Iron |  |  |  |  | 360000 | 278000 |  |  |  |  | 77.2 | 77 | [5 empty] | Federally-Regulated Commercial & Industrial Equipment | 2015-12-16
Weil-McLain | Weil-McLain | EGH-105-S | Steam | Natural Gas | Injection Type | FALSE | FALSE | 1 |  | TRUE |  | Electro-Mechanical Flue Damper | Non-Condensing | Single-Stage | Cast Iron |  |  |  |  | 405000 | 312000 |  |  |  |  | 77.1 | 77 | [5 empty] | Federally-Regulated Commercial & Industrial Equipment | 2015-12-16
Weil-McLain | Weil-McLain | EGH-105-S | Steam | LPG | Injection Type | FALSE | FALSE | 1 |  | TRUE |  | Electro-Mechanical Flue Damper | Non-Condensing | Single-Stage | Cast Iron |  |  |  |  | 405000 | 312000 |  |  |  |  | 77.1 | 77 | [5 empty] | Federally-Regulated Commercial & Industrial Equipment | 2015-12-16
Weil-McLain | Weil-McLain | EGH-125-S | Steam | Natural Gas | Injection Type | FALSE | FALSE | 1 |  | TRUE |  | Electro-Mechanical Flue Damper | Non-Condensing | Single-Stage | Cast Iron |  |  |  |  | 495000 | 382000 |  |  |  |  | 77.1 | 77 | [5 empty] | Federally-Regulated Commercial & Industrial Equipment | 2015-12-16
Weil-McLain | Weil-McLain | EGH-125-S | Steam | LPG | Injection Type | FALSE | FALSE | 1 |  | TRUE |  | Electro-Mechanical Flue Damper | Non-Condensing | Single-Stage | Cast Iron |  |  |  |  | 495000 | 382000 |  |  |  |  | 77.1 | 77 | [5 empty] | Federally-Regulated Commercial & Industrial Equipment | 2015-12-16
Weil-McLain | Weil-McLain | SF1000 | Water | Natural Gas | Induced Draft | FALSE | FALSE | 1 |  |  |  | None | Condensing | Step Modulating | Other |  |  |  |  | 1000000 | 958000 |  |  |  |  | 95.8 | 80 | [5 empty] | Federally-Regulated Commercial & Industrial Equipment | 2015-12-16
Weil-McLain | Weil-McLain | SF2000 | Water | Natural Gas | Induced Draft | FALSE | FALSE | 1 |  |  |  | None | Condensing | Step Modulating | Other |  |  |  |  | 2000000 | 1906000 |  |  |  |  | 95.3 | 80 | [5 empty] | Federally-Regulated Commercial & Industrial Equipment | 2015-12-16
Weil-McLain | Weil-McLain | 588-W | Water | Natural Gas | Power | FALSE | FALSE | 1 |  |  |  | None | Non-Condensing | Single-Stage | Cast Iron |  |  |  |  | 1356000 | 1135000 |  |  |  |  | 83.7 | 80 | [5 empty] | Federally-Regulated Commercial & Industrial Equipment | 2015-12-16
Weil-McLain | Weil-McLain | SF1500 | Water | Natural Gas | Induced Draft | FALSE | FALSE | 1 |  |  |  | None | Condensing | Step Modulating | Other |  |  |  |  | 1500000 | 1437000 |  |  |  |  | 95.8 | 80 | [5 empty] | Federally-Regulated Commercial & Industrial Equipment | 2015-12-16
Weil-McLain | Weil-McLain | 1088R-W | Water | Natural Gas | Power | FALSE | FALSE | 1 |  |  |  | None | Non-Condensing | Single-Stage | Cast Iron |  |  |  |  | 2887000 | 2419000 |  |  | 84.4 | 82 | [7 empty] | Federally-Regulated Commercial & Industrial Equipment | 2015-12-16
Weil-McLain | Weil-McLain | 1388-W | Water | Natural Gas | Power | FALSE | FALSE | 1 |  |  |  | None | Non-Condensing | Single-Stage | Cast Iron |  |  |  |  | 4119000 | 3456000 |  |  | 84.3 | 82 | [7 empty] | Federally-Regulated Commercial & Industrial Equipment | 2015-12-16
Weil-McLain | Weil-McLain | 788-W | Water | Natural Gas | Power | FALSE | FALSE | 1 |  |  |  | None | Non-Condensing | Single-Stage | Cast Iron |  |  |  |  | 2046000 | 1713000 |  |  |  |  | 83.7 | 80 | [5 empty] | Federally-Regulated Commercial & Industrial Equipment | 2015-12-16
Weil-McLain | Weil-McLain | 988-W | Water | Natural Gas | Power | FALSE | FALSE | 1 |  |  |  | None | Non-Condensing | Single-Stage | Cast Iron |  |  |  |  | 2737000 | 2294000 |  |  | 84.5 | 82 | [7 empty] | Federally-Regulated Commercial & Industrial Equipment | 2015-12-16
Weil-McLain | Weil-McLain | 888-W | Water | Natural Gas | Power | FALSE | FALSE | 1 |  |  |  | None | Non-Condensing | Single-Stage | Cast Iron |  |  |  |  | 2382000 | 1994000 |  |  |  |  | 83.7 | 80 | [5 empty] | Federally-Regulated Commercial & Industrial Equipment | 2015-12-16
Weil-McLain | Weil-McLain | 988R-W | Water | Natural Gas | Power | FALSE | FALSE | 1 |  |  |  | None | Non-Condensing | Single-Stage | Cast Iron |  |  |  |  | 2482000 | 2080000 |  |  |  |  | 83.8 | 80 | [5 empty] | Federally-Regulated Commercial & Industrial Equipment | 2015-12-16
Weil-McLain | Weil-McLain | 1088-W | Water | Natural Gas | Power | FALSE | FALSE | 1 |  |  |  | None | Non-Condensing | Single-Stage | Cast Iron |  |  |  |  | 3082000 | 2583000 |  |  | 84.5 | 82 | [7 empty] | Federally-Regulated Commercial & Industrial Equipment | 2015-12-16
Weil-McLain | Weil-McLain | 1288-W | Water | Natural Gas | Power | FALSE | FALSE | 1 |  |  |  | None | Non-Condensing | Single-Stage | Cast Iron |  |  |  |  | 3773000 | 3162000 |  |  | 84.4 | 82 | [7 empty] | Federally-Regulated Commercial & Industrial Equipment | 2015-12-16
Weil-McLain | Weil-McLain | 1488-W | Water | Natural Gas | Power | FALSE | FALSE | 1 |  |  |  | None | Non-Condensing | Single-Stage | Cast Iron |  |  |  |  | 4464000 | 3745000 |  |  | 84.3 | 82 | [7 empty] | Federally-Regulated Commercial & Industrial Equipment | 2015-12-16
Weil-McLain | Weil-McLain | 1788-W | Water | Natural Gas | Power | FALSE | FALSE | 1 |  |  |  | None | Non-Condensing | Single-Stage | Cast Iron |  |  |  |  | 5494000 | 4615000 |  |  | 84.1 | 82 | [7 empty] | Federally-Regulated Commercial & Industrial Equipment | 2015-12-16
Weil-McLain | Weil-McLain | 788R-W | Water | Natural Gas | Power | FALSE | FALSE | 1 |  |  |  | None | Non-Condensing | Single-Stage | Cast Iron |  |  |  |  | 1999000 | 1673000 |  |  |  |  | 83.7 | 80 | [5 empty] | Federally-Regulated Commercial & Industrial Equipment | 2015-12-16
Weil-McLain | Weil-McLain | EVG 300 | Water | Natural Gas | Induced Draft | FALSE | FALSE | 1 |  |  |  | None | Condensing | Step Modulating | Other | Single-Speed |  |  |  | 300000 | 287000 |  |  |  |  | 95.5 | 80 | [5 empty] | Federally-Regulated Commercial & Industrial Equipment | 2015-12-16
Weil-McLain | Weil-McLain | EVG 300 | Water | LPG | Induced Draft | FALSE | FALSE | 1 |  |  |  | None | Condensing | Step Modulating | Other | Single-Speed |  |  |  | 300000 | 287000 |  |  |  |  | 95.5 | 80 | [5 empty] | Federally-Regulated Commercial & Industrial Equipment | 2015-12-16
Weil-McLain | Weil-McLain | EVG 399 | Water | Natural Gas | Induced Draft | FALSE | FALSE | 1 |  |  |  | None | Condensing | Step Modulating | Other | Single-Speed |  |  |  | 399000 | 383000 |  |  |  |  | 96 | 80 | [5 empty] | Federally-Regulated Commercial & Industrial Equipment | 2015-12-16
Weil-McLain | Weil-McLain | EVG 399 | Water | LPG | Induced Draft | FALSE | FALSE | 1 |  |  |  | None | Condensing | Step Modulating | Other | Single-Speed |  |  |  | 399000 | 383000 |  |  |  |  | 96 | 80 | [5 empty] | Federally-Regulated Commercial & Industrial Equipment | 2015-12-16
Weil-McLain | Weil-McLain | P-SGO-3 | Steam | Oil | Pressure | FALSE | FALSE | 1 |  | FALSE |  | None | Non-Condensing | Single-Stage | Cast Iron |  |  |  |  | 133000 | 114000 | [9 empty] | 84 | 82 | Federally-Regulated Consumer Product | 2015-12-16
Weil-McLain | Weil-McLain | WGO-2PLUS | Water | Oil | Pressure | FALSE | FALSE | 1 | TRUE |  |  | None | Non-Condensing | Single-Stage | Cast Iron |  |  |  |  | 133000 | 114000 | [9 empty] | 85 | 84 | Federally-Regulated Consumer Product | 2015-12-16
Weil-McLain | Weil-McLain | CGT-5-PIN | Water | Natural Gas | Injection Type | FALSE | FALSE | 1 | TRUE |  |  | None | Non-Condensing | Single-Stage | Cast Iron | Single-Speed |  |  |  | 133000 | 109000 | [9 empty] | 82.1 | 80 | Federally-Regulated Consumer Product | 2015-12-16
Weil-McLain | Weil-McLain | WM97+ 70-CT | Water | Natural Gas | Power | FALSE | FALSE | 1 | TRUE |  |  | None | Condensing | Step Modulating | Other | Single-Speed |  |  |  | 70000 | 65000 | [9 empty] | 95.2 | 80 | Federally-Regulated Consumer Product | 2015-12-16
Weil-McLain | Weil-McLain | WM97+ 70-CT | Water | LPG | Power | FALSE | FALSE | 1 | TRUE |  |  | None | Condensing | Step Modulating | Other | Single-Speed |  |  |  | 70000 | 65000 | [9 empty] | 95.2 | 80 | Federally-Regulated Consumer Product | 2015-12-16
Weil-McLain | Weil-McLain | WM97+ 155-CT | Water | Natural Gas | Power | FALSE | FALSE | 1 | TRUE |  |  | None | Condensing | Step Modulating | Other | Single-Speed |  |  |  | 155000 | 143000 | [9 empty] | 95.1 | 80 | Federally-Regulated Consumer Product | 2015-12-16
Weil-McLain | Weil-McLain | WM97+ 155-CT | Water | LPG | Power | FALSE | FALSE | 1 | TRUE |  |  | None | Condensing | Step Modulating | Other | Single-Speed |  |  |  | 155000 | 143000 | [9 empty] | 95.1 | 80 | Federally-Regulated Consumer Product | 2015-12-16
Weil-McLain | Weil-McLain | ULTRA 80-CT | Water | Natural Gas | Power | FALSE | FALSE | 1 | TRUE |  |  | None | Condensing | Step Modulating | Other |  |  |  |  | 80000 | 71000 | [9 empty] | 93.5 | 80 | Federally-Regulated Consumer Product | 2015-12-16
Weil-McLain | Weil-McLain | ULTRA 80-CT | Water | LPG | Power | FALSE | FALSE | 1 | TRUE |  |  | None | Condensing | Step Modulating | Other |  |  |  |  | 80000 | 71000 | [9 empty] | 93.5 | 80 | Federally-Regulated Consumer Product | 2015-12-16
Weil-McLain | Weil-McLain | ULTRA 105-CT | Water | Natural Gas | Power | FALSE | FALSE | 1 | TRUE |  |  | None | Condensing | Step Modulating | Other |  |  |  |  | 105000 | 94000 | [9 empty] | 94 | 80 | Federally-Regulated Consumer Product | 2015-12-16
Weil-McLain | Weil-McLain | ULTRA 105-CT | Water | LPG | Power | FALSE | FALSE | 1 | TRUE |  |  | None | Condensing | Step Modulating | Other |  |  |  |  | 105000 | 94000 | [9 empty] | 94 | 80 | Federally-Regulated Consumer Product | 2015-12-16
Weil-McLain | Weil-McLain | ULTRA 155-CT | Water | Natural Gas | Power | FALSE | FALSE | 1 | TRUE |  |  | None | Condensing | Step Modulating | Other |  |  |  |  | 155000 | 139000 | [9 empty] | 94 | 80 | Federally-Regulated Consumer Product | 2015-12-16
Weil-McLain | Weil-McLain | ULTRA 155-CT | Water | LPG | Power | FALSE | FALSE | 1 | TRUE |  |  | None | Condensing | Step Modulating | Other |  |  |  |  | 155000 | 139000 | [9 empty] | 94 | 80 | Federally-Regulated Consumer Product | 2015-12-16
Weil-McLain | Weil-McLain | ULTRA 230-CT | Water | Natural Gas | Power | FALSE | FALSE | 1 | TRUE |  |  | None | Condensing | Step Modulating | Other |  |  |  |  | 230000 | 207000 | [9 empty] | 94.1 | 80 | Federally-Regulated Consumer Product | 2015-12-16
Weil-McLain | Weil-McLain | ULTRA 230-CT | Water | LPG | Power | FALSE | FALSE | 1 | TRUE |  |  | None | Condensing | Step Modulating | Other |  |  |  |  | 230000 | 207000 | [9 empty] | 94.1 | 80 | Federally-Regulated Consumer Product | 2015-12-16
Weil-McLain | Weil-McLain | ULTRA 299-CT | Water | Natural Gas | Power | FALSE | FALSE | 1 | TRUE |  |  | None | Condensing | Step Modulating | Other |  |  |  |  | 299000 | 270000 | [9 empty] | 92.5 | 80 | Federally-Regulated Consumer Product | 2015-12-16
Weil-McLain | Weil-McLain | ULTRA 299-CT | Water | LPG | Power | FALSE | FALSE | 1 | TRUE |  |  | None | Condensing | Step Modulating | Other |  |  |  |  | 299000 | 270000 | [9 empty] | 92.5 | 80 | Federally-Regulated Consumer Product | 2015-12-16
Weil-McLain | Weil-McLain | WM97+ 110-CT | Water | Natural Gas | Power | FALSE | FALSE | 1 | TRUE |  |  | None | Condensing | Step Modulating | Other | Single-Speed |  |  |  | 110000 | 101000 | [9 empty] | 95 | 80 | Federally-Regulated Consumer Product | 2015-12-16
Weil-McLain | Weil-McLain | WM97+ 110-CT | Water | LPG | Power | FALSE | FALSE | 1 | TRUE |  |  | None | Condensing | Step Modulating | Other | Single-Speed |  |  |  | 110000 | 101000 | [9 empty] | 95 | 80 | Federally-Regulated Consumer Product | 2015-12-16
Weil-McLain | Weil-McLain | ECO 70 | Water | Natural Gas | Induced Draft | FALSE | FALSE | 1 | TRUE |  |  | None | Condensing | Step Modulating | Other |  |  |  |  | 70000 | 65000 | [9 empty] | 95.2 | 80 | Federally-Regulated Consumer Product | 2015-12-16
Weil-McLain | Weil-McLain | ECO 70 | Water | LPG | Induced Draft | FALSE | FALSE | 1 | TRUE |  |  | None | Condensing | Step Modulating | Other |  |  |  |  | 70000 | 65000 | [9 empty] | 95.2 | 80 | Federally-Regulated Consumer Product | 2015-12-16
Weil-McLain | Weil-McLain | ECO 110 | Water | Natural Gas | Induced Draft | FALSE | FALSE | 1 | TRUE |  |  | None | Condensing | Step Modulating | Other |  |  |  |  | 110000 | 101000 | [9 empty] | 95 | 80 | Federally-Regulated Consumer Product | 2015-12-16
Weil-McLain | Weil-McLain | ECO 110 | Water | LPG | Induced Draft | FALSE | FALSE | 1 | TRUE |  |  | None | Condensing | Step Modulating | Other |  |  |  |  | 110000 | 101000 | [9 empty] | 95 | 80 | Federally-Regulated Consumer Product | 2015-12-16
Weil-McLain | Weil-McLain | ECO 155 | Water | Natural Gas | Induced Draft | FALSE | FALSE | 1 | TRUE |  |  | None | Condensing | Step Modulating | Other |  |  |  |  | 155000 | 143000 | [9 empty] | 95.1 | 80 | Federally-Regulated Consumer Product | 2015-12-16
Weil-McLain | Weil-McLain | ECO 155 | Water | LPG | Induced Draft | FALSE | FALSE | 1 | TRUE |  |  | None | Condensing | Step Modulating | Other |  |  |  |  | 155000 | 143000 | [9 empty] | 95.1 | 80 | Federally-Regulated Consumer Product | 2015-12-16
Weil-McLain | Weil-McLain | EVG 220 | Water | Natural Gas | Induced Draft | FALSE | FALSE | 1 | TRUE |  |  | None | Condensing | Step Modulating | Other | Single-Speed |  |  |  | 220000 | 206000 | [9 empty] | 95 | 80 | Federally-Regulated Consumer Product | 2015-12-16
Weil-McLain | Weil-McLain | EVG 220 | Water | LPG | Induced Draft | FALSE | FALSE | 1 | TRUE |  |  | None | Condensing | Step Modulating | Other | Single-Speed |  |  |  | 220000 | 206000 | [9 empty] | 95 | 80 | Federally-Regulated Consumer Product | 2015-12-16
Weil-McLain | Weil-McLain | EVG 299 | Water | Natural Gas | Induced Draft | FALSE | FALSE | 1 | TRUE |  |  | None | Condensing | Step Modulating | Other | Single-Speed |  |  |  | 299000 | 280000 | [9 empty] | 95 | 80 | Federally-Regulated Consumer Product | 2015-12-16
Weil-McLain | Weil-McLain | EVG 299 | Water | LPG | Induced Draft | FALSE | FALSE | 1 | TRUE |  |  | None | Condensing | Step Modulating | Other | Single-Speed |  |  |  | 299000 | 280000 | [9 empty] | 95 | 80 | Federally-Regulated Consumer Product | 2015-12-16
Williamson-Thermoflo | Williamson-Thermoflo | FS-80-N-H | Water | Natural Gas | Induced Draft | FALSE | FALSE | 1 | TRUE |  |  | None | Condensing | Step Modulating | Other |  |  |  |  | 80000 | 73000 | [9 empty] | 92.4 | 80 | Federally-Regulated Consumer Product | 2015-12-16
Williamson-Thermoflo | Williamson-Thermoflo | FS-80-N-H | Water | LPG | Induced Draft | FALSE | FALSE | 1 | TRUE |  |  | None | Condensing | Step Modulating | Other |  |  |  |  | 80000 | 73000 | [9 empty] | 92.4 | 80 | Federally-Regulated Consumer Product | 2015-12-16
Williamson-Thermoflo | Williamson-Thermoflo | FS-120-N-H | Water | Natural Gas | Induced Draft | FALSE | FALSE | 1 | TRUE |  |  | None | Condensing | Step Modulating | Other |  |  |  |  | 120000 | 109000 | [9 empty] | 92.2 | 80 | Federally-Regulated Consumer Product | 2015-12-16
Williamson-Thermoflo | Williamson-Thermoflo | FS-120-N-H | Water | LPG | Induced Draft | FALSE | FALSE | 1 | TRUE |  |  | None | Condensing | Step Modulating | Other |  |  |  |  | 120000 | 109000 | [9 empty] | 92.2 | 80 | Federally-Regulated Consumer Product | 2015-12-16
Williamson-Thermoflo | Williamson-Thermoflo | FS-120-N-C | Water | Natural Gas | Induced Draft | FALSE | FALSE | 1 | TRUE |  |  | None | Condensing | Step Modulating | Other | Multiple-Speed |  |  |  | 120000 | 109000 | [9 empty] | 92.2 | 80 | Federally-Regulated Consumer Product | 2015-12-16
Williamson-Thermoflo | Williamson-Thermoflo | FS-120-N-C | Water | LPG | Induced Draft | FALSE | FALSE | 1 | TRUE |  |  | None | Condensing | Step Modulating | Other | Multiple-Speed |  |  |  | 120000 | 109000 | [9 empty] | 92.2 | 80 | Federally-Regulated Consumer Product | 2015-12-16
Williamson-Thermoflo | Williamson-Thermoflo | FS-80-N-C | Water | Natural Gas | Induced Draft | FALSE | FALSE | 1 | TRUE |  |  | None | Condensing | Step Modulating | Other | Multiple-Speed |  |  |  | 80000 | 73000 | [9 empty] | 92.4 | 80 | Federally-Regulated Consumer Product | 2015-12-16
Williamson-Thermoflo | Williamson-Thermoflo | FS-80-N-C | Water | LPG | Induced Draft | FALSE | FALSE | 1 | TRUE |  |  | None | Condensing | Step Modulating | Other | Multiple-Speed |  |  |  | 80000 | 73000 | [9 empty] | 92.4 | 80 | Federally-Regulated Consumer Product | 2015-12-16
New Yorker Boiler Company, Inc. | FR SERIES | FR305W | Water | Oil | Power | FALSE | FALSE | 1 |  |  |  | None | Non-Condensing | Single-Stage | Other | Single-Speed |  |  |  | 364000 | 305000 |  |  |  |  | 83.4 | 82 | [5 empty] | Federally-Regulated Commercial & Industrial Equipment | 2015-12-22
New Yorker Boiler Company, Inc. | FR SERIES | FR265W | Water | Oil | Power | FALSE | FALSE | 1 |  |  |  | None | Non-Condensing | Single-Stage | Other | Single-Speed |  |  |  | 329000 | 265000 |  |  |  |  | 82.2 | 82 | [5 empty] | Federally-Regulated Commercial & Industrial Equipment | 2015-12-22
New Yorker Boiler Company, Inc. | FR SERIES | FR350W | Water | Oil | Power | FALSE | FALSE | 1 |  |  |  | None | Non-Condensing | Single-Stage | Other | Single-Speed |  |  |  | 420000 | 350000 |  |  |  |  | 83.1 | 82 | [5 empty] | Federally-Regulated Commercial & Industrial Equipment | 2015-12-22
New Yorker Boiler Company, Inc. | New Yorker | FR400W | Water | Oil | Power | FALSE | FALSE | 1 |  |  |  | None | Non-Condensing | Single-Stage | Other |  |  |  |  | 490000 | 402000 |  |  |  |  | 82 | 82 | [5 empty] | Federally-Regulated Commercial & Industrial Equipment | 2015-12-22
New Yorker Boiler Company, Inc. | FR SERIES | FR462W | Water | Oil | Power | FALSE | FALSE | 1 |  |  |  | None | Non-Condensing | Single-Stage | Other | Single-Speed |  |  |  | 560000 | 462000 |  |  |  |  | 82.7 | 82 | [5 empty] | Federally-Regulated Commercial & Industrial Equipment | 2015-12-22
New Yorker Boiler Company, Inc. | New Yorker | AP-590UH | Water | Oil | Power | FALSE | FALSE | 1 | TRUE |  |  | None | Non-Condensing | Single-Stage | Other | Single-Speed |  |  |  | 140000 | 119000 | [9 empty] | 84 | 84 | Federally-Regulated Consumer Product | 2015-12-22
New Yorker Boiler Company, Inc. | New Yorker | AP-690UH | Water | Oil | Power | FALSE | FALSE | 1 | TRUE |  |  | None | Non-Condensing | Single-Stage | Other | Single-Speed |  |  |  | 154000 | 131000 | [9 empty] | 84 | 84 | Federally-Regulated Consumer Product | 2015-12-22
New Yorker Boiler Company, Inc. | New Yorker | AP-790UH | Water | Oil | Power | FALSE | FALSE | 1 | TRUE |  |  | None | Non-Condensing | Single-Stage | Other | Single-Speed |  |  |  | 189000 | 160000 | [9 empty] | 84 | 84 | Federally-Regulated Consumer Product | 2015-12-22
New Yorker Boiler Company, Inc. | New Yorker | FR98H | Water | Oil | Power | FALSE | FALSE | 1 | TRUE |  |  | None | Non-Condensing | Single-Stage | Other | Single-Speed |  |  |  | 119000 | 104000 | [9 empty] | 86.4 | 84 | Federally-Regulated Consumer Product | 2015-12-22
New Yorker Boiler Company, Inc. | New Yorker | FR122H | Water | Oil | Power | FALSE | FALSE | 1 | TRUE |  |  | None | Non-Condensing | Single-Stage | Other | Single-Speed |  |  |  | 154000 | 132000 | [9 empty] | 85.1 | 84 | Federally-Regulated Consumer Product | 2015-12-22
New Yorker Boiler Company, Inc. | New Yorker | FR147H | Water | Oil | Power | FALSE | FALSE | 1 | TRUE |  |  | None | Non-Condensing | Single-Stage | Other | Single-Speed |  |  |  | 175000 | 154000 | [9 empty] | 86.7 | 84 | Federally-Regulated Consumer Product | 2015-12-22
New Yorker Boiler Company, Inc. | New Yorker | FR173H | Water | Oil | Power | FALSE | FALSE | 1 | TRUE |  |  | None | Non-Condensing | Single-Stage | Other | Single-Speed |  |  |  | 210000 | 184000 | [9 empty] | 85.9 | 84 | Federally-Regulated Consumer Product | 2015-12-22
New Yorker Boiler Company, Inc. | New Yorker | FR205H | Water | Oil | Power | FALSE | FALSE | 1 | TRUE |  |  | None | Non-Condensing | Single-Stage | Other | Single-Speed |  |  |  | 245000 | 215000 | [9 empty] | 86 | 84 | Federally-Regulated Consumer Product | 2015-12-22
New Yorker Boiler Company, Inc. | New Yorker | FR232H | Water | Oil | Power | FALSE | FALSE | 1 | TRUE |  |  | None | Non-Condensing | Single-Stage | Other | Single-Speed |  |  |  | 280000 | 242000 | [9 empty] | 85.1 | 84 | Federally-Regulated Consumer Product | 2015-12-22
New Yorker Boiler Company, Inc. | New Yorker | FRHGS | Water | Oil | Power | FALSE | FALSE | 1 | TRUE |  |  | None | Non-Condensing | Single-Stage | Other | Single-Speed |  |  |  | 140000 | 122000 | [9 empty] | 86.3 | 84 | Federally-Regulated Consumer Product | 2015-12-22
New Yorker Boiler Company, Inc. | New Yorker | CGS30C | Steam | Natural Gas | Injection Type | FALSE | FALSE | 1 |  | TRUE |  | Stack Damper | Non-Condensing | Single-Stage | Cast Iron |  |  |  |  | 69000 | 56000 | [9 empty] | 81.9 | 80 | Federally-Regulated Consumer Product | 2015-12-22
New Yorker Boiler Company, Inc. | New Yorker | CGS30C | Steam | LPG | Injection Type | FALSE | FALSE | 1 |  | TRUE |  | Stack Damper | Non-Condensing | Single-Stage | Cast Iron |  |  |  |  | 69000 | 56000 | [9 empty] | 81.9 | 80 | Federally-Regulated Consumer Product | 2015-12-22
New Yorker Boiler Company, Inc. | New Yorker | CGS40C | Steam | Natural Gas | Injection Type | FALSE | FALSE | 1 |  | TRUE |  | Stack Damper | Non-Condensing | Single-Stage | Cast Iron |  |  |  |  | 103000 | 84000 | [9 empty] | 82 | 80 | Federally-Regulated Consumer Product | 2015-12-22
New Yorker Boiler Company, Inc. | New Yorker | CGS40C | Steam | LPG | Injection Type | FALSE | FALSE | 1 |  | TRUE |  | Stack Damper | Non-Condensing | Single-Stage | Cast Iron |  |  |  |  | 103000 | 84000 | [9 empty] | 82 | 80 | Federally-Regulated Consumer Product | 2015-12-22
New Yorker Boiler Company, Inc. | New Yorker | CGS50C | Steam | Natural Gas | Injection Type | FALSE | FALSE | 1 |  | TRUE |  | Stack Damper | Non-Condensing | Single-Stage | Cast Iron |  |  |  |  | 138000 | 113000 | [9 empty] | 82 | 80 | Federally-Regulated Consumer Product | 2015-12-22
New Yorker Boiler Company, Inc. | New Yorker | CGS50C | Steam | LPG | Injection Type | FALSE | FALSE | 1 |  | TRUE |  | Stack Damper | Non-Condensing | Single-Stage | Cast Iron |  |  |  |  | 138000 | 113000 | [9 empty] | 82 | 80 | Federally-Regulated Consumer Product | 2015-12-22
New Yorker Boiler Company, Inc. | New Yorker | CGS60C | Steam | Natural Gas | Injection Type | FALSE | FALSE | 1 |  | TRUE |  | Stack Damper | Non-Condensing | Single-Stage | Cast Iron |  |  |  |  | 172000 | 142000 | [9 empty] | 82.1 | 80 | Federally-Regulated Consumer Product | 2015-12-22
New Yorker Boiler Company, Inc. | New Yorker | CGS60C | Steam | LPG | Injection Type | FALSE | FALSE | 1 |  | TRUE |  | Stack Damper | Non-Condensing | Single-Stage | Cast Iron |  |  |  |  | 172000 | 142000 | [9 empty] | 82.1 | 80 | Federally-Regulated Consumer Product | 2015-12-22
New Yorker Boiler Company, Inc. | New Yorker | CGS70C | Steam | Natural Gas | Injection Type | FALSE | FALSE | 1 |  | TRUE |  | Stack Damper | Non-Condensing | Single-Stage | Cast Iron |  |  |  |  | 207000 | 171000 | [9 empty] | 82.1 | 80 | Federally-Regulated Consumer Product | 2015-12-22
New Yorker Boiler Company, Inc. | New Yorker | CGS70C | Steam | LPG | Injection Type | FALSE | FALSE | 1 |  | TRUE |  | Stack Damper | Non-Condensing | Single-Stage | Cast Iron |  |  |  |  | 207000 | 171000 | [9 empty] | 82.1 | 80 | Federally-Regulated Consumer Product | 2015-12-22
New Yorker Boiler Company, Inc. | New Yorker | CGS80C | Steam | Natural Gas | Injection Type | FALSE | FALSE | 1 |  | TRUE |  | Stack Damper | Non-Condensing | Single-Stage | Cast Iron |  |  |  |  | 241000 | 199000 | [9 empty] | 82.2 | 80 | Federally-Regulated Consumer Product | 2015-12-22
New Yorker Boiler Company, Inc. | New Yorker | CGS80C | Steam | LPG | Injection Type | FALSE | FALSE | 1 |  | TRUE |  | Stack Damper | Non-Condensing | Single-Stage | Cast Iron |  |  |  |  | 241000 | 199000 | [9 empty] | 82.2 | 80 | Federally-Regulated Consumer Product | 2015-12-22
New Yorker Boiler Company, Inc. | New Yorker | CL3-091S | Steam | Oil | Power | FALSE | FALSE | 1 |  | TRUE |  | None | Non-Condensing | Single-Stage | Cast Iron |  |  |  |  | 91000 | 78000 | [9 empty] | 84.1 | 82 | Federally-Regulated Consumer Product | 2015-12-22
New Yorker Boiler Company, Inc. | New Yorker | CL3-105S | Steam | Oil | Power | FALSE | FALSE | 1 |  | TRUE |  | None | Non-Condensing | Single-Stage | Cast Iron |  |  |  |  | 105000 | 90000 | [9 empty] | 83.8 | 82 | Federally-Regulated Consumer Product | 2015-12-22
New Yorker Boiler Company, Inc. | New Yorker | CL3-140S | Steam | Oil | Power | FALSE | FALSE | 1 |  | TRUE |  | None | Non-Condensing | Single-Stage | Cast Iron |  |  |  |  | 140000 | 119000 | [9 empty] | 82.7 | 82 | Federally-Regulated Consumer Product | 2015-12-22
New Yorker Boiler Company, Inc. | New Yorker | CL4-126S | Steam | Oil | Power | FALSE | FALSE | 1 |  | TRUE |  | None | Non-Condensing | Single-Stage | Cast Iron |  |  |  |  | 126000 | 108000 | [9 empty] | 84.1 | 82 | Federally-Regulated Consumer Product | 2015-12-22
New Yorker Boiler Company, Inc. | New Yorker | CL4-175S | Steam | Oil | Power | FALSE | FALSE | 1 |  | TRUE |  | None | Non-Condensing | Single-Stage | Cast Iron |  |  |  |  | 175000 | 149000 | [9 empty] | 83.5 | 82 | Federally-Regulated Consumer Product | 2015-12-22
New Yorker Boiler Company, Inc. | New Yorker | CL4-210S | Steam | Oil | Power | FALSE | FALSE | 1 |  | TRUE |  | None | Non-Condensing | Single-Stage | Cast Iron |  |  |  |  | 210000 | 177000 | [9 empty] | 82.6 | 82 | Federally-Regulated Consumer Product | 2015-12-22
New Yorker Boiler Company, Inc. | New Yorker | CL5-168S | Steam | Oil | Power | FALSE | FALSE | 1 |  | TRUE |  | None | Non-Condensing | Single-Stage | Cast Iron |  |  |  |  | 168000 | 144000 | [9 empty] | 83.7 | 82 | Federally-Regulated Consumer Product | 2015-12-22
New Yorker Boiler Company, Inc. | New Yorker | CL5-245S | Steam | Oil | Power | FALSE | FALSE | 1 |  | TRUE |  | None | Non-Condensing | Single-Stage | Cast Iron |  |  |  |  | 245000 | 207000 | [9 empty] | 82.5 | 82 | Federally-Regulated Consumer Product | 2015-12-22
New Yorker Boiler Company, Inc. | New Yorker | CL5-280S | Steam | Oil | Power | FALSE | FALSE | 1 |  | TRUE |  | None | Non-Condensing | Single-Stage | Cast Iron |  |  |  |  | 280000 | 235000 | [9 empty] | 82.3 | 82 | Federally-Regulated Consumer Product | 2015-12-22
New Yorker Boiler Company, Inc. | New Yorker | FR122 | Water | Oil | Power | FALSE | FALSE | 1 | TRUE |  |  | Stack Damper | Non-Condensing | Single-Stage | Other | Single-Speed |  |  |  | 154000 | 132000 | [9 empty] | 85.1 | 84 | Federally-Regulated Consumer Product | 2015-12-22
New Yorker Boiler Company, Inc. | New Yorker | FR147 | Water | Oil | Power | FALSE | FALSE | 1 | TRUE |  |  | None | Non-Condensing | Single-Stage | Other | Single-Speed |  |  |  | 175000 | 154000 | [9 empty] | 86.7 | 84 | Federally-Regulated Consumer Product | 2015-12-22
New Yorker Boiler Company, Inc. | New Yorker | FR173 | Water | Oil | Power | FALSE | FALSE | 1 | TRUE |  |  | None | Non-Condensing | Single-Stage | Other | Single-Speed |  |  |  | 210000 | 184000 | [9 empty] | 85.9 | 84 | Federally-Regulated Consumer Product | 2015-12-22
New Yorker Boiler Company, Inc. | New Yorker | FR205 | Water | Oil | Power | FALSE | FALSE | 1 | TRUE |  |  | None | Non-Condensing | Single-Stage | Other | Single-Speed |  |  |  | 245000 | 215000 | [9 empty] | 86 | 84 | Federally-Regulated Consumer Product | 2015-12-22
New Yorker Boiler Company, Inc. | New Yorker | FR232 | Water | Oil | Power | FALSE | FALSE | 1 | TRUE |  |  | None | Non-Condensing | Single-Stage | Other | Single-Speed |  |  |  | 280000 | 242000 | [9 empty] | 85.1 | 84 | Federally-Regulated Consumer Product | 2015-12-22
New Yorker Boiler Company, Inc. | New Yorker | FR98 | Water | Oil | Power | FALSE | FALSE | 1 | TRUE |  |  | None | Non-Condensing | Single-Stage | Other | Single-Speed |  |  |  | 119000 | 104000 | [9 empty] | 86.4 | 84 | Federally-Regulated Consumer Product | 2015-12-22
New Yorker Boiler Company, Inc. | New Yorker | FRHGSL | Water | Oil | Power | FALSE | FALSE | 1 | TRUE |  |  | None | Non-Condensing | Single-Stage | Other | Single-Speed |  |  |  | 112000 | 100000 | [9 empty] | 87.8 | 84 | Federally-Regulated Consumer Product | 2015-12-22
New Yorker Boiler Company, Inc. | New Yorker | FRHGSH | Water | Oil | Power | FALSE | FALSE | 1 | TRUE |  |  | None | Non-Condensing | Single-Stage | Other | Single-Speed |  |  |  | 140000 | 122000 | [9 empty] | 86.3 | 84 | Federally-Regulated Consumer Product | 2015-12-22
New Yorker Boiler Company, Inc. | New Yorker | FRHGSII | Water | Oil | Power | FALSE | FALSE | 1 | TRUE |  |  | None | Non-Condensing | Single-Stage | Other | Single-Speed |  |  |  | 182000 | 158000 | [9 empty] | 85 | 84 | Federally-Regulated Consumer Product | 2015-12-22
New Yorker Boiler Company, Inc. | New Yorker | AP-490U | Water | Oil | Pressure | FALSE | FALSE | 1 | TRUE |  |  | None | Non-Condensing | Single-Stage | Other | Single-Speed |  |  |  | 105000 | 88000 | [9 empty] | 84 | 84 | Federally-Regulated Consumer Product | 2015-12-22
New Yorker Boiler Company, Inc. | New Yorker | AP-590U | Water | Oil | Pressure | FALSE | FALSE | 1 | TRUE |  |  | None | Non-Condensing | Single-Stage | Other | Single-Speed |  |  |  | 140000 | 119000 | [9 empty] | 84 | 84 | Federally-Regulated Consumer Product | 2015-12-22
New Yorker Boiler Company, Inc. | New Yorker | AP-690U | Water | Oil | Pressure | FALSE | FALSE | 1 | TRUE |  |  | None | Non-Condensing | Single-Stage | Other | Single-Speed |  |  |  | 154000 | 131000 | [9 empty] | 84 | 84 | Federally-Regulated Consumer Product | 2015-12-22
New Yorker Boiler Company, Inc. | New Yorker | AP-790U | Water | Oil | Pressure | FALSE | FALSE | 1 | TRUE |  |  | None | Non-Condensing | Single-Stage | Other | Single-Speed |  |  |  | 189000 | 160000 | [9 empty] | 84 | 84 | Federally-Regulated Consumer Product | 2015-12-22
New Yorker Boiler Company, Inc. | New Yorker | CG20-D_I | Water | Natural Gas | Injection Type | FALSE | FALSE | 1 | TRUE |  |  | Stack Damper | Non-Condensing | Single-Stage | Cast Iron | Single-Speed |  |  |  | 37000 | 31000 | [9 empty] | 82.3 | 80 | Federally-Regulated Consumer Product | 2015-12-22
New Yorker Boiler Company, Inc. | THE COLMAR | CG20-D_I | Water | Natural Gas | Injection Type | FALSE | FALSE | 1 | TRUE |  |  | Stack Damper | Non-Condensing | Single-Stage | Cast Iron | Single-Speed |  |  |  | 37000 | 31000 | [9 empty] | 82.3 | 80 | Federally-Regulated Consumer Product | 2015-12-22
New Yorker Boiler Company, Inc. | New Yorker | CG20-D_I | Water | LPG | Injection Type | FALSE | FALSE | 1 | TRUE |  |  | Stack Damper | Non-Condensing | Single-Stage | Cast Iron | Single-Speed |  |  |  | 37000 | 31000 | [9 empty] | 82.3 | 80 | Federally-Regulated Consumer Product | 2015-12-22
New Yorker Boiler Company, Inc. | THE COLMAR | CG20-D_I | Water | LPG | Injection Type | FALSE | FALSE | 1 | TRUE |  |  | Stack Damper | Non-Condensing | Single-Stage | Cast Iron | Single-Speed |  |  |  | 37000 | 31000 | [9 empty] | 82.3 | 80 | Federally-Regulated Consumer Product | 2015-12-22
New Yorker Boiler Company, Inc. | New Yorker | CG30-D_I | Water | Natural Gas | Injection Type | FALSE | FALSE | 1 | TRUE |  |  | Stack Damper | Non-Condensing | Single-Stage | Cast Iron | Single-Speed |  |  |  | 62000 | 52000 | [9 empty] | 82.6 | 80 | Federally-Regulated Consumer Product | 2015-12-22
New Yorker Boiler Company, Inc. | THE COLMAR | CG30-D_I | Water | Natural Gas | Injection Type | FALSE | FALSE | 1 | TRUE |  |  | Stack Damper | Non-Condensing | Single-Stage | Cast Iron | Single-Speed |  |  |  | 62000 | 52000 | [9 empty] | 82.6 | 80 | Federally-Regulated Consumer Product | 2015-12-22
New Yorker Boiler Company, Inc. | New Yorker | CG30-D_I | Water | LPG | Injection Type | FALSE | FALSE | 1 | TRUE |  |  | Stack Damper | Non-Condensing | Single-Stage | Cast Iron | Single-Speed |  |  |  | 62000 | 52000 | [9 empty] | 82.6 | 80 | Federally-Regulated Consumer Product | 2015-12-22
New Yorker Boiler Company, Inc. | THE COLMAR | CG30-D_I | Water | LPG | Injection Type | FALSE | FALSE | 1 | TRUE |  |  | Stack Damper | Non-Condensing | Single-Stage | Cast Iron | Single-Speed |  |  |  | 62000 | 52000 | [9 empty] | 82.6 | 80 | Federally-Regulated Consumer Product | 2015-12-22
New Yorker Boiler Company, Inc. | New Yorker | CG40-D_I | Water | Natural Gas | Injection Type | FALSE | FALSE | 1 | TRUE |  |  | Stack Damper | Non-Condensing | Single-Stage | Cast Iron | Single-Speed |  |  |  | 96000 | 80000 | [9 empty] | 82.3 | 80 | Federally-Regulated Consumer Product | 2015-12-22
New Yorker Boiler Company, Inc. | THE COLMAR | CG40-D_I | Water | Natural Gas | Injection Type | FALSE | FALSE | 1 | TRUE |  |  | Stack Damper | Non-Condensing | Single-Stage | Cast Iron | Single-Speed |  |  |  | 96000 | 80000 | [9 empty] | 82.3 | 80 | Federally-Regulated Consumer Product | 2015-12-22
New Yorker Boiler Company, Inc. | New Yorker | CG40-D_I | Water | LPG | Injection Type | FALSE | FALSE | 1 | TRUE |  |  | Stack Damper | Non-Condensing | Single-Stage | Cast Iron | Single-Speed |  |  |  | 96000 | 80000 | [9 empty] | 82.3 | 80 | Federally-Regulated Consumer Product | 2015-12-22
New Yorker Boiler Company, Inc. | THE COLMAR | CG40-D_I | Water | LPG | Injection Type | FALSE | FALSE | 1 | TRUE |  |  | Stack Damper | Non-Condensing | Single-Stage | Cast Iron | Single-Speed |  |  |  | 96000 | 80000 | [9 empty] | 82.3 | 80 | Federally-Regulated Consumer Product | 2015-12-22
New Yorker Boiler Company, Inc. | New Yorker | CG50-D_I | Water | Natural Gas | Injection Type | FALSE | FALSE | 1 | TRUE |  |  | Stack Damper | Non-Condensing | Single-Stage | Cast Iron | Single-Speed |  |  |  | 130000 | 108000 | [9 empty] | 82 | 80 | Federally-Regulated Consumer Product | 2015-12-22
New Yorker Boiler Company, Inc. | THE COLMAR | CG50-D_I | Water | Natural Gas | Injection Type | FALSE | FALSE | 1 | TRUE |  |  | Stack Damper | Non-Condensing | Single-Stage | Cast Iron | Single-Speed |  |  |  | 130000 | 108000 | [9 empty] | 82 | 80 | Federally-Regulated Consumer Product | 2015-12-22
New Yorker Boiler Company, Inc. | New Yorker | CG50-D_I | Water | LPG | Injection Type | FALSE | FALSE | 1 | TRUE |  |  | Stack Damper | Non-Condensing | Single-Stage | Cast Iron | Single-Speed |  |  |  | 130000 | 108000 | [9 empty] | 82 | 80 | Federally-Regulated Consumer Product | 2015-12-22
New Yorker Boiler Company, Inc. | THE COLMAR | CG50-D_I | Water | LPG | Injection Type | FALSE | FALSE | 1 | TRUE |  |  | Stack Damper | Non-Condensing | Single-Stage | Cast Iron | Single-Speed |  |  |  | 130000 | 108000 | [9 empty] | 82 | 80 | Federally-Regulated Consumer Product | 2015-12-22
New Yorker Boiler Company, Inc. | New Yorker | CG60-D_I | Water | Natural Gas | Injection Type | FALSE | FALSE | 1 | TRUE |  |  | Stack Damper | Non-Condensing | Single-Stage | Cast Iron | Single-Speed |  |  |  | 164000 | 135000 | [9 empty] | 82 | 80 | Federally-Regulated Consumer Product | 2015-12-22
New Yorker Boiler Company, Inc. | THE COLMAR | CG60-D_I | Water | Natural Gas | Injection Type | FALSE | FALSE | 1 | TRUE |  |  | Stack Damper | Non-Condensing | Single-Stage | Cast Iron | Single-Speed |  |  |  | 164000 | 135000 | [9 empty] | 82 | 80 | Federally-Regulated Consumer Product | 2015-12-22
New Yorker Boiler Company, Inc. | New Yorker | CG60-D_I | Water | LPG | Injection Type | FALSE | FALSE | 1 | TRUE |  |  | Stack Damper | Non-Condensing | Single-Stage | Cast Iron | Single-Speed |  |  |  | 164000 | 135000 | [9 empty] | 82 | 80 | Federally-Regulated Consumer Product | 2015-12-22
New Yorker Boiler Company, Inc. | THE COLMAR | CG60-D_I | Water | LPG | Injection Type | FALSE | FALSE | 1 | TRUE |  |  | Stack Damper | Non-Condensing | Single-Stage | Cast Iron | Single-Speed |  |  |  | 164000 | 135000 | [9 empty] | 82 | 80 | Federally-Regulated Consumer Product | 2015-12-22
New Yorker Boiler Company, Inc. | New Yorker | CG70-D_I | Water | Natural Gas | Injection Type | FALSE | FALSE | 1 | TRUE |  |  | Stack Damper | Non-Condensing | Single-Stage | Cast Iron | Single-Speed |  |  |  | 198000 | 163000 | [9 empty] | 82 | 80 | Federally-Regulated Consumer Product | 2015-12-22
New Yorker Boiler Company, Inc. | THE COLMAR | CG70-D_I | Water | Natural Gas | Injection Type | FALSE | FALSE | 1 | TRUE |  |  | Stack Damper | Non-Condensing | Single-Stage | Cast Iron | Single-Speed |  |  |  | 198000 | 163000 | [9 empty] | 82 | 80 | Federally-Regulated Consumer Product | 2015-12-22
New Yorker Boiler Company, Inc. | New Yorker | CG70-D_I | Water | LPG | Injection Type | FALSE | FALSE | 1 | TRUE |  |  | Stack Damper | Non-Condensing | Single-Stage | Cast Iron | Single-Speed |  |  |  | 198000 | 163000 | [9 empty] | 82 | 80 | Federally-Regulated Consumer Product | 2015-12-22
New Yorker Boiler Company, Inc. | THE COLMAR | CG70-D_I | Water | LPG | Injection Type | FALSE | FALSE | 1 | TRUE |  |  | Stack Damper | Non-Condensing | Single-Stage | Cast Iron | Single-Speed |  |  |  | 198000 | 163000 | [9 empty] | 82 | 80 | Federally-Regulated Consumer Product | 2015-12-22
New Yorker Boiler Company, Inc. | New Yorker | CG80-D_I | Water | Natural Gas | Injection Type | FALSE | FALSE | 1 | TRUE |  |  | Stack Damper | Non-Condensing | Single-Stage | Cast Iron | Single-Speed |  |  |  | 232000 | 191000 | [9 empty] | 82 | 80 | Federally-Regulated Consumer Product | 2015-12-22
New Yorker Boiler Company, Inc. | THE COLMAR | CG80-D_I | Water | Natural Gas | Injection Type | FALSE | FALSE | 1 | TRUE |  |  | Stack Damper | Non-Condensing | Single-Stage | Cast Iron | Single-Speed |  |  |  | 232000 | 191000 | [9 empty] | 82 | 80 | Federally-Regulated Consumer Product | 2015-12-22
New Yorker Boiler Company, Inc. | New Yorker | CG80-D_I | Water | LPG | Injection Type | FALSE | FALSE | 1 | TRUE |  |  | Stack Damper | Non-Condensing | Single-Stage | Cast Iron | Single-Speed |  |  |  | 232000 | 191000 | [9 empty] | 82 | 80 | Federally-Regulated Consumer Product | 2015-12-22
New Yorker Boiler Company, Inc. | THE COLMAR | CG80-D_I | Water | LPG | Injection Type | FALSE | FALSE | 1 | TRUE |  |  | Stack Damper | Non-Condensing | Single-Stage | Cast Iron | Single-Speed |  |  |  | 232000 | 191000 | [9 empty] | 82 | 80 | Federally-Regulated Consumer Product | 2015-12-22
New Yorker Boiler Company, Inc. | New Yorker | CG90-D_I | Water | Natural Gas | Injection Type | FALSE | FALSE | 1 | TRUE |  |  | Stack Damper | Non-Condensing | Single-Stage | Cast Iron | Single-Speed |  |  |  | 266000 | 219000 | [9 empty] | 82 | 80 | Federally-Regulated Consumer Product | 2015-12-22
New Yorker Boiler Company, Inc. | THE COLMAR | CG90-D_I | Water | Natural Gas | Injection Type | FALSE | FALSE | 1 | TRUE |  |  | Stack Damper | Non-Condensing | Single-Stage | Cast Iron | Single-Speed |  |  |  | 266000 | 219000 | [9 empty] | 82 | 80 | Federally-Regulated Consumer Product | 2015-12-22
New Yorker Boiler Company, Inc. | New Yorker | CG90-D_I | Water | LPG | Injection Type | FALSE | FALSE | 1 | TRUE |  |  | Stack Damper | Non-Condensing | Single-Stage | Cast Iron | Single-Speed |  |  |  | 266000 | 219000 | [9 empty] | 82 | 80 | Federally-Regulated Consumer Product | 2015-12-22
New Yorker Boiler Company, Inc. | THE COLMAR | CG90-D_I | Water | LPG | Injection Type | FALSE | FALSE | 1 | TRUE |  |  | Stack Damper | Non-Condensing | Single-Stage | Cast Iron | Single-Speed |  |  |  | 266000 | 219000 | [9 empty] | 82 | 80 | Federally-Regulated Consumer Product | 2015-12-22
New Yorker Boiler Company, Inc. | New Yorker | CG100-D_I | Water | Natural Gas | Injection Type | FALSE | FALSE | 1 | TRUE |  |  | Stack Damper | Non-Condensing | Single-Stage | Cast Iron | Single-Speed |  |  |  | 299000 | 246000 | [9 empty] | 82 | 80 | Federally-Regulated Consumer Product | 2015-12-22
New Yorker Boiler Company, Inc. | THE COLMAR | CG100-D_I | Water | Natural Gas | Injection Type | FALSE | FALSE | 1 | TRUE |  |  | Stack Damper | Non-Condensing | Single-Stage | Cast Iron | Single-Speed |  |  |  | 299000 | 246000 | [9 empty] | 82 | 80 | Federally-Regulated Consumer Product | 2015-12-22
New Yorker Boiler Company, Inc. | New Yorker | CG100-D_I | Water | LPG | Injection Type | FALSE | FALSE | 1 | TRUE |  |  | Stack Damper | Non-Condensing | Single-Stage | Cast Iron | Single-Speed |  |  |  | 299000 | 246000 | [9 empty] | 82 | 80 | Federally-Regulated Consumer Product | 2015-12-22
New Yorker Boiler Company, Inc. | THE COLMAR | CG100-D_I | Water | LPG | Injection Type | FALSE | FALSE | 1 | TRUE |  |  | Stack Damper | Non-Condensing | Single-Stage | Cast Iron | Single-Speed |  |  |  | 299000 | 246000 | [9 empty] | 82 | 80 | Federally-Regulated Consumer Product | 2015-12-22
New Yorker Boiler Company, Inc. | New Yorker | CG30DHNI | Water | Natural Gas | Injection Type | FALSE | FALSE | 1 | TRUE |  |  | Stack Damper | Non-Condensing | Single-Stage | Cast Iron | Single-Speed |  |  |  | 62000 | 53000 | [9 empty] | 84 | 80 | Federally-Regulated Consumer Product | 2015-12-22
New Yorker Boiler Company, Inc. | THE COLMAR | CG30DHNI | Water | Natural Gas | Injection Type | FALSE | FALSE | 1 | TRUE |  |  | Stack Damper | Non-Condensing | Single-Stage | Cast Iron | Single-Speed |  |  |  | 62000 | 53000 | [9 empty] | 84 | 80 | Federally-Regulated Consumer Product | 2015-12-22
New Yorker Boiler Company, Inc. | New Yorker | CG30DHNI | Water | LPG | Injection Type | FALSE | FALSE | 1 | TRUE |  |  | Stack Damper | Non-Condensing | Single-Stage | Cast Iron | Single-Speed |  |  |  | 62000 | 53000 | [9 empty] | 84 | 80 | Federally-Regulated Consumer Product | 2015-12-22
New Yorker Boiler Company, Inc. | THE COLMAR | CG30DHNI | Water | LPG | Injection Type | FALSE | FALSE | 1 | TRUE |  |  | Stack Damper | Non-Condensing | Single-Stage | Cast Iron | Single-Speed |  |  |  | 62000 | 53000 | [9 empty] | 84 | 80 | Federally-Regulated Consumer Product | 2015-12-22
New Yorker Boiler Company, Inc. | New Yorker | CG40DHNI | Water | Natural Gas | Injection Type | FALSE | FALSE | 1 | TRUE |  |  | Stack Damper | Non-Condensing | Single-Stage | Cast Iron | Single-Speed |  |  |  | 96000 | 81000 | [9 empty] | 84 | 80 | Federally-Regulated Consumer Product | 2015-12-22
New Yorker Boiler Company, Inc. | THE COLMAR | CG40DHNI | Water | Natural Gas | Injection Type | FALSE | FALSE | 1 | TRUE |  |  | Stack Damper | Non-Condensing | Single-Stage | Cast Iron | Single-Speed |  |  |  | 96000 | 81000 | [9 empty] | 84 | 80 | Federally-Regulated Consumer Product | 2015-12-22
New Yorker Boiler Company, Inc. | New Yorker | CG40DHNI | Water | LPG | Injection Type | FALSE | FALSE | 1 | TRUE |  |  | Stack Damper | Non-Condensing | Single-Stage | Cast Iron | Single-Speed |  |  |  | 96000 | 81000 | [9 empty] | 84 | 80 | Federally-Regulated Consumer Product | 2015-12-22
New Yorker Boiler Company, Inc. | THE COLMAR | CG40DHNI | Water | LPG | Injection Type | FALSE | FALSE | 1 | TRUE |  |  | Stack Damper | Non-Condensing | Single-Stage | Cast Iron | Single-Speed |  |  |  | 96000 | 81000 | [9 empty] | 84 | 80 | Federally-Regulated Consumer Product | 2015-12-22
New Yorker Boiler Company, Inc. | New Yorker | CG60DHNI | Water | Natural Gas | Injection Type | FALSE | FALSE | 1 | TRUE |  |  | Stack Damper | Non-Condensing | Single-Stage | Cast Iron | Single-Speed |  |  |  | 164000 | 139000 | [9 empty] | 84 | 80 | Federally-Regulated Consumer Product | 2015-12-22
New Yorker Boiler Company, Inc. | THE COLMAR | CG60DHNI | Water | Natural Gas | Injection Type | FALSE | FALSE | 1 | TRUE |  |  | Stack Damper | Non-Condensing | Single-Stage | Cast Iron | Single-Speed |  |  |  | 164000 | 139000 | [9 empty] | 84 | 80 | Federally-Regulated Consumer Product | 2015-12-22
New Yorker Boiler Company, Inc. | New Yorker | CG60DHNI | Water | LPG | Injection Type | FALSE | FALSE | 1 | TRUE |  |  | Stack Damper | Non-Condensing | Single-Stage | Cast Iron | Single-Speed |  |  |  | 164000 | 139000 | [9 empty] | 84 | 80 | Federally-Regulated Consumer Product | 2015-12-22
New Yorker Boiler Company, Inc. | THE COLMAR | CG60DHNI | Water | LPG | Injection Type | FALSE | FALSE | 1 | TRUE |  |  | Stack Damper | Non-Condensing | Single-Stage | Cast Iron | Single-Speed |  |  |  | 164000 | 139000 | [9 empty] | 84 | 80 | Federally-Regulated Consumer Product | 2015-12-22
New Yorker Boiler Company, Inc. | New Yorker | CG50DHNI | Water | Natural Gas | Luminous | FALSE | FALSE | 1 | TRUE |  |  | Stack Damper | Non-Condensing | Single-Stage | Cast Iron | Single-Speed |  |  |  | 130000 | 110000 | [9 empty] | 84 | 80 | Federally-Regulated Consumer Product | 2015-12-22
New Yorker Boiler Company, Inc. | THE COLMAR | CG50DHNI | Water | Natural Gas | Luminous | FALSE | FALSE | 1 | TRUE |  |  | Stack Damper | Non-Condensing | Single-Stage | Cast Iron | Single-Speed |  |  |  | 130000 | 110000 | [9 empty] | 84 | 80 | Federally-Regulated Consumer Product | 2015-12-22
New Yorker Boiler Company, Inc. | New Yorker | CG50DHNI | Water | LPG | Luminous | FALSE | FALSE | 1 | TRUE |  |  | Stack Damper | Non-Condensing | Single-Stage | Cast Iron | Single-Speed |  |  |  | 130000 | 110000 | [9 empty] | 84 | 80 | Federally-Regulated Consumer Product | 2015-12-22
New Yorker Boiler Company, Inc. | THE COLMAR | CG50DHNI | Water | LPG | Luminous | FALSE | FALSE | 1 | TRUE |  |  | Stack Damper | Non-Condensing | Single-Stage | Cast Iron | Single-Speed |  |  |  | 130000 | 110000 | [9 empty] | 84 | 80 | Federally-Regulated Consumer Product | 2015-12-22
New Yorker Boiler Company, Inc. | New Yorker | AP-490UH | Water | Oil | Power | FALSE | FALSE | 1 | TRUE |  |  | None | Non-Condensing | Single-Stage | Other | Single-Speed |  |  |  | 105000 | 88000 | [9 empty] | 84 | 84 | Federally-Regulated Consumer Product | 2015-12-22
Smith Cast Iron Boilers | Smith Cast Iron Boilers | G28HE-W-18 | Water | LPG | Power | FALSE | FALSE | 1 |  |  |  | None | Non-Condensing | Single-Stage | Cast Iron |  |  |  |  | 5553000 | 4620000 |  |  | 83.4 | 82 | [7 empty] | Federally-Regulated Commercial & Industrial Equipment | 2016-01-05
Smith Cast Iron Boilers | Smith Cast Iron Boilers | G28HE-S-15 | Steam | Natural Gas | Power | FALSE | FALSE | 1 |  | FALSE |  | None | Non-Condensing | Single-Stage | Cast Iron |  |  |  |  | 4608000 | 3829000 |  |  |  |  | 83.1 | 79 | [5 empty] | Federally-Regulated Commercial & Industrial Equipment | 2016-01-05
Smith Cast Iron Boilers | Smith Cast Iron Boilers | G28HE-S-15 | Steam | LPG | Power | FALSE | FALSE | 1 |  | FALSE |  | None | Non-Condensing | Single-Stage | Cast Iron |  |  |  |  | 4608000 | 3829000 |  |  |  |  | 83.1 | 79 | [5 empty] | Federally-Regulated Commercial & Industrial Equipment | 2016-01-05
Smith Cast Iron Boilers | Smith Cast Iron Boilers | G28HE-W-15 | Water | Natural Gas | Power | FALSE | FALSE | 1 |  |  |  | None | Non-Condensing | Single-Stage | Cast Iron |  |  |  |  | 4608000 | 3829000 |  |  | 83.4 | 82 | [7 empty] | Federally-Regulated Commercial & Industrial Equipment | 2016-01-05
Smith Cast Iron Boilers | Smith Cast Iron Boilers | G28HE-W-15 | Water | LPG | Power | FALSE | FALSE | 1 |  |  |  | None | Non-Condensing | Single-Stage | Cast Iron |  |  |  |  | 4608000 | 3829000 |  |  | 83.4 | 82 | [7 empty] | Federally-Regulated Commercial & Industrial Equipment | 2016-01-05
Smith Cast Iron Boilers | Smith Cast Iron Boilers | G28HE-W-16 | Water | Natural Gas | Power | FALSE | FALSE | 1 |  |  |  | None | Non-Condensing | Single-Stage | Cast Iron |  |  |  |  | 4923000 | 4095000 |  |  | 83.4 | 82 | [7 empty] | Federally-Regulated Commercial & Industrial Equipment | 2016-01-05
Smith Cast Iron Boilers | Smith Cast Iron Boilers | G28HE-W-16 | Water | LPG | Power | FALSE | FALSE | 1 |  |  |  | None | Non-Condensing | Single-Stage | Cast Iron |  |  |  |  | 4923000 | 4095000 |  |  | 83.4 | 82 | [7 empty] | Federally-Regulated Commercial & Industrial Equipment | 2016-01-05
Smith Cast Iron Boilers | Smith Cast Iron Boilers | G28HE-W-17 | Water | Natural Gas | Power | FALSE | FALSE | 1 |  |  |  | None | Non-Condensing | Single-Stage | Cast Iron |  |  |  |  | 5238000 | 4358000 |  |  | 83.4 | 82 | [7 empty] | Federally-Regulated Commercial & Industrial Equipment | 2016-01-05
Smith Cast Iron Boilers | Smith Cast Iron Boilers | G28HE-W-17 | Water | LPG | Power | FALSE | FALSE | 1 |  |  |  | None | Non-Condensing | Single-Stage | Cast Iron |  |  |  |  | 5238000 | 4358000 |  |  | 83.4 | 82 | [7 empty] | Federally-Regulated Commercial & Industrial Equipment | 2016-01-05
Smith Cast Iron Boilers | Smith Cast Iron Boilers | LO19HE-W-4 | Water | Oil | Power | FALSE | FALSE | 1 |  |  |  | None | Non-Condensing | Single-Stage | Cast Iron |  |  |  |  | 504000 | 421000 |  |  |  |  | 84.1 | 82 | [5 empty] | Federally-Regulated Commercial & Industrial Equipment | 2016-01-05
Smith Cast Iron Boilers | Smith Cast Iron Boilers | LO19HE-S-9 | Steam | Oil | Power | FALSE | FALSE | 1 |  | FALSE |  | None | Non-Condensing | Single-Stage | Cast Iron |  |  |  |  | 1512000 | 1262000 |  |  |  |  | 83.5 | 81 | [5 empty] | Federally-Regulated Commercial & Industrial Equipment | 2016-01-05
Smith Cast Iron Boilers | Smith Cast Iron Boilers | LO19HE-W-9 | Water | Oil | Power | FALSE | FALSE | 1 |  |  |  | None | Non-Condensing | Single-Stage | Cast Iron |  |  |  |  | 1512000 | 1262000 |  |  |  |  | 83.5 | 82 | [5 empty] | Federally-Regulated Commercial & Industrial Equipment | 2016-01-05
Smith Cast Iron Boilers | Smith Cast Iron Boilers | G19HE-S-4 | Steam | Natural Gas | Power | FALSE | FALSE | 1 |  | FALSE |  | None | Non-Condensing | Single-Stage | Cast Iron |  |  |  |  | 520000 | 421000 |  |  |  |  | 81.5 | 79 | [5 empty] | Federally-Regulated Commercial & Industrial Equipment | 2016-01-05
Smith Cast Iron Boilers | Smith Cast Iron Boilers | G19HE-S-4 | Steam | LPG | Power | FALSE | FALSE | 1 |  | FALSE |  | None | Non-Condensing | Single-Stage | Cast Iron |  |  |  |  | 520000 | 421000 |  |  |  |  | 81.5 | 79 | [5 empty] | Federally-Regulated Commercial & Industrial Equipment | 2016-01-05
Smith Cast Iron Boilers | Smith Cast Iron Boilers | LO19HE-W-10 | Water | Oil | Power | FALSE | FALSE | 1 |  |  |  | None | Non-Condensing | Single-Stage | Cast Iron |  |  |  |  | 1708000 | 1424000 |  |  |  |  | 83.4 | 82 | [5 empty] | Federally-Regulated Commercial & Industrial Equipment | 2016-01-05
Smith Cast Iron Boilers | Smith Cast Iron Boilers | LO19HE-W-11 | Water | Oil | Power | FALSE | FALSE | 1 |  |  |  | None | Non-Condensing | Single-Stage | Cast Iron |  |  |  |  | 1904000 | 1587000 |  |  |  |  | 83.4 | 82 | [5 empty] | Federally-Regulated Commercial & Industrial Equipment | 2016-01-05
Smith Cast Iron Boilers | Smith Cast Iron Boilers | LO28HE-S-5 | Steam | Oil | Power | FALSE | FALSE | 1 |  | FALSE |  | None | Non-Condensing | Single-Stage | Cast Iron |  |  |  |  | 1428000 | 1194000 |  |  |  |  | 84.4 | 81 | [5 empty] | Federally-Regulated Commercial & Industrial Equipment | 2016-01-05
Smith Cast Iron Boilers | Smith Cast Iron Boilers | G19HE-W-3 | Water | Natural Gas | Power | FALSE | FALSE | 1 |  |  |  | None | Non-Condensing | Single-Stage | Cast Iron |  |  |  |  | 375000 | 268000 |  |  |  |  | 82.1 | 80 | [5 empty] | Federally-Regulated Commercial & Industrial Equipment | 2016-01-05
Smith Cast Iron Boilers | Smith Cast Iron Boilers | G19HE-W-3 | Water | LPG | Power | FALSE | FALSE | 1 |  |  |  | None | Non-Condensing | Single-Stage | Cast Iron |  |  |  |  | 375000 | 268000 |  |  |  |  | 82.1 | 80 | [5 empty] | Federally-Regulated Commercial & Industrial Equipment | 2016-01-05
Smith Cast Iron Boilers | Smith Cast Iron Boilers | G19HE-W-5 | Water | Natural Gas | Power | FALSE | FALSE | 1 |  |  |  | None | Non-Condensing | Single-Stage | Cast Iron |  |  |  |  | 722000 | 587000 |  |  |  |  | 81.3 | 80 | [5 empty] | Federally-Regulated Commercial & Industrial Equipment | 2016-01-05
Smith Cast Iron Boilers | Smith Cast Iron Boilers | G19HE-W-5 | Water | LPG | Power | FALSE | FALSE | 1 |  |  |  | None | Non-Condensing | Single-Stage | Cast Iron |  |  |  |  | 722000 | 587000 |  |  |  |  | 81.3 | 80 | [5 empty] | Federally-Regulated Commercial & Industrial Equipment | 2016-01-05
Smith Cast Iron Boilers | Smith Cast Iron Boilers | G19HE-S-8 | Steam | Natural Gas | Power | FALSE | FALSE | 1 |  | FALSE |  | None | Non-Condensing | Single-Stage | Cast Iron |  |  |  |  | 1342000 | 1087000 |  |  |  |  | 81 | 79 | [5 empty] | Federally-Regulated Commercial & Industrial Equipment | 2016-01-05
Smith Cast Iron Boilers | Smith Cast Iron Boilers | G19HE-S-8 | Steam | LPG | Power | FALSE | FALSE | 1 |  | FALSE |  | None | Non-Condensing | Single-Stage | Cast Iron |  |  |  |  | 1342000 | 1087000 |  |  |  |  | 81 | 79 | [5 empty] | Federally-Regulated Commercial & Industrial Equipment | 2016-01-05
Smith Cast Iron Boilers | Smith Cast Iron Boilers | G19HE-W-8 | Water | Natural Gas | Power | FALSE | FALSE | 1 |  |  |  | None | Non-Condensing | Single-Stage | Cast Iron |  |  |  |  | 1342000 | 1087000 |  |  |  |  | 81 | 80 | [5 empty] | Federally-Regulated Commercial & Industrial Equipment | 2016-01-05
Smith Cast Iron Boilers | Smith Cast Iron Boilers | G19HE-W-8 | Water | LPG | Power | FALSE | FALSE | 1 |  |  |  | None | Non-Condensing | Single-Stage | Cast Iron |  |  |  |  | 1342000 | 1087000 |  |  |  |  | 81 | 80 | [5 empty] | Federally-Regulated Commercial & Industrial Equipment | 2016-01-05
Smith Cast Iron Boilers | Smith Cast Iron Boilers | LO19HE-S-8 | Steam | Oil | Power | FALSE | FALSE | 1 |  | FALSE |  | None | Non-Condensing | Single-Stage | Cast Iron |  |  |  |  | 1302000 | 1087000 |  |  |  |  | 83.5 | 81 | [5 empty] | Federally-Regulated Commercial & Industrial Equipment | 2016-01-05
Smith Cast Iron Boilers | Smith Cast Iron Boilers | G19HE-S-11 | Steam | Natural Gas | Power | FALSE | FALSE | 1 |  | FALSE |  | None | Non-Condensing | Single-Stage | Cast Iron |  |  |  |  | 1963000 | 1587000 |  |  |  |  | 83.4 | 79 | [5 empty] | Federally-Regulated Commercial & Industrial Equipment | 2016-01-05
Smith Cast Iron Boilers | Smith Cast Iron Boilers | G19HE-S-11 | Steam | LPG | Power | FALSE | FALSE | 1 |  | FALSE |  | None | Non-Condensing | Single-Stage | Cast Iron |  |  |  |  | 1963000 | 1587000 |  |  |  |  | 83.4 | 79 | [5 empty] | Federally-Regulated Commercial & Industrial Equipment | 2016-01-05
Smith Cast Iron Boilers | Smith Cast Iron Boilers | G28HE-S-5 | Steam | Natural Gas | Power | FALSE | FALSE | 1 |  | FALSE |  | None | Non-Condensing | Single-Stage | Cast Iron |  |  |  |  | 1458000 | 1194000 |  |  |  |  | 81.9 | 79 | [5 empty] | Federally-Regulated Commercial & Industrial Equipment | 2016-01-05
Smith Cast Iron Boilers | Smith Cast Iron Boilers | G28HE-S-5 | Steam | LPG | Power | FALSE | FALSE | 1 |  | FALSE |  | None | Non-Condensing | Single-Stage | Cast Iron |  |  |  |  | 1458000 | 1194000 |  |  |  |  | 81.9 | 79 | [5 empty] | Federally-Regulated Commercial & Industrial Equipment | 2016-01-05
Smith Cast Iron Boilers | Smith Cast Iron Boilers | G28HE-S-6 | Steam | Natural Gas | Power | FALSE | FALSE | 1 |  | FALSE |  | None | Non-Condensing | Single-Stage | Cast Iron |  |  |  |  | 1773000 | 1457000 |  |  |  |  | 82.2 | 79 | [5 empty] | Federally-Regulated Commercial & Industrial Equipment | 2016-01-05
Smith Cast Iron Boilers | Smith Cast Iron Boilers | G28HE-S-6 | Steam | LPG | Power | FALSE | FALSE | 1 |  | FALSE |  | None | Non-Condensing | Single-Stage | Cast Iron |  |  |  |  | 1773000 | 1457000 |  |  |  |  | 82.2 | 79 | [5 empty] | Federally-Regulated Commercial & Industrial Equipment | 2016-01-05
Smith Cast Iron Boilers | Smith Cast Iron Boilers | G28HE-W-6 | Water | Natural Gas | Power | FALSE | FALSE | 1 |  |  |  | None | Non-Condensing | Single-Stage | Cast Iron |  |  |  |  | 1773000 | 1457000 |  |  |  |  | 82.2 | 80 | [5 empty] | Federally-Regulated Commercial & Industrial Equipment | 2016-01-05
Smith Cast Iron Boilers | Smith Cast Iron Boilers | G28HE-W-6 | Water | LPG | Power | FALSE | FALSE | 1 |  |  |  | None | Non-Condensing | Single-Stage | Cast Iron |  |  |  |  | 1773000 | 1457000 |  |  |  |  | 82.2 | 80 | [5 empty] | Federally-Regulated Commercial & Industrial Equipment | 2016-01-05
Smith Cast Iron Boilers | Smith Cast Iron Boilers | LO28HE-S-12 | Steam | Oil | Power | FALSE | FALSE | 1 |  | FALSE |  | None | Non-Condensing | Single-Stage | Cast Iron |  |  |  |  | 3570000 | 3040000 |  |  |  |  | 85.6 | 81 | [5 empty] | Federally-Regulated Commercial & Industrial Equipment | 2016-01-05
Smith Cast Iron Boilers | Smith Cast Iron Boilers | LO19HE-S-6 | Steam | Oil | Power | FALSE | FALSE | 1 |  | FALSE |  | None | Non-Condensing | Single-Stage | Cast Iron |  |  |  |  | 910000 | 762000 |  |  |  |  | 83.7 | 81 | [5 empty] | Federally-Regulated Commercial & Industrial Equipment | 2016-01-05
Smith Cast Iron Boilers | Smith Cast Iron Boilers | LO19HE-S-10 | Steam | Oil | Power | FALSE | FALSE | 1 |  | FALSE |  | None | Non-Condensing | Single-Stage | Cast Iron |  |  |  |  | 1708000 | 1424000 |  |  |  |  | 83.4 | 81 | [5 empty] | Federally-Regulated Commercial & Industrial Equipment | 2016-01-05
Smith Cast Iron Boilers | Smith Cast Iron Boilers | LO19HE-W-12 | Water | Oil | Power | FALSE | FALSE | 1 |  |  |  | None | Non-Condensing | Single-Stage | Cast Iron |  |  |  |  | 2100000 | 1750000 |  |  |  |  | 83.4 | 82 | [5 empty] | Federally-Regulated Commercial & Industrial Equipment | 2016-01-05
Smith Cast Iron Boilers | Smith Cast Iron Boilers | G19HE-S-3 | Steam | Natural Gas | Power | FALSE | FALSE | 1 |  | FALSE |  | None | Non-Condensing | Single-Stage | Cast Iron |  |  |  |  | 375000 | 308000 |  |  |  |  | 82.1 | 79 | [5 empty] | Federally-Regulated Commercial & Industrial Equipment | 2016-01-05
Smith Cast Iron Boilers | Smith Cast Iron Boilers | G19HE-S-3 | Steam | LPG | Power | FALSE | FALSE | 1 |  | FALSE |  | None | Non-Condensing | Single-Stage | Cast Iron |  |  |  |  | 375000 | 308000 |  |  |  |  | 82.1 | 79 | [5 empty] | Federally-Regulated Commercial & Industrial Equipment | 2016-01-05
Smith Cast Iron Boilers | Smith Cast Iron Boilers | LO19HE-W-3 | Water | Oil | Power | FALSE | FALSE | 1 |  |  |  | None | Non-Condensing | Single-Stage | Cast Iron |  |  |  |  | 364000 | 268000 |  |  |  |  | 84.6 | 82 | [5 empty] | Federally-Regulated Commercial & Industrial Equipment | 2016-01-05
Smith Cast Iron Boilers | Smith Cast Iron Boilers | G28HE-S-7 | Steam | Natural Gas | Power | FALSE | FALSE | 1 |  | FALSE |  | None | Non-Condensing | Single-Stage | Cast Iron |  |  |  |  | 2088000 | 1722000 |  |  |  |  | 82.5 | 79 | [5 empty] | Federally-Regulated Commercial & Industrial Equipment | 2016-01-05
Smith Cast Iron Boilers | Smith Cast Iron Boilers | G28HE-S-7 | Steam | LPG | Power | FALSE | FALSE | 1 |  | FALSE |  | None | Non-Condensing | Single-Stage | Cast Iron |  |  |  |  | 2088000 | 1722000 |  |  |  |  | 82.5 | 79 | [5 empty] | Federally-Regulated Commercial & Industrial Equipment | 2016-01-05
Smith Cast Iron Boilers | Smith Cast Iron Boilers | G28HE-S-7R | Steam | Natural Gas | Power | FALSE | FALSE | 1 |  | FALSE |  | None | Non-Condensing | Single-Stage | Cast Iron |  |  |  |  | 1990000 | 1642000 |  |  |  |  | 82.5 | 79 | [5 empty] | Federally-Regulated Commercial & Industrial Equipment | 2016-01-05
Smith Cast Iron Boilers | Smith Cast Iron Boilers | G28HE-S-7R | Steam | LPG | Power | FALSE | FALSE | 1 |  | FALSE |  | None | Non-Condensing | Single-Stage | Cast Iron |  |  |  |  | 1990000 | 1642000 |  |  |  |  | 82.5 | 79 | [5 empty] | Federally-Regulated Commercial & Industrial Equipment | 2016-01-05
Smith Cast Iron Boilers | Smith Cast Iron Boilers | G28HE-W-7R | Water | Natural Gas | Power | FALSE | FALSE | 1 |  |  |  | None | Non-Condensing | Single-Stage | Cast Iron |  |  |  |  | 1990000 | 1642000 |  |  |  |  | 82.5 | 80 | [5 empty] | Federally-Regulated Commercial & Industrial Equipment | 2016-01-05
Smith Cast Iron Boilers | Smith Cast Iron Boilers | G28HE-W-7R | Water | LPG | Power | FALSE | FALSE | 1 |  |  |  | None | Non-Condensing | Single-Stage | Cast Iron |  |  |  |  | 1990000 | 1642000 |  |  |  |  | 82.5 | 80 | [5 empty] | Federally-Regulated Commercial & Industrial Equipment | 2016-01-05
Smith Cast Iron Boilers | Smith Cast Iron Boilers | G28HE-S-8 | Steam | Natural Gas | Power | FALSE | FALSE | 1 |  | FALSE |  | None | Non-Condensing | Single-Stage | Cast Iron |  |  |  |  | 2403000 | 1984000 |  |  |  |  | 82.6 | 79 | [5 empty] | Federally-Regulated Commercial & Industrial Equipment | 2016-01-05
Smith Cast Iron Boilers | Smith Cast Iron Boilers | G28HE-S-8 | Steam | LPG | Power | FALSE | FALSE | 1 |  | FALSE |  | None | Non-Condensing | Single-Stage | Cast Iron |  |  |  |  | 2403000 | 1984000 |  |  |  |  | 82.6 | 79 | [5 empty] | Federally-Regulated Commercial & Industrial Equipment | 2016-01-05
Smith Cast Iron Boilers | Smith Cast Iron Boilers | G28HE-S-10 | Steam | Natural Gas | Power | FALSE | FALSE | 1 |  | FALSE |  | None | Non-Condensing | Single-Stage | Cast Iron |  |  |  |  | 3033000 | 2511000 |  |  |  |  | 82.8 | 79 | [5 empty] | Federally-Regulated Commercial & Industrial Equipment | 2016-01-05
Smith Cast Iron Boilers | Smith Cast Iron Boilers | G28HE-S-10 | Steam | LPG | Power | FALSE | FALSE | 1 |  | FALSE |  | None | Non-Condensing | Single-Stage | Cast Iron |  |  |  |  | 3033000 | 2511000 |  |  |  |  | 82.8 | 79 | [5 empty] | Federally-Regulated Commercial & Industrial Equipment | 2016-01-05
Smith Cast Iron Boilers | Smith Cast Iron Boilers | G28HE-S-11 | Steam | Natural Gas | Power | FALSE | FALSE | 1 |  | FALSE |  | None | Non-Condensing | Single-Stage | Cast Iron |  |  |  |  | 3348000 | 2775000 |  |  |  |  | 82.9 | 79 | [5 empty] | Federally-Regulated Commercial & Industrial Equipment | 2016-01-05
Smith Cast Iron Boilers | Smith Cast Iron Boilers | G28HE-S-11 | Steam | LPG | Power | FALSE | FALSE | 1 |  | FALSE |  | None | Non-Condensing | Single-Stage | Cast Iron |  |  |  |  | 3348000 | 2775000 |  |  |  |  | 82.9 | 79 | [5 empty] | Federally-Regulated Commercial & Industrial Equipment | 2016-01-05
Smith Cast Iron Boilers | Smith Cast Iron Boilers | G28HE-W-11 | Water | Natural Gas | Power | FALSE | FALSE | 1 |  |  |  | None | Non-Condensing | Single-Stage | Cast Iron |  |  |  |  | 3348000 | 2775000 |  |  | 83.5 | 82 | [7 empty] | Federally-Regulated Commercial & Industrial Equipment | 2016-01-05
Smith Cast Iron Boilers | Smith Cast Iron Boilers | G28HE-W-11 | Water | LPG | Power | FALSE | FALSE | 1 |  |  |  | None | Non-Condensing | Single-Stage | Cast Iron |  |  |  |  | 3348000 | 2775000 |  |  | 83.5 | 82 | [7 empty] | Federally-Regulated Commercial & Industrial Equipment | 2016-01-05
Smith Cast Iron Boilers | Smith Cast Iron Boilers | G28HE-W-12 | Water | Natural Gas | Power | FALSE | FALSE | 1 |  |  |  | None | Non-Condensing | Single-Stage | Cast Iron |  |  |  |  | 3663000 | 3040000 |  |  | 83.5 | 82 | [7 empty] | Federally-Regulated Commercial & Industrial Equipment | 2016-01-05
Smith Cast Iron Boilers | Smith Cast Iron Boilers | G28HE-W-12 | Water | LPG | Power | FALSE | FALSE | 1 |  |  |  | None | Non-Condensing | Single-Stage | Cast Iron |  |  |  |  | 3663000 | 3040000 |  |  | 83.5 | 82 | [7 empty] | Federally-Regulated Commercial & Industrial Equipment | 2016-01-05
Smith Cast Iron Boilers | Smith Cast Iron Boilers | G28HE-W-14 | Water | Natural Gas | Power | FALSE | FALSE | 1 |  |  |  | None | Non-Condensing | Single-Stage | Cast Iron |  |  |  |  | 4293000 | 3567000 |  |  | 83.5 | 82 | [7 empty] | Federally-Regulated Commercial & Industrial Equipment | 2016-01-05
Smith Cast Iron Boilers | Smith Cast Iron Boilers | G28HE-W-14 | Water | LPG | Power | FALSE | FALSE | 1 |  |  |  | None | Non-Condensing | Single-Stage | Cast Iron |  |  |  |  | 4293000 | 3567000 |  |  | 83.5 | 82 | [7 empty] | Federally-Regulated Commercial & Industrial Equipment | 2016-01-05
Smith Cast Iron Boilers | Smith Cast Iron Boilers | LO28HE-S-10 | Steam | Oil | Power | FALSE | FALSE | 1 |  | FALSE |  | None | Non-Condensing | Single-Stage | Cast Iron |  |  |  |  | 2940000 | 2510000 |  |  |  |  | 85.4 | 81 | [5 empty] | Federally-Regulated Commercial & Industrial Equipment | 2016-01-05
Smith Cast Iron Boilers | Smith Cast Iron Boilers | LO28HE-W-17 | Water | Oil | Power | FALSE | FALSE | 1 |  |  |  | None | Non-Condensing | Single-Stage | Cast Iron |  |  |  |  | 5110000 | 4358000 |  |  | 86 | 84 | [7 empty] | Federally-Regulated Commercial & Industrial Equipment | 2016-01-05
Smith Cast Iron Boilers | Smith Cast Iron Boilers | LO28HE-W-12 | Water | Oil | Power | FALSE | FALSE | 1 |  |  |  | None | Non-Condensing | Single-Stage | Cast Iron |  |  |  |  | 3570000 | 3040000 |  |  | 86 | 84 | [7 empty] | Federally-Regulated Commercial & Industrial Equipment | 2016-01-05
Smith Cast Iron Boilers | Smith Cast Iron Boilers | LO28HE-W-6 | Water | Oil | Power | FALSE | FALSE | 1 |  |  |  | None | Non-Condensing | Single-Stage | Cast Iron |  |  |  |  | 1708000 | 1448000 |  |  |  |  | 84.8 | 82 | [5 empty] | Federally-Regulated Commercial & Industrial Equipment | 2016-01-05
Smith Cast Iron Boilers | Smith Cast Iron Boilers | LO28HE-W-8 | Water | Oil | Power | FALSE | FALSE | 1 |  |  |  | None | Non-Condensing | Single-Stage | Cast Iron |  |  |  |  | 2324000 | 1980000 |  |  |  |  | 85.2 | 82 | [5 empty] | Federally-Regulated Commercial & Industrial Equipment | 2016-01-05
Smith Cast Iron Boilers | Smith Cast Iron Boilers | GC-160C | Water | Natural Gas | Power | FALSE | FALSE | 1 | TRUE |  |  | None | Condensing | Step Modulating | Other | Multiple-Speed |  |  |  | 160000 | 142000 | [9 empty] | 91.1 | 80 | Federally-Regulated Consumer Product | 2016-01-05
Smith Cast Iron Boilers | Smith Cast Iron Boilers | GC-160C | Water | LPG | Power | FALSE | FALSE | 1 | TRUE |  |  | None | Condensing | Step Modulating | Other | Multiple-Speed |  |  |  | 160000 | 142000 | [9 empty] | 91.1 | 80 | Federally-Regulated Consumer Product | 2016-01-05
Smith Cast Iron Boilers | Smith Cast Iron Boilers | LO28HE-S-4 | Steam | Oil | Power | FALSE | FALSE | 1 |  | FALSE |  | None | Non-Condensing | Single-Stage | Cast Iron |  |  |  |  | 1106000 | 927000 |  |  |  |  | 83.9 | 81 | [5 empty] | Federally-Regulated Commercial & Industrial Equipment | 2016-01-05
Smith Cast Iron Boilers | Smith Cast Iron Boilers | LO28HE-W-7R | Water | Oil | Power | FALSE | FALSE | 1 |  |  |  | None | Non-Condensing | Single-Stage | Cast Iron |  |  |  |  | 1925000 | 1635000 |  |  |  |  | 85 | 82 | [5 empty] | Federally-Regulated Commercial & Industrial Equipment | 2016-01-05
Smith Cast Iron Boilers | Smith Cast Iron Boilers | LO28HE-W-4 | Water | Oil | Power | FALSE | FALSE | 1 |  |  |  | None | Non-Condensing | Single-Stage | Cast Iron |  |  |  |  | 1106000 | 927000 |  |  |  |  | 83.9 | 82 | [5 empty] | Federally-Regulated Commercial & Industrial Equipment | 2016-01-05
Smith Cast Iron Boilers | Smith Cast Iron Boilers | LO28HE-S-9 | Steam | Oil | Power | FALSE | FALSE | 1 |  | FALSE |  | None | Non-Condensing | Single-Stage | Cast Iron |  |  |  |  | 2632000 | 2245000 |  |  |  |  | 85.3 | 81 | [5 empty] | Federally-Regulated Commercial & Industrial Equipment | 2016-01-05
Smith Cast Iron Boilers | Smith Cast Iron Boilers | LO28HE-S-7 | Steam | Oil | Power | FALSE | FALSE | 1 |  | FALSE |  | None | Non-Condensing | Single-Stage | Cast Iron |  |  |  |  | 2016000 | 1713000 |  |  |  |  | 85 | 81 | [5 empty] | Federally-Regulated Commercial & Industrial Equipment | 2016-01-05
Smith Cast Iron Boilers | Smith Cast Iron Boilers | LO28HE-S-18 | Steam | Oil | Power | FALSE | FALSE | 1 |  | FALSE |  | None | Non-Condensing | Single-Stage | Cast Iron |  |  |  |  | 5390000 | 4622000 |  |  |  |  | 85.8 | 81 | [5 empty] | Federally-Regulated Commercial & Industrial Equipment | 2016-01-05
Smith Cast Iron Boilers | Smith Cast Iron Boilers | LO28HE-W-7 | Water | Oil | Power | FALSE | FALSE | 1 |  |  |  | None | Non-Condensing | Single-Stage | Cast Iron |  |  |  |  | 2016000 | 1713000 |  |  |  |  | 85 | 82 | [5 empty] | Federally-Regulated Commercial & Industrial Equipment | 2016-01-05
Smith Cast Iron Boilers | Smith Cast Iron Boilers | LO28HE-S-7R | Steam | Oil | Power | FALSE | FALSE | 1 |  | FALSE |  | None | Non-Condensing | Single-Stage | Cast Iron |  |  |  |  | 1925000 | 1635000 |  |  |  |  | 85 | 81 | [5 empty] | Federally-Regulated Commercial & Industrial Equipment | 2016-01-05
Smith Cast Iron Boilers | Smith Cast Iron Boilers | LO19HE-S-7 | Steam | Oil | Power | FALSE | FALSE | 1 |  | FALSE |  | None | Non-Condensing | Single-Stage | Cast Iron |  |  |  |  | 1106000 | 924000 |  |  |  |  | 83.5 | 81 | [5 empty] | Federally-Regulated Commercial & Industrial Equipment | 2016-01-05
Smith Cast Iron Boilers | Smith Cast Iron Boilers | LO19HE-W-8 | Water | Oil | Power | FALSE | FALSE | 1 |  |  |  | None | Non-Condensing | Single-Stage | Cast Iron |  |  |  |  | 1302000 | 1087000 |  |  |  |  | 83.5 | 82 | [5 empty] | Federally-Regulated Commercial & Industrial Equipment | 2016-01-05
Smith Cast Iron Boilers | Smith Cast Iron Boilers | LO28HE-W-5 | Water | Oil | Power | FALSE | FALSE | 1 |  |  |  | None | Non-Condensing | Single-Stage | Cast Iron |  |  |  |  | 1428000 | 1194000 |  |  |  |  | 84.4 | 82 | [5 empty] | Federally-Regulated Commercial & Industrial Equipment | 2016-01-05
Smith Cast Iron Boilers | Smith Cast Iron Boilers | LO28HE-S-14 | Steam | Oil | Power | FALSE | FALSE | 1 |  | FALSE |  | None | Non-Condensing | Single-Stage | Cast Iron |  |  |  |  | 4130000 | 3539000 |  |  |  |  | 85.7 | 81 | [5 empty] | Federally-Regulated Commercial & Industrial Equipment | 2016-01-05
Smith Cast Iron Boilers | Smith Cast Iron Boilers | LO28HE-W-15 | Water | Oil | Power | FALSE | FALSE | 1 |  |  |  | None | Non-Condensing | Single-Stage | Cast Iron |  |  |  |  | 4480000 | 3831000 |  |  | 86 | 84 | [7 empty] | Federally-Regulated Commercial & Industrial Equipment | 2016-01-05
Smith Cast Iron Boilers | Smith Cast Iron Boilers | LO19HE-S-3 | Steam | Oil | Power | FALSE | FALSE | 1 |  | FALSE |  | None | Non-Condensing | Single-Stage | Cast Iron |  |  |  |  | 364000 | 231000 |  |  |  |  | 84.6 | 81 | [5 empty] | Federally-Regulated Commercial & Industrial Equipment | 2016-01-05
Smith Cast Iron Boilers | Smith Cast Iron Boilers | LO28HE-W-10 | Water | Oil | Power | FALSE | FALSE | 1 |  |  |  | None | Non-Condensing | Single-Stage | Cast Iron |  |  |  |  | 2940000 | 1510000 |  |  | 86.1 | 84 | [7 empty] | Federally-Regulated Commercial & Industrial Equipment | 2016-01-05
Smith Cast Iron Boilers | Smith Cast Iron Boilers | LO19HE-S-5 | Steam | Oil | Power | FALSE | FALSE | 1 |  | FALSE |  | None | Non-Condensing | Single-Stage | Cast Iron |  |  |  |  | 700000 | 587000 |  |  |  |  | 83.9 | 81 | [5 empty] | Federally-Regulated Commercial & Industrial Equipment | 2016-01-05
Smith Cast Iron Boilers | Smith Cast Iron Boilers | LO19HE-S-12 | Steam | Oil | Power | FALSE | FALSE | 1 |  | FALSE |  | None | Non-Condensing | Single-Stage | Cast Iron |  |  |  |  | 2100000 | 1750000 |  |  |  |  | 83.4 | 81 | [5 empty] | Federally-Regulated Commercial & Industrial Equipment | 2016-01-05
Smith Cast Iron Boilers | Smith Cast Iron Boilers | LO28HE-W-11 | Water | Oil | Power | FALSE | FALSE | 1 |  |  |  | None | Non-Condensing | Single-Stage | Cast Iron |  |  |  |  | 3220000 | 2753000 |  |  | 86 | 84 | [7 empty] | Federally-Regulated Commercial & Industrial Equipment | 2016-01-05
Smith Cast Iron Boilers | Smith Cast Iron Boilers | LO28HE-W-18 | Water | Oil | Power | FALSE | FALSE | 1 |  |  |  | None | Non-Condensing | Single-Stage | Cast Iron |  |  |  |  | 5390000 | 4622000 |  |  | 86 | 84 | [7 empty] | Federally-Regulated Commercial & Industrial Equipment | 2016-01-05
Smith Cast Iron Boilers | Smith Cast Iron Boilers | LO19HE-W-5 | Water | Oil | Power | FALSE | FALSE | 1 |  |  |  | None | Non-Condensing | Single-Stage | Cast Iron |  |  |  |  | 700000 | 587000 |  |  |  |  | 83.9 | 82 | [5 empty] | Federally-Regulated Commercial & Industrial Equipment | 2016-01-05
Smith Cast Iron Boilers | Smith Cast Iron Boilers | G19HE-S-6 | Steam | Natural Gas | Power | FALSE | FALSE | 1 |  | FALSE |  | None | Non-Condensing | Single-Stage | Cast Iron |  |  |  |  | 938000 | 762000 |  |  |  |  | 81.2 | 79 | [5 empty] | Federally-Regulated Commercial & Industrial Equipment | 2016-01-05
Smith Cast Iron Boilers | Smith Cast Iron Boilers | G19HE-S-6 | Steam | LPG | Power | FALSE | FALSE | 1 |  | FALSE |  | None | Non-Condensing | Single-Stage | Cast Iron |  |  |  |  | 938000 | 762000 |  |  |  |  | 81.2 | 79 | [5 empty] | Federally-Regulated Commercial & Industrial Equipment | 2016-01-05
Smith Cast Iron Boilers | Smith Cast Iron Boilers | G19HE-W-6 | Water | Natural Gas | Power | FALSE | FALSE | 1 |  |  |  | None | Non-Condensing | Single-Stage | Cast Iron |  |  |  |  | 938000 | 762000 |  |  |  |  | 81.2 | 80 | [5 empty] | Federally-Regulated Commercial & Industrial Equipment | 2016-01-05
Smith Cast Iron Boilers | Smith Cast Iron Boilers | G19HE-W-6 | Water | LPG | Power | FALSE | FALSE | 1 |  |  |  | None | Non-Condensing | Single-Stage | Cast Iron |  |  |  |  | 938000 | 762000 |  |  |  |  | 81.2 | 80 | [5 empty] | Federally-Regulated Commercial & Industrial Equipment | 2016-01-05
Smith Cast Iron Boilers | Smith Cast Iron Boilers | LO19HE-W-6 | Water | Oil | Power | FALSE | FALSE | 1 |  |  |  | None | Non-Condensing | Single-Stage | Cast Iron |  |  |  |  | 910000 | 762000 |  |  |  |  | 83.7 | 82 | [5 empty] | Federally-Regulated Commercial & Industrial Equipment | 2016-01-05
Smith Cast Iron Boilers | Smith Cast Iron Boilers | G19HE-S-7 | Steam | Natural Gas | Power | FALSE | FALSE | 1 |  | FALSE |  | None | Non-Condensing | Single-Stage | Cast Iron |  |  |  |  | 1140000 | 924000 |  |  |  |  | 81.1 | 79 | [5 empty] | Federally-Regulated Commercial & Industrial Equipment | 2016-01-05
Smith Cast Iron Boilers | Smith Cast Iron Boilers | G19HE-S-7 | Steam | LPG | Power | FALSE | FALSE | 1 |  | FALSE |  | None | Non-Condensing | Single-Stage | Cast Iron |  |  |  |  | 1140000 | 924000 |  |  |  |  | 81.1 | 79 | [5 empty] | Federally-Regulated Commercial & Industrial Equipment | 2016-01-05
Smith Cast Iron Boilers | Smith Cast Iron Boilers | LO19HE-W-7 | Water | Oil | Power | FALSE | FALSE | 1 |  |  |  | None | Non-Condensing | Single-Stage | Cast Iron |  |  |  |  | 1106000 | 924000 |  |  |  |  | 83.5 | 82 | [5 empty] | Federally-Regulated Commercial & Industrial Equipment | 2016-01-05
Smith Cast Iron Boilers | Smith Cast Iron Boilers | G19HE-W-10 | Water | Natural Gas | Power | FALSE | FALSE | 1 |  |  |  | None | Non-Condensing | Single-Stage | Cast Iron |  |  |  |  | 1761000 | 1424000 |  |  |  |  | 83.4 | 80 | [5 empty] | Federally-Regulated Commercial & Industrial Equipment | 2016-01-05
Smith Cast Iron Boilers | Smith Cast Iron Boilers | G19HE-W-10 | Water | LPG | Power | FALSE | FALSE | 1 |  |  |  | None | Non-Condensing | Single-Stage | Cast Iron |  |  |  |  | 1761000 | 1424000 |  |  |  |  | 83.4 | 80 | [5 empty] | Federally-Regulated Commercial & Industrial Equipment | 2016-01-05
Smith Cast Iron Boilers | Smith Cast Iron Boilers | G19HE-W-11 | Water | Natural Gas | Power | FALSE | FALSE | 1 |  |  |  | None | Non-Condensing | Single-Stage | Cast Iron |  |  |  |  | 1963000 | 1587000 |  |  |  |  | 83.4 | 80 | [5 empty] | Federally-Regulated Commercial & Industrial Equipment | 2016-01-05
Smith Cast Iron Boilers | Smith Cast Iron Boilers | G19HE-W-11 | Water | LPG | Power | FALSE | FALSE | 1 |  |  |  | None | Non-Condensing | Single-Stage | Cast Iron |  |  |  |  | 1963000 | 1587000 |  |  |  |  | 83.4 | 80 | [5 empty] | Federally-Regulated Commercial & Industrial Equipment | 2016-01-05
Smith Cast Iron Boilers | Smith Cast Iron Boilers | LO19HE-S-11 | Steam | Oil | Power | FALSE | FALSE | 1 |  | FALSE |  | None | Non-Condensing | Single-Stage | Cast Iron |  |  |  |  | 1904000 | 1587000 |  |  |  |  | 83.4 | 81 | [5 empty] | Federally-Regulated Commercial & Industrial Equipment | 2016-01-05
Smith Cast Iron Boilers | Smith Cast Iron Boilers | G28HE-S-4 | Steam | Natural Gas | Power | FALSE | FALSE | 3 |  | FALSE |  | None | Non-Condensing | Single-Stage | Cast Iron |  |  |  |  | 1143000 | 930000 |  |  |  |  | 81.4 | 79 | [5 empty] | Federally-Regulated Commercial & Industrial Equipment | 2016-01-05
Smith Cast Iron Boilers | Smith Cast Iron Boilers | G28HE-S-4 | Steam | LPG | Power | FALSE | FALSE | 3 |  | FALSE |  | None | Non-Condensing | Single-Stage | Cast Iron |  |  |  |  | 1143000 | 930000 |  |  |  |  | 81.4 | 79 | [5 empty] | Federally-Regulated Commercial & Industrial Equipment | 2016-01-05
Smith Cast Iron Boilers | Smith Cast Iron Boilers | G28HE-W-4 | Water | Natural Gas | Power | FALSE | FALSE | 3 |  |  |  | None | Non-Condensing | Single-Stage | Cast Iron |  |  |  |  | 1143000 | 930000 |  |  |  |  | 81.4 | 80 | [5 empty] | Federally-Regulated Commercial & Industrial Equipment | 2016-01-05
Smith Cast Iron Boilers | Smith Cast Iron Boilers | G28HE-W-4 | Water | LPG | Power | FALSE | FALSE | 3 |  |  |  | None | Non-Condensing | Single-Stage | Cast Iron |  |  |  |  | 1143000 | 930000 |  |  |  |  | 81.4 | 80 | [5 empty] | Federally-Regulated Commercial & Industrial Equipment | 2016-01-05
Smith Cast Iron Boilers | Smith Cast Iron Boilers | G28HE-W-5 | Water | Natural Gas | Power | FALSE | FALSE | 1 |  |  |  | None | Non-Condensing | Single-Stage | Cast Iron |  |  |  |  | 1458000 | 1194000 |  |  |  |  | 81.9 | 80 | [5 empty] | Federally-Regulated Commercial & Industrial Equipment | 2016-01-05
Smith Cast Iron Boilers | Smith Cast Iron Boilers | G28HE-W-5 | Water | LPG | Power | FALSE | FALSE | 1 |  |  |  | None | Non-Condensing | Single-Stage | Cast Iron |  |  |  |  | 1458000 | 1194000 |  |  |  |  | 81.9 | 80 | [5 empty] | Federally-Regulated Commercial & Industrial Equipment | 2016-01-05
Smith Cast Iron Boilers | Smith Cast Iron Boilers | LO28HE-W-14 | Water | Oil | Power | FALSE | FALSE | 1 |  |  |  | None | Non-Condensing | Single-Stage | Cast Iron |  |  |  |  | 4130000 | 3539000 |  |  | 86 | 84 | [7 empty] | Federally-Regulated Commercial & Industrial Equipment | 2016-01-05
Smith Cast Iron Boilers | Smith Cast Iron Boilers | LO28HE-W-16 | Water | Oil | Power | FALSE | FALSE | 1 |  |  |  | None | Non-Condensing | Single-Stage | Cast Iron |  |  |  |  | 4760000 | 4079000 |  |  | 86 | 84 | [7 empty] | Federally-Regulated Commercial & Industrial Equipment | 2016-01-05
Smith Cast Iron Boilers | Smith Cast Iron Boilers | LO28HE-S-17 | Steam | Oil | Power | FALSE | FALSE | 1 |  | FALSE |  | None | Non-Condensing | Single-Stage | Cast Iron |  |  |  |  | 5110000 | 4358000 |  |  |  |  | 85.8 | 81 | [5 empty] | Federally-Regulated Commercial & Industrial Equipment | 2016-01-05
Smith Cast Iron Boilers | Smith Cast Iron Boilers | G19HE-W-4 | Water | Natural Gas | Power | FALSE | FALSE | 1 |  |  |  | None | Non-Condensing | Single-Stage | Cast Iron |  |  |  |  | 520000 | 421000 |  |  |  |  | 81.5 | 80 | [5 empty] | Federally-Regulated Commercial & Industrial Equipment | 2016-01-05
Smith Cast Iron Boilers | Smith Cast Iron Boilers | G19HE-W-4 | Water | LPG | Power | FALSE | FALSE | 1 |  |  |  | None | Non-Condensing | Single-Stage | Cast Iron |  |  |  |  | 520000 | 421000 |  |  |  |  | 81.5 | 80 | [5 empty] | Federally-Regulated Commercial & Industrial Equipment | 2016-01-05
Smith Cast Iron Boilers | Smith Cast Iron Boilers | LO19HE-S-4 | Steam | Oil | Power | FALSE | FALSE | 1 |  | FALSE |  | None | Non-Condensing | Single-Stage | Cast Iron |  |  |  |  | 504000 | 421000 |  |  |  |  | 84.1 | 81 | [5 empty] | Federally-Regulated Commercial & Industrial Equipment | 2016-01-05
Smith Cast Iron Boilers | Smith Cast Iron Boilers | G19HE-S-5 | Steam | Natural Gas | Power | FALSE | FALSE | 1 |  | FALSE |  | None | Non-Condensing | Single-Stage | Cast Iron |  |  |  |  | 722000 | 587000 |  |  |  |  | 81.3 | 79 | [5 empty] | Federally-Regulated Commercial & Industrial Equipment | 2016-01-05
Smith Cast Iron Boilers | Smith Cast Iron Boilers | G19HE-S-5 | Steam | LPG | Power | FALSE | FALSE | 1 |  | FALSE |  | None | Non-Condensing | Single-Stage | Cast Iron |  |  |  |  | 722000 | 587000 |  |  |  |  | 81.3 | 79 | [5 empty] | Federally-Regulated Commercial & Industrial Equipment | 2016-01-05
Smith Cast Iron Boilers | Smith Cast Iron Boilers | G19HE-W-7 | Water | Natural Gas | Power | FALSE | FALSE | 1 |  |  |  | None | Non-Condensing | Single-Stage | Cast Iron |  |  |  |  | 1140000 | 924000 |  |  |  |  | 81.1 | 80 | [5 empty] | Federally-Regulated Commercial & Industrial Equipment | 2016-01-05
Smith Cast Iron Boilers | Smith Cast Iron Boilers | G19HE-W-7 | Water | LPG | Power | FALSE | FALSE | 1 |  |  |  | None | Non-Condensing | Single-Stage | Cast Iron |  |  |  |  | 1140000 | 924000 |  |  |  |  | 81.1 | 80 | [5 empty] | Federally-Regulated Commercial & Industrial Equipment | 2016-01-05
Smith Cast Iron Boilers | Smith Cast Iron Boilers | G19HE-S-9 | Steam | Natural Gas | Power | FALSE | FALSE | 1 |  | FALSE |  | None | Non-Condensing | Single-Stage | Cast Iron |  |  |  |  | 1559000 | 1261000 |  |  |  |  | 83.5 | 79 | [5 empty] | Federally-Regulated Commercial & Industrial Equipment | 2016-01-05
Smith Cast Iron Boilers | Smith Cast Iron Boilers | G19HE-S-9 | Steam | LPG | Power | FALSE | FALSE | 1 |  | FALSE |  | None | Non-Condensing | Single-Stage | Cast Iron |  |  |  |  | 1559000 | 1261000 |  |  |  |  | 83.5 | 79 | [5 empty] | Federally-Regulated Commercial & Industrial Equipment | 2016-01-05
Smith Cast Iron Boilers | Smith Cast Iron Boilers | G19HE-W-9 | Water | Natural Gas | Power | FALSE | FALSE | 1 |  |  |  | None | Non-Condensing | Single-Stage | Cast Iron |  |  |  |  | 1559000 | 1262000 |  |  |  |  | 83.5 | 80 | [5 empty] | Federally-Regulated Commercial & Industrial Equipment | 2016-01-05
Smith Cast Iron Boilers | Smith Cast Iron Boilers | G19HE-W-9 | Water | LPG | Power | FALSE | FALSE | 1 |  |  |  | None | Non-Condensing | Single-Stage | Cast Iron |  |  |  |  | 1559000 | 1262000 |  |  |  |  | 83.5 | 80 | [5 empty] | Federally-Regulated Commercial & Industrial Equipment | 2016-01-05
Smith Cast Iron Boilers | Smith Cast Iron Boilers | G19HE-S-10 | Steam | Natural Gas | Power | FALSE | FALSE | 1 |  | FALSE |  | None | Non-Condensing | Single-Stage | Cast Iron |  |  |  |  | 1761000 | 1424000 |  |  |  |  | 83.4 | 79 | [5 empty] | Federally-Regulated Commercial & Industrial Equipment | 2016-01-05
Smith Cast Iron Boilers | Smith Cast Iron Boilers | G19HE-S-10 | Steam | LPG | Power | FALSE | FALSE | 1 |  | FALSE |  | None | Non-Condensing | Single-Stage | Cast Iron |  |  |  |  | 1761000 | 1424000 |  |  |  |  | 83.4 | 79 | [5 empty] | Federally-Regulated Commercial & Industrial Equipment | 2016-01-05
Smith Cast Iron Boilers | Smith Cast Iron Boilers | G19HE-S-12 | Steam | Natural Gas | Power | FALSE | FALSE | 1 |  | FALSE |  | None | Non-Condensing | Single-Stage | Cast Iron |  |  |  |  | 2165000 | 1750000 |  |  |  |  | 83.4 | 79 | [5 empty] | Federally-Regulated Commercial & Industrial Equipment | 2016-01-05
Smith Cast Iron Boilers | Smith Cast Iron Boilers | G19HE-S-12 | Steam | LPG | Power | FALSE | FALSE | 1 |  | FALSE |  | None | Non-Condensing | Single-Stage | Cast Iron |  |  |  |  | 2165000 | 1750000 |  |  |  |  | 83.4 | 79 | [5 empty] | Federally-Regulated Commercial & Industrial Equipment | 2016-01-05
Smith Cast Iron Boilers | Smith Cast Iron Boilers | G19HE-W-12 | Water | Natural Gas | Power | FALSE | FALSE | 1 |  |  |  | None | Non-Condensing | Single-Stage | Cast Iron |  |  |  |  | 2165000 | 1750000 |  |  |  |  | 83.4 | 80 | [5 empty] | Federally-Regulated Commercial & Industrial Equipment | 2016-01-05
Smith Cast Iron Boilers | Smith Cast Iron Boilers | G19HE-W-12 | Water | LPG | Power | FALSE | FALSE | 1 |  |  |  | None | Non-Condensing | Single-Stage | Cast Iron |  |  |  |  | 2165000 | 1750000 |  |  |  |  | 83.4 | 80 | [5 empty] | Federally-Regulated Commercial & Industrial Equipment | 2016-01-05
Smith Cast Iron Boilers | Smith Cast Iron Boilers | LO28HE-S-6 | Steam | Oil | Power | FALSE | FALSE | 1 |  | FALSE |  | None | Non-Condensing | Single-Stage | Cast Iron |  |  |  |  | 1708000 | 1448000 |  |  |  |  | 84.8 | 81 | [5 empty] | Federally-Regulated Commercial & Industrial Equipment | 2016-01-05
Smith Cast Iron Boilers | Smith Cast Iron Boilers | G28HE-W-7 | Water | Natural Gas | Power | FALSE | FALSE | 1 |  |  |  | None | Non-Condensing | Single-Stage | Cast Iron |  |  |  |  | 2088000 | 1722000 |  |  |  |  | 82.5 | 80 | [5 empty] | Federally-Regulated Commercial & Industrial Equipment | 2016-01-05
Smith Cast Iron Boilers | Smith Cast Iron Boilers | G28HE-W-7 | Water | LPG | Power | FALSE | FALSE | 1 |  |  |  | None | Non-Condensing | Single-Stage | Cast Iron |  |  |  |  | 2088000 | 1722000 |  |  |  |  | 82.5 | 80 | [5 empty] | Federally-Regulated Commercial & Industrial Equipment | 2016-01-05
Smith Cast Iron Boilers | Smith Cast Iron Boilers | LO28HE-S-8 | Steam | Oil | Power | FALSE | FALSE | 1 |  | FALSE |  | None | Non-Condensing | Single-Stage | Cast Iron |  |  |  |  | 2324000 | 1980000 |  |  |  |  | 85.2 | 81 | [5 empty] | Federally-Regulated Commercial & Industrial Equipment | 2016-01-05
Smith Cast Iron Boilers | Smith Cast Iron Boilers | G28HE-W-9 | Water | Natural Gas | Power | FALSE | FALSE | 1 |  |  |  | None | Non-Condensing | Single-Stage | Cast Iron |  |  |  |  | 2718000 | 2247000 |  |  | 83.5 | 82 | [7 empty] | Federally-Regulated Commercial & Industrial Equipment | 2016-01-05
Smith Cast Iron Boilers | Smith Cast Iron Boilers | G28HE-W-9 | Water | LPG | Power | FALSE | FALSE | 1 |  |  |  | None | Non-Condensing | Single-Stage | Cast Iron |  |  |  |  | 2718000 | 2247000 |  |  | 83.5 | 82 | [7 empty] | Federally-Regulated Commercial & Industrial Equipment | 2016-01-05
Smith Cast Iron Boilers | Smith Cast Iron Boilers | G28HE-S-12 | Steam | Natural Gas | Power | FALSE | FALSE | 1 |  | FALSE |  | None | Non-Condensing | Single-Stage | Cast Iron |  |  |  |  | 3663000 | 3040000 |  |  |  |  | 83 | 79 | [5 empty] | Federally-Regulated Commercial & Industrial Equipment | 2016-01-05
Smith Cast Iron Boilers | Smith Cast Iron Boilers | G28HE-S-12 | Steam | LPG | Power | FALSE | FALSE | 1 |  | FALSE |  | None | Non-Condensing | Single-Stage | Cast Iron |  |  |  |  | 3663000 | 3040000 |  |  |  |  | 83 | 79 | [5 empty] | Federally-Regulated Commercial & Industrial Equipment | 2016-01-05
Smith Cast Iron Boilers | Smith Cast Iron Boilers | G28HE-W-13 | Water | Natural Gas | Power | FALSE | FALSE | 1 |  |  |  | None | Non-Condensing | Single-Stage | Cast Iron |  |  |  |  | 3978000 | 3301000 |  |  | 83.5 | 82 | [7 empty] | Federally-Regulated Commercial & Industrial Equipment | 2016-01-05
Smith Cast Iron Boilers | Smith Cast Iron Boilers | G28HE-W-13 | Water | LPG | Power | FALSE | FALSE | 1 |  |  |  | None | Non-Condensing | Single-Stage | Cast Iron |  |  |  |  | 3978000 | 3301000 |  |  | 83.5 | 82 | [7 empty] | Federally-Regulated Commercial & Industrial Equipment | 2016-01-05
Smith Cast Iron Boilers | Smith Cast Iron Boilers | LO28HE-S-13 | Steam | Oil | Power | FALSE | FALSE | 1 |  | FALSE |  | None | Non-Condensing | Single-Stage | Cast Iron |  |  |  |  | 3850000 | 3295000 |  |  |  |  | 85.6 | 81 | [5 empty] | Federally-Regulated Commercial & Industrial Equipment | 2016-01-05
Smith Cast Iron Boilers | Smith Cast Iron Boilers | LO28HE-W-13 | Water | Oil | Power | FALSE | FALSE | 1 |  |  |  | None | Non-Condensing | Single-Stage | Cast Iron |  |  |  |  | 3850000 | 3295000 |  |  | 86 | 84 | [7 empty] | Federally-Regulated Commercial & Industrial Equipment | 2016-01-05
Smith Cast Iron Boilers | Smith Cast Iron Boilers | LO28HE-S-16 | Steam | Oil | Power | FALSE | FALSE | 1 |  | FALSE |  | None | Non-Condensing | Single-Stage | Cast Iron |  |  |  |  | 4760000 | 4079000 |  |  |  |  | 85.7 | 81 | [5 empty] | Federally-Regulated Commercial & Industrial Equipment | 2016-01-05
Smith Cast Iron Boilers | Smith Cast Iron Boilers | G28HE-W-8 | Water | Natural Gas | Power | FALSE | FALSE | 1 |  |  |  | None | Non-Condensing | Single-Stage | Cast Iron |  |  |  |  | 2403000 | 1984000 |  |  |  |  | 82.6 | 80 | [5 empty] | Federally-Regulated Commercial & Industrial Equipment | 2016-01-05
Smith Cast Iron Boilers | Smith Cast Iron Boilers | G28HE-W-8 | Water | LPG | Power | FALSE | FALSE | 1 |  |  |  | None | Non-Condensing | Single-Stage | Cast Iron |  |  |  |  | 2403000 | 1984000 |  |  |  |  | 82.6 | 80 | [5 empty] | Federally-Regulated Commercial & Industrial Equipment | 2016-01-05
Smith Cast Iron Boilers | Smith Cast Iron Boilers | G28HE-S-9 | Steam | Natural Gas | Power | FALSE | FALSE | 1 |  | FALSE |  | None | Non-Condensing | Two-Stage Modulating | Cast Iron |  |  |  |  | 2718000 | 2247000 |  |  |  |  | 82.7 | 79 | [5 empty] | Federally-Regulated Commercial & Industrial Equipment | 2016-01-05
Smith Cast Iron Boilers | Smith Cast Iron Boilers | G28HE-S-9 | Steam | LPG | Power | FALSE | FALSE | 1 |  | FALSE |  | None | Non-Condensing | Two-Stage Modulating | Cast Iron |  |  |  |  | 2718000 | 2247000 |  |  |  |  | 82.7 | 79 | [5 empty] | Federally-Regulated Commercial & Industrial Equipment | 2016-01-05
Smith Cast Iron Boilers | Smith Cast Iron Boilers | G28HE-W-10 | Water | Natural Gas | Power | FALSE | FALSE | 1 |  |  |  | None | Non-Condensing | Single-Stage | Cast Iron |  |  |  |  | 3033000 | 2511000 |  |  | 83.5 | 82 | [7 empty] | Federally-Regulated Commercial & Industrial Equipment | 2016-01-05
Smith Cast Iron Boilers | Smith Cast Iron Boilers | G28HE-W-10 | Water | LPG | Power | FALSE | FALSE | 1 |  |  |  | None | Non-Condensing | Single-Stage | Cast Iron |  |  |  |  | 3033000 | 2511000 |  |  | 83.5 | 82 | [7 empty] | Federally-Regulated Commercial & Industrial Equipment | 2016-01-05
Smith Cast Iron Boilers | Smith Cast Iron Boilers | LO28HE-S-11 | Steam | Oil | Power | FALSE | FALSE | 1 |  | FALSE |  | None | Non-Condensing | Single-Stage | Cast Iron |  |  |  |  | 3220000 | 2753000 |  |  |  |  | 85.5 | 81 | [5 empty] | Federally-Regulated Commercial & Industrial Equipment | 2016-01-05
Smith Cast Iron Boilers | Smith Cast Iron Boilers | G28HE-S-13 | Steam | Natural Gas | Power | FALSE | FALSE | 1 |  | FALSE |  | None | Non-Condensing | Single-Stage | Cast Iron |  |  |  |  | 3978000 | 3301000 |  |  |  |  | 83 | 79 | [5 empty] | Federally-Regulated Commercial & Industrial Equipment | 2016-01-05
Smith Cast Iron Boilers | Smith Cast Iron Boilers | G28HE-S-13 | Steam | LPG | Power | FALSE | FALSE | 1 |  | FALSE |  | None | Non-Condensing | Single-Stage | Cast Iron |  |  |  |  | 3978000 | 3301000 |  |  |  |  | 83 | 79 | [5 empty] | Federally-Regulated Commercial & Industrial Equipment | 2016-01-05
Smith Cast Iron Boilers | Smith Cast Iron Boilers | G28HE-S-14 | Steam | Natural Gas | Power | FALSE | FALSE | 1 |  | FALSE |  | None | Non-Condensing | Single-Stage | Cast Iron |  |  |  |  | 4293000 | 3567000 |  |  |  |  | 83.1 | 79 | [5 empty] | Federally-Regulated Commercial & Industrial Equipment | 2016-01-05
Smith Cast Iron Boilers | Smith Cast Iron Boilers | G28HE-S-14 | Steam | LPG | Power | FALSE | FALSE | 1 |  | FALSE |  | None | Non-Condensing | Single-Stage | Cast Iron |  |  |  |  | 4293000 | 3567000 |  |  |  |  | 83.1 | 79 | [5 empty] | Federally-Regulated Commercial & Industrial Equipment | 2016-01-05
Smith Cast Iron Boilers | Smith Cast Iron Boilers | LO28HE-S-15 | Steam | Oil | Power | FALSE | FALSE | 1 |  | FALSE |  | None | Non-Condensing | Single-Stage | Cast Iron |  |  |  |  | 4480000 | 3831000 |  |  |  |  | 85.7 | 81 | [5 empty] | Federally-Regulated Commercial & Industrial Equipment | 2016-01-05
Smith Cast Iron Boilers | Smith Cast Iron Boilers | G28HE-S-16 | Steam | Natural Gas | Power | FALSE | FALSE | 1 |  | FALSE |  | None | Non-Condensing | Single-Stage | Cast Iron |  |  |  |  | 4923000 | 4095000 |  |  |  |  | 83.2 | 79 | [5 empty] | Federally-Regulated Commercial & Industrial Equipment | 2016-01-05
Smith Cast Iron Boilers | Smith Cast Iron Boilers | G28HE-S-16 | Steam | LPG | Power | FALSE | FALSE | 1 |  | FALSE |  | None | Non-Condensing | Single-Stage | Cast Iron |  |  |  |  | 4923000 | 4095000 |  |  |  |  | 83.2 | 79 | [5 empty] | Federally-Regulated Commercial & Industrial Equipment | 2016-01-05
Smith Cast Iron Boilers | Smith Cast Iron Boilers | G28HE-S-17 | Steam | Natural Gas | Power | FALSE | FALSE | 1 |  | FALSE |  | None | Non-Condensing | Single-Stage | Cast Iron |  |  |  |  | 5238000 | 4358000 |  |  |  |  | 83.2 | 79 | [5 empty] | Federally-Regulated Commercial & Industrial Equipment | 2016-01-05
Smith Cast Iron Boilers | Smith Cast Iron Boilers | G28HE-S-17 | Steam | LPG | Power | FALSE | FALSE | 1 |  | FALSE |  | None | Non-Condensing | Single-Stage | Cast Iron |  |  |  |  | 5238000 | 4358000 |  |  |  |  | 83.2 | 79 | [5 empty] | Federally-Regulated Commercial & Industrial Equipment | 2016-01-05
Smith Cast Iron Boilers | Smith Cast Iron Boilers | G28HE-S-18 | Steam | Natural Gas | Power | FALSE | FALSE | 1 |  | FALSE |  | None | Non-Condensing | Single-Stage | Cast Iron |  |  |  |  | 5553000 | 4620000 |  |  |  |  | 83.2 | 79 | [5 empty] | Federally-Regulated Commercial & Industrial Equipment | 2016-01-05
Smith Cast Iron Boilers | Smith Cast Iron Boilers | G28HE-S-18 | Steam | LPG | Power | FALSE | FALSE | 1 |  | FALSE |  | None | Non-Condensing | Single-Stage | Cast Iron |  |  |  |  | 5553000 | 4620000 |  |  |  |  | 83.2 | 79 | [5 empty] | Federally-Regulated Commercial & Industrial Equipment | 2016-01-05
Smith Cast Iron Boilers | Smith Cast Iron Boilers | G28HE-W-18 | Water | Natural Gas | Power | FALSE | FALSE | 1 |  |  |  | None | Non-Condensing | Single-Stage | Cast Iron |  |  |  |  | 5553000 | 4620000 |  |  | 83.4 | 82 | [7 empty] | Federally-Regulated Commercial & Industrial Equipment | 2016-01-05
ECR International, Ltd. | DUNKIRK BOILERS | VX-399 | Water | Natural Gas | Power | FALSE | FALSE | 1 |  |  |  | None | Condensing | Step Modulating | Other |  |  |  |  | 399000 | 383000 |  |  |  |  | 96 | 80 | [5 empty] | Federally-Regulated Commercial & Industrial Equipment | 2016-01-15
ECR International, Ltd. | DUNKIRK BOILERS | VX-399 | Water | LPG | Power | FALSE | FALSE | 1 |  |  |  | None | Condensing | Step Modulating | Other |  |  |  |  | 399000 | 383000 |  |  |  |  | 96 | 80 | [5 empty] | Federally-Regulated Commercial & Industrial Equipment | 2016-01-15
IBC Technologies | IBC Technologies | DC 20-125 | Water | Natural Gas | Power | FALSE | FALSE | 1 | TRUE |  |  | None | Condensing | Step Modulating | Other | Single-Speed |  |  |  | 125000 | 111000 | [9 empty] | 95 | 80 | Federally-Regulated Consumer Product | 2016-01-15
IBC Technologies | IBC Technologies | DC 20-125 | Water | LPG | Power | FALSE | FALSE | 1 | TRUE |  |  | None | Condensing | Step Modulating | Other | Single-Speed |  |  |  | 125000 | 111000 | [9 empty] | 95 | 80 | Federally-Regulated Consumer Product | 2016-01-15
IBC Technologies | IBC Technologies | HC 20-125 | Water | Natural Gas | Power | FALSE | FALSE | 1 | TRUE |  |  | None | Condensing | Step Modulating | Other | Single-Speed |  |  |  | 125000 | 111000 | [9 empty] | 95 | 80 | Federally-Regulated Consumer Product | 2016-01-15
IBC Technologies | IBC Technologies | HC 20-125 | Water | LPG | Power | FALSE | FALSE | 1 | TRUE |  |  | None | Condensing | Step Modulating | Other | Single-Speed |  |  |  | 125000 | 111000 | [9 empty] | 95 | 80 | Federally-Regulated Consumer Product | 2016-01-15
Laars Heating Systems Company | MASCOT LX | MLXC(F,W)125(N,P)**** | Water | Natural Gas | Power | FALSE | FALSE | 1 | TRUE |  |  | None | Condensing | Step Modulating | Copper | Variable-Speed |  |  |  | 125000 | 116000 | [9 empty] | 95 | 80 | Federally-Regulated Consumer Product | 2016-01-15
Laars Heating Systems Company | MASCOT LX | MLXC(F,W)125(N,P)**** | Water | LPG | Power | FALSE | FALSE | 1 | TRUE |  |  | None | Condensing | Step Modulating | Copper | Variable-Speed |  |  |  | 125000 | 116000 | [9 empty] | 95 | 80 | Federally-Regulated Consumer Product | 2016-01-15
Laars Heating Systems Company | MASCOT LX | MLXHF050(N,P)**** | Water | Natural Gas | Pressure | FALSE | FALSE | 1 | TRUE |  |  | None | Condensing | Step Modulating | Copper |  |  |  |  | 50000 | 46000 | [9 empty] | 95 | 80 | Federally-Regulated Consumer Product | 2016-01-15
Laars Heating Systems Company | MASCOT LX | MLXHF050(N,P)**** | Water | LPG | Pressure | FALSE | FALSE | 1 | TRUE |  |  | None | Condensing | Step Modulating | Copper |  |  |  |  | 50000 | 46000 | [9 empty] | 95 | 80 | Federally-Regulated Consumer Product | 2016-01-15
Laars Heating Systems Company | MASCOT LX | MLXHF075(N,P)**** | Water | Natural Gas | Pressure | FALSE | FALSE | 1 | TRUE |  |  | None | Condensing | Step Modulating | Copper |  |  |  |  | 75000 | 70000 | [9 empty] | 95 | 80 | Federally-Regulated Consumer Product | 2016-01-15
Laars Heating Systems Company | MASCOT LX | MLXHF075(N,P)**** | Water | LPG | Pressure | FALSE | FALSE | 1 | TRUE |  |  | None | Condensing | Step Modulating | Copper |  |  |  |  | 75000 | 70000 | [9 empty] | 95 | 80 | Federally-Regulated Consumer Product | 2016-01-15
Laars Heating Systems Company | MASCOT LX | MLXHF100(N,P)**** | Water | Natural Gas | Pressure | FALSE | FALSE | 1 | TRUE |  |  | None | Condensing | Step Modulating | Copper |  |  |  |  | 100000 | 93000 | [9 empty] | 95 | 80 | Federally-Regulated Consumer Product | 2016-01-15
Laars Heating Systems Company | MASCOT LX | MLXHF100(N,P)**** | Water | LPG | Pressure | FALSE | FALSE | 1 | TRUE |  |  | None | Condensing | Step Modulating | Copper |  |  |  |  | 100000 | 93000 | [9 empty] | 95 | 80 | Federally-Regulated Consumer Product | 2016-01-15
Laars Heating Systems Company | MASCOT LX | MLXHF125(N,P)**** | Water | Natural Gas | Pressure | FALSE | FALSE | 1 | TRUE |  |  | None | Condensing | Step Modulating | Copper |  |  |  |  | 125000 | 116000 | [9 empty] | 95 | 80 | Federally-Regulated Consumer Product | 2016-01-15
Laars Heating Systems Company | MASCOT LX | MLXHF125(N,P)**** | Water | LPG | Pressure | FALSE | FALSE | 1 | TRUE |  |  | None | Condensing | Step Modulating | Copper |  |  |  |  | 125000 | 116000 | [9 empty] | 95 | 80 | Federally-Regulated Consumer Product | 2016-01-15
Laars Heating Systems Company | MASCOT LX | MLXHF150(N,P)**** | Water | Natural Gas | Pressure | FALSE | FALSE | 1 | TRUE |  |  | None | Condensing | Step Modulating | Copper |  |  |  |  | 150000 | 139000 | [9 empty] | 95 | 80 | Federally-Regulated Consumer Product | 2016-01-15
Laars Heating Systems Company | MASCOT LX | MLXHF150(N,P)**** | Water | LPG | Pressure | FALSE | FALSE | 1 | TRUE |  |  | None | Condensing | Step Modulating | Copper |  |  |  |  | 150000 | 139000 | [9 empty] | 95 | 80 | Federally-Regulated Consumer Product | 2016-01-15
Laars Heating Systems Company | MASCOT LX | MLXHF175(N,P)**** | Water | Natural Gas | Pressure | FALSE | FALSE | 1 | TRUE |  |  | None | Condensing | Step Modulating | Copper |  |  |  |  | 175000 | 166000 | [9 empty] | 95 | 80 | Federally-Regulated Consumer Product | 2016-01-15
Laars Heating Systems Company | MASCOT LX | MLXHF175(N,P)**** | Water | LPG | Pressure | FALSE | FALSE | 1 | TRUE |  |  | None | Condensing | Step Modulating | Copper |  |  |  |  | 175000 | 166000 | [9 empty] | 95 | 80 | Federally-Regulated Consumer Product | 2016-01-15
Laars Heating Systems Company | MASCOT LX | MLXHF220(N,P)**** | Water | Natural Gas | Pressure | FALSE | FALSE | 1 | TRUE |  |  | None | Condensing | Step Modulating | Copper |  |  |  |  | 220000 | 206000 | [9 empty] | 95 | 80 | Federally-Regulated Consumer Product | 2016-01-15
Laars Heating Systems Company | MASCOT LX | MLXHF220(N,P)**** | Water | LPG | Pressure | FALSE | FALSE | 1 | TRUE |  |  | None | Condensing | Step Modulating | Copper |  |  |  |  | 220000 | 206000 | [9 empty] | 95 | 80 | Federally-Regulated Consumer Product | 2016-01-15
Laars Heating Systems Company | MASCOT LX | MLXCF125(N,P)**** | Water | Natural Gas | Pressure | FALSE | FALSE | 1 | TRUE |  |  | None | Condensing | Step Modulating | Copper |  |  |  |  | 125000 | 116000 | [9 empty] | 95 | 80 | Federally-Regulated Consumer Product | 2016-01-15
Laars Heating Systems Company | MASCOT LX | MLXCF125(N,P)**** | Water | LPG | Pressure | FALSE | FALSE | 1 | TRUE |  |  | None | Condensing | Step Modulating | Copper |  |  |  |  | 125000 | 116000 | [9 empty] | 95 | 80 | Federally-Regulated Consumer Product | 2016-01-15
Laars Heating Systems Company | MASCOT LX | MLXCF150(N,P)**** | Water | Natural Gas | Pressure | FALSE | FALSE | 1 | TRUE |  |  | None | Condensing | Step Modulating | Copper |  |  |  |  | 150000 | 139000 | [9 empty] | 95 | 80 | Federally-Regulated Consumer Product | 2016-01-15
Laars Heating Systems Company | MASCOT LX | MLXCF150(N,P)**** | Water | LPG | Pressure | FALSE | FALSE | 1 | TRUE |  |  | None | Condensing | Step Modulating | Copper |  |  |  |  | 150000 | 139000 | [9 empty] | 95 | 80 | Federally-Regulated Consumer Product | 2016-01-15
Laars Heating Systems Company | MASCOT LX | MLXCF175(N,P)**** | Water | Natural Gas | Pressure | FALSE | FALSE | 1 | TRUE |  |  | None | Condensing | Step Modulating | Copper |  |  |  |  | 175000 | 166000 | [9 empty] | 95 | 80 | Federally-Regulated Consumer Product | 2016-01-15
Laars Heating Systems Company | MASCOT LX | MLXCF175(N,P)**** | Water | LPG | Pressure | FALSE | FALSE | 1 | TRUE |  |  | None | Condensing | Step Modulating | Copper |  |  |  |  | 175000 | 166000 | [9 empty] | 95 | 80 | Federally-Regulated Consumer Product | 2016-01-15
Laars Heating Systems Company | BRUTE LX | BMLXHF050(N,P)**** | Water | Natural Gas | Pressure | FALSE | FALSE | 1 | TRUE |  |  | None | Condensing | Step Modulating | Copper |  |  |  |  | 50000 | 46000 | [9 empty] | 95 | 80 | Federally-Regulated Consumer Product | 2016-01-15
Laars Heating Systems Company | BRUTE LX | BMLXHF050(N,P)**** | Water | LPG | Pressure | FALSE | FALSE | 1 | TRUE |  |  | None | Condensing | Step Modulating | Copper |  |  |  |  | 50000 | 46000 | [9 empty] | 95 | 80 | Federally-Regulated Consumer Product | 2016-01-15
Laars Heating Systems Company | BRUTE LX | BMLXHF075(N,P)**** | Water | Natural Gas | Pressure | FALSE | FALSE | 1 | TRUE |  |  | None | Condensing | Step Modulating | Copper |  |  |  |  | 75000 | 70000 | [9 empty] | 95 | 80 | Federally-Regulated Consumer Product | 2016-01-15
Laars Heating Systems Company | BRUTE LX | BMLXHF075(N,P)**** | Water | LPG | Pressure | FALSE | FALSE | 1 | TRUE |  |  | None | Condensing | Step Modulating | Copper |  |  |  |  | 75000 | 70000 | [9 empty] | 95 | 80 | Federally-Regulated Consumer Product | 2016-01-15
Laars Heating Systems Company | BRUTE LX | BMLXHF100(N,P)**** | Water | Natural Gas | Pressure | FALSE | FALSE | 1 | TRUE |  |  | None | Condensing | Step Modulating | Copper |  |  |  |  | 100000 | 93000 | [9 empty] | 95 | 80 | Federally-Regulated Consumer Product | 2016-01-15
Laars Heating Systems Company | BRUTE LX | BMLXHF100(N,P)**** | Water | LPG | Pressure | FALSE | FALSE | 1 | TRUE |  |  | None | Condensing | Step Modulating | Copper |  |  |  |  | 100000 | 93000 | [9 empty] | 95 | 80 | Federally-Regulated Consumer Product | 2016-01-15
Laars Heating Systems Company | BRUTE LX | BMLXHF125(N,P)**** | Water | Natural Gas | Pressure | FALSE | FALSE | 1 | TRUE |  |  | None | Condensing | Step Modulating | Copper |  |  |  |  | 125000 | 116000 | [9 empty] | 95 | 80 | Federally-Regulated Consumer Product | 2016-01-15
Laars Heating Systems Company | BRUTE LX | BMLXHF125(N,P)**** | Water | LPG | Pressure | FALSE | FALSE | 1 | TRUE |  |  | None | Condensing | Step Modulating | Copper |  |  |  |  | 125000 | 116000 | [9 empty] | 95 | 80 | Federally-Regulated Consumer Product | 2016-01-15
Laars Heating Systems Company | BRUTE LX | BMLXHF150(N,P)**** | Water | Natural Gas | Pressure | FALSE | FALSE | 1 | TRUE |  |  | None | Condensing | Step Modulating | Copper |  |  |  |  | 150000 | 139000 | [9 empty] | 95 | 80 | Federally-Regulated Consumer Product | 2016-01-15
Laars Heating Systems Company | BRUTE LX | BMLXHF150(N,P)**** | Water | LPG | Pressure | FALSE | FALSE | 1 | TRUE |  |  | None | Condensing | Step Modulating | Copper |  |  |  |  | 150000 | 139000 | [9 empty] | 95 | 80 | Federally-Regulated Consumer Product | 2016-01-15
Laars Heating Systems Company | BRUTE LX | BMLXHF175(N,P)**** | Water | Natural Gas | Pressure | FALSE | FALSE | 1 | TRUE |  |  | None | Condensing | Step Modulating | Copper |  |  |  |  | 175000 | 166000 | [9 empty] | 95 | 80 | Federally-Regulated Consumer Product | 2016-01-15
Laars Heating Systems Company | BRUTE LX | BMLXHF175(N,P)**** | Water | LPG | Pressure | FALSE | FALSE | 1 | TRUE |  |  | None | Condensing | Step Modulating | Copper |  |  |  |  | 175000 | 166000 | [9 empty] | 95 | 80 | Federally-Regulated Consumer Product | 2016-01-15
Laars Heating Systems Company | BRUTE LX | BMLXHF220(N,P)**** | Water | Natural Gas | Pressure | FALSE | FALSE | 1 | TRUE |  |  | None | Condensing | Step Modulating | Copper |  |  |  |  | 220000 | 206000 | [9 empty] | 95 | 80 | Federally-Regulated Consumer Product | 2016-01-15
Laars Heating Systems Company | BRUTE LX | BMLXHF220(N,P)**** | Water | LPG | Pressure | FALSE | FALSE | 1 | TRUE |  |  | None | Condensing | Step Modulating | Copper |  |  |  |  | 220000 | 206000 | [9 empty] | 95 | 80 | Federally-Regulated Consumer Product | 2016-01-15
Laars Heating Systems Company | BRUTE LX | BMLXCF125(N,P)**** | Water | Natural Gas | Pressure | FALSE | FALSE | 1 | TRUE |  |  | None | Condensing | Step Modulating | Copper |  |  |  |  | 125000 | 116000 | [9 empty] | 95 | 80 | Federally-Regulated Consumer Product | 2016-01-15
Laars Heating Systems Company | BRUTE LX | BMLXCF125(N,P)**** | Water | LPG | Pressure | FALSE | FALSE | 1 | TRUE |  |  | None | Condensing | Step Modulating | Copper |  |  |  |  | 125000 | 116000 | [9 empty] | 95 | 80 | Federally-Regulated Consumer Product | 2016-01-15
Laars Heating Systems Company | BRUTE LX | BMLXCF150(N,P)**** | Water | Natural Gas | Pressure | FALSE | FALSE | 1 | TRUE |  |  | None | Condensing | Step Modulating | Copper |  |  |  |  | 150000 | 139000 | [9 empty] | 95 | 80 | Federally-Regulated Consumer Product | 2016-01-15
Laars Heating Systems Company | BRUTE LX | BMLXCF150(N,P)**** | Water | LPG | Pressure | FALSE | FALSE | 1 | TRUE |  |  | None | Condensing | Step Modulating | Copper |  |  |  |  | 150000 | 139000 | [9 empty] | 95 | 80 | Federally-Regulated Consumer Product | 2016-01-15
Laars Heating Systems Company | BRUTE LX | BMLXCF175(N,P)**** | Water | Natural Gas | Pressure | FALSE | FALSE | 1 | TRUE |  |  | None | Condensing | Step Modulating | Copper |  |  |  |  | 175000 | 166000 | [9 empty] | 95 | 80 | Federally-Regulated Consumer Product | 2016-01-15
Laars Heating Systems Company | BRUTE LX | BMLXCF175(N,P)**** | Water | LPG | Pressure | FALSE | FALSE | 1 | TRUE |  |  | None | Condensing | Step Modulating | Copper |  |  |  |  | 175000 | 166000 | [9 empty] | 95 | 80 | Federally-Regulated Consumer Product | 2016-01-15
Laars Heating Systems Company | MASCOT LX | MLXCW125(N,P)**** | Water | Natural Gas | Power | FALSE | FALSE | 1 | TRUE |  |  | None | Condensing | Step Modulating | Other | Single-Speed |  |  |  | 125000 | 116000 | [9 empty] | 95 | 80 | Federally-Regulated Consumer Product | 2016-01-15
Laars Heating Systems Company | MASCOT LX | MLXCW125(N,P)**** | Water | LPG | Power | FALSE | FALSE | 1 | TRUE |  |  | None | Condensing | Step Modulating | Other | Single-Speed |  |  |  | 125000 | 116000 | [9 empty] | 95 | 80 | Federally-Regulated Consumer Product | 2016-01-15
Laars Heating Systems Company | BRUTE LX | BLXCW125(N,P)**** | Water | Natural Gas | Power | FALSE | FALSE | 1 | TRUE |  |  | None | Condensing | Step Modulating | Other | Single-Speed |  |  |  | 125000 | 116000 | [9 empty] | 95 | 80 | Federally-Regulated Consumer Product | 2016-01-15
Laars Heating Systems Company | BRUTE LX | BLXCW125(N,P)**** | Water | LPG | Power | FALSE | FALSE | 1 | TRUE |  |  | None | Condensing | Step Modulating | Other | Single-Speed |  |  |  | 125000 | 116000 | [9 empty] | 95 | 80 | Federally-Regulated Consumer Product | 2016-01-15
PB Heat, LLC | Advanced Thermal Hydronics | PB/HE-W-3LL | Water | Oil | Power | FALSE | FALSE | 1 | TRUE |  |  | None | Non-Condensing | Single-Stage | Cast Iron |  |  |  |  | 84000 | 75000 | [9 empty] | 87.5 | 84 | Federally-Regulated Consumer Product | 2016-01-15
PB Heat, LLC | Smith Cast Iron Boilers | 8HE-W-3LL | Water | Oil | Power | FALSE | FALSE | 1 | TRUE |  |  | None | Non-Condensing | Single-Stage | Cast Iron |  |  |  |  | 84000 | 75000 | [9 empty] | 87.5 | 84 | Federally-Regulated Consumer Product | 2016-01-15
PB Heat, LLC | Advanced Thermal Hydronics | PB/HE-W-4LL | Water | Oil | Power | FALSE | FALSE | 1 | TRUE |  |  | None | Non-Condensing | Single-Stage | Cast Iron |  |  |  |  | 133000 | 117000 | [9 empty] | 87 | 84 | Federally-Regulated Consumer Product | 2016-01-15
PB Heat, LLC | Smith Cast Iron Boilers | 8HE-W-4LL | Water | Oil | Power | FALSE | FALSE | 1 | TRUE |  |  | None | Non-Condensing | Single-Stage | Cast Iron |  |  |  |  | 133000 | 117000 | [9 empty] | 87 | 84 | Federally-Regulated Consumer Product | 2016-01-15
Smith Cast Iron Boilers | Smith Cast Iron Boilers | LO28HE-W-9 | Water | Oil | Power | FALSE | FALSE | 1 |  |  |  | None | Non-Condensing | Single-Stage | Cast Iron |  |  |  |  | 2632000 | 2245000 |  |  | 86.1 | 84 | [7 empty] | Federally-Regulated Commercial & Industrial Equipment | 2016-01-15
Kiturami | NORITZ | CB180-DV-NG | Water | Natural Gas | Power | FALSE | FALSE | 1 | TRUE |  |  | None | Condensing | Step Modulating | Other | Single-Speed |  |  |  | 100000 | 95000 | [9 empty] | 95 | 80 | Federally-Regulated Consumer Product | 2016-01-27
Kiturami | NORITZ | CB180-DV-LP | Water | LPG | Power | FALSE | FALSE | 1 | TRUE |  |  | None | Condensing | Step Modulating | Other | Single-Speed |  |  |  | 100000 | 95000 | [9 empty] | 95 | 80 | Federally-Regulated Consumer Product | 2016-01-27
Kiturami | NORITZ | CB199-DV-NG | Water | Natural Gas | Power | FALSE | FALSE | 1 | TRUE |  |  | None | Condensing | Step Modulating | Other | Single-Speed |  |  |  | 120000 | 114000 | [9 empty] | 95 | 80 | Federally-Regulated Consumer Product | 2016-01-27
Kiturami | NORITZ | CB199-DV-LP | Water | LPG | Power | FALSE | FALSE | 1 | TRUE |  |  | None | Condensing | Step Modulating | Other | Single-Speed |  |  |  | 120000 | 114000 | [9 empty] | 95 | 80 | Federally-Regulated Consumer Product | 2016-01-27
Fulton Heating Solutions | Fulton Heating Solutions | VTG6000DF | Water | LPG | Power | FALSE | FALSE | 3 |  |  |  | Electro-Mechanical Inlet Dampe | Condensing | Step Modulating | Other |  |  |  |  | 6000000 | 5640000 |  |  | 94 | 82 | [7 empty] | Federally-Regulated Commercial & Industrial Equipment | 2016-01-28
Fulton Heating Solutions | Fulton Heating Solutions | VTG4000LE | Water | LPG | Power | FALSE | FALSE | 3 |  |  |  | Electro-Mechanical Inlet Dampe | Condensing | Step Modulating | Other |  |  |  |  | 4000000 | 3744000 |  |  | 93.6 | 82 | [7 empty] | Federally-Regulated Commercial & Industrial Equipment | 2016-01-28
Fulton Heating Solutions | Fulton Heating Solutions | VTG3000LE | Water | LPG | Power | FALSE | FALSE | 3 |  |  |  | Electro-Mechanical Inlet Dampe | Condensing | Step Modulating | Other |  |  |  |  | 3000000 | 2814000 |  |  | 93.8 | 82 | [7 empty] | Federally-Regulated Commercial & Industrial Equipment | 2016-01-28
Fulton Heating Solutions | Fulton Heating Solutions | VTG6000DFO | Water | Oil | Power | FALSE | FALSE | 3 |  |  |  | Electro-Mechanical Inlet Dampe | Condensing | Step Modulating | Other |  |  |  |  | 6000000 | 5736000 |  |  | 95.8 | 84 | [7 empty] | Federally-Regulated Commercial & Industrial Equipment | 2016-01-28
Thermal Solutions | Thermal Solutions | EV(A,S)0500B**-*A* | Water | Natural Gas | Power | FALSE | FALSE | 1 |  |  |  | None | Non-Condensing | Step Modulating | Copper |  |  |  |  | 500000 | 431000 |  |  |  |  | 86.1 | 80 | [5 empty] | Federally-Regulated Commercial & Industrial Equipment | 2016-02-01
Thermal Solutions | Thermal Solutions | EV(A,S)0750B**-*D* | Water | Natural Gas | Power | FALSE | FALSE | 1 |  |  |  | None | Non-Condensing | Step Modulating | Copper |  |  |  |  | 750000 | 623000 |  |  |  |  | 83 | 80 | [5 empty] | Federally-Regulated Commercial & Industrial Equipment | 2016-02-01
Thermal Solutions | Thermal Solutions | EV(A,S)1000B**-*E* | Water | Natural Gas | Power | FALSE | FALSE | 3 |  |  |  | None | Non-Condensing | Step Modulating | Copper |  |  |  |  | 1000000 | 819000 |  |  |  |  | 81.9 | 80 | [5 empty] | Federally-Regulated Commercial & Industrial Equipment | 2016-02-01
Thermal Solutions | Thermal Solutions | EV(A,S)1500B**-*B* | Water | Natural Gas | Power | FALSE | FALSE | 3 |  |  |  | None | Non-Condensing | Step Modulating | Copper |  |  |  |  | 1500000 | 1251000 |  |  |  |  | 83.4 | 80 | [5 empty] | Federally-Regulated Commercial & Industrial Equipment | 2016-02-01
Thermal Solutions | Thermal Solutions | SOL1000B | Water | Natural Gas | Power | FALSE | FALSE | 1 |  |  |  | None | Non-Condensing | Step Modulating | Copper |  |  |  |  | 1000000 | 821000 |  |  |  |  | 82.1 | 80 | [5 empty] | Federally-Regulated Commercial & Industrial Equipment | 2016-02-01
Thermal Solutions | Thermal Solutions | SOL0500B | Water | Natural Gas | Power | FALSE | FALSE | 1 |  |  |  | None | Non-Condensing | Step Modulating | Copper |  |  |  |  | 500000 | 407000 |  |  |  |  | 81.4 | 80 | [5 empty] | Federally-Regulated Commercial & Industrial Equipment | 2016-02-01
Thermal Solutions | Thermal Solutions | SOL1500B | Water | Natural Gas | Power | FALSE | FALSE | 1 |  |  |  | None | Non-Condensing | Step Modulating | Copper |  |  |  |  | 1500000 | 1261000 |  |  |  |  | 84.1 | 80 | [5 empty] | Federally-Regulated Commercial & Industrial Equipment | 2016-02-01
Thermal Solutions | Thermal Solutions | SOL0750B | Water | Natural Gas | Power | FALSE | FALSE | 1 |  |  |  | None | Non-Condensing | Step Modulating | Copper |  |  |  |  | 750000 | 626000 |  |  |  |  | 83.4 | 80 | [5 empty] | Federally-Regulated Commercial & Industrial Equipment | 2016-02-01
Thermal Solutions | Thermal Solutions | SOL1250B | Water | Natural Gas | Power | FALSE | FALSE | 1 |  |  |  | None | Non-Condensing | Step Modulating | Copper |  |  |  |  | 1250000 | 1039000 |  |  |  |  | 83.1 | 80 | [5 empty] | Federally-Regulated Commercial & Industrial Equipment | 2016-02-01
Thermal Solutions | Thermal Solutions | EV(A,S)2000B**-*A* | Water | Natural Gas | Power | FALSE | FALSE | 1 |  |  |  | None | Non-Condensing | Step Modulating | Copper |  |  |  |  | 2000000 | 1696000 |  |  |  |  | 84.8 | 80 | [5 empty] | Federally-Regulated Commercial & Industrial Equipment | 2016-02-01
Thermal Solutions | Thermal Solutions | EV(A,S)2000SB**-*A* | Water | Natural Gas | Power | FALSE | FALSE | 1 |  |  |  | None | Non-Condensing | Step Modulating | Copper |  |  |  |  | 2000000 | 1732000 |  |  |  |  | 86.6 | 80 | [5 empty] | Federally-Regulated Commercial & Industrial Equipment | 2016-02-01
Thermal Solutions | Thermal Solutions | EV(A,S)3000B**-*C* | Water | Natural Gas | Power | FALSE | FALSE | 3 |  |  |  | None | Non-Condensing | Step Modulating | Copper |  |  |  |  | 3000000 | 2610000 |  |  | 87 | 82 | [7 empty] | Federally-Regulated Commercial & Industrial Equipment | 2016-02-01
Thermal Solutions | Thermal Solutions | EVO0750B**-*E* | Water | Natural Gas | Power | FALSE | TRUE | 3 |  |  |  | None | Non-Condensing | Step Modulating | Copper |  |  |  |  | 750000 | 621000 |  |  |  |  | 82.8 | 80 | [5 empty] | Federally-Regulated Commercial & Industrial Equipment | 2016-02-01
Thermal Solutions | Thermal Solutions | EVO1000B**-*A* | Water | Natural Gas | Power | FALSE | TRUE | 1 |  |  |  | None | Non-Condensing | Step Modulating | Copper |  |  |  |  | 1000000 | 817000 |  |  |  |  | 81.7 | 80 | [5 empty] | Federally-Regulated Commercial & Industrial Equipment | 2016-02-01
Thermal Solutions | Thermal Solutions | EVO1500B**-*A* | Water | Natural Gas | Power | FALSE | TRUE | 1 |  |  |  | None | Non-Condensing | Step Modulating | Copper |  |  |  |  | 1500000 | 1250000 |  |  |  |  | 83.3 | 80 | [5 empty] | Federally-Regulated Commercial & Industrial Equipment | 2016-02-01
Thermal Solutions | Thermal Solutions | EV(A,S)2500B**-*B* | Water | Natural Gas | Power | FALSE | FALSE | 3 |  |  |  | None | Non-Condensing | Step Modulating | Copper |  |  |  |  | 2500000 | 2170000 |  |  | 86.7 | 82 | [7 empty] | Federally-Regulated Commercial & Industrial Equipment | 2016-02-01
Ace Boiler, Inc. | Ace Boiler, Inc. | B5EO | Both Steam & Water | Natural Gas | No Match | FALSE | TRUE | 3 |  |  | No Match | No Match | No Match | No Match | Copper | No Match |  | No Match |  | 500000 |  | 500000 |  | 80.5 | 80 |  |  |  |  | 80.5 |  |  | Federally-Regulated Commercial & Industrial Equipment | 1996-02-29
PVI Industries | PVI | 126 EWB 125A-E | Water | Electricity | No Match | TRUE | FALSE | 3 |  |  | No Match | No Match | No Match | No Match | Other | No Match |  | No Match |  | 430000 |  | 430000 |  | 99.9 | [5 empty] | 99.9 |  |  | Non Federally-Regulated | 1992-09-28
Camus Hydronics | Camus Hydronics | DFPH-6004-MH | Water | LPG | Power | FALSE | FALSE | 3 |  |  |  | None | Non-Condensing | Step Modulating | Copper |  |  |  |  | 6000000 | 5100000 |  |  | 85 |  | 85 | [6 empty] | Federally-Regulated Commercial & Industrial Equipment | 2014-08-11
Water Pik, Inc. | Laars | PH0600IN09*BA | Water | Natural Gas | No Match | FALSE | FALSE | 3 |  |  | No Match | No Match | No Match | No Match | Copper | No Match |  | No Match |  | 600000 |  | 150000 |  | 82 | 80 |  |  | 5 |  | 82 |  |  | Federally-Regulated Commercial & Industrial Equipment | 2001-05-30
Smith Cast Iron Boilers | Smith Cast Iron Boilers | 28HE-S/W-04 | Both Steam & Water | Natural Gas | Power | FALSE | FALSE | 1 |  |  |  | None | Non-Condensing | Single-Stage | Cast Iron |  |  |  |  | 1143000 | 931000 |  |  | 83.6 | 80 | 81.4 | [6 empty] | Federally-Regulated Commercial & Industrial Equipment | 2007-12-12
Laars Heating Systems Co. | Laars Heating Systems Co. | NTH1000 | Water | Natural Gas | Induced Draft | FALSE | TRUE | 1 |  |  |  | None | Condensing | Step Modulating | Other |  |  |  |  | 999900 | 942000 |  |  |  |  | 94.2 | [6 empty] | Federally-Regulated Commercial & Industrial Equipment | 2015-04-20
PB Heat, LLC | PB Heat, LLC | TC-HE-S/W-08 | Both Steam & Water | Natural Gas | Power | FALSE | FALSE | 1 |  |  |  | None | Non-Condensing | Single-Stage | Cast Iron |  |  |  |  | 2403000 | 1985000 |  |  | 83.5 | 80 | 82.6 | [6 empty] | Federally-Regulated Commercial & Industrial Equipment | 2011-02-17
Dunkirk | Sears | 229.9602 | Steam | Natural Gas | No Match | FALSE | FALSE | 1 |  |  | No Match | No Match | No Match | No Match | Cast Iron | No Match |  | No Match |  | 112500 | [10 empty] | 80.4 | 75 | Federally-Regulated Consumer Product | 1998-12-21
Raypak | Raypak | H3-HD151* | Water | Natural Gas | Induced Draft | FALSE | FALSE | 1 |  |  | None | None | Non-Condensing | Two-Stage Modulating | Copper | Single-Speed |  | Standard |  | 150000 | 126000 | 90000 | [8 empty] | 85 | 80 | Federally-Regulated Consumer Product | 2010-01-11
Parker Boiler Co. | Parker Boiler | T1460R | Water | Natural Gas | No Match | FALSE | FALSE | 3 |  |  | No Match | No Match | No Match | No Match | Other | No Match |  | No Match |  | 1460000 |  | 730000 |  | 83 | 80 |  |  | 4 |  | 82 |  |  | Federally-Regulated Commercial & Industrial Equipment | 1996-03-13
Parker Boiler Co. | Parker Boiler | G-70R | Steam | Natural Gas | Power | FALSE | FALSE | 3 |  |  | No Match | No Match | No Match | No Match | Other | No Match |  | No Match |  | 2940000 |  | 1470000 |  | 83 | 80 |  |  | 4 |  | 82 |  |  | Federally-Regulated Commercial & Industrial Equipment | 1996-03-13
Dunkirk | Carrier | BS2AAP000245ABAA | Steam | LPG | No Match | FALSE | FALSE | 1 |  |  | No Match | No Match | No Match | No Match | Cast Iron | No Match |  | No Match |  | 245000 | [10 empty] | 81.3 | 75 | Federally-Regulated Consumer Product | 1999-10-22
Aerco International | Aerco International | MLX454 | Water | LPG | Pressure | FALSE | FALSE | 1 |  |  | None | None | Condensing | Step Modulating | Other |  |  |  |  | 454000 | 418000 | 45000000 | 44100000 | 92 | 80 | 92 | [6 empty] | Federally-Regulated Commercial & Industrial Equipment | 2009-08-17
Burnham Corp. | Crown Boiler Co. | LCW100 | Water | Oil | Power | FALSE | FALSE | 1 |  |  |  | None | Non-Condensing | Single-Stage | Cast Iron |  |  |  |  | 140000 | 120000 | [9 empty] | 84 | 80 | Federally-Regulated Consumer Product | 2008-04-14
Fulton Boiler Works | Fulton | PHW-2000 | Water | Natural Gas | Injection Type | FALSE | FALSE | 3 |  |  | None | None | Condensing | Step Modulating | Other | No Match |  | No Match |  | 2000000 | 1720000 | 400000 | 380000 | 86 | 80 | 86 |  | 380 |  | 95 |  |  | Federally-Regulated Commercial & Industrial Equipment | 2003-02-20
Bryan Steam Corp. | Bryan | D-305-W-FDG* | Water | Natural Gas | Power | FALSE | FALSE | 3 |  |  | No Match | No Match | No Match | No Match | Other | No Match |  | No Match |  | 305000 |  | 305000 |  | 80 | 80 |  |  |  |  | 80 |  |  | Federally-Regulated Commercial & Industrial Equipment | 1996-02-29
Laars Heating Systems Co. | Laars | PH0500IN******** | Water | Natural Gas | Induced Draft | FALSE | FALSE | 1 |  |  |  | None | Non-Condensing | Step Modulating | Copper | Single-Speed |  | Standard |  | 500000 | 405000 | 125000 |  | 81 | 80 | 78.6 | [6 empty] | Federally-Regulated Commercial & Industrial Equipment | 2007-11-01
Burnham Corp. | Burnham Corp. | 206H*I | Water | LPG | Induced Draft | FALSE | FALSE | 1 |  |  |  | Stack Damper | Non-Condensing | Single-Stage | Cast Iron | Single-Speed | 0.04 | Standard |  | 164000 | 136000 | [9 empty] | 84 | 80 | Federally-Regulated Consumer Product | 2007-11-14
ECR International, Ltd. | ECR International, Ltd. | VX-200 | Water | LPG | Power | FALSE | FALSE | 1 |  |  |  | None | Condensing | Step Modulating | Other |  |  |  |  | 200000 | 186000 | [9 empty] | 95 | 80 | Federally-Regulated Consumer Product | 2014-08-08
Water Pik, Inc. | Laars | PH1670IN04*1A | Water | Natural Gas | No Match | FALSE | FALSE | 3 |  |  | No Match | No Match | No Match | No Match | Copper | No Match |  | No Match |  | 1670000 |  | 417500 |  | 81 | 80 |  |  | 5 |  | 81 |  |  | Federally-Regulated Commercial & Industrial Equipment | 2001-05-16
Peerless Heater Co. | Peerless | 211A-08I | Steam | Natural Gas | No Match | FALSE | FALSE | 3 |  |  | No Match | No Match | No Match | No Match | Cast Iron | No Match |  | No Match |  | 1470000 |  | 1470000 |  | 80 | 75 |  |  | 3 | 147 | 80 |  |  | Non Federally-Regulated | 1990-06-25
Rite Engineering | Rite | 105S | Both Steam & Water | Natural Gas | No Match | FALSE | FALSE | 3 |  |  | No Match | No Match | No Match | No Match | Other | No Match |  | No Match |  | 1050000 |  | 525000 |  | 80 | 80 |  |  |  |  | 80 |  |  | Non Federally-Regulated | 1992-10-14
Viessmann Manufacturing Co., Inc. | VIESSMANN | CU3A-57 | Water | LPG | Power | FALSE | FALSE | 1 | TRUE |  |  | None | Condensing | Step Modulating | Other |  |  |  |  | 199000 | 185000 | [9 empty] | 95 | 80 | Federally-Regulated Consumer Product | 2015-09-24
U.S. Boiler Co. | U.S. Boiler Co. | FORCE06 | Water | Natural Gas | Injection Type | FALSE | FALSE | 1 |  |  |  | Stack Damper | Non-Condensing | Single-Stage | Cast Iron | Single-Speed |  |  |  | 164000 | 134000 | [9 empty] | 82 | 80 | Federally-Regulated Consumer Product | 2014-10-23
Smith Cast Iron Boilers | Smith Cast Iron Boilers | 6500A-*-24 | Both Steam & Water | Natural Gas | Power | FALSE | FALSE | 1 |  |  |  | None | Non-Condensing | Single-Stage | Cast Iron |  |  |  |  | 16758000 | 13297000 |  |  | 81 | 80 | 79.3 | [6 empty] | Federally-Regulated Commercial & Industrial Equipment | 2007-12-12
Laars Heating Systems Co. | Laars Heating Systems Co. | PNCH1000 | Water | Natural Gas | Power | FALSE | FALSE | 1 |  |  |  | None | Non-Condensing | Step Modulating | Copper |  |  |  |  | 999000 | 849000 |  |  |  |  | 85 | [6 empty] | Federally-Regulated Commercial & Industrial Equipment | 2015-04-20
Slant / Fin Corp. | Slant / Fin Corp. | LD40PZ | Steam | Oil | Power | FALSE | FALSE | 1 |  |  |  | None | Non-Condensing | Single-Stage | Cast Iron |  |  |  |  | 224000 | 195000 | [9 empty] | 83.8 | 80 | Federally-Regulated Consumer Product | 2007-11-14
Rinnai | Rinnai | E110C | Water | LPG | Induced Draft | FALSE | FALSE | 1 |  | TRUE | None | None | Condensing | Step Modulating | Other | Multiple-Speed |  | Premium |  | 110000 | 101000 | [9 empty] | 95.5 | 80 | Federally-Regulated Consumer Product | 2013-11-14
Rite Engineering | Rite | 48WG | Both Steam & Water | Natural Gas | Power | FALSE | FALSE | 3 |  |  | No Match | No Match | No Match | No Match | Other | No Match |  | No Match |  | 480000 |  | 160000 |  | 80 | 80 |  |  |  |  | 80 |  |  | Non Federally-Regulated | 1992-10-14
ECR International, Ltd. | Sears, Roebuck, & Co. | 4EXA075 | Water | Oil | Power | FALSE | FALSE | 1 |  |  | Barometric Regulator | None | Non-Condensing | Single-Stage | Cast Iron |  |  |  |  | 105000 | 90000 | [9 empty] | 86 | 80 | Federally-Regulated Consumer Product | 2008-09-25
Lochinvar, LLC. | Lochinvar Corp. | SBN1000 | Water | Natural Gas | Power | FALSE | FALSE | 1 |  |  |  | None | Condensing | Step Modulating | Other |  |  |  |  | 999900 | 941000 |  |  |  |  | 94.1 | [6 empty] | Federally-Regulated Commercial & Industrial Equipment | 2015-04-20
Raypak | Raypak | H(3,4)-0331* | Water | Natural Gas | Injection Type | FALSE | FALSE | 1 |  |  |  | None | Non-Condensing | Single-Stage | Copper |  |  |  |  | 334000 | 267000 |  |  |  |  | 80 | [6 empty] | Federally-Regulated Commercial & Industrial Equipment | 2015-04-16
Bryan Steam Corp. | Bryan | K-300-W-LP | Water | LPG | No Match | TRUE | FALSE | 3 |  |  | No Match | No Match | No Match | No Match | Other | No Match |  | No Match |  | 3000000 |  | 3000000 |  | 80 | 80 |  |  |  |  | 80 |  |  | Federally-Regulated Commercial & Industrial Equipment | 1996-03-01
Thermal Solutions | Thermal Solutions | EVO2000B**-*D* | Water | Natural Gas | Power | FALSE | TRUE | 1 |  |  |  | None | Non-Condensing | Step Modulating | Copper |  |  |  |  | 2000000 | 1696000 |  |  | 84.7 |  | 84.7 | [6 empty] | Federally-Regulated Commercial & Industrial Equipment | 2014-10-21
Smith Cast Iron Boilers | Smith Cast Iron Boilers | 28A-S/W-13 | Both Steam & Water | Natural Gas | Power | FALSE | FALSE | 1 |  |  |  | None | Non-Condensing | Single-Stage | Cast Iron |  |  |  |  | 4180000 | 3297000 |  |  | 81 | 80 | 78.9 | [6 empty] | Federally-Regulated Commercial & Industrial Equipment | 2007-12-12
Ajax Boiler, Inc. | Ajax | HFG12000W | Steam | Natural Gas | Power | FALSE | TRUE | 3 |  |  | No Match | No Match | No Match | No Match | Other | No Match |  | No Match |  | 12000000 |  | 4800000 |  | 80 | 80 |  |  |  |  | 80 |  |  | Federally-Regulated Commercial & Industrial Equipment | 1997-01-07
Ajax Boiler, Inc. | Ajax | SFG125W | Steam | Natural Gas | Power | FALSE | TRUE | 3 |  |  | No Match | No Match | No Match | No Match | Other | No Match |  | No Match |  | 5250000 |  | 2200000 |  | 80 | 80 |  |  |  |  | 80 |  |  | Federally-Regulated Commercial & Industrial Equipment | 1997-01-07
Ajax Boiler, Inc. | Ajax | OSGXFD2250 | Steam | Natural Gas | Power | FALSE | TRUE | 3 |  |  | No Match | No Match | No Match | No Match | Other | No Match |  | No Match |  | 2250000 |  | 1125000 |  | 81 | 80 |  |  |  |  | 80 |  |  | Non Federally-Regulated | 1992-10-27
Rite Engineering | Rite | 375SG | Both Steam & Water | Natural Gas | Power | FALSE | FALSE | 3 |  |  | No Match | No Match | No Match | No Match | Other | No Match |  | No Match |  | 3750000 |  | 1250000 |  | 80 | 80 |  |  |  |  | 80 |  |  | Non Federally-Regulated | 1992-10-14
Laars Heating Systems Co. | Laars | MGH2000****** | Water | Natural Gas | Power | FALSE | TRUE | 1 |  | FALSE | None | None | Condensing | Step Modulating | Other |  |  |  |  | 1999900 | 1895000 |  |  | 93.6 |  | 93.6 | [6 empty] | Federally-Regulated Commercial & Industrial Equipment | 2014-05-21
PB Heat, LLC | PB Heat, LLC | PSCII-04-SPRK | Water | LPG | Injection Type | FALSE | FALSE | 1 |  | TRUE |  | None | Non-Condensing | Single-Stage | Cast Iron | Single-Speed |  |  |  | 90000 | 77000 | [9 empty] | 85 | 80 | Federally-Regulated Consumer Product | 2013-04-19
Axeman-Anderson Co. | Axeman-Anderson Co. | 108NPO | Water | Oil | No Match | TRUE | FALSE | 1 |  |  | No Match | No Match | No Match | No Match | Other | No Match |  | No Match |  | 210000 | [10 empty] | 84.7 | 80 | Federally-Regulated Consumer Product | 2000-06-07
Ajax Boiler, Inc. | Ajax | OSGXFD1275 | Steam | Natural Gas | Power | FALSE | TRUE | 3 |  |  | No Match | No Match | No Match | No Match | Other | No Match |  | No Match |  | 1275000 |  | 637500 |  | 81 | 80 |  |  |  |  | 80 |  |  | Non Federally-Regulated | 1992-10-27
Smith Cast Iron Boilers | Smith Cast Iron Boilers | 28A-S/W-18 | Both Steam & Water | Natural Gas | Power | FALSE | FALSE | 1 |  |  |  | None | Non-Condensing | Single-Stage | Cast Iron |  |  |  |  | 5862000 | 4629000 |  |  | 81 | 80 | 79 | [6 empty] | Federally-Regulated Commercial & Industrial Equipment | 2007-12-12
Bosch Thermotechnology Corp. | Bosch | ZWB 28-3 | Water | LPG | Pressure | FALSE | FALSE | 1 |  |  | None | None | Condensing | Step Modulating | Other | Single-Speed |  |  |  | 101000 | 91000 | [9 empty] | 96 | 80 | Federally-Regulated Consumer Product | 2011-06-16
Slant / Fin Corp. | Slant / Fin Corp. | LDWO-600-2-5 | Water | Oil | Power | FALSE | FALSE | 1 |  |  |  | None | Non-Condensing | Single-Stage | Cast Iron |  |  |  |  | 602000 | 500000 |  |  | 85.9 | 83 | 82.5 | [6 empty] | Federally-Regulated Commercial & Industrial Equipment | 2007-12-12
Raypak | Raypak | (H,W)7-850(N,P)Z | Water | Natural Gas | Induced Draft | FALSE | FALSE | 1 |  |  | None | None | Condensing | Step Modulating | Other |  |  |  |  | 850000 | 803000 | 170000000 | 160650000 | 94.5 | 80 | 94 | [6 empty] | Federally-Regulated Commercial & Industrial Equipment | 2010-03-16
Water Pik, Inc. | Laars | HH1430EP09*BA | Water | LPG | No Match | FALSE | TRUE | 3 |  |  | No Match | No Match | No Match | No Match | Copper | No Match |  | No Match |  | 1430000 |  | 357500 |  | 82 | 80 |  |  | 5 |  | 82 |  |  | Federally-Regulated Commercial & Industrial Equipment | 2001-05-30
RBI Water Heaters | RBI Water Heaters | MB1750 | Water | Natural Gas | Power | FALSE | FALSE | 1 |  |  |  | None | Non-Condensing | Step Modulating | Copper |  |  |  |  | 1750000 | 1491000 |  |  | 85.2 | 80 | 85.2 | [6 empty] | Federally-Regulated Commercial & Industrial Equipment | 2010-07-21
Ajax Boiler, Inc. | Ajax | SRF90 | Steam | Natural Gas | Power | FALSE | TRUE | 1 |  |  | Draft Hood | Stack Damper | Non-Condensing | Two-Stage Modulating | Other | None |  | No Match |  | 3770000 | 3016000 | 3016000 | 2412800 | 80 | 80 | 79.2 | [6 empty] | Federally-Regulated Commercial & Industrial Equipment | 2007-08-15
Raypak | Raypak | H3402B-CHX | Water | Natural Gas | Induced Draft | FALSE | FALSE | 1 |  |  | None | None | Condensing | Single-Stage | Copper |  |  |  |  | 399000 | 391000 |  |  | 98 | 80 | 98 | [6 empty] | Federally-Regulated Commercial & Industrial Equipment | 2007-12-12
U.S. Boiler Co. | New Yorker Boiler Co. | PVCG60A | Water | LPG | Induced Draft | FALSE | FALSE | 1 |  | TRUE |  | None | Non-Condensing | Single-Stage | Cast Iron | Single-Speed |  |  |  | 175000 | 150000 | [9 empty] | 85.2 | 80 | Federally-Regulated Consumer Product | 2014-01-14
Weil-McLain | Weil-McLain | 1194 | Steam | Natural Gas | Power | FALSE | FALSE | 3 |  |  | No Match | No Match | No Match | No Match | Cast Iron | No Match |  | No Match |  | 3608000 |  | 3608000 |  | 81.4 | 80 |  |  | 147 |  | 81.4 |  |  | Federally-Regulated Commercial & Industrial Equipment | 1996-02-29
Weil-McLain | Williamson-Thermoflo | GWC-070-N-T | Water | Natural Gas | Power | FALSE | FALSE | 1 |  | TRUE |  | None | Condensing | Single-Stage | Cast Iron | Single-Speed |  |  |  | 70000 | 65000 | [9 empty] | 91.9 | 80 | Federally-Regulated Consumer Product | 2013-04-19
Viessmann Manufacturing | Viessmann Manufacturing | B2HA-45 | Water | LPG | Power | FALSE | FALSE | 1 |  |  |  | Electro-Mechanical Inlet Dampe | Condensing | Step Modulating | Other |  |  |  |  | 160000 | 147000 | [9 empty] | 92 | 80 | Federally-Regulated Consumer Product | 2014-01-14
Laars Heating Systems Co. | Laars Heating Systems Co. | JVS225PD* | Water | LPG | Pressure | FALSE | FALSE | 1 |  |  |  | None | Non-Condensing | Single-Stage | Copper |  |  |  |  | 225000 | 190000 | [9 empty] | 85 | 80 | Federally-Regulated Consumer Product | 2011-08-02
Peerless Heater Co. | Peerless | 211A-17I | Steam | Natural Gas | No Match | FALSE | FALSE | 3 |  |  | No Match | No Match | No Match | No Match | Cast Iron | No Match |  | No Match |  | 3360000 |  | 3360000 |  | 80 | 75 |  |  | 9 | 147 | 80 |  |  | Non Federally-Regulated | 1990-06-25
DDR Americas, Inc. | De Deitrich | GT 530A-22 | Water | Natural Gas | Power | FALSE | FALSE | 3 |  | FALSE |  | Electro-Mechanical Inlet Dampe | Non-Condensing | Step Modulating | Cast Iron |  |  |  |  | 5480000 | 4669000 |  |  | 85.2 |  | 85.2 | [6 empty] | Federally-Regulated Commercial & Industrial Equipment | 2014-08-11
Lochinvar, LLC. | Lochinvar Corp. | FBD3500 | Water | Natural Gas | Power | FALSE | FALSE | 1 |  |  |  | None | Condensing | Step Modulating | Other |  |  |  |  | 3500000 | 3220000 |  |  | 92 | [8 empty] | Federally-Regulated Commercial & Industrial Equipment | 2015-04-20
Burnham Corp. | Burnham Corp. | V1115H-SN | Steam | Natural Gas | Power | FALSE | FALSE | 1 |  | FALSE |  | None | Non-Condensing | Two-Stage Modulating | Cast Iron |  |  |  |  | 3680000 | 3014000 |  |  | 82.2 |  | 81.9 | [6 empty] | Federally-Regulated Commercial & Industrial Equipment | 2014-08-11
English Boiler & Tube, Inc. | Bent Tube Balanced Flow | BTBF-600-150 | Steam | Natural Gas | Power | FALSE | FALSE | 3 |  |  | No Match | No Match | No Match | No Match | Other | No Match |  | No Match |  | 25500000 |  | 6375000 |  | 80 | 80 |  |  | 3 |  | 80 |  |  | Federally-Regulated Commercial & Industrial Equipment | 1998-09-10
Raypak | Raypak | H(3,4)-0090*R | Water | LPG | Induced Draft | FALSE | FALSE | 1 |  |  |  | Electro-Mechanical Flue Damper | Non-Condensing | Single-Stage | Copper |  |  |  |  | 90000 | 74000 | [9 empty] | 82.7 | 80 | Federally-Regulated Consumer Product | 2015-03-30
Hydrotherm | Hydrotherm | VS-135BS-PV | Steam | LPG | No Match | FALSE | FALSE | 1 |  |  | No Match | No Match | No Match | No Match | Cast Iron | No Match |  | No Match |  | 135000 | [10 empty] | 82 | 75 | Federally-Regulated Consumer Product | 1998-12-21
Ajax Boiler, Inc. | Ajax | OWGB3750 | Steam | Natural Gas | No Match | FALSE | TRUE | 3 |  |  | No Match | No Match | No Match | No Match | Other | No Match |  | No Match |  | 3750000 |  | 3750000 |  | 80 | 80 |  |  |  |  | 80 |  |  | Federally-Regulated Commercial & Industrial Equipment | 1996-02-29
Smith Cast Iron Boilers | Smith Cast Iron Boilers | 19-S/W-06 | Both Steam & Water | Natural Gas | Power | FALSE | FALSE | 1 |  |  |  | None | Non-Condensing | Single-Stage | Cast Iron |  |  |  |  | 801000 | 644000 |  |  | 82.6 | 80 | 80.4 | [6 empty] | Federally-Regulated Commercial & Industrial Equipment | 2007-12-12
Laars Heating Systems Co. | National Combustion Co. | F85H0750 | Water | Natural Gas | Power | FALSE | FALSE | 1 |  |  |  | None | Non-Condensing | Two-Stage Modulating | Copper |  |  |  |  | 750000 | 638000 |  |  | 85 |  | 85 | [6 empty] | Federally-Regulated Commercial & Industrial Equipment | 2014-10-21
Camus Hydronics | Camus Hydronics | DMNC-0083-MPI | Water | Natural Gas | Power | FALSE | FALSE | 1 | TRUE |  |  | None | Non-Condensing | Step Modulating | Other |  |  |  |  | 80000 | 67000 | [9 empty] | 90 | 80 | Federally-Regulated Consumer Product | 2015-09-30
Burnham Corp. | Burnham Corp. | IN6L*I | Water | Natural Gas | Induced Draft | FALSE | FALSE | 1 |  |  |  | Stack Damper | Non-Condensing | Single-Stage | Cast Iron |  |  |  |  | 175000 | 144000 | [9 empty] | 83.2 | 80 | Federally-Regulated Consumer Product | 2007-11-14
Parker Boiler Co. | Parker Boiler | O-22R | Steam | Oil | Power | FALSE | FALSE | 3 |  |  | No Match | No Match | No Match | No Match | Other | No Match |  | No Match |  | 946000 |  | 473000 |  | 83 | 83 |  |  | 4 |  | 82 |  |  | Federally-Regulated Commercial & Industrial Equipment | 1996-03-13
Ajax Boiler, Inc. | Ajax | OWGOFD450 | Steam | Natural Gas | Power | FALSE | TRUE | 3 |  |  | No Match | No Match | No Match | No Match | Other | No Match |  | No Match |  | 450000 |  | 225000 |  | 82 | 80 |  |  |  |  | 80 |  |  | Non Federally-Regulated | 1992-10-27
Parker Boiler Co. | Parker Boiler | G-864R | Water | Natural Gas | Power | FALSE | FALSE | 3 |  |  | No Match | No Match | No Match | No Match | Other | No Match |  | No Match |  | 864000 |  | 432000 |  | 85 | 80 |  |  | 4 |  | 82 |  |  | Federally-Regulated Commercial & Industrial Equipment | 1996-03-13
PB Heat, LLC | PB Heat, LLC | PF-140 | Water | Natural Gas | Power | FALSE | FALSE | 1 |  | TRUE | None | None | Condensing | Step Modulating | Other |  |  |  |  | 140000 | 131000 | 46000 | 43000 | [7 empty] | 95 | 80 | Federally-Regulated Consumer Product | 2015-03-30
Laars Heating Systems Co. | Laars Heating Systems Co. | NTH080 | Water | LPG | Induced Draft | FALSE | FALSE | 1 |  | TRUE | None | None | Condensing | Step Modulating | Other | Single-Speed | 0.17 | Standard |  | 80000 | 74000 | 16000 | 15200 | [7 empty] | 95 | 80 | Federally-Regulated Consumer Product | 2013-07-10
Ajax Boiler, Inc. | Ajax | SGOXFD-4500 | Steam | Natural Gas | Power | FALSE | FALSE | 3 |  |  | No Match | No Match | No Match | No Match | Other | No Match |  | No Match |  | 4500000 |  | 2250000 |  | 81 | 80 |  |  |  |  | 80 |  |  | Non Federally-Regulated | 1992-10-27
HTP, Inc. | HTP, Inc. | EFTC-140F | Water | LPG | Power | FALSE | FALSE | 1 |  | TRUE |  | None | Condensing | Step Modulating | Other |  |  |  |  | 140000 | 126000 | [9 empty] | 93.2 | 80 | Federally-Regulated Consumer Product | 2015-03-30
Burnham Corp. | Burnham Corp. | K5021SN | Steam | Natural Gas | Induced Draft | TRUE | FALSE | 1 |  | TRUE |  | None | Non-Condensing | Single-Stage | Cast Iron |  |  |  |  | 1560000 | 1201000 |  |  | 80 |  | 77 | [6 empty] | Federally-Regulated Commercial & Industrial Equipment | 2014-09-05
Crown Boiler Co. | Burnham Corp. | ES28 | Water | Natural Gas | Injection Type | FALSE | FALSE | 1 |  |  | Draft Diverter | Stack Damper | Non-Condensing | Single-Stage | Cast Iron | Single-Speed | 0.04 | Standard |  | 245000 | 208000 | [9 empty] | 85 | 80 | Federally-Regulated Consumer Product | 2010-03-16
Water Pik, Inc. | Laars | HH4500EN18CC | Water | Natural Gas | No Match | FALSE | TRUE | 3 |  |  | No Match | No Match | No Match | No Match | Copper | No Match |  | No Match |  | 4500000 |  | 4500000 |  | 81 | 80 |  |  | 5 |  | 81 |  |  | Federally-Regulated Commercial & Industrial Equipment | 2001-05-16
PVI Industries | PVI | 522 EWB 225A-E | Water | Electricity | No Match | TRUE | FALSE | 3 |  |  | No Match | No Match | No Match | No Match | Other | No Match |  | No Match |  | 1782000 |  | 1782000 |  | 99.9 | [5 empty] | 99.9 |  |  | Non Federally-Regulated | 1992-09-28
Ajax Boiler, Inc. | Ajax | WFG450W | Water | Natural Gas | Power | FALSE | TRUE | 3 |  |  | No Match | No Match | No Match | No Match | Other | No Match |  | No Match |  | 450000 |  | 325000 |  | 80 | 80 |  |  |  |  | 80 |  |  | Federally-Regulated Commercial & Industrial Equipment | 1997-01-07
Water Pik, Inc. | Laars | PH0400MN20****** | Water | Natural Gas | Power | FALSE | TRUE | 3 |  |  | No Match | No Match | No Match | No Match | Copper | No Match |  | No Match |  | 399000 |  | 320000 |  | 83 | 80 |  |  | 5 |  | 83 |  |  | Federally-Regulated Commercial & Industrial Equipment | 2001-11-21
Smith Cast Iron Boilers | Smith Cast Iron Boilers | M450A-*-21 | Both Steam & Water | Oil | Power | FALSE | FALSE | 1 |  |  |  | None | Non-Condensing | Single-Stage | Cast Iron |  |  |  |  | 6650000 | 5568000 |  |  | 84.8 | 83 | 83.6 | [6 empty] | Federally-Regulated Commercial & Industrial Equipment | 2008-05-08
Laars Heating Systems Co. | Bradford-White Corp. | BNTH600 | Water | Natural Gas | Power | FALSE | FALSE | 1 |  | FALSE |  | None | Condensing | Step Modulating | Other |  |  |  |  | 600000 | 572000 |  |  | 96 |  | 95.3 | [6 empty] | Federally-Regulated Commercial & Industrial Equipment | 2014-08-11
Camus Hydronics | Camus Hydronics | DFNH-5000-MH | Water | Natural Gas | Power | FALSE | FALSE | 3 |  |  |  | None | Non-Condensing | Step Modulating | Copper |  |  |  |  | 5000000 | 4250000 |  |  | 85 |  | 85 | [6 empty] | Federally-Regulated Commercial & Industrial Equipment | 2014-08-11
Navien, Inc. | Navien America, Inc. | NHB-080 | Water | Natural Gas | Power | FALSE | FALSE | 1 |  | TRUE |  | None | Condensing | Step Modulating | Other |  |  |  |  | 80000 | 74000 | [9 empty] | 95 | 80 | Federally-Regulated Consumer Product | 2015-03-30
Camus Hydronics | Camus Hydronics | MFNH-4002-2G | Water | Natural Gas | Power | FALSE | FALSE | 1 |  |  |  | None | Condensing | Two-Stage Modulating | Copper |  |  |  |  | 4000000 | 3736000 |  |  | 93 | [8 empty] | Federally-Regulated Commercial & Industrial Equipment | 2014-10-23
Easco Boiler Corp. | Easco | FST-125-S015 | Both Steam & Water | Combo (Natural Gas & Oil) | Power | FALSE | FALSE | 3 |  |  | No Match | No Match | No Match | No Match | Other | No Match |  | No Match |  | 5230000 |  | 1743333 |  | 83 | 80 |  |  | 22 |  | 81 |  |  | Federally-Regulated Commercial & Industrial Equipment | 1998-06-02
Burnham Corp. | Crown Boiler Co. | AWI 128E | Water | LPG | Induced Draft | FALSE | FALSE | 1 |  |  |  | Stack Damper | Non-Condensing | Single-Stage | Cast Iron | Single-Speed | 0.04 | Standard |  | 128000 | 105000 | [9 empty] | 82 | 80 | Federally-Regulated Consumer Product | 2007-11-14
Laars Heating Systems Co. | Laars Heating Systems Co. | MT2H0200 | Water | LPG | Power | FALSE | TRUE | 1 |  |  | None | None | Non-Condensing | Single-Stage | Copper | Single-Speed | 0.17 | Standard |  | 200000 | 170000 | 200000 | 170000 | [7 empty] | 85.1 | 80 | Federally-Regulated Consumer Product | 2011-06-20
Burnham Corp. | Burnham Corp. | V1108H-SN | Steam | Natural Gas | Power | FALSE | FALSE | 1 |  | FALSE |  | None | Non-Condensing | Two-Stage Modulating | Cast Iron |  |  |  |  | 1876000 | 1525000 |  |  | 82.3 |  | 81.3 | [6 empty] | Federally-Regulated Commercial & Industrial Equipment | 2014-08-11
Crown Boiler Co. | Crown | C247-1400-S | Steam | Natural Gas | No Match | FALSE | FALSE | 3 |  |  | No Match | No Match | No Match | No Match | Cast Iron | No Match |  | No Match |  | 1400000 |  | 1400000 |  | 80 | 80 |  |  |  |  | 80 |  |  | Federally-Regulated Commercial & Industrial Equipment | 1996-03-06
Ajax Boiler, Inc. | Ajax | DRF275 | Water | Natural Gas | Power | FALSE | TRUE | 1 |  |  | Draft Hood | Stack Damper | Non-Condensing | Two-Stage Modulating | Other | None |  |  |  | 11500000 | 9200000 | 9200000 | 7360000 | 80 | 80 | 79.2 | [6 empty] | Federally-Regulated Commercial & Industrial Equipment | 2007-08-15
Rite Engineering | Rite | 135SG | Both Steam & Water | Natural Gas | Power | FALSE | FALSE | 3 |  |  | No Match | No Match | No Match | No Match | Other | No Match |  | No Match |  | 1350000 |  | 450000 |  | 80 | 80 |  |  |  |  | 80 |  |  | Non Federally-Regulated | 1992-10-14
Smith Cast Iron Boilers | Smith Cast Iron Boilers | 3500A-*-07 | Both Steam & Water | Natural Gas | Power | FALSE | FALSE | 1 |  |  |  | None | Non-Condensing | Single-Stage | Cast Iron |  |  |  |  | 1889000 | 1478000 |  |  | 80.7 | 80 | 78.2 | [6 empty] | Federally-Regulated Commercial & Industrial Equipment | 2007-12-12
Burnham Corp. | Crown Boiler Co. | TWZ150 | Water | Oil | Power | FALSE | FALSE | 1 |  |  |  | None | Non-Condensing | Single-Stage | Cast Iron | Single-Speed | 0.04 | Standard |  | 210000 | 179000 | [9 empty] | 83.8 | 80 | Federally-Regulated Consumer Product | 2007-11-14
Laars Heating Systems Co. | Laars | PNCH1500P******* | Water | LPG | Power | FALSE | TRUE | 1 |  |  |  | None | Non-Condensing | Step Modulating | Copper |  |  |  |  | 1500000 | 1275000 | 499980 |  | 85 | 80 | 84 | [6 empty] | Federally-Regulated Commercial & Industrial Equipment | 2007-11-01
HTP, Inc. | HTP, Inc. | EFTC-140W | Water | Natural Gas | Power | FALSE | FALSE | 1 |  | TRUE |  | None | Condensing | Step Modulating | Other |  |  |  |  | 140000 | 128000 | [9 empty] | 94 | 80 | Federally-Regulated Consumer Product | 2015-03-30
Lochinvar, LLC. | Lochinvar Corp. | CBL0987 | Water | LPG | Power | FALSE | TRUE | 1 |  |  |  | None | Non-Condensing | Two-Stage Modulating | Copper |  |  |  |  | 985000 | 798000 |  |  |  |  | 81 | [6 empty] | Federally-Regulated Commercial & Industrial Equipment | 2015-04-20
Harsco Industrial / Patterson-Kelley | Harsco Industrial / Patterson-Kelley | C-900 | Water | Natural Gas | Power | FALSE | FALSE | 1 |  |  |  | None | Condensing | Step Modulating | Other |  |  |  |  | 900000 | 845000 |  |  | 94 |  | 93.9 | [6 empty] | Federally-Regulated Commercial & Industrial Equipment | 2015-04-02
Ajax Boiler, Inc. | Ajax | SGX-SGXB-2750-D | Steam | Natural Gas | No Match | FALSE | FALSE | 3 |  |  | No Match | No Match | No Match | No Match | Other | No Match |  | No Match |  | 2750000 |  | 2750000 |  | 80 | 80 |  |  |  |  | 80 |  |  | Federally-Regulated Commercial & Industrial Equipment | 1996-02-29
Ajax Boiler, Inc. | Ajax | WNG1050W | Water | Natural Gas | No Match | FALSE | TRUE | 3 |  |  | No Match | No Match | No Match | No Match | Other | No Match |  | No Match |  | 1050000 |  | 525000 |  | 80 | 80 |  |  |  |  | 80 |  |  | Federally-Regulated Commercial & Industrial Equipment | 1997-01-07
Lochinvar, LLC. | Lochinvar Corp. | CBN180F9 | Water | LPG | Injection Type | FALSE | FALSE | 1 |  |  |  | Stack Damper | Non-Condensing | Single-Stage | Copper |  |  |  |  | 180000 | 149000 | [9 empty] | 84 | 80 | Federally-Regulated Consumer Product | 2007-11-14
HTP, Inc. | HTP, Inc. | EFTC-140F | Water | Natural Gas | Power | FALSE | FALSE | 1 |  | TRUE |  | None | Condensing | Step Modulating | Other |  |  |  |  | 140000 | 126000 | [9 empty] | 93.2 | 80 | Federally-Regulated Consumer Product | 2015-03-30
Cemline Corp. | Cemline Corp. | VB30EHB108 | Water | Electricity | No Match | FALSE | TRUE | 3 |  |  | No Match | No Match | No Match | No Match | Cast Iron | No Match |  | No Match |  | 368820 |  | 368820 |  | 98.4 | [5 empty] | 98.4 |  |  | Non Federally-Regulated | 1992-06-18
Ajax Boiler, Inc. | Ajax | XFG2000W | Water | Natural Gas | Power | FALSE | TRUE | 3 |  |  | No Match | No Match | No Match | No Match | Other | No Match |  | No Match |  | 2000000 |  | 800000 |  | 80 | 80 |  |  |  |  | 80 |  |  | Federally-Regulated Commercial & Industrial Equipment | 1997-01-07
Burnham Corp. | Burnham Corp. | V1104-SO | Steam | Oil | Power | FALSE | FALSE | 1 |  | FALSE |  | Stack Damper | Non-Condensing | Two-Stage Modulating | Cast Iron |  |  |  |  | 812000 | 667000 |  |  | 83.3 |  | 82.2 | [6 empty] | Federally-Regulated Commercial & Industrial Equipment | 2014-08-11
Ajax Boiler, Inc. | Ajax | WRF12600 | Water | Natural Gas | Power | FALSE | TRUE | 1 |  |  | Draft Hood | Stack Damper | Non-Condensing | Two-Stage Modulating | Other | None |  | No Match |  | 12600000 | 10710000 | 10710000 | 9103500 | 85 | 80 | 84.2 | [6 empty] | Federally-Regulated Commercial & Industrial Equipment | 2007-08-15
Easco Boiler Corp. | Easco | SM4-600-W030 | Both Steam & Water | Combo (Natural Gas & Oil) | Power | FALSE | FALSE | 3 |  |  | No Match | No Match | No Match | No Match | Other | No Match |  | No Match |  | 25106000 |  | 5021200 |  | 84 | 80 |  |  | 22 |  | 81 |  |  | Federally-Regulated Commercial & Industrial Equipment | 1998-06-02
A O Smith Water Products | A O Smith Water Products | XW 2600 | Water | Natural Gas | Induced Draft | FALSE | FALSE | 1 |  | FALSE | None | None | Condensing | Step Modulating | Other | Single-Speed |  | Standard |  | 2600000 | 2418000 |  |  | 94.4 |  | 93 | [6 empty] | Federally-Regulated Commercial & Industrial Equipment | 2014-08-11
Triangle Tube | Triangle Tube | CC85 | Water | Natural Gas | Power | FALSE | FALSE | 1 |  | TRUE |  | None | Condensing | Step Modulating | Other |  |  |  |  | 84000 | 75000 | [9 empty] | 94 | 80 | Federally-Regulated Consumer Product | 2014-01-14
Smith Cast Iron Boilers | Smith Cast Iron Boilers | 28HE-S/W-08 | Both Steam & Water | Natural Gas | Power | FALSE | FALSE | 1 |  |  |  | None | Non-Condensing | Single-Stage | Cast Iron |  |  |  |  | 2403000 | 1985000 |  |  | 83.5 | 80 | 82.6 | [6 empty] | Federally-Regulated Commercial & Industrial Equipment | 2007-12-12
Smith Cast Iron Boilers | Smith Cast Iron Boilers | 19HE-12 | Both Steam & Water | Natural Gas | Power | FALSE | FALSE | 1 |  | FALSE |  | None | Non-Condensing | Single-Stage | Cast Iron |  |  |  |  | 2165000 | 1750000 |  |  |  |  | 83.3 | [6 empty] | Federally-Regulated Commercial & Industrial Equipment | 2015-04-20
Water Pik, Inc. | Laars | HH3050IP18C* | Water | LPG | No Match | FALSE | FALSE | 3 |  |  | No Match | No Match | No Match | No Match | Copper | No Match |  | No Match |  | 3050000 |  | 3050000 |  | 82 | 80 |  |  | 5 |  | 82 |  |  | Federally-Regulated Commercial & Industrial Equipment | 2001-05-30
Ajax Boiler, Inc. | Ajax | WEO-3000 | Water | Oil | Power | FALSE | FALSE | 3 |  |  | No Match | No Match | No Match | No Match | Other | No Match |  | No Match |  | 2850000 |  | 1200000 |  | 85 | 83 |  |  |  |  | 82 |  |  | Federally-Regulated Commercial & Industrial Equipment | 1996-03-13
A O Smith Water Products | A O Smith Water Products | XB 2000 | Water | LPG | Induced Draft | FALSE | FALSE | 1 |  |  | None | None | Condensing | Step Modulating | Other |  |  |  |  | 2000000 | 1860000 |  |  | 94.4 | 80 | 93 | [6 empty] | Federally-Regulated Commercial & Industrial Equipment | 2011-08-22
Ajax Boiler, Inc. | Ajax | WFG3500W | Water | Natural Gas | Power | FALSE | TRUE | 3 |  |  | No Match | No Match | No Match | No Match | Other | No Match |  | No Match |  | 3500000 |  | 1400000 |  | 80 | 80 |  |  |  |  | 80 |  |  | Federally-Regulated Commercial & Industrial Equipment | 1997-01-07
Utica Boilers | Dunkirk | D248-2800 | Both Steam & Water | Natural Gas | Injection Type | FALSE | FALSE | 1 |  |  |  | None | Non-Condensing | Single-Stage | Cast Iron |  |  |  |  | 2800000 | 2254000 |  |  | 80.5 | 80 | 77.5 | [6 empty] | Federally-Regulated Commercial & Industrial Equipment | 2011-02-17
Burnham Corp. | Burnham Corp. | V910 | Both Steam & Water | Natural Gas | Power | FALSE | FALSE | 1 |  |  |  | None | Non-Condensing | Single-Stage | Cast Iron |  |  |  |  | 1905000 | 1528000 |  |  | 82.2 | 80 | 80.2 | [6 empty] | Federally-Regulated Commercial & Industrial Equipment | 2010-03-16
Ajax Boiler, Inc. | Ajax | SGXB-9500-D | Steam | Natural Gas | No Match | FALSE | FALSE | 3 |  |  | No Match | No Match | No Match | No Match | Other | No Match |  | No Match |  | 9500000 |  | 9500000 |  | 80 | 80 |  |  |  |  | 80 |  |  | Federally-Regulated Commercial & Industrial Equipment | 1996-02-29
Laars Heating Systems Co. | Bradford-White Corp. | BLXHW150(N,P)**** | Water | Natural Gas | Power | FALSE | FALSE | 1 |  |  |  | None | Condensing | Step Modulating | Other |  |  |  |  | 150000 | 139000 | [9 empty] | 95 | 80 | Federally-Regulated Consumer Product | 2014-10-23
Ajax Boiler, Inc. | Ajax | XFG8000W | Water | Natural Gas | Power | FALSE | TRUE | 3 |  |  | No Match | No Match | No Match | No Match | Other | No Match |  | No Match |  | 8000000 |  | 3200000 |  | 80 | 80 |  |  |  |  | 80 |  |  | Federally-Regulated Commercial & Industrial Equipment | 1997-01-07
Weil-McLain | Weil-McLain | CGS-3-PIL | Water | LPG | Power | FALSE | FALSE | 1 |  |  | No Match | No Match | No Match | No Match | Cast Iron | No Match |  | No Match |  | 67000 | [10 empty] | 85.3 | 80 | Federally-Regulated Consumer Product | 2000-06-07
Laars Heating Systems Co. | Laars | HH1825IP******** | Water | LPG | Induced Draft | FALSE | FALSE | 1 |  |  |  | None | Non-Condensing | Step Modulating | Copper |  |  |  |  | 1825000 | 1478250 | 456250 |  | 81 | 80 | 78.6 | [6 empty] | Federally-Regulated Commercial & Industrial Equipment | 2007-11-01
Water Pik, Inc. | Laars | PW0500IN21*N* | Both Steam & Water | Natural Gas | No Match | FALSE | FALSE | 3 |  |  | No Match | No Match | No Match | No Match | Copper | No Match |  | No Match |  | 500000 |  | 125000 |  | 82 | 80 |  |  | 5 |  | 82 |  |  | Federally-Regulated Commercial & Industrial Equipment | 2001-11-21
Lochinvar, LLC. | Lochinvar Corp. | CHN0502 | Water | Natural Gas | Power | FALSE | TRUE | 1 |  |  |  | None | Non-Condensing | Step Modulating | Copper |  |  |  |  | 500000 | 425000 |  |  |  |  | 85 | [6 empty] | Federally-Regulated Commercial & Industrial Equipment | 2015-04-20
Laars Heating Systems Co. | Laars | NTH1000N*** | Water | Natural Gas | Induced Draft | FALSE | TRUE | 1 |  |  | None | None | Condensing | Step Modulating | Other |  |  |  |  | 1000000 | 942000 |  |  | 94.2 | 80 | 94.2 | [6 empty] | Federally-Regulated Commercial & Industrial Equipment | 2011-09-29
Bryan Steam Corp. | Bryan | K-650-S-***-G | Steam | Natural Gas | No Match | TRUE | FALSE | 3 |  |  | No Match | No Match | No Match | No Match | Other | No Match |  | No Match |  | 6500000 |  | 6500000 |  | 80 | 80 |  |  |  |  | 80 |  |  | Federally-Regulated Commercial & Industrial Equipment | 1996-03-01
Advanced Thermal Hydronics | Advanced Thermal Hydronics | HVX-105 | Water | LPG | Injection Type | FALSE | FALSE | 1 |  |  |  | None | Non-Condensing | Single-Stage | Cast Iron | Single-Speed |  |  |  | 105000 | 87000 | [9 empty] | 82 | 80 | Federally-Regulated Consumer Product | 2014-03-28
A O Smith Water Products | A O Smith Water Products | XB 3400 | Water | LPG | Induced Draft | FALSE | FALSE | 1 |  |  | None | None | Condensing | Step Modulating | Other |  |  |  |  | 3400000 | 3162000 |  |  | 94.4 | 80 | 93 | [6 empty] | Federally-Regulated Commercial & Industrial Equipment | 2011-08-22
Smith Cast Iron Boilers | Smith Cast Iron Boilers | 19HE-S-8 | Steam | Oil | Power | FALSE | FALSE | 1 |  |  |  | None | Non-Condensing | Single-Stage | Cast Iron |  |  |  |  | 1302000 | 1087000 |  |  | 83.6 | 83 | 83.5 | [6 empty] | Federally-Regulated Commercial & Industrial Equipment | 2010-07-21
Raypak | Raypak | H9-1532* | Water | LPG | Induced Draft | FALSE | FALSE | 1 |  |  |  | None | Non-Condensing | Step Modulating | Copper |  |  |  |  | 1530000 | 1285000 |  |  |  |  | 84 | [6 empty] | Federally-Regulated Commercial & Industrial Equipment | 2015-04-16
Water Pik, Inc. | Laars | VW1200IP09*1A | Both Steam & Water | LPG | No Match | FALSE | FALSE | 3 |  |  | No Match | No Match | No Match | No Match | Copper | No Match |  | No Match |  | 1200000 |  | 300000 |  | 81 | 80 |  |  | 5 |  | 81 |  |  | Federally-Regulated Commercial & Industrial Equipment | 2001-11-21
Burnham Corp. | New Yorker Boiler Co. | CGS50A*I- | Steam | Natural Gas | Induced Draft | FALSE | FALSE | 1 |  |  |  | Stack Damper | Non-Condensing | Single-Stage | Cast Iron |  |  |  |  | 140000 | 115000 | [9 empty] | 81.4 | 75 | Federally-Regulated Consumer Product | 2007-11-14
Raypak | Raypak | H41802B-CHX | Water | LPG | Induced Draft | FALSE | FALSE | 1 |  |  | None | None | Non-Condensing | Single-Stage | Copper |  |  |  |  | 1800000 | 1764000 |  |  | 98 | 80 | 98 | [6 empty] | Federally-Regulated Commercial & Industrial Equipment | 2007-12-12
Water Pik, Inc. | Laars | PW1010IP09*1A | Both Steam & Water | LPG | No Match | FALSE | FALSE | 3 |  |  | No Match | No Match | No Match | No Match | Copper | No Match |  | No Match |  | 1010000 |  | 252500 |  | 81 | 80 |  |  | 5 |  | 81 |  |  | Federally-Regulated Commercial & Industrial Equipment | 2001-11-21
ECR International, Ltd. | ECR International, Ltd. | OLSSC-150 | Water | LPG | Pressure | FALSE | FALSE | 1 |  | TRUE |  | None | Condensing | Step Modulating | Other | Single-Speed |  |  |  | 150000 | 139000 | [9 empty] | 95 | 80 | Federally-Regulated Consumer Product | 2013-04-19
Smith Cast Iron Boilers | Peerless | TCII-07-W-O | Water | Oil | Power | FALSE | FALSE | 1 |  |  |  | None | Non-Condensing | Single-Stage | Cast Iron |  |  |  |  | 2016000 | 1713000 |  |  |  |  | 85 | 82 | [5 empty] | Federally-Regulated Commercial & Industrial Equipment | 2015-09-30
Weil-McLain | Weil-McLain | 1788 | Both Steam & Water | Natural Gas | Power | FALSE | FALSE | 1 |  |  |  | None | Non-Condensing | Single-Stage | Cast Iron |  |  |  |  | 5494000 | 4570000 |  |  | 83.3 | 80 | 83.1 | [6 empty] | Federally-Regulated Commercial & Industrial Equipment | 2008-04-14
Water Pik, Inc. | Laars | VW1000MP20***** | Both Steam & Water | LPG | Power | FALSE | FALSE | 3 |  |  | No Match | No Match | No Match | No Match | Copper | No Match |  | No Match |  | 1000000 |  | 1000000 |  | 85 | 80 |  |  | 5 |  | 83 |  |  | Federally-Regulated Commercial & Industrial Equipment | 2001-11-21
Ajax Boiler, Inc. | Ajax | DRF12 | Water | Natural Gas | Power | FALSE | TRUE | 1 |  |  | Draft Hood | Stack Damper | Non-Condensing | Two-Stage Modulating | Other | None |  | No Match |  | 525000 | 420000 | 420000 | 336000 | 80 | 80 | 79.2 | [6 empty] | Federally-Regulated Commercial & Industrial Equipment | 2007-08-15
Ajax Boiler, Inc. | Ajax | WRP2100 | Water | Natural Gas | Power | FALSE | TRUE | 1 |  |  | Draft Hood | Stack Damper | Non-Condensing | Two-Stage Modulating | Other | None |  | No Match |  | 2000000 | 1640000 | 1640000 | 1344800 | 82 | 80 | 81.2 | [6 empty] | Federally-Regulated Commercial & Industrial Equipment | 2007-08-15
ECR International, Ltd. | ECR International, Ltd. | VX-050 | Water | Natural Gas | Power | FALSE | FALSE | 1 |  |  |  | None | Condensing | Step Modulating | Other |  |  |  |  | 50000 | 47000 | [9 empty] | 95 | 80 | Federally-Regulated Consumer Product | 2014-08-08
Weil-McLain | Weil-McLain | EG-45-PIDN-S | Steam | Natural Gas | No Match | FALSE | FALSE | 1 |  |  | No Match | No Match | No Match | No Match | Cast Iron | No Match |  | No Match |  | 150000 | [10 empty] | 82.9 | 75 | Federally-Regulated Consumer Product | 2002-09-30
Burnham Corp. | Burnham Corp. | V1112-SN | Steam | Natural Gas | Power | FALSE | FALSE | 3 |  |  |  | Stack Damper | Non-Condensing | Two-Stage Modulating | Cast Iron |  |  |  |  | 2887000 | 2316000 |  |  | 80.2 | 80 | 80.9 | [6 empty] | Federally-Regulated Commercial & Industrial Equipment | 2012-06-11
Utica Boilers | Utica Boilers | JD-3000 | Both Steam & Water | Natural Gas | Injection Type | FALSE | FALSE | 1 |  |  |  | None | Non-Condensing | Single-Stage | Cast Iron |  |  |  |  | 3000000 | 2415000 |  |  | 80.5 | 80 | 77.5 | [6 empty] | Federally-Regulated Commercial & Industrial Equipment | 2011-02-17
Ajax Boiler, Inc. | Ajax | WGOFD-600 | Steam | Natural Gas | Power | FALSE | FALSE | 3 |  |  | No Match | No Match | No Match | No Match | Other | No Match |  | No Match |  | 600000 |  | 300000 |  | 82 | 80 |  |  |  |  | 80 |  |  | Non Federally-Regulated | 1992-10-27
Axeman-Anderson Co. | Axeman-Anderson Co. | OL-105D | Water | Oil | No Match | FALSE | FALSE | 1 |  |  | No Match | No Match | No Match | No Match | Other | No Match |  | No Match |  | 105000 | [10 empty] | 87.2 | 80 | Federally-Regulated Consumer Product | 2000-06-07
ECR International, Ltd. | Dunkirk | DK6EXA130 | Water | Oil | Power | FALSE | FALSE | 1 |  |  | Barometric Regulator | None | Non-Condensing | Single-Stage | Cast Iron |  |  |  |  | 182000 | 157000 | [9 empty] | 86.5 | 80 | Federally-Regulated Consumer Product | 2008-09-25
Crown Boiler Co. | Burnham Corp. | 309 | Water | LPG | Injection Type | FALSE | FALSE | 1 |  |  | Draft Diverter | Stack Damper | Non-Condensing | Single-Stage | Cast Iron | Single-Speed |  | Standard |  | 280000 | 234000 | [9 empty] | 84 | 80 | Federally-Regulated Consumer Product | 2010-03-16
Thermo-Dynamics Boiler Co. | Columbia Boiler / Pottstown | MCB-150ID | Water | Natural Gas | No Match | FALSE | FALSE | 1 |  |  | No Match | No Match | No Match | No Match | Cast Iron | No Match |  | No Match |  | 150000 | [10 empty] | 83 | 80 | Federally-Regulated Consumer Product | 2001-06-28
Laars Heating Systems Co. | Laars | HH0600IP******** | Water | LPG | Induced Draft | FALSE | FALSE | 1 |  |  |  | None | Non-Condensing | Step Modulating | Copper |  |  |  |  | 600000 | 486000 | 150000 |  | 81 | 80 | 78.6 | [6 empty] | Federally-Regulated Commercial & Industrial Equipment | 2007-11-01
Crown Boiler Co. | Crown Boiler Co. | BWC300 | Water | LPG | Pressure | FALSE | FALSE | 1 |  |  |  | None | Condensing | Step Modulating | Other | Single-Speed |  |  |  | 300000 | 265000 |  |  |  |  | 86.5 | [6 empty] | Federally-Regulated Commercial & Industrial Equipment | 2015-04-20
Burnham Corp. | Burnham Corp. | 205PV*I- | Water | Natural Gas | Induced Draft | FALSE | FALSE | 1 |  |  |  | Stack Damper | Non-Condensing | Single-Stage | Cast Iron | Single-Speed | 0.04 | Standard |  | 130000 | 107000 | [9 empty] | 82 | 80 | Federally-Regulated Consumer Product | 2007-11-14
Utica Boilers | Dunkirk | D248-800 | Both Steam & Water | Natural Gas | Injection Type | FALSE | FALSE | 1 |  |  |  | None | Non-Condensing | Single-Stage | Cast Iron |  |  |  |  | 800000 | 644000 |  |  | 80.5 | 80 | 77.5 | [6 empty] | Federally-Regulated Commercial & Industrial Equipment | 2011-05-02
Burnham Corp. | Crown Boiler Co. | AWI 061E | Water | Natural Gas | Induced Draft | FALSE | FALSE | 1 |  |  |  | Stack Damper | Non-Condensing | Single-Stage | Cast Iron | Single-Speed | 0.04 | Standard |  | 61000 | 50000 | [9 empty] | 82.6 | 80 | Federally-Regulated Consumer Product | 2007-11-14
Burnham Corp. | Burnham Corp. | CL-50-O | Steam | Oil | Power | FALSE | FALSE | 1 |  | FALSE |  | None | Non-Condensing | Two-Stage Modulating | Other |  |  |  |  | 1960000 | 1679000 |  |  | 87.4 |  | 85.7 | [6 empty] | Federally-Regulated Commercial & Industrial Equipment | 2014-12-01
Ajax Boiler, Inc. | Ajax | WGB-14000 | Water | Natural Gas | No Match | FALSE | FALSE | 3 |  |  | No Match | No Match | No Match | No Match | Other | No Match |  | No Match |  | 14000000 |  | 14000000 |  | 80 | 80 |  |  |  |  | 80 |  |  | Federally-Regulated Commercial & Industrial Equipment | 1996-02-29
Lochinvar, LLC. | Lochinvar Corp. | CBN399 | Water | LPG | Injection Type | FALSE | FALSE | 1 |  |  | Draft Diverter | None | Non-Condensing | Two-Stage Modulating | Copper |  |  |  |  | 399000 | 328000 | 200000 | 162000 | 83 | 80 | 82 | [6 empty] | Federally-Regulated Commercial & Industrial Equipment | 2007-12-12
Laars Heating Systems Company | ENDURANCE | EDN175 | Water | Natural Gas | Power | FALSE | FALSE | 1 | TRUE |  |  | None | Non-Condensing | Step Modulating | Copper |  |  |  |  | 175000 | 155000 | [9 empty] | 86.1 | 80 | Federally-Regulated Consumer Product | 2015-09-30
Camus Hydronics | Camus Hydronics | DFNH-3002-MG | Water | Natural Gas | Power | FALSE | FALSE | 1 |  |  |  | None | Condensing | Step Modulating | Copper |  |  |  |  | 3000000 | 2832000 |  |  | 94.4 | [8 empty] | Federally-Regulated Commercial & Industrial Equipment | 2014-08-11
Utica Boilers | Utica Boilers | MGB150ID | Water | Combo (Natural Gas & Oil) | No Match | FALSE | FALSE | 1 |  |  | No Match | No Match | No Match | No Match | Cast Iron | No Match |  | No Match |  | 150000 | [10 empty] | 83 | 80 | Federally-Regulated Consumer Product | 2001-11-01
Lochinvar, LLC. | Lochinvar Corp. | KBL210 | Water | Natural Gas | Power | FALSE | FALSE | 1 |  |  |  | None | Condensing | Step Modulating | Other |  |  |  |  | 210000 | 190000 | [9 empty] | 95.7 | 80 | Federally-Regulated Consumer Product | 2008-04-14
Ajax Boiler, Inc. | Ajax | HNG3500W | Steam | Natural Gas | No Match | FALSE | TRUE | 3 |  |  | No Match | No Match | No Match | No Match | Other | No Match |  | No Match |  | 3500000 |  | 1750000 |  | 80 | 80 |  |  |  |  | 80 |  |  | Federally-Regulated Commercial & Industrial Equipment | 1997-01-07
Cleaver-Brooks | Cleaver-Brooks | M4*-700-1500-***** | Steam | Natural Gas | Power | FALSE | FALSE | 3 |  |  | No Match | No Match | No Match | No Match | Other | No Match |  | No Match |  | 1500000 |  | 1500000 |  | 80 | 80 |  |  | 25 |  | 80 |  |  | Federally-Regulated Commercial & Industrial Equipment | 1996-03-06
Smith Cast Iron Boilers | Smith Cast Iron Boilers | 19HE-4 | Water | Natural Gas | Power | FALSE | FALSE | 1 |  |  |  | None | Non-Condensing | Single-Stage | Cast Iron |  |  |  |  | 520000 | 421000 |  |  | 81.7 |  | 81.5 | [6 empty] | Federally-Regulated Commercial & Industrial Equipment | 2014-09-05
ECR International, Ltd. | ECR International, Ltd. | SSV-075 | Water | Natural Gas | Power | FALSE | FALSE | 1 |  |  |  | None | Condensing | Step Modulating | Other |  |  |  |  | 75000 | 69000 | [9 empty] | 95 | 80 | Federally-Regulated Consumer Product | 2014-08-08
Smith Cast Iron Boilers | Smith Cast Iron Boilers | 6500A-*-24 | Both Steam & Water | Oil | Power | FALSE | FALSE | 1 |  |  |  | None | Non-Condensing | Single-Stage | Cast Iron |  |  |  |  | 15120000 | 13297000 |  |  | 83.5 | 83 | 81.8 | [6 empty] | Federally-Regulated Commercial & Industrial Equipment | 2007-12-12
Burnham Corp. | Burnham Corp. | MPC-15 | Water | Natural Gas | Power | FALSE | FALSE | 1 |  |  |  | None | Non-Condensing | Single-Stage | Cast Iron |  |  |  |  | 2991000 | 2508000 |  |  | 85.8 | 80 | 83.8 | [6 empty] | Federally-Regulated Commercial & Industrial Equipment | 2010-03-16
Thermal Solutions | Thermal Solutions | EV(A,S)2000SB**-*B* | Water | Natural Gas | Power | FALSE | FALSE | 3 |  |  |  | None | Non-Condensing | Step Modulating | Copper |  |  |  |  | 2000000 | 1732000 |  |  | 86.4 |  | 86.4 | [6 empty] | Federally-Regulated Commercial & Industrial Equipment | 2014-10-21
Burnham Corp. | New Yorker Boiler Co. | CG50CHNI | Water | LPG | Induced Draft | FALSE | FALSE | 1 |  |  |  | Stack Damper | Non-Condensing | Single-Stage | Cast Iron | Single-Speed | 0.04 | Standard |  | 130000 | 108000 | [9 empty] | 84 | 80 | Federally-Regulated Consumer Product | 2008-12-24
Ajax Boiler, Inc. | Ajax | OWGOFD3000 | Steam | Natural Gas | Power | FALSE | TRUE | 3 |  |  | No Match | No Match | No Match | No Match | Other | No Match |  | No Match |  | 3000000 |  | 1500000 |  | 82 | 80 |  |  |  |  | 80 |  |  | Non Federally-Regulated | 1992-10-27
Utica Boilers | Dunkirk | D248-2500 | Both Steam & Water | Natural Gas | Injection Type | FALSE | FALSE | 1 |  |  |  | None | Non-Condensing | Single-Stage | Cast Iron |  |  |  |  | 2500000 | 2013000 |  |  | 80.5 | 80 | 77.5 | [6 empty] | Federally-Regulated Commercial & Industrial Equipment | 2011-02-17
Rite Engineering | Rite | 225WG | Both Steam & Water | Natural Gas | Power | FALSE | FALSE | 3 |  |  | No Match | No Match | No Match | No Match | Other | No Match |  | No Match |  | 2250000 |  | 750000 |  | 80 | 80 |  |  |  |  | 80 |  |  | Non Federally-Regulated | 1992-10-14
ECR International, Ltd. | ECR International, Ltd. | DKVLT-150 | Water | Natural Gas | Pressure | FALSE | FALSE | 1 |  | TRUE |  | None | Condensing | Step Modulating | Other | Single-Speed |  |  |  | 150000 | 139000 | [9 empty] | 95 | 80 | Federally-Regulated Consumer Product | 2013-04-19
Laars Heating Systems Co. | Bradford-White Corp. | BLXHW125(N,P)**** | Water | LPG | Power | FALSE | FALSE | 1 |  |  |  | None | Condensing | Step Modulating | Other | Single-Speed |  |  |  | 125000 | 116000 | [9 empty] | 95 | 80 | Federally-Regulated Consumer Product | 2014-10-23
Water Pik, Inc. | Laars | PH1010EN04*BA | Water | Natural Gas | No Match | FALSE | TRUE | 3 |  |  | No Match | No Match | No Match | No Match | Copper | No Match |  | No Match |  | 1010000 |  | 252500 |  | 82 | 80 |  |  | 5 |  | 81 |  |  | Federally-Regulated Commercial & Industrial Equipment | 2001-05-16
Lochinvar, LLC. | Lochinvar Corp. | FBN1501 | Water | Natural Gas | Power | FALSE | FALSE | 1 |  |  |  | None | Condensing | Step Modulating | Other |  |  |  |  | 1500000 | 1443000 |  |  |  |  | 96.2 | [6 empty] | Federally-Regulated Commercial & Industrial Equipment | 2015-03-30
U.S. Boiler Co. | U.S. Boiler Co. | ES26 | Water | Natural Gas | Injection Type | FALSE | FALSE | 1 |  | TRUE |  | Stack Damper | Non-Condensing | Single-Stage | Cast Iron | Single-Speed |  |  |  | 175000 | 149000 | [9 empty] | 85 | 80 | Federally-Regulated Consumer Product | 2014-01-14
Raypak | Raypak | H7-1253 | Water | LPG | Induced Draft | FALSE | TRUE | 1 |  |  | None | None | Non-Condensing | Single-Stage | Copper |  |  |  |  | 1250000 | 1088000 |  |  | 87 | 80 | 87 | [6 empty] | Federally-Regulated Commercial & Industrial Equipment | 2007-12-12
English Boiler & Tube, Inc. | Bent Tube Balanced Flow | BTBF-80-150 | Steam | Natural Gas | Power | FALSE | FALSE | 3 |  |  | No Match | No Match | No Match | No Match | Other | No Match |  | No Match |  | 3360000 |  | 840000 |  | 80 | 80 |  |  | 3 |  | 80 |  |  | Federally-Regulated Commercial & Industrial Equipment | 1998-09-10
Burnham Corp. | Crown Boiler Co. | CWI379E | Water | LPG | Induced Draft | FALSE | FALSE | 1 |  |  |  | None | Non-Condensing | Single-Stage | Cast Iron |  |  |  |  | 379000 | 317000 |  |  | 83.5 | 80 | 80.5 | [6 empty] | Federally-Regulated Commercial & Industrial Equipment | 2007-12-12
Water Pik, Inc. | Laars | JVP225PD(I/L) | Water | LPG | No Match | FALSE | FALSE | 1 |  |  | No Match | No Match | No Match | No Match | Copper | No Match |  | No Match |  | 225000 | [10 empty] | 83.5 | 80 | Federally-Regulated Consumer Product | 2001-11-21
Camus Hydronics | Camus Hydronics | DFNH-0752-MS | Water | Natural Gas | Power | FALSE | FALSE | 1 |  |  |  | None | Condensing | Step Modulating | Other |  |  |  |  | 750000 | 708000 |  |  | 94.4 |  | 94.4 | [6 empty] | Federally-Regulated Commercial & Industrial Equipment | 2014-08-11
Axeman-Anderson Co. | Axeman-Anderson Co. | OL-119D | Water | Oil | No Match | FALSE | FALSE | 1 |  |  | No Match | No Match | No Match | No Match | Other | No Match |  | No Match |  | 119000 | [10 empty] | 86.4 | 80 | Federally-Regulated Consumer Product | 2000-06-07
Ajax Boiler, Inc. | Ajax | SFG10W | Steam | Natural Gas | Power | FALSE | TRUE | 3 |  |  | No Match | No Match | No Match | No Match | Other | No Match |  | No Match |  | 418000 |  | 300000 |  | 80 | 80 |  |  |  |  | 80 |  |  | Federally-Regulated Commercial & Industrial Equipment | 1997-01-07
Easco Boiler Corp. | Easco | ESP-150-W030 | Both Steam & Water | Combo (Natural Gas & Oil) | Power | FALSE | FALSE | 3 |  |  | No Match | No Match | No Match | No Match | Other | No Match |  | No Match |  | 6276000 |  | 2092000 |  | 84 | 80 |  |  | 22 |  | 82 |  |  | Federally-Regulated Commercial & Industrial Equipment | 1998-06-02
PB Heat, LLC | Peerless | 63-04-SPRK-S | Steam | Natural Gas | Injection Type | FALSE | FALSE | 1 |  | TRUE |  | Stack Damper | Non-Condensing | Single-Stage | Cast Iron |  |  |  |  | 177000 | 147000 | [9 empty] | 82.4 | 80 | Federally-Regulated Consumer Product | 2015-09-30
Dunkirk | Dunkirk | Q90-200 | Water | Combo (Natural Gas & Oil) | No Match | FALSE | FALSE | 1 |  |  | No Match | No Match | No Match | No Match | Other | No Match |  | No Match |  | 200000 | [10 empty] | 89.6 | 80 | Federally-Regulated Consumer Product | 2002-06-04
Quietside Boilers | Quietside | QXM8-065F1-OL | Both Steam & Water | Oil | Power | FALSE | FALSE | 1 |  |  | No Match | No Match | No Match | No Match | Other | No Match |  | No Match |  | 67000 |  |  |  | 90 | [6 empty] | 86 | 80 | Federally-Regulated Consumer Product | 2002-06-12
Weil-McLain | Weil-McLain | LGB-15 | Steam | Natural Gas | No Match | FALSE | FALSE | 3 |  |  | No Match | No Match | No Match | No Match | Cast Iron | No Match |  | No Match |  | 1820000 |  | 1820000 |  | 81 | 80 |  |  | 147 |  | 81 |  |  | Federally-Regulated Commercial & Industrial Equipment | 1996-02-29
Smith Cast Iron Boilers | Smith Cast Iron Boilers | PGB200-S-4H-INTD | Steam | LPG | No Match | FALSE | FALSE | 1 |  |  | No Match | No Match | No Match | No Match | Cast Iron | No Match |  | No Match |  | 135000 | [10 empty] | 82 | 75 | Federally-Regulated Consumer Product | 1998-12-21
Water Pik, Inc. | Laars | VW0775MN20***** | Both Steam & Water | Natural Gas | Power | FALSE | FALSE | 3 |  |  | No Match | No Match | No Match | No Match | Copper | No Match |  | No Match |  | 775000 |  | 775000 |  | 85 | 80 |  |  | 5 |  | 83 |  |  | Federally-Regulated Commercial & Industrial Equipment | 2001-11-21
Dunkirk | Lennox | GSB8-299E | Steam | Natural Gas | No Match | FALSE | FALSE | 1 |  |  | No Match | No Match | No Match | No Match | Cast Iron | No Match |  | No Match |  | 299000 | [10 empty] | 81.5 | 75 | Federally-Regulated Consumer Product | 1999-10-22
Allied Engineering Co. | Super Hot | SG450*** | Water | Natural Gas | No Match | FALSE | TRUE | 3 |  |  | No Match | No Match | No Match | No Match | Copper | No Match |  | No Match |  | 450000 |  | 180000 |  | 80 | 80 |  |  |  |  | 80 |  |  | Federally-Regulated Commercial & Industrial Equipment | 1998-04-21
Dunkirk | Dunkirk | WPSB-3D | Water | Natural Gas | No Match | FALSE | FALSE | 1 |  |  | No Match | No Match | No Match | No Match | Cast Iron | No Match |  | No Match |  | 75000 | [10 empty] | 84 | 80 | Federally-Regulated Consumer Product | 1998-12-21
PB Heat, LLC | PB Heat, LLC | 63-04-SPRK-W | Water | Natural Gas | Injection Type | FALSE | FALSE | 1 |  | TRUE | Draft Diverter | Stack Damper | Non-Condensing | Single-Stage | Cast Iron | Single-Speed |  | Standard |  | 177000 | 148000 | [9 empty] | 83.4 | 80 | Federally-Regulated Consumer Product | 2013-04-19
Easco Boiler Corp. | Easco | ESP-400-S015 | Both Steam & Water | Combo (Natural Gas & Oil) | Power | FALSE | FALSE | 3 |  |  | No Match | No Match | No Match | No Match | Other | No Match |  | No Match |  | 16738000 |  | 3347600 |  | 83 | 80 |  |  | 22 |  | 81 |  |  | Federally-Regulated Commercial & Industrial Equipment | 1998-06-02
Cleaver-Brooks | Cleaver-Brooks | CB-700-60-***** | Steam | Natural Gas | Power | FALSE | FALSE | 3 |  |  | No Match | No Match | No Match | No Match | Other | No Match |  | No Match |  | 2520000 |  | 2520000 |  | 80 | 80 |  |  | 25 |  | 80 |  |  | Federally-Regulated Commercial & Industrial Equipment | 1996-03-06
Camus Hydronics | Camus Hydronics | DFPH-6014-MH | Water | LPG | Power | FALSE | FALSE | 3 |  |  |  | None | Non-Condensing | Step Modulating | Copper |  |  |  |  | 6000000 | 5232000 |  |  | 87.2 |  | 87.2 | [6 empty] | Federally-Regulated Commercial & Industrial Equipment | 2014-08-11
U.S. Boiler Co. | BURNHAM HYDRONICS | SCG-7 | Water | Natural Gas | Induced Draft | FALSE | FALSE | 1 | TRUE |  |  | None | Non-Condensing | Single-Stage | Cast Iron |  |  |  |  | 210000 | 179000 | [9 empty] | 85 | 80 | Federally-Regulated Consumer Product | 2015-09-30
Easco Boiler Corp. | Easco | FST-250-S015 | Both Steam & Water | Combo (Natural Gas & Oil) | Power | FALSE | FALSE | 3 |  |  | No Match | No Match | No Match | No Match | Other | No Match |  | No Match |  | 10461000 |  | 2092200 |  | 83 | 80 |  |  | 22 |  | 81 |  |  | Federally-Regulated Commercial & Industrial Equipment | 1998-06-02
Ajax Boiler, Inc. | Ajax | WGXFD-4250 | Steam | Natural Gas | Power | FALSE | FALSE | 3 |  |  | No Match | No Match | No Match | No Match | Other | No Match |  | No Match |  | 4250000 |  | 2125000 |  | 82 | 80 |  |  |  |  | 80 |  |  | Non Federally-Regulated | 1992-10-27
Water Pik, Inc. | Laars | PW0775MN20***** | Both Steam & Water | Natural Gas | Power | FALSE | FALSE | 3 |  |  | No Match | No Match | No Match | No Match | Copper | No Match |  | No Match |  | 775000 |  | 775000 |  | 85 | 80 |  |  | 5 |  | 83 |  |  | Federally-Regulated Commercial & Industrial Equipment | 2001-11-21
Weil-McLain | Weil-McLain | 1994 | Steam | Oil | Power | FALSE | FALSE | 3 |  |  | No Match | No Match | No Match | No Match | Cast Iron | No Match |  | No Match |  | 6300000 |  | 6300000 |  | 84 | 83 |  |  | 147 |  | 84 |  |  | Federally-Regulated Commercial & Industrial Equipment | 1996-02-29
Lochinvar, LLC. | Lochinvar Corp. | OKL400 | Water | LPG | Power | FALSE | TRUE | 1 |  |  |  | None | Condensing | Step Modulating | Other |  |  |  |  | 399900 | 374000 |  |  |  |  | 93.5 | [6 empty] | Federally-Regulated Commercial & Industrial Equipment | 2015-04-20
PB Heat, LLC | National HVAC Manufacturing Company, LLC | CGSA-249** | Steam | Natural Gas | Injection Type | FALSE | FALSE | 1 |  |  |  | Stack Damper | Non-Condensing | Single-Stage | Cast Iron |  |  |  |  | 287500 | 238000 | [9 empty] | 82 | 75 | Federally-Regulated Consumer Product | 2013-11-14
Raypak | Raypak | H7-0700* | Water | LPG | Induced Draft | FALSE | FALSE | 1 |  |  | None | None | Condensing | Step Modulating | Other |  |  |  |  | 700000 | 658000 | 140000 |  | 94.5 | 80 | 94 |  | 12 |  |  |  |  | Federally-Regulated Commercial & Industrial Equipment | 2010-10-29
Unilux Manufacturing, Inc. | Unilux | ZF 600W | Water | Combo (Natural Gas & Oil) | Power | FALSE | FALSE | 3 |  | FALSE | None | None | Non-Condensing | Step Modulating | Other |  |  |  |  | 6250000 | 5313000 |  |  | 85 | [8 empty] | Federally-Regulated Commercial & Industrial Equipment | 2013-08-15
Utica Boilers | Pennco, Inc. | 41J-500 | Both Steam & Water | Natural Gas | Injection Type | FALSE | FALSE | 1 |  |  |  | None | Non-Condensing | Single-Stage | Cast Iron |  |  |  |  | 500000 | 403000 |  |  | 80.5 | 80 | 77.5 | [6 empty] | Federally-Regulated Commercial & Industrial Equipment | 2011-05-02
HTP, Inc. | Westinghouse | WBR^^080 | Water | Natural Gas | Power | FALSE | FALSE | 1 | TRUE |  |  | None | Condensing | Step Modulating | Other |  |  |  |  | 80000 | 74000 | [9 empty] | 96 | 80 | Federally-Regulated Consumer Product | 2015-09-30
Smith Cast Iron Boilers | Smith Cast Iron Boilers | 3500A-*-14 | Both Steam & Water | Natural Gas | Power | FALSE | FALSE | 1 |  |  |  | None | Non-Condensing | Single-Stage | Cast Iron |  |  |  |  | 4615000 | 3665000 |  |  | 80.8 | 80 | 79.4 | [6 empty] | Federally-Regulated Commercial & Industrial Equipment | 2007-12-12
Parker Boiler Co. | Parker Boiler | 115 | Steam | Natural Gas | No Match | FALSE | FALSE | 3 |  |  | No Match | No Match | No Match | No Match | Other | No Match |  | No Match |  | 4830000 |  | 4830000 |  | 80 | 80 |  |  | 4 |  | 80 |  |  | Non Federally-Regulated | 1992-10-27
PB Heat, LLC | PB Heat, LLC | LCE-17-S-N | Steam | Natural Gas | Power | FALSE | FALSE | 3 |  | FALSE |  | None | Non-Condensing | Single-Stage | Cast Iron |  |  |  |  | 3236000 | 2603000 |  |  | 81 |  | 80.4 | [6 empty] | Federally-Regulated Commercial & Industrial Equipment | 2014-09-05
ECR International, Ltd. | ECR International, Ltd. | SSV-150 | Water | LPG | Power | FALSE | FALSE | 1 |  |  |  | None | Condensing | Step Modulating | Other |  |  |  |  | 150000 | 140000 | [9 empty] | 95 | 80 | Federally-Regulated Consumer Product | 2014-08-08
Water Pik, Inc. | Laars | PW1200IP04*BA | Both Steam & Water | LPG | No Match | FALSE | FALSE | 3 |  |  | No Match | No Match | No Match | No Match | Copper | No Match |  | No Match |  | 1200000 |  | 300000 |  | 82 | 80 |  |  | 5 |  | 82 |  |  | Federally-Regulated Commercial & Industrial Equipment | 2001-11-21
Allied Engineering Co. | Allied Engineering Co. | SG-180-N-E | Water | Natural Gas | Injection Type | FALSE | FALSE | 1 |  | TRUE |  | Stack Damper | Non-Condensing | Single-Stage | Other |  |  |  |  | 180000 | 153000 | [9 empty] | 85 | 80 | Federally-Regulated Consumer Product | 2014-08-08
Ajax Boiler, Inc. | Ajax | HRF60 | Steam | Natural Gas | Power | FALSE | TRUE | 1 |  |  | Draft Hood | Stack Damper | Non-Condensing | Two-Stage Modulating | Other | None |  | No Match |  | 2500000 | 2000000 | 2000000 | 1600000 | 80 | 80 | 79.2 | [6 empty] | Federally-Regulated Commercial & Industrial Equipment | 2007-08-15
Laars Heating Systems Co. | Bradford-White Corp. | BNTH399 | Water | Natural Gas | Power | FALSE | FALSE | 1 |  | FALSE |  | None | Condensing | Step Modulating | Other |  |  |  |  | 399900 | 386000 |  |  | 96.5 |  | 96.5 | [6 empty] | Federally-Regulated Commercial & Industrial Equipment | 2014-08-11
Ajax Boiler, Inc. | Ajax | A250 | Water | Natural Gas | Luminous | FALSE | FALSE | 1 |  |  | None | None | Condensing | Step Modulating | Copper | None |  |  |  | 2500000 | 2325000 | 625000 | 606250 | 93 | 80 | 92 | [6 empty] | Federally-Regulated Commercial & Industrial Equipment | 2007-08-15
PVI Industries | PVI | 360 EWB 150A-E | Water | Electricity | No Match | TRUE | FALSE | 3 |  |  | No Match | No Match | No Match | No Match | Other | No Match |  | No Match |  | 1229000 |  | 1229000 |  | 99.9 | [5 empty] | 99.9 |  |  | Non Federally-Regulated | 1992-09-28
Weil-McLain | Weil-McLain | 1088R | Both Steam & Water | Oil | Power | FALSE | FALSE | 1 |  |  |  | None | Non-Condensing | Single-Stage | Cast Iron |  |  |  |  | 2800000 | 2399000 |  |  | 86.2 | 83 | 85.6 | [6 empty] | Federally-Regulated Commercial & Industrial Equipment | 2008-04-14
Columbia Boiler / Pottstown | Columbia Boiler / Pottstown | SL4100 | Water | Natural Gas | Power | FALSE | FALSE | 1 |  |  | Barometric Regulator | None | Non-Condensing | Single-Stage | Cast Iron |  |  |  |  | 115000 | 98000 | [9 empty] | 85.1 | 80 | Federally-Regulated Consumer Product | 2008-04-14
Slant / Fin Corp. | Slant / Fin Corp. | TRDV-30-0.85P | Water | Oil | Power | FALSE | FALSE | 1 |  | TRUE |  | None | Non-Condensing | Single-Stage | Cast Iron | Single-Speed |  |  |  | 119000 | 104000 | [9 empty] | 87.2 | 80 | Federally-Regulated Consumer Product | 2013-04-19
Water Pik, Inc. | Laars | VW1430IP04*1A | Both Steam & Water | LPG | No Match | FALSE | FALSE | 3 |  |  | No Match | No Match | No Match | No Match | Copper | No Match |  | No Match |  | 1430000 |  | 357500 |  | 81 | 80 |  |  | 5 |  | 81 |  |  | Federally-Regulated Commercial & Industrial Equipment | 2001-11-21
Allied Engineering Co. | Allied Engineering Co. | SG-180-P-E | Water | LPG | Injection Type | FALSE | FALSE | 1 |  | TRUE |  | Stack Damper | Non-Condensing | Single-Stage | Other |  |  |  |  | 180000 | 153000 | [9 empty] | 85 | 80 | Federally-Regulated Consumer Product | 2014-08-08
Burnham Corp. | Crown Boiler Co. | 32-2755*N | Both Steam & Water | LPG | Induced Draft | FALSE | FALSE | 1 |  |  |  | None | Non-Condensing | Single-Stage | Cast Iron |  |  |  |  | 2755000 | 2204000 |  |  | 80.5 | 80 | 75.4 | [6 empty] | Federally-Regulated Commercial & Industrial Equipment | 2007-12-12
HTP, Inc. | Elite | EL-399VWH | Water | LPG | Power | FALSE | FALSE | 1 |  |  | None | None | Condensing | Single-Stage | Other |  |  |  |  | 399000 | 381000 | 67000000 | 399000000 | 95.4 | 80 | 95.4 | [6 empty] | Federally-Regulated Commercial & Industrial Equipment | 2011-08-02
Smith Cast Iron Boilers | Smith Cast Iron Boilers | 19A-S/W-04 | Both Steam & Water | Natural Gas | Power | FALSE | FALSE | 1 |  |  |  | None | Non-Condensing | Single-Stage | Cast Iron |  |  |  |  | 520000 | 413000 |  |  | 82.7 | 80 | 79.5 | [6 empty] | Federally-Regulated Commercial & Industrial Equipment | 2007-12-12
Fulton Boiler Works | Fulton | PLP-650-****** | Steam | Natural Gas | Power | FALSE | FALSE | 3 |  |  | No Match | No Match | No Match | No Match | Other | No Match |  | No Match |  | 650000 |  | 650000 |  | 83 | 80 |  |  | 100 |  | 83 |  |  | Federally-Regulated Commercial & Industrial Equipment | 1996-02-29
Ace Boiler, Inc. | Ace Boiler, Inc. | B11EO | Both Steam & Water | Natural Gas | No Match | FALSE | TRUE | 3 |  |  | No Match | No Match | No Match | No Match | Copper | No Match |  | No Match |  | 1060000 |  | 1060000 |  | 80.5 | 80 |  |  |  |  | 80.5 |  |  | Federally-Regulated Commercial & Industrial Equipment | 1996-02-29
Ajax Boiler, Inc. | Ajax | WEC3750W | Water | Combo (Natural Gas & Oil) | Power | FALSE | TRUE | 3 |  |  | No Match | No Match | No Match | No Match | Other | No Match |  | No Match |  | 3560000 |  | 1500000 |  | 85 | 80 |  |  |  |  | 80 |  |  | Federally-Regulated Commercial & Industrial Equipment | 1997-01-07
Universal Boiler Works | Universal Boiler Works | BF30W4 | Water | Combo (Natural Gas & Oil) | Power | FALSE | FALSE | 3 |  |  | No Match | No Match | No Match | No Match | Other | No Match |  | No Match |  | 1260000 |  | 630000 |  | 86 | 80 |  |  | 10 |  | 84 |  |  | Federally-Regulated Commercial & Industrial Equipment | 2001-12-13
Ajax Boiler, Inc. | Ajax | HRF70 | Steam | Natural Gas | Power | FALSE | TRUE | 1 |  |  | Draft Hood | Stack Damper | Non-Condensing | Two-Stage Modulating | Other | None |  | No Match |  | 3000000 | 2400000 | 2400000 | 1920000 | 80 | 80 | 79.2 | [6 empty] | Federally-Regulated Commercial & Industrial Equipment | 2007-08-15
Smith Cast Iron Boilers | Smith Cast Iron Boilers | 19HE-S-3 | Steam | Oil | Power | FALSE | FALSE | 1 |  |  |  | None | Non-Condensing | Single-Stage | Cast Iron |  |  |  |  | 364000 | 308000 |  |  | 84.8 | 83 | 84.6 | [6 empty] | Federally-Regulated Commercial & Industrial Equipment | 2010-07-21
U.S. Boiler Co. | U.S. Boiler Co. | ES23 | Water | Natural Gas | Injection Type | FALSE | FALSE | 1 |  | TRUE |  | Stack Damper | Non-Condensing | Single-Stage | Cast Iron | Single-Speed |  |  |  | 70000 | 59000 | [9 empty] | 85 | 80 | Federally-Regulated Consumer Product | 2014-01-14
PB Heat, LLC | PB Heat, LLC | PF-80 | Water | LPG | Power | FALSE | FALSE | 1 |  | TRUE | None | None | Condensing | Step Modulating | Other |  |  |  |  | 80000 | 75000 | 26000 | 25000 | [7 empty] | 95 | 80 | Federally-Regulated Consumer Product | 2015-03-30
Ajax Boiler, Inc. | Ajax | OSGOXFD2250 | Steam | Natural Gas | Power | FALSE | TRUE | 3 |  |  | No Match | No Match | No Match | No Match | Other | No Match |  | No Match |  | 2250000 |  | 1125000 |  | 81 | 80 |  |  |  |  | 80 |  |  | Non Federally-Regulated | 1992-10-27
Lochinvar, LLC. | Lochinvar Corp. | ECN285 | Water | Natural Gas | Power | FALSE | FALSE | 1 |  |  | None | None | Condensing | Step Modulating | Other |  |  |  |  | 285000 | 260000 | [9 empty] | 96 | 80 | Federally-Regulated Consumer Product | 2010-03-16
Bosch Thermotechnology Corp. | Buderus | G 125 BE-34 | Water | Oil | Power | FALSE | FALSE | 1 |  |  | None | None | Non-Condensing | Single-Stage | Cast Iron |  |  |  |  | 132000 | 118000 | [9 empty] | 89.1 | 80 | Federally-Regulated Consumer Product | 2009-10-19
Ajax Boiler, Inc. | Ajax | XNG1125W | Water | Natural Gas | No Match | FALSE | TRUE | 3 |  |  | No Match | No Match | No Match | No Match | Other | No Match |  | No Match |  | 1125000 |  | 562500 |  | 80 | 80 |  |  |  |  | 80 |  |  | Federally-Regulated Commercial & Industrial Equipment | 1997-01-07
Water Pik, Inc. | Laars | HH1010EN09CBA | Water | Natural Gas | No Match | FALSE | TRUE | 3 |  |  | No Match | No Match | No Match | No Match | Copper | No Match |  | No Match |  | 1010000 |  | 1010000 |  | 82 | 80 |  |  | 5 |  | 82 |  |  | Federally-Regulated Commercial & Industrial Equipment | 2001-05-16
Aerco International | Aerco International | BMK 1000 | Water | Natural Gas | Power | FALSE | FALSE | 1 |  | FALSE | None | None | Condensing | Step Modulating | Other |  |  |  |  | 1000000 | 968000 | 1000000 | 968000 | 96.8 |  | 96.8 | [6 empty] | Federally-Regulated Commercial & Industrial Equipment | 2014-08-11
New Yorker Boiler Co. | New Yorker | CGS70A(N/P)I- | Steam | Combo (Natural Gas & Oil) | No Match | FALSE | FALSE | 1 |  |  | No Match | No Match | No Match | No Match | Cast Iron | No Match |  | No Match |  | 210000 | [10 empty] | 81.5 | 75 | Federally-Regulated Consumer Product | 2003-05-23
Burnham Corp. | Burnham Corp. | SCG-7 | Water | Natural Gas | Induced Draft | FALSE | FALSE | 1 |  |  |  | None | Non-Condensing | Single-Stage | Cast Iron | Single-Speed | 0.04 | Standard |  | 210000 | 179000 | [9 empty] | 85 | 80 | Federally-Regulated Consumer Product | 2007-11-14
Parker Boiler Co. | Parker Boiler | GO-2640R | Water | Combo (Natural Gas & Oil) | Power | FALSE | FALSE | 3 |  |  | No Match | No Match | No Match | No Match | Other | No Match |  | No Match |  | 2640000 |  | 1320000 |  | 84 | 80 |  |  | 4 |  | 82 |  |  | Federally-Regulated Commercial & Industrial Equipment | 1996-03-13
HTP, Inc. | Elite | EL-80VWH | Water | Natural Gas | Power | FALSE | FALSE | 1 |  |  | None | None | Condensing | Single-Stage | Other |  |  |  |  | 80000 | 73000 | 14000000 | 80000000 | [7 empty] | 94.4 | 80 | Federally-Regulated Consumer Product | 2011-08-02
Raypak, Inc. | Raypak | H(3,4)-HD201*R | Water | Natural Gas | Induced Draft | FALSE | FALSE | 1 | TRUE |  |  | None | Non-Condensing | Two-Stage Modulating | Copper |  |  |  |  | 199000 | 170000 | [9 empty] | 85 | 80 | Federally-Regulated Consumer Product | 2015-09-30
New Yorker Boiler Co. | New Yorker Boiler Co. | FR462W | Water | Oil | Power | FALSE | FALSE | 1 |  |  |  | None | Non-Condensing | Single-Stage | Other |  |  |  |  | 560000 | 462000 |  |  | 84.2 |  | 82.7 | [6 empty] | Federally-Regulated Commercial & Industrial Equipment | 2014-09-05
PB Heat, LLC | Peerless | MI-03-SPRK | Water | LPG | Injection Type | FALSE | FALSE | 1 | TRUE |  |  | Stack Damper | Non-Condensing | Single-Stage | Cast Iron | Single-Speed |  |  |  | 70000 | 58000 | [9 empty] | 82.2 | 80 | Federally-Regulated Consumer Product | 2015-09-30
Universal Boiler Works | Universal Boiler Works | BF150S1 | Steam | Combo (Natural Gas & Oil) | Power | FALSE | FALSE | 3 |  |  | No Match | No Match | No Match | No Match | Other | No Match |  | No Match |  | 6300000 |  | 2100000 |  | 83.5 | 80 |  |  | 10 |  | 82 |  |  | Federally-Regulated Commercial & Industrial Equipment | 2001-12-13
Raypak | Raypak | H40066 | Water | LPG | No Match | FALSE | FALSE | 1 |  |  | No Match | No Match | No Match | No Match | Other | No Match |  | No Match |  | 66000 | [10 empty] | 83 | 80 | Federally-Regulated Consumer Product | 2001-11-01
Peerless Heater Co. | Peerless | GM-05-SV | Water | Natural Gas | No Match | FALSE | FALSE | 1 |  |  | No Match | No Match | No Match | No Match | Cast Iron | No Match |  | No Match |  | 228000 | [10 empty] | 82.1 | 80 | Federally-Regulated Consumer Product | 2000-06-07
Ajax Boiler, Inc. | Ajax | XNG11000W | Water | Natural Gas | No Match | FALSE | TRUE | 3 |  |  | No Match | No Match | No Match | No Match | Other | No Match |  | No Match |  | 11000000 |  | 5500000 |  | 80 | 80 |  |  |  |  | 80 |  |  | Federally-Regulated Commercial & Industrial Equipment | 1997-01-07
Ajax Boiler, Inc. | Ajax | OSGOXFD8500 | Steam | Natural Gas | Power | FALSE | TRUE | 3 |  |  | No Match | No Match | No Match | No Match | Other | No Match |  | No Match |  | 8500000 |  | 4250000 |  | 81 | 80 |  |  |  |  | 80 |  |  | Non Federally-Regulated | 1992-10-27
PB Heat, LLC | Peerless | MI-07-SPRK | Water | LPG | Injection Type | FALSE | FALSE | 1 | TRUE |  |  | Stack Damper | Non-Condensing | Single-Stage | Cast Iron | Single-Speed |  |  |  | 195000 | 160000 | [9 empty] | 82 | 80 | Federally-Regulated Consumer Product | 2015-09-30
HTP, Inc. | HTP, Inc. | WBRCNG140F | Water | Natural Gas | Power | FALSE | FALSE | 1 |  | TRUE |  | None | Condensing | Step Modulating | Other |  |  |  |  | 140000 | 126000 | [9 empty] | 93.2 | 80 | Federally-Regulated Consumer Product | 2015-03-30
Ajax Boiler, Inc. | Ajax | HRF90 | Steam | Natural Gas | Power | FALSE | TRUE | 1 |  |  | Draft Hood | Stack Damper | Non-Condensing | Two-Stage Modulating | Other | None |  |  |  | 3770000 | 3016000 | 3016000 | 2412800 | 80 | 80 | 79.2 | [6 empty] | Federally-Regulated Commercial & Industrial Equipment | 2007-08-15
Crown Boiler Co. | Crown Boiler Co. | BWC150 | Water | LPG | Induced Draft | FALSE | FALSE | 1 |  | TRUE | None | None | Condensing | Step Modulating | Other | Single-Speed | 0.13 | Standard |  | 150000 | 133000 | 30000 | 27000 | [7 empty] | 90.5 | 80 | Federally-Regulated Consumer Product | 2013-04-19
Rite Engineering | Rite | 90SG | Both Steam & Water | Natural Gas | Power | FALSE | FALSE | 3 |  |  | No Match | No Match | No Match | No Match | Other | No Match |  | No Match |  | 900000 |  | 300000 |  | 80 | 80 |  |  |  |  | 80 |  |  | Non Federally-Regulated | 1992-10-14
U.S. Boiler Co. | F.W. Webb | AO-3-100 | Water | Oil | Power | FALSE | FALSE | 1 |  | TRUE |  | None | Non-Condensing | Single-Stage | Cast Iron | Multiple-Speed |  |  |  | 140000 | 120000 | [9 empty] | 84.3 | 80 | Federally-Regulated Consumer Product | 2014-01-14
Ajax Boiler, Inc. | Ajax | OWGOFD4500 | Steam | Natural Gas | Power | FALSE | TRUE | 3 |  |  | No Match | No Match | No Match | No Match | Other | No Match |  | No Match |  | 4500000 |  | 2250000 |  | 82 | 80 |  |  |  |  | 80 |  |  | Non Federally-Regulated | 1992-10-27
Water Pik, Inc. | Laars | HH1010EP04*BA | Water | LPG | No Match | FALSE | TRUE | 3 |  |  | No Match | No Match | No Match | No Match | Copper | No Match |  | No Match |  | 1010000 |  | 252500 |  | 82 | 80 |  |  | 5 |  | 82 |  |  | Federally-Regulated Commercial & Industrial Equipment | 2001-05-30
New York Thermal, Inc. | New York Thermal, Inc. | LX150 | Water | Natural Gas | Power | FALSE | FALSE | 1 |  | TRUE |  | None | Condensing | Step Modulating | Other |  |  |  |  | 150000 | 136000 | [9 empty] | 93.5 | 80 | Federally-Regulated Consumer Product | 2013-06-17
Weil-McLain | Weil-McLain | 1588 | Steam | Oil | Power | FALSE | FALSE | 3 |  |  | No Match | No Match | No Match | No Match | Cast Iron | No Match |  | No Match |  | 4620000 |  | 4620000 |  | 83.5 | 83 |  |  | 147 |  | 83.5 |  |  | Federally-Regulated Commercial & Industrial Equipment | 1996-02-29
Raypak | Raypak | H7-1003 * | Water | Natural Gas | Induced Draft | FALSE | FALSE | 1 |  |  |  | None | Non-Condensing | Step Modulating | Copper |  |  |  |  | 999000 | 861000 |  |  |  |  | 86.2 | [6 empty] | Federally-Regulated Commercial & Industrial Equipment | 2015-04-16
Ajax Boiler, Inc. | Ajax | WGXFD-1750 | Steam | Natural Gas | Power | FALSE | FALSE | 3 |  |  | No Match | No Match | No Match | No Match | Other | No Match |  | No Match |  | 1750000 |  | 875000 |  | 82 | 80 |  |  |  |  | 80 |  |  | Non Federally-Regulated | 1992-10-27
Cleaver-Brooks | Cleaver-Brooks | CB-700-400-***** | Steam | Natural Gas | Power | FALSE | FALSE | 3 |  |  | No Match | No Match | No Match | No Match | Other | No Match |  | No Match |  | 16740000 |  | 16740000 |  | 80 | 80 |  |  | 25 |  | 80 |  |  | Federally-Regulated Commercial & Industrial Equipment | 1996-03-06
Smith Cast Iron Boilers | Smith Cast Iron Boilers | 350A-*-13 | Both Steam & Water | Oil | Power | FALSE | FALSE | 1 |  |  |  | None | Non-Condensing | Single-Stage | Cast Iron |  |  |  |  | 3220000 | 2643000 |  |  | 83.5 | 83 | 81.3 | [6 empty] | Federally-Regulated Commercial & Industrial Equipment | 2007-12-12
ECR International, Ltd. | ECR International, Ltd. | OLSSV-100 | Water | Natural Gas | Power | FALSE | FALSE | 1 |  |  |  | None | Condensing | Step Modulating | Other |  |  |  |  | 100000 | 92000 | [9 empty] | 95 | 80 | Federally-Regulated Consumer Product | 2014-08-08
Utica Boilers | Pennco, Inc. | 41J-600 | Both Steam & Water | Natural Gas | Injection Type | FALSE | FALSE | 1 |  |  |  | None | Non-Condensing | Single-Stage | Cast Iron |  |  |  |  | 600000 | 482000 |  |  | 80.4 | 80 | 77.5 | [6 empty] | Federally-Regulated Commercial & Industrial Equipment | 2011-05-02
Water Pik, Inc. | Laars | PW1010IP04*1A | Both Steam & Water | LPG | No Match | FALSE | FALSE | 3 |  |  | No Match | No Match | No Match | No Match | Copper | No Match |  | No Match |  | 1010000 |  | 252500 |  | 81 | 80 |  |  | 5 |  | 81 |  |  | Federally-Regulated Commercial & Industrial Equipment | 2001-11-21
Rite Engineering | Rite | 840SG | Both Steam & Water | Natural Gas | Power | FALSE | FALSE | 3 |  |  | No Match | No Match | No Match | No Match | Other | No Match |  | No Match |  | 8400000 |  | 2800000 |  | 80 | 80 |  |  |  |  | 80 |  |  | Non Federally-Regulated | 1992-10-14
PB Heat, LLC | PB Heat, LLC | TCII-06 | Both Steam & Water | Natural Gas | Power | FALSE | FALSE | 1 |  |  |  | None | Non-Condensing | Single-Stage | Cast Iron |  |  |  |  | 1773000 | 1458000 |  |  | 83.5 | 80 | 82.2 | [6 empty] | Federally-Regulated Commercial & Industrial Equipment | 2011-08-22
Lochinvar, LLC. | Lochinvar Corp. | KBN150 | Water | Natural Gas | Power | FALSE | FALSE | 1 |  |  | None | None | Condensing | Step Modulating | Other |  |  |  |  | 150000 | 135000 | [9 empty] | 95.5 | 80 | Federally-Regulated Consumer Product | 2010-03-16
Slant / Fin Corp. | Slant / Fin Corp. | EG-15 | Water | Natural Gas | Power | FALSE | FALSE | 1 |  |  |  | None | Non-Condensing | Single-Stage | Cast Iron |  |  |  |  | 140000 | 117000 | [9 empty] | 84.5 | 80 | Federally-Regulated Consumer Product | 2008-04-14
Ajax Boiler, Inc. | Ajax | WGXB-9500-D | Steam | Natural Gas | No Match | FALSE | FALSE | 3 |  |  | No Match | No Match | No Match | No Match | Other | No Match |  | No Match |  | 9500000 |  | 4750000 |  | 82 | 80 |  |  |  |  | 80 |  |  | Non Federally-Regulated | 1992-10-27
Slant / Fin Corp. | Slant / Fin Corp. | LX-90 | Water | Natural Gas | Power | FALSE | FALSE | 1 |  | TRUE | None | None | Condensing | Step Modulating | Other | Single-Speed |  | Standard |  | 90000 | 80000 | [9 empty] | 92.5 | 80 | Federally-Regulated Consumer Product | 2013-07-10
Burnham Corp. | Burnham Corp. | V1115-SN | Steam | Natural Gas | Power | FALSE | FALSE | 3 |  |  |  | Stack Damper | Non-Condensing | Two-Stage Modulating | Cast Iron |  |  |  |  | 3680000 | 2941000 |  |  | 79.9 | 80 | 80.3 | [6 empty] | Federally-Regulated Commercial & Industrial Equipment | 2012-06-11
Rite Engineering | Rite | 1250S | Both Steam & Water | Natural Gas | No Match | FALSE | FALSE | 3 |  |  | No Match | No Match | No Match | No Match | Other | No Match |  | No Match |  | 12500000 |  | 6250000 |  | 80 | 80 |  |  |  |  | 80 |  |  | Non Federally-Regulated | 1992-10-14
PB Heat, LLC | PB Heat, LLC | 64-08 | Steam | Natural Gas | Injection Type | FALSE | FALSE | 1 |  | TRUE | Draft Diverter | None | Non-Condensing | Single-Stage | Cast Iron |  |  |  |  | 399000 | 318000 |  |  | 82.5 |  | 79.6 | [6 empty] | Federally-Regulated Commercial & Industrial Equipment | 2015-06-01
Weil-McLain | Weil-McLain | 888 | Both Steam & Water | Natural Gas | Power | FALSE | FALSE | 1 |  |  |  | None | Non-Condensing | Single-Stage | Cast Iron |  |  |  |  | 2382000 | 1987000 |  |  | 83.7 | 80 | 83.1 | [6 empty] | Federally-Regulated Commercial & Industrial Equipment | 2008-04-14
Laars Heating Systems Co. | Laars | PH1430IN******** | Water | Natural Gas | Induced Draft | FALSE | FALSE | 1 |  |  |  | None | Non-Condensing | Step Modulating | Copper | Single-Speed |  | Standard |  | 1430000 | 1158300 | 357500 |  | 81 | 80 | 78.6 | [6 empty] | Federally-Regulated Commercial & Industrial Equipment | 2007-11-01
RBI Water Heaters | RBI Water Heaters | MB1250 | Water | LPG | Induced Draft | TRUE | TRUE | 1 |  |  |  | None | Non-Condensing | Single-Stage | Copper |  |  |  |  | 1250000 | 1066000 |  |  | 85.3 | 80 | 85.3 | [6 empty] | Federally-Regulated Commercial & Industrial Equipment | 2007-12-12
Lochinvar, LLC. | Lochinvar Corp. | CBL135F9 | Water | Natural Gas | Injection Type | FALSE | FALSE | 1 |  |  |  | Stack Damper | Non-Condensing | Single-Stage | Copper |  |  |  |  | 135000 | 112000 | [9 empty] | 84 | 80 | Federally-Regulated Consumer Product | 2007-11-14
Thermal Solutions | Thermal Solutions | EVO2000B**-*A* | Water | Natural Gas | Power | FALSE | TRUE | 1 |  |  |  | None | Non-Condensing | Step Modulating | Copper |  |  |  |  | 2000000 | 1696000 |  |  | 84.7 |  | 84.7 | [6 empty] | Federally-Regulated Commercial & Industrial Equipment | 2014-10-21
New York Thermal, Inc. | New York Thermal, Inc. | VM110P | Water | LPG | Power | FALSE | FALSE | 1 |  |  |  | None | Condensing | Step Modulating | Other | Multiple-Speed |  |  |  | 110000 | 101000 | [9 empty] | 95 | 80 | Federally-Regulated Consumer Product | 2015-03-30
PB Heat, LLC | Smith Cast Iron Boilers | GBX-195-INT | Water | Natural Gas | Injection Type | FALSE | FALSE | 1 |  | TRUE | Draft Diverter | Stack Damper | Non-Condensing | Single-Stage | Cast Iron | Single-Speed |  | Standard |  | 195000 | 160000 | [9 empty] | 82 | 80 | Federally-Regulated Consumer Product | 2013-06-17
Ajax Boiler, Inc. | Ajax | OSGOXFD300 | Steam | Natural Gas | Power | FALSE | TRUE | 3 |  |  | No Match | No Match | No Match | No Match | Other | No Match |  | No Match |  | 300000 |  | 300000 |  | 81 | 80 |  |  |  |  | 81 |  |  | Federally-Regulated Commercial & Industrial Equipment | 1996-02-29
Ajax Boiler, Inc. | Ajax | HRPG60 | Steam | Natural Gas | Power | FALSE | TRUE | 1 |  |  | Draft Hood | Stack Damper | Non-Condensing | Two-Stage Modulating | Other | None |  | No Match |  | 2500000 | 2000000 | 2000000 | 1600000 | 80 | 80 | 79.2 | [6 empty] | Federally-Regulated Commercial & Industrial Equipment | 2007-08-15
Water Pik, Inc. | Laars | HH1010IP09C1A | Water | LPG | No Match | FALSE | FALSE | 3 |  |  | No Match | No Match | No Match | No Match | Copper | No Match |  | No Match |  | 1010000 |  | 1010000 |  | 81 | 80 |  |  | 5 |  | 81 |  |  | Federally-Regulated Commercial & Industrial Equipment | 2001-05-30
New York Thermal, Inc. | New York Thermal, Inc. | TS80 | Water | Natural Gas | Power | FALSE | FALSE | 1 |  | TRUE |  | None | Condensing | Step Modulating | Other |  |  |  |  | 80000 | 72000 | [9 empty] | 93.4 | 80 | Federally-Regulated Consumer Product | 2013-06-17
Lochinvar, LLC. | Lochinvar Corp. | CBN075M9 | Water | Natural Gas | Injection Type | FALSE | FALSE | 1 |  |  |  | Stack Damper | Non-Condensing | Single-Stage | Copper |  |  |  |  | 75000 | 62000 | [9 empty] | 82 | 80 | Federally-Regulated Consumer Product | 2007-11-14
Lochinvar, LLC. | Lochinvar Corp. | CBN045F9 | Water | LPG | Injection Type | FALSE | FALSE | 1 |  |  |  | Stack Damper | Non-Condensing | Single-Stage | Copper |  |  |  |  | 45000 | 37000 | [9 empty] | 84 | 80 | Federally-Regulated Consumer Product | 2007-11-14
PB Heat, LLC | Peerless | 63-04-SPRK-W | Water | Natural Gas | Injection Type | FALSE | FALSE | 1 | TRUE |  |  | Stack Damper | Non-Condensing | Single-Stage | Cast Iron |  |  |  |  | 177000 | 148000 | [9 empty] | 83.4 | 80 | Federally-Regulated Consumer Product | 2015-09-30
Raypak | Raypak | H(1,2,5)-0824 * | Water | LPG | Injection Type | FALSE | FALSE | 1 |  |  |  | None | Non-Condensing | Step Modulating | Copper |  |  |  |  | 775000 | 636000 |  |  |  |  | 82 | [6 empty] | Federally-Regulated Commercial & Industrial Equipment | 2015-04-16
Water Pik, Inc. | Laars | PW1430IN09C1A | Both Steam & Water | Natural Gas | No Match | FALSE | FALSE | 3 |  |  | No Match | No Match | No Match | No Match | Copper | No Match |  | No Match |  | 1430000 |  | 1430000 |  | 81 | 80 |  |  | 5 |  | 81 |  |  | Federally-Regulated Commercial & Industrial Equipment | 2001-11-21
Burnham Corp. | Crown Boiler Co. | BSI345E | Both Steam & Water | Natural Gas | Induced Draft | FALSE | FALSE | 1 |  |  |  | None | Non-Condensing | Single-Stage | Cast Iron |  |  |  |  | 345000 | 285000 |  |  | 82.5 | 80 | 79.5 | [6 empty] | Federally-Regulated Commercial & Industrial Equipment | 2007-12-12
Viessmann Manufacturing | Viessmann Manufacturing | B2HA-35 | Water | Natural Gas | Power | FALSE | FALSE | 1 |  |  |  | Electro-Mechanical Inlet Dampe | Condensing | Step Modulating | Other |  |  |  |  | 125000 | 116000 | [9 empty] | 93.3 | 80 | Federally-Regulated Consumer Product | 2014-01-14
Ajax Boiler, Inc. | Ajax | DRF17 | Water | Natural Gas | Power | FALSE | TRUE | 1 |  |  | Draft Hood | Stack Damper | Non-Condensing | Two-Stage Modulating | Other | None |  | No Match |  | 735000 | 588000 | 588000 | 470400 | 80 | 80 | 79.2 | [6 empty] | Federally-Regulated Commercial & Industrial Equipment | 2007-08-15
Water Pik, Inc. | Laars | PW0850IN09CBA | Both Steam & Water | Natural Gas | No Match | FALSE | FALSE | 3 |  |  | No Match | No Match | No Match | No Match | Copper | No Match |  | No Match |  | 850000 |  | 850000 |  | 82 | 80 |  |  | 5 |  | 82 |  |  | Federally-Regulated Commercial & Industrial Equipment | 2001-11-21
Camus Hydronics | Camus Hydronics | DFNH-1201-MS | Water | Natural Gas | Power | FALSE | FALSE | 1 |  |  |  | None | Condensing | Step Modulating | Other |  |  |  |  | 1200000 | 1046000 |  |  | 87.2 |  | 87.2 | [6 empty] | Federally-Regulated Commercial & Industrial Equipment | 2014-08-11
HTP, Inc. | HTP | EFT-80 | Water | LPG | Power | FALSE | FALSE | 1 | TRUE |  |  | None | Condensing | Step Modulating | Other |  |  |  |  | 80000 | 74000 | [9 empty] | 96 | 80 | Federally-Regulated Consumer Product | 2015-09-30
Laars Heating Systems Co. | Laars | NTH500P*** | Water | LPG | Induced Draft | FALSE | FALSE | 1 |  |  | None | None | Condensing | Step Modulating | Other | Single-Speed |  | Standard |  | 500000 | 475000 |  |  | 95 | 80 | 95 | [6 empty] | Federally-Regulated Commercial & Industrial Equipment | 2008-10-08
Raypak | Raypak | H(3,4)-0724* | Water | Natural Gas | Injection Type | FALSE | FALSE | 1 |  |  |  | None | Non-Condensing | Single-Stage | Copper |  |  |  |  | 726000 | 595000 |  |  |  |  | 82 | [6 empty] | Federally-Regulated Commercial & Industrial Equipment | 2015-04-16
Thermal Solutions | Thermal Solutions | EV(A,S)0750B**-*A* | Water | Natural Gas | Power | FALSE | FALSE | 1 |  |  |  | None | Non-Condensing | Step Modulating | Copper |  |  |  |  | 750000 | 623000 |  |  | 83.6 |  | 83 | [6 empty] | Federally-Regulated Commercial & Industrial Equipment | 2014-08-11
U.S. Boiler Co. | U.S. Boiler Co. | ES28 | Water | LPG | Injection Type | FALSE | FALSE | 1 |  | TRUE |  | Stack Damper | Non-Condensing | Single-Stage | Cast Iron | Single-Speed |  |  |  | 245000 | 208000 | [9 empty] | 85 | 80 | Federally-Regulated Consumer Product | 2014-01-14
Ajax Boiler, Inc. | Ajax | WEG450W | Water | Natural Gas | Power | FALSE | TRUE | 3 |  |  | No Match | No Match | No Match | No Match | Other | No Match |  | No Match |  | 428000 |  | 325000 |  | 85 | 80 |  |  |  |  | 80 |  |  | Federally-Regulated Commercial & Industrial Equipment | 1997-01-07
Burnham Corp. | Crown Boiler Co. | AWI 037E | Water | Natural Gas | Induced Draft | FALSE | FALSE | 1 |  |  |  | Stack Damper | Non-Condensing | Single-Stage | Cast Iron | Single-Speed | 0.04 | Standard |  | 37000 | 30000 | [9 empty] | 82.3 | 80 | Federally-Regulated Consumer Product | 2007-11-14
Ajax Boiler, Inc. | Ajax | HNG1125W | Steam | Natural Gas | No Match | FALSE | TRUE | 3 |  |  | No Match | No Match | No Match | No Match | Other | No Match |  | No Match |  | 1125000 |  | 562500 |  | 80 | 80 |  |  |  |  | 80 |  |  | Federally-Regulated Commercial & Industrial Equipment | 1997-01-07
Burnham Corp. | Crown Boiler Co. | BWF162 | Water | LPG | Induced Draft | FALSE | FALSE | 1 |  |  |  | None | Non-Condensing | Single-Stage | Cast Iron | Single-Speed | 0.04 | Standard |  | 162000 | 134000 | [9 empty] | 82.5 | 80 | Federally-Regulated Consumer Product | 2007-11-14
Easco Boiler Corp. | Easco | ESP-90-W030 | Both Steam & Water | Combo (Natural Gas & Oil) | Power | FALSE | FALSE | 3 |  |  | No Match | No Match | No Match | No Match | Other | No Match |  | No Match |  | 3766000 |  | 1255333 |  | 83 | 80 |  |  | 22 |  | 81 |  |  | Federally-Regulated Commercial & Industrial Equipment | 1998-06-02
Ajax Boiler, Inc. | Ajax | WGXFD-2000 | Steam | Natural Gas | Power | FALSE | FALSE | 3 |  |  | No Match | No Match | No Match | No Match | Other | No Match |  | No Match |  | 2000000 |  | 1000000 |  | 82 | 80 |  |  |  |  | 80 |  |  | Non Federally-Regulated | 1992-10-27
Triangle Tube | Aerco International | EST399 | Water | Natural Gas | Power | FALSE | FALSE | 1 |  |  |  | None | Condensing | Step Modulating | Other |  |  |  |  | 399000 | 379000 |  |  | 94.1 |  | 94.1 | [6 empty] | Federally-Regulated Commercial & Industrial Equipment | 2014-10-21
Dunkirk | Caribe | BWMAAN000050 | Water | LPG | Power | FALSE | FALSE | 1 |  | TRUE |  | None | Condensing | Step Modulating | Other | Single-Speed |  |  |  | 50000 | 46000 | [9 empty] | 95 | 80 | Federally-Regulated Consumer Product | 2013-04-19
Ajax Boiler, Inc. | Ajax | SGX-SGXB-1750-D | Steam | Natural Gas | No Match | FALSE | FALSE | 3 |  |  | No Match | No Match | No Match | No Match | Other | No Match |  | No Match |  | 1750000 |  | 1750000 |  | 80 | 80 |  |  |  |  | 80 |  |  | Federally-Regulated Commercial & Industrial Equipment | 1996-02-29
Burnham Corp. | Burnham Corp. | K5008SP | Steam | LPG | Induced Draft | FALSE | FALSE | 1 |  | TRUE |  | None | Non-Condensing | Single-Stage | Cast Iron |  |  |  |  | 511900 | 394000 |  |  | 80 |  | 77 | [6 empty] | Federally-Regulated Commercial & Industrial Equipment | 2014-09-05
U.S. Boiler Co. | U.S. Boiler Co. | FORCE10 | Water | LPG | Injection Type | FALSE | FALSE | 1 |  |  |  | Stack Damper | Non-Condensing | Single-Stage | Cast Iron | Single-Speed |  |  |  | 299000 | 244000 | [9 empty] | 82 | 80 | Federally-Regulated Consumer Product | 2014-10-23
Ajax Boiler, Inc. | Ajax | XNG6500W | Water | Natural Gas | No Match | FALSE | TRUE | 3 |  |  | No Match | No Match | No Match | No Match | Other | No Match |  | No Match |  | 6500000 |  | 3250000 |  | 80 | 80 |  |  |  |  | 80 |  |  | Federally-Regulated Commercial & Industrial Equipment | 1997-01-07
HTP, Inc. | Westinghouse | WBRLP080WPU | Water | LPG | Power | FALSE | FALSE | 1 | TRUE |  |  | None | Condensing | Step Modulating | Other | Multiple-Speed |  |  |  | 80000 | 74000 | [9 empty] | 96 | 80 | Federally-Regulated Consumer Product | 2015-09-30
Laars Heating Systems Co. | Laars Heating Systems Co. | MLXHW175(N,P)**** | Water | Natural Gas | Power | FALSE | FALSE | 1 |  | TRUE |  | None | Condensing | Step Modulating | Other | Single-Speed |  |  |  | 175000 | 166000 | [9 empty] | 95 | 80 | Federally-Regulated Consumer Product | 2014-10-23
PB Heat, LLC | Peerless | PSCII-03-SPRK | Water | LPG | Injection Type | FALSE | FALSE | 1 | TRUE |  |  | None | Non-Condensing | Single-Stage | Cast Iron | Single-Speed |  |  |  | 65000 | 56000 | [9 empty] | 86 | 80 | Federally-Regulated Consumer Product | 2015-09-30
Raypak | Raypak | H(1,2,5)-1571 * | Water | LPG | Injection Type | FALSE | TRUE | 1 |  |  |  | None | Non-Condensing | Step Modulating | Copper |  |  |  |  | 1500000 | 1230000 |  |  |  |  | 82 | [6 empty] | Federally-Regulated Commercial & Industrial Equipment | 2015-04-16
Smith Cast Iron Boilers | Peerless | TCII-07-S-G | Steam | Natural Gas | Power | FALSE | FALSE | 1 |  | FALSE |  | None | Non-Condensing | Single-Stage | Cast Iron |  |  |  |  | 2088000 | 1722000 |  |  |  |  | 82.5 | 79 | [5 empty] | Federally-Regulated Commercial & Industrial Equipment | 2015-09-30
HTP, Inc. | HTP, Inc. | EL-80 | Water | Natural Gas | Power | FALSE | FALSE | 1 |  |  |  | None | Condensing | Step Modulating | Other |  |  |  |  | 80000 | 74000 | [9 empty] | 95.9 | 80 | Federally-Regulated Consumer Product | 2014-10-23
Ajax Boiler, Inc. | Ajax | WRF1750 | Water | Natural Gas | Power | FALSE | TRUE | 1 |  |  | Draft Hood | Stack Damper | Non-Condensing | Two-Stage Modulating | Other | None |  | No Match |  | 1700000 | 1487500 | 1487500 | 126375 | 85 | 80 | 84.2 | [6 empty] | Federally-Regulated Commercial & Industrial Equipment | 2007-08-15
Hydrotherm | Hydrotherm | VS-85BS-INT | Steam | LPG | Injection Type | FALSE | FALSE | 1 |  |  |  | None | Non-Condensing | Single-Stage | Cast Iron |  |  |  |  | 85000 | 70000 | [9 empty] | 82.3 | 75 | Federally-Regulated Consumer Product | 2008-10-20
PB Heat, LLC | PB Heat, LLC | EC/ECT-03-120W | Water | Oil | Power | FALSE | FALSE | 1 |  | TRUE |  | None | Non-Condensing | Single-Stage | Cast Iron | Single-Speed |  |  |  | 168000 | 143000 | [9 empty] | 84 | 80 | Federally-Regulated Consumer Product | 2013-04-19
DDR Americas, Inc. | De Deitrich | GT 430A-8 | Water | Natural Gas | Power | FALSE | FALSE | 1 |  | FALSE |  | Electro-Mechanical Inlet Dampe | Non-Condensing | Step Modulating | Cast Iron |  |  |  |  | 1730000 | 1471000 |  |  | 85.2 |  | 85.2 | [6 empty] | Federally-Regulated Commercial & Industrial Equipment | 2014-08-11
Smith Cast Iron Boilers | Peerless | TCII-15-W-G | Water | LPG | Power | FALSE | FALSE | 1 |  |  |  | None | Non-Condensing | Single-Stage | Cast Iron |  |  |  |  | 4608000 | 3829000 |  |  | 83.4 | 82 | [7 empty] | Federally-Regulated Commercial & Industrial Equipment | 2015-09-30
Dunkirk | Caribe | BWMAAN000050AAAA | Water | LPG | Power | FALSE | FALSE | 1 |  | TRUE |  | None | Condensing | Step Modulating | Other | Single-Speed |  |  |  | 50000 | 46000 | [9 empty] | 95 | 80 | Federally-Regulated Consumer Product | 2013-04-19
English Boiler & Tube, Inc. | Bent Tube Balanced Flow | BTBF-250-15 | Steam | Natural Gas | Power | FALSE | FALSE | 3 |  |  | No Match | No Match | No Match | No Match | Other | No Match |  | No Match |  | 10500000 |  | 2625000 |  | 80 | 80 |  |  | 3 |  | 80 |  |  | Federally-Regulated Commercial & Industrial Equipment | 1998-09-10
Burnham Corp. | Burnham Corp. | K5012SP | Steam | LPG | Induced Draft | FALSE | FALSE | 1 |  | TRUE |  | None | Non-Condensing | Single-Stage | Cast Iron |  |  |  |  | 804400 | 619000 |  |  | 80 |  | 77 | [6 empty] | Federally-Regulated Commercial & Industrial Equipment | 2014-09-05
Water Pik, Inc. | Laars | PNCH1250N******* | Water | Natural Gas | Induced Draft | FALSE | TRUE | 3 |  |  | None | None | Non-Condensing | Step Modulating | Copper | Single-Speed |  | Standard |  | 1250000 | 1050000 | 500000 |  | 85.1 | 80 | 85.1 | [6 empty] | Federally-Regulated Commercial & Industrial Equipment | 2004-11-05
Lochinvar, LLC. | Lochinvar Corp. | KBN500 | Water | LPG | Power | FALSE | FALSE | 1 |  |  | None | None | Condensing | Step Modulating | Other |  |  |  |  | 500000 | 467000 | 100000 | 93000 | 95 | 80 | 93.3 | [6 empty] | Federally-Regulated Commercial & Industrial Equipment | 2007-12-12
Ajax Boiler, Inc. | Ajax | WFG11500W | Water | Natural Gas | Power | FALSE | TRUE | 3 |  |  | No Match | No Match | No Match | No Match | Other | No Match |  | No Match |  | 11500000 |  | 4600000 |  | 80 | 80 |  |  |  |  | 80 |  |  | Federally-Regulated Commercial & Industrial Equipment | 1997-01-07
Raypak | Raypak | H7-2503* | Water | Natural Gas | Induced Draft | FALSE | TRUE | 1 |  | FALSE | None | None | Non-Condensing | Step Modulating | Copper |  |  |  |  | 2501000 | 2125850 | 350000 |  | 85.1 | 82 | [7 empty] | Federally-Regulated Commercial & Industrial Equipment | 2013-01-02
PVI Industries | PVI | 558 ESB 225A-E | Steam | Electricity | No Match | TRUE | FALSE | 3 |  |  | No Match | No Match | No Match | No Match | Other | No Match |  | No Match |  | 1904000 |  | 1904000 |  | 99.9 | [5 empty] | 99.9 |  |  | Non Federally-Regulated | 1992-09-28
Bryan Steam Corp. | Bryan | K-500-W-G | Water | Natural Gas | No Match | TRUE | FALSE | 3 |  |  | No Match | No Match | No Match | No Match | Other | No Match |  | No Match |  | 5000000 |  | 5000000 |  | 80 | 80 |  |  |  |  | 80 |  |  | Federally-Regulated Commercial & Industrial Equipment | 1996-03-01
Crown Boiler Co. | Crown | C247-1800-S | Steam | Natural Gas | No Match | FALSE | FALSE | 3 |  |  | No Match | No Match | No Match | No Match | Cast Iron | No Match |  | No Match |  | 1800000 |  | 1800000 |  | 80 | 80 |  |  |  |  | 80 |  |  | Federally-Regulated Commercial & Industrial Equipment | 1996-03-06
Smith Cast Iron Boilers | Smith Cast Iron Boilers | GB100-W-4-HSI-D | Water | Natural Gas | No Match | FALSE | FALSE | 1 |  |  | No Match | No Match | No Match | No Match | Cast Iron | No Match |  | No Match |  | 75000 | [10 empty] | 84 | 80 | Federally-Regulated Consumer Product | 1998-12-21
PB Heat, LLC | RBI Water Heaters | IE-140 | Water | LPG | Power | FALSE | FALSE | 1 |  | TRUE | None | None | Condensing | Step Modulating | Other |  |  |  |  | 140000 | 131000 | 46000 | 43000 | [7 empty] | 95 | 80 | Federally-Regulated Consumer Product | 2015-03-30
Water Pik, Inc. | Laars | VW1200EP04*BA | Both Steam & Water | LPG | No Match | FALSE | TRUE | 3 |  |  | No Match | No Match | No Match | No Match | Copper | No Match |  | No Match |  | 1200000 |  | 300000 |  | 82 | 80 |  |  | 5 |  | 82 |  |  | Federally-Regulated Commercial & Industrial Equipment | 2001-11-21
English Boiler & Tube, Inc. | Bent Tube Balanced Flow | BTBF-800-15 | Steam | Natural Gas | Power | FALSE | FALSE | 3 |  |  | No Match | No Match | No Match | No Match | Other | No Match |  | No Match |  | 34500000 |  | 8625000 |  | 80 | 80 |  |  | 3 |  | 80 |  |  | Federally-Regulated Commercial & Industrial Equipment | 1998-09-10
Ajax Boiler, Inc. | Ajax | WNG4250W | Water | Natural Gas | No Match | FALSE | TRUE | 3 |  |  | No Match | No Match | No Match | No Match | Other | No Match |  | No Match |  | 4250000 |  | 2125000 |  | 80 | 80 |  |  |  |  | 80 |  |  | Federally-Regulated Commercial & Industrial Equipment | 1997-01-07
Smith Cast Iron Boilers | Smith Cast Iron Boilers | 19-S/W-12 | Both Steam & Water | Natural Gas | Power | FALSE | FALSE | 1 |  |  |  | None | Non-Condensing | Single-Stage | Cast Iron |  |  |  |  | 1645000 | 1339000 |  |  | 82.6 | 80 | 81.4 | [6 empty] | Federally-Regulated Commercial & Industrial Equipment | 2007-12-12
U.S. Boiler Co. | U.S. Boiler Co. | LE1L | Water | Oil | Pressure | FALSE | FALSE | 1 |  | TRUE |  | None | Non-Condensing | Single-Stage | Other | Single-Speed |  |  |  | 84000 | 74000 | [9 empty] | 86.7 | 80 | Federally-Regulated Consumer Product | 2014-01-14
Laars Heating Systems Company | Laars | FC85H0300 | Water | Natural Gas | Power | FALSE | TRUE | 1 | TRUE |  |  | None | Non-Condensing | Single-Stage | Copper |  |  |  |  | 299000 | 255000 | [9 empty] | 93.3 | 80 | Federally-Regulated Consumer Product | 2015-09-30
Ajax Boiler, Inc. | Ajax | SGXFD-6000 | Steam | Natural Gas | Power | FALSE | FALSE | 3 |  |  | No Match | No Match | No Match | No Match | Other | No Match |  | No Match |  | 6000000 |  | 3000000 |  | 81 | 80 |  |  |  |  | 80 |  |  | Non Federally-Regulated | 1992-10-27
Slant / Fin Corp. | Slant / Fin Corp. | EG-15* | Water | LPG | Power | FALSE | FALSE | 1 |  |  |  | None | Non-Condensing | Single-Stage | Cast Iron |  |  |  |  | 154000 | 131000 | [9 empty] | 84.5 | 80 | Federally-Regulated Consumer Product | 2008-04-14
HTP, Inc. | Elite | EL-110 | Water | LPG | Power | FALSE | FALSE | 1 |  |  | None | None | Condensing | Single-Stage | Other |  |  |  |  | 110000 | 101000 | 18000 | 110000 | [7 empty] | 94 | 80 | Federally-Regulated Consumer Product | 2009-09-17
Raypak | Raypak | H7-1503 * | Water | LPG | Induced Draft | FALSE | FALSE | 1 |  |  |  | None | Non-Condensing | Step Modulating | Copper |  |  |  |  | 1500000 | 1293000 |  |  |  |  | 86.2 | [6 empty] | Federally-Regulated Commercial & Industrial Equipment | 2015-04-16
Utica Boilers | Pennco, Inc. | 41J-1400 | Both Steam & Water | Natural Gas | Injection Type | FALSE | FALSE | 1 |  |  |  | None | Non-Condensing | Single-Stage | Cast Iron |  |  |  |  | 1400000 | 1127000 |  |  | 80.5 | 80 | 77.5 | [6 empty] | Federally-Regulated Commercial & Industrial Equipment | 2011-05-02
HTP, Inc. | Elite | EL-399 | Water | LPG | Power | FALSE | FALSE | 1 |  |  |  | None | Condensing | Single-Stage | Other |  |  |  |  | 399000 | 381000 | 67000000 | 399000000 | 95.4 | 80 | 95.4 | [6 empty] | Federally-Regulated Commercial & Industrial Equipment | 2009-08-17
Ajax Boiler, Inc. | Ajax | OSGXH600 | Steam | Natural Gas | No Match | FALSE | TRUE | 3 |  |  | No Match | No Match | No Match | No Match | Other | No Match |  | No Match |  | 600000 |  | 600000 |  | 80 | 80 |  |  |  |  | 80 |  |  | Federally-Regulated Commercial & Industrial Equipment | 1996-02-29
PB Heat, LLC | Smith Cast Iron Boilers | GBX-70-INT | Water | LPG | Injection Type | FALSE | FALSE | 1 |  | TRUE | Draft Diverter | Stack Damper | Non-Condensing | Single-Stage | Cast Iron | Single-Speed |  | Standard |  | 70000 | 58000 | [9 empty] | 82.2 | 80 | Federally-Regulated Consumer Product | 2013-06-17
Viessmann Manufacturing Co., Inc. | VIESSMANN | CU3A-35 | Water | LPG | Power | FALSE | FALSE | 1 | TRUE |  |  | None | Condensing | Step Modulating | Other |  |  |  |  | 125000 | 116000 | [9 empty] | 95 | 80 | Federally-Regulated Consumer Product | 2015-09-24
Weil-McLain | Weil-McLain | 788 | Steam | Natural Gas | Power | FALSE | FALSE | 3 |  |  | No Match | No Match | No Match | No Match | Cast Iron | No Match |  | No Match |  | 2049000 |  | 2049000 |  | 81.3 | 80 |  |  | 147 |  | 81.3 |  |  | Federally-Regulated Commercial & Industrial Equipment | 1996-02-29
Weil-McLain | Weil-McLain | WM97+ 100-CT | Water | LPG | Power | FALSE | FALSE | 1 | TRUE |  |  | None | Condensing | Step Modulating | Other | Single-Speed |  |  |  | 110000 | 101000 | [9 empty] | 90 | 80 | Federally-Regulated Consumer Product | 2015-09-30
Water Pik, Inc. | Laars | HH0500IP09CBA | Water | LPG | No Match | FALSE | FALSE | 3 |  |  | No Match | No Match | No Match | No Match | Copper | No Match |  | No Match |  | 500000 |  | 500000 |  | 82 | 80 |  |  | 5 |  | 82 |  |  | Federally-Regulated Commercial & Industrial Equipment | 2001-05-30
Water Pik, Inc. | Laars | VW0600IN04*BA | Both Steam & Water | Natural Gas | No Match | FALSE | FALSE | 3 |  |  | No Match | No Match | No Match | No Match | Copper | No Match |  | No Match |  | 600000 |  | 150000 |  | 82 | 80 |  |  | 5 |  | 82 |  |  | Federally-Regulated Commercial & Industrial Equipment | 2001-11-21
Burnham Corp. | Burnham Corp. | K5014SN | Steam | Natural Gas | Induced Draft | TRUE | FALSE | 1 |  | TRUE |  | None | Non-Condensing | Single-Stage | Cast Iron |  |  |  |  | 1014000 | 781000 |  |  | 80 |  | 77 | [6 empty] | Federally-Regulated Commercial & Industrial Equipment | 2014-09-05
Laars Heating Systems Co. | Laars Heating Systems Co. | PH0175CP12CB | Water | LPG | Induced Draft | FALSE | FALSE | 1 |  |  |  | None | Non-Condensing | Single-Stage | Copper | Single-Speed |  |  |  | 175000 | 145000 | [9 empty] | 82.2 | 80 | Federally-Regulated Consumer Product | 2011-07-06
PB Heat, LLC | National HVAC Manufacturing Company, LLC | E4-OW*-180 | Water | Oil | Power | FALSE | FALSE | 1 |  |  |  | None | Non-Condensing | Single-Stage | Cast Iron | Single-Speed |  |  |  | 210000 | 180000 | [9 empty] | 85.1 | 80 | Federally-Regulated Consumer Product | 2013-11-14
Utica Boilers | Utica Boilers | MGB38ID | Water | Combo (Natural Gas & Oil) | No Match | FALSE | FALSE | 1 |  |  | No Match | No Match | No Match | No Match | Cast Iron | No Match |  | No Match |  | 38000 | [10 empty] | 84.1 | 80 | Federally-Regulated Consumer Product | 2001-11-01
Burnham Corp. | Burnham Corp. | K5018 | Both Steam & Water | Natural Gas | Induced Draft | TRUE | FALSE | 1 |  |  |  | None | Non-Condensing | Single-Stage | Cast Iron |  |  |  |  | 1326000 | 1061000 |  |  | 80 | 80 | 77 | [6 empty] | Federally-Regulated Commercial & Industrial Equipment | 2010-03-16
Lochinvar, LLC. | Lochinvar Corp. | CHL1442 | Water | LPG | Power | FALSE | TRUE | 1 |  |  |  | None | Non-Condensing | Step Modulating | Copper |  |  |  |  | 1440000 | 1224000 |  |  |  |  | 85 | [6 empty] | Federally-Regulated Commercial & Industrial Equipment | 2015-04-20
Viessmann Manufacturing | Viessmann Manufacturing | B2TB-35 | Water | LPG | Power | FALSE | FALSE | 1 |  |  |  | Electro-Mechanical Inlet Dampe | Condensing | Step Modulating | Other |  |  |  |  | 125000 | 117000 | [9 empty] | 95 | 80 | Federally-Regulated Consumer Product | 2014-12-01
Laars Heating Systems Co. | Bradford-White Corp. | BMT2H0300 | Water | LPG | Power | FALSE | TRUE | 1 |  |  |  | None | Non-Condensing | Single-Stage | Copper | Single-Speed |  |  |  | 299000 | 255000 | [9 empty] | 85.1 | 80 | Federally-Regulated Consumer Product | 2011-07-06
Water Pik, Inc. | Laars | VW1200IP09*BA | Both Steam & Water | LPG | No Match | FALSE | FALSE | 3 |  |  | No Match | No Match | No Match | No Match | Copper | No Match |  | No Match |  | 1200000 |  | 300000 |  | 82 | 80 |  |  | 5 |  | 82 |  |  | Federally-Regulated Commercial & Industrial Equipment | 2001-11-21
Viessmann Manufacturing Co., Inc. | VIESSMANN | B2HB-57 | Water | LPG | Power | FALSE | FALSE | 1 | TRUE |  |  | Electro-Mechanical Inlet Dampe | Condensing | Step Modulating | Other |  |  |  |  | 199000 | 185000 | [9 empty] | 95 | 80 | Federally-Regulated Consumer Product | 2015-09-24
Laars Heating Systems Co. | Laars Heating Systems Co. | NTH080 | Water | Natural Gas | Induced Draft | FALSE | FALSE | 1 |  | TRUE | None | None | Condensing | Step Modulating | Other | Single-Speed | 0.17 | Standard |  | 80000 | 74000 | 16000 | 15200 | [7 empty] | 95 | 80 | Federally-Regulated Consumer Product | 2013-07-10
Aerco International | AERCO | MLX EXT 2295 | Water | Natural Gas | Luminous | FALSE | TRUE | 1 |  | FALSE | None | None | Condensing | Step Modulating | Other |  |  |  |  | 2295000 | 2065500 | 83000 |  | 90 |  | 90 | [6 empty] | Federally-Regulated Commercial & Industrial Equipment | 2014-12-11
Smith Cast Iron Boilers | Peerless | CC-08-S-G | Steam | LPG | Power | FALSE | FALSE | 1 |  | FALSE |  | None | Non-Condensing | Single-Stage | Cast Iron |  |  |  |  | 1342000 | 1087000 |  |  |  |  | 81 | 79 | [5 empty] | Federally-Regulated Commercial & Industrial Equipment | 2015-09-30
Parker Boiler Co. | Parker Boiler | G-50 | Steam | Natural Gas | Power | FALSE | FALSE | 3 |  |  | No Match | No Match | No Match | No Match | Other | No Match |  | No Match |  | 2100000 |  | 1050000 |  | 80 | 80 |  |  | 4 |  | 80 |  |  | Federally-Regulated Commercial & Industrial Equipment | 1996-03-13
Thermal Solutions | Thermal Solutions | EVO0750B**-*C* | Water | Natural Gas | Power | FALSE | TRUE | 3 |  |  |  | None | Non-Condensing | Step Modulating | Copper |  |  |  |  | 750000 | 621000 |  |  | 83.6 |  | 82.8 | [6 empty] | Federally-Regulated Commercial & Industrial Equipment | 2014-08-11
Slant / Fin Corp. | Slant / Fin Corp. | GXHA-120ED | Steam | LPG | Injection Type | FALSE | FALSE | 1 |  |  |  | Stack Damper | Non-Condensing | Single-Stage | Cast Iron |  |  |  |  | 120000 | 97000 | [9 empty] | 81.2 | 75 | Federally-Regulated Consumer Product | 2007-11-14
PB Heat, LLC | Peerless | 63-03-SPRK-W | Water | Natural Gas | Injection Type | FALSE | FALSE | 1 | TRUE |  |  | Stack Damper | Non-Condensing | Single-Stage | Cast Iron |  |  |  |  | 118000 | 99000 | [9 empty] | 83.5 | 80 | Federally-Regulated Consumer Product | 2015-09-30
RBI Water Heaters | RBI Water Heaters | LB/LW225 | Water | Natural Gas | Power | FALSE | FALSE | 1 |  |  |  | None | Non-Condensing | Single-Stage | Copper |  |  |  |  | 225000 | 185000 | [9 empty] | 81.5 | 80 | Federally-Regulated Consumer Product | 2012-08-28
New York Thermal, Inc. | New York Thermal, Inc. | TX151 | Water | LPG | Power | FALSE | FALSE | 1 |  | TRUE |  | None | Condensing | Step Modulating | Other |  |  |  |  | 151000 | 139000 | [9 empty] | 94 | 80 | Federally-Regulated Consumer Product | 2014-10-23
PB Heat, LLC | PB Heat, LLC | PFW-399-NAT | Water | Natural Gas | Power | FALSE | FALSE | 1 |  |  |  | None | Condensing | Step Modulating | Other |  |  |  |  | 399000 | 373000 |  |  | 95.5 |  | 93.4 | [6 empty] | Federally-Regulated Commercial & Industrial Equipment | 2014-08-11
Smith Cast Iron Boilers | Smith Cast Iron Boilers | 6500-*-17 | Both Steam & Water | Oil | Power | FALSE | FALSE | 1 |  |  |  | None | Non-Condensing | Single-Stage | Cast Iron |  |  |  |  | 10360000 | 8550000 |  |  | 84.1 | 83 | 83.6 | [6 empty] | Federally-Regulated Commercial & Industrial Equipment | 2007-12-12
Utica Boilers | Pennco, Inc. | 41J-2500 | Both Steam & Water | Natural Gas | Injection Type | FALSE | FALSE | 1 |  |  |  | None | Non-Condensing | Single-Stage | Cast Iron |  |  |  |  | 2500000 | 2013000 |  |  | 80.5 | 80 | 77.5 | [6 empty] | Federally-Regulated Commercial & Industrial Equipment | 2011-02-17
Smith Cast Iron Boilers | Peerless | TCII-11-W-O | Water | Oil | Power | FALSE | FALSE | 1 |  |  |  | None | Non-Condensing | Single-Stage | Cast Iron |  |  |  |  | 3220000 | 2753000 |  |  | 86 | 84 | [7 empty] | Federally-Regulated Commercial & Industrial Equipment | 2015-09-30
Laars Heating Systems Company | Mighty Therm | PH0250CN12KB | Water | Natural Gas | Injection Type | FALSE | FALSE | 1 | TRUE |  |  | None | Non-Condensing | Two-Stage Modulating | Copper |  |  |  |  | 250000 | 203000 | [9 empty] | 82 | 80 | Federally-Regulated Consumer Product | 2015-09-30
Cleaver-Brooks | Cleaver-Brooks | CBLE-700-700-***** | Steam | Natural Gas | Power | FALSE | FALSE | 3 |  |  | No Match | No Match | No Match | No Match | Other | No Match |  | No Match |  | 29290000 |  | 29290000 |  | 80 | 80 |  |  | 25 |  | 80 |  |  | Federally-Regulated Commercial & Industrial Equipment | 1999-03-02
Parker Boiler Co. | Parker Boiler Co. | TC600 | Water | Natural Gas | Power | FALSE | FALSE | 1 |  |  | None | None | Condensing | Step Modulating | Other |  |  |  |  | 2000000 | 1880000 | 512000 | 501760 | 94.7 | 80 | 93.5 | [6 empty] | Federally-Regulated Commercial & Industrial Equipment | 2012-03-19
U.S. Boiler Co. | BURNHAM BY U.S. BOILER | GW09 | Water | Natural Gas | Injection Type | FALSE | FALSE | 1 | TRUE |  |  | Stack Damper | Non-Condensing | Single-Stage | Cast Iron | Single-Speed |  |  |  | 266000 | 218000 | [9 empty] | 82 | 80 | Federally-Regulated Consumer Product | 2015-09-30
Water Pik, Inc. | Laars | PW0400MP20****** | Both Steam & Water | LPG | Power | FALSE | TRUE | 3 |  |  | No Match | No Match | No Match | No Match | Copper | No Match |  | No Match |  | 399000 |  | 399000 |  | 83 | 80 |  |  | 5 |  | 83 |  |  | Federally-Regulated Commercial & Industrial Equipment | 2001-11-21
Water Pik, Inc. | Laars | HH0715IP04*BA | Water | LPG | No Match | FALSE | FALSE | 3 |  |  | No Match | No Match | No Match | No Match | Copper | No Match |  | No Match |  | 715000 |  | 178750 |  | 82 | 80 |  |  | 5 |  | 82 |  |  | Federally-Regulated Commercial & Industrial Equipment | 2001-05-30
Ajax Boiler, Inc. | Ajax | HNG8000W | Steam | Natural Gas | No Match | FALSE | TRUE | 3 |  |  | No Match | No Match | No Match | No Match | Other | No Match |  | No Match |  | 8000000 |  | 4000000 |  | 80 | 80 |  |  |  |  | 80 |  |  | Federally-Regulated Commercial & Industrial Equipment | 1997-01-07
U.S. Boiler Co. | U.S. Boiler Co. | 203I | Water | LPG | Induced Draft | FALSE | FALSE | 1 |  | TRUE |  | Stack Damper | Non-Condensing | Single-Stage | Cast Iron | Single-Speed |  |  |  | 62000 | 52000 | [9 empty] | 82.6 | 80 | Federally-Regulated Consumer Product | 2014-01-14
Ajax Boiler, Inc. | Ajax | OSGX2250 | Steam | Natural Gas | No Match | FALSE | TRUE | 3 |  |  | No Match | No Match | No Match | No Match | Other | No Match |  | No Match |  | 2250000 |  | 2250000 |  | 80 | 80 |  |  |  |  | 80 |  |  | Federally-Regulated Commercial & Industrial Equipment | 1996-02-29
Lochinvar, LLC. | Lochinvar Corp. | PBN1300 | Water | Natural Gas | Power | FALSE | FALSE | 1 |  |  | None | None | Non-Condensing | Step Modulating | Copper |  |  |  |  | 1300000 | 1105000 | 325000 | 283000 | 85 | 80 | 85 | [6 empty] | Federally-Regulated Commercial & Industrial Equipment | 2007-12-12
Smith Cast Iron Boilers | Peerless | CC-12-S-G | Steam | Natural Gas | Power | FALSE | FALSE | 1 |  | FALSE |  | None | Non-Condensing | Single-Stage | Cast Iron |  |  |  |  | 2165000 | 1750000 |  |  |  |  | 83.4 | 79 | [5 empty] | Federally-Regulated Commercial & Industrial Equipment | 2015-09-30
Crown Boiler Co. | Crown Boiler Co. | CWI138E | Water | LPG | Induced Draft | FALSE | FALSE | 1 |  | TRUE |  | Stack Damper | Non-Condensing | Single-Stage | Cast Iron | Single-Speed |  |  |  | 138000 | 115000 | [9 empty] | 83.1 | 80 | Federally-Regulated Consumer Product | 2013-04-19
Dunkirk | Sears | K90-125 | Water | Combo (Natural Gas & Oil) | No Match | FALSE | FALSE | 1 |  |  | No Match | No Match | No Match | No Match | Other | No Match |  | No Match |  | 125000 | [10 empty] | 89.6 | 80 | Federally-Regulated Consumer Product | 2002-06-04
Water Pik, Inc. | Laars | HH0715IP04*1A | Water | LPG | No Match | FALSE | FALSE | 3 |  |  | No Match | No Match | No Match | No Match | Copper | No Match |  | No Match |  | 715000 |  | 178750 |  | 81 | 80 |  |  | 5 |  | 81 |  |  | Federally-Regulated Commercial & Industrial Equipment | 2001-05-30
Fulton Boiler Works | Fulton | FB-0150L | Both Steam & Water | Electricity | No Match | FALSE | TRUE | 3 |  |  | No Match | No Match | No Match | No Match | Other | No Match |  | No Match |  | 502140 |  | 502140 |  | 97 |  |  |  | 135 |  | 97 |  |  | Non Federally-Regulated | 1991-02-27
Ajax Boiler, Inc. | Ajax | WEO-600 | Water | Oil | Power | FALSE | FALSE | 3 |  |  | No Match | No Match | No Match | No Match | Other | No Match |  | No Match |  | 570000 |  | 400000 |  | 85 | 83 |  |  |  |  | 82 |  |  | Federally-Regulated Commercial & Industrial Equipment | 1996-03-13
Raypak | Raypak | H3-HD201* | Water | LPG | Induced Draft | FALSE | TRUE | 1 |  |  | None | None | Non-Condensing | Two-Stage Modulating | Copper | Single-Speed |  | Standard |  | 199000 | 167160 | 119400 | [8 empty] | 85 | 80 | Federally-Regulated Consumer Product | 2010-01-11
Lattner Boiler Co. | Lattner | HE 9.5 LOW NOx | Steam | Natural Gas | Power | FALSE | FALSE | 3 |  |  | No Match | No Match | No Match | No Match | Other | No Match |  | No Match |  | 398000 |  | 398000 |  | 80 | 80 |  |  |  |  | 80 |  |  | Federally-Regulated Commercial & Industrial Equipment | 2000-08-30
PVI Industries | PVI | 540 EWB 225A-E | Water | Electricity | No Match | TRUE | FALSE | 3 |  |  | No Match | No Match | No Match | No Match | Other | No Match |  | No Match |  | 1843000 |  | 1843000 |  | 99.9 | [5 empty] | 99.9 |  |  | Non Federally-Regulated | 1992-09-28
Laars Heating Systems Co. | Laars | HH3200EP******** | Water | LPG | Induced Draft | FALSE | TRUE | 1 |  |  |  | None | Non-Condensing | Step Modulating | Copper |  |  |  |  | 3150000 | 2552000 | 945000 |  | 81 | 80 | [7 empty] | Federally-Regulated Commercial & Industrial Equipment | 2007-11-01
PB Heat, LLC | RBI Water Heaters | IE-199-NAT | Water | Natural Gas | Power | FALSE | FALSE | 1 |  | TRUE | None | None | Condensing | Step Modulating | Other |  |  |  |  | 199000 | 185000 | [9 empty] | 95 | 80 | Federally-Regulated Consumer Product | 2015-03-30
PB Heat, LLC | PB Heat, LLC | EC/ECT-04-125W | Water | Oil | Power | FALSE | FALSE | 1 |  | TRUE |  | None | Non-Condensing | Single-Stage | Cast Iron | Single-Speed |  |  |  | 175000 | 152000 | [9 empty] | 86.1 | 80 | Federally-Regulated Consumer Product | 2013-04-19
Camus Hydronics | Camus Hydronics | DFNH-1750-MS | Water | Natural Gas | Power | TRUE | FALSE | 1 |  |  |  | None | Non-Condensing | Step Modulating | Other |  |  |  |  | 1750000 | 1487000 |  |  | 85 |  | 85 | [6 empty] | Federally-Regulated Commercial & Industrial Equipment | 2014-08-11
Water Pik, Inc. | Laars | HH0600EP09CBA | Water | LPG | No Match | FALSE | TRUE | 3 |  |  | No Match | No Match | No Match | No Match | Copper | No Match |  | No Match |  | 600000 |  | 600000 |  | 82 | 80 |  |  | 5 |  | 82 |  |  | Federally-Regulated Commercial & Industrial Equipment | 2001-05-30
Ajax Boiler, Inc. | Ajax | OSGXFD4750 | Steam | Natural Gas | Power | FALSE | TRUE | 3 |  |  | No Match | No Match | No Match | No Match | Other | No Match |  | No Match |  | 4750000 |  | 2375000 |  | 81 | 80 |  |  |  |  | 80 |  |  | Non Federally-Regulated | 1992-10-27
HTP, Inc. | Westinghouse | WBRU^^120W | Water | LPG | Power | FALSE | FALSE | 1 | TRUE |  |  | None | Condensing | Step Modulating | Other |  |  |  |  | 120000 | 111000 | [9 empty] | 95.6 | 80 | Federally-Regulated Consumer Product | 2015-09-30
Burnham Corp. | Burnham Corp. | RV7 | Water | Natural Gas | Induced Draft | FALSE | FALSE | 1 |  |  |  | None | Non-Condensing | Single-Stage | Cast Iron | Single-Speed | 0.08 | Standard |  | 190000 | 166000 | [9 empty] | 87 | 80 | Federally-Regulated Consumer Product | 2007-11-14
Burnham Corp. | Crown Boiler Co. | AWI 037E | Water | LPG | Induced Draft | FALSE | FALSE | 1 |  |  |  | Stack Damper | Non-Condensing | Single-Stage | Cast Iron | Single-Speed | 0.04 | Standard |  | 37000 | 30000 | [9 empty] | 82.3 | 80 | Federally-Regulated Consumer Product | 2007-11-14
Ajax Boiler, Inc. | Ajax | SFG150W | Steam | Natural Gas | Power | FALSE | TRUE | 3 |  |  | No Match | No Match | No Match | No Match | Other | No Match |  | No Match |  | 6300000 |  | 2600000 |  | 80 | 80 |  |  |  |  | 80 |  |  | Federally-Regulated Commercial & Industrial Equipment | 1997-01-07
Smith Cast Iron Boilers | Smith Cast Iron Boilers | 28HE-S/W-07 | Both Steam & Water | Oil | Power | FALSE | FALSE | 1 |  |  |  | None | Non-Condensing | Single-Stage | Cast Iron |  |  |  |  | 2016000 | 1722000 |  |  | 86.1 | 83 | 85 | [6 empty] | Federally-Regulated Commercial & Industrial Equipment | 2007-12-12
Laars Heating Systems Co. | Triangle Tube | CC105 | Water | LPG | Power | FALSE | FALSE | 1 |  |  |  | None | Condensing | Step Modulating | Other |  |  |  |  | 106000 | 94000 | [9 empty] | 95 | 80 | Federally-Regulated Consumer Product | 2012-07-06
Aerco International | Aerco International | BMK 2.0 LN | Water | Natural Gas | Injection Type | FALSE | FALSE | 1 |  |  |  | None | Condensing | Step Modulating | Other |  |  |  |  | 2000000 | 1846000 |  |  | 92.3 | 80 | 91 | [6 empty] | Federally-Regulated Commercial & Industrial Equipment | 2007-12-12
Raypak | Raypak | W7-0300* | Water | LPG | Induced Draft | FALSE | FALSE | 1 |  |  | None | None | Condensing | Step Modulating | Other |  |  |  |  | 300000 | 282000 | 60000 |  | 94.5 | 80 | 94 |  | 12 |  |  |  |  | Federally-Regulated Commercial & Industrial Equipment | 2010-10-29
U.S. Boiler Co. | BURNHAM HYDRONICS | SCG-4 | Water | LPG | Induced Draft | FALSE | FALSE | 1 | TRUE |  |  | None | Non-Condensing | Single-Stage | Cast Iron |  |  |  |  | 105000 | 90000 | [9 empty] | 85.4 | 80 | Federally-Regulated Consumer Product | 2015-09-30
Thermal Solutions | Thermal Solutions | EVO2000B**-*E* | Water | Natural Gas | Power | FALSE | TRUE | 3 |  |  |  | None | Non-Condensing | Step Modulating | Copper |  |  |  |  | 2000000 | 1696000 |  |  | 84.7 |  | 84.7 | [6 empty] | Federally-Regulated Commercial & Industrial Equipment | 2014-10-21
Ajax Boiler, Inc. | Ajax | OWGFD1125 | Steam | Natural Gas | Power | FALSE | TRUE | 3 |  |  | No Match | No Match | No Match | No Match | Other | No Match |  | No Match |  | 1125000 |  | 562500 |  | 82 | 80 |  |  |  |  | 80 |  |  | Non Federally-Regulated | 1992-10-27
PB Heat, LLC | Peerless | EC/ECT-04-125W | Water | Oil | Power | FALSE | FALSE | 1 | TRUE |  |  | None | Non-Condensing | Single-Stage | Cast Iron |  |  |  |  | 175000 | 152000 | [9 empty] | 86.1 | 84 | Federally-Regulated Consumer Product | 2015-09-30
Ajax Boiler, Inc. | Ajax | XNG3500W | Water | Natural Gas | No Match | FALSE | TRUE | 3 |  |  | No Match | No Match | No Match | No Match | Other | No Match |  | No Match |  | 3500000 |  | 1750000 |  | 80 | 80 |  |  |  |  | 80 |  |  | Federally-Regulated Commercial & Industrial Equipment | 1997-01-07
Fonderie Sime, S.p.A. | SIME | Planet Dewy 60 BFR | Water | Combo (Natural Gas & Oil) | Power | FALSE | FALSE | 1 |  |  |  | None | Condensing | Step Modulating | Other | Multiple-Speed | 0.12 | Standard |  | 210000 | 192300 | 83000 | 74400 | [7 empty] | 95.2 | 80 | Federally-Regulated Consumer Product | 2011-10-28
Ajax Boiler, Inc. | Ajax | HFG14000W | Steam | Natural Gas | Power | FALSE | TRUE | 3 |  |  | No Match | No Match | No Match | No Match | Other | No Match |  | No Match |  | 14000000 |  | 5600000 |  | 80 | 80 |  |  |  |  | 80 |  |  | Federally-Regulated Commercial & Industrial Equipment | 1997-01-07
New Yorker Boiler Co. | New Yorker | CGS80A(N/P)I- | Steam | Combo (Natural Gas & Oil) | No Match | FALSE | FALSE | 1 |  |  | No Match | No Match | No Match | No Match | Cast Iron | No Match |  | No Match |  | 245000 | [10 empty] | 81.5 | 75 | Federally-Regulated Consumer Product | 2003-05-23
Cleaver-Brooks | Cleaver-Brooks | CBW-700-500-***** | Steam | Natural Gas | Power | FALSE | FALSE | 3 |  |  | No Match | No Match | No Match | No Match | Other | No Match |  | No Match |  | 20930000 |  | 20930000 |  | 80 | 80 |  |  | 25 |  | 80 |  |  | Federally-Regulated Commercial & Industrial Equipment | 1999-03-02
Hydrotherm | Hydrotherm | VS-165BS-INT | Steam | Natural Gas | Injection Type | FALSE | FALSE | 1 |  |  |  | None | Non-Condensing | Single-Stage | Cast Iron |  |  |  |  | 165000 | 134000 | [9 empty] | 81.2 | 75 | Federally-Regulated Consumer Product | 2008-10-20
HTP, Inc. | HTP, Inc. | EFT-155 | Water | Natural Gas | Power | FALSE | FALSE | 1 |  | TRUE |  | None | Condensing | Step Modulating | Other |  |  |  |  | 155000 | 143000 | [9 empty] | 95.1 | 80 | Federally-Regulated Consumer Product | 2015-03-30
Slant / Fin Corp. | Slant / Fin Corp. | GG-225HEDS | Water | Natural Gas | Injection Type | FALSE | FALSE | 1 |  |  |  | Stack Damper | Non-Condensing | Single-Stage | Cast Iron |  |  |  |  | 225000 | 186000 | [9 empty] | 82.5 | 80 | Federally-Regulated Consumer Product | 2007-11-14
Burnham Corp. | Burnham Corp. | V1111H-WO | Water | Oil | Power | FALSE | FALSE | 1 |  |  |  | None | Non-Condensing | Two-Stage Modulating | Cast Iron |  |  |  |  | 2562000 | 2181000 |  |  | 85.7 |  | 85.3 | [6 empty] | Federally-Regulated Commercial & Industrial Equipment | 2014-08-11
Water Pik, Inc. | Laars | PW1200IP09*1A | Both Steam & Water | LPG | No Match | FALSE | FALSE | 3 |  |  | No Match | No Match | No Match | No Match | Copper | No Match |  | No Match |  | 1200000 |  | 300000 |  | 81 | 80 |  |  | 5 |  | 81 |  |  | Federally-Regulated Commercial & Industrial Equipment | 2001-11-21
Crown Boiler Co. | Burnham Corp. | ES27 | Water | LPG | Injection Type | FALSE | FALSE | 1 |  |  | Draft Diverter | Stack Damper | Non-Condensing | Single-Stage | Cast Iron | Single-Speed | 0.04 | Standard |  | 210000 | 178000 | [9 empty] | 85 | 80 | Federally-Regulated Consumer Product | 2010-03-16
RBI Water Heaters | RBI Water Heaters | DB1050 | Water | LPG | Induced Draft | TRUE | FALSE | 1 |  |  |  | None | Non-Condensing | Single-Stage | Copper |  |  |  |  | 1050000 | 882000 |  |  | 84 | 80 | 82 | [6 empty] | Federally-Regulated Commercial & Industrial Equipment | 2007-12-12
Water Pik, Inc. | Laars | VW0850IP04*1A | Both Steam & Water | LPG | No Match | FALSE | FALSE | 3 |  |  | No Match | No Match | No Match | No Match | Copper | No Match |  | No Match |  | 850000 |  | 212850 |  | 81 | 80 |  |  | 5 |  | 81 |  |  | Federally-Regulated Commercial & Industrial Equipment | 2001-11-21
Burnham Corp. | Burnham Corp. | SCG-3 | Water | LPG | Induced Draft | FALSE | FALSE | 1 |  |  |  | None | Non-Condensing | Single-Stage | Cast Iron | Single-Speed | 0.04 | Standard |  | 70000 | 60000 | [9 empty] | 85.5 | 80 | Federally-Regulated Consumer Product | 2007-11-14
Camus Hydronics | Camus Hydronics | DFPH-5000-MH | Water | LPG | Power | FALSE | FALSE | 3 |  |  |  | None | Non-Condensing | Step Modulating | Copper |  |  |  |  | 5000000 | 4250000 |  |  | 85 |  | 85 | [6 empty] | Federally-Regulated Commercial & Industrial Equipment | 2014-08-11
Water Pik, Inc. | Laars | VW1430EN09CBA | Both Steam & Water | Natural Gas | No Match | FALSE | TRUE | 3 |  |  | No Match | No Match | No Match | No Match | Copper | No Match |  | No Match |  | 1430000 |  | 1430000 |  | 82 | 80 |  |  | 5 |  | 82 |  |  | Federally-Regulated Commercial & Industrial Equipment | 2001-11-21
Raypak | Raypak | H3-HD301* | Water | LPG | Induced Draft | FALSE | FALSE | 1 |  |  | None | None | Non-Condensing | Two-Stage Modulating | Copper | Single-Speed |  | Standard |  | 299000 | 251160 | 179400 | [8 empty] | 85 | 80 | Federally-Regulated Consumer Product | 2010-01-11
Water Pik, Inc. | Laars | PW1825IN21*N* | Both Steam & Water | Natural Gas | No Match | FALSE | FALSE | 3 |  |  | No Match | No Match | No Match | No Match | Copper | No Match |  | No Match |  | 1825000 |  | 456250 |  | 82 | 80 |  |  | 5 |  | 82 |  |  | Federally-Regulated Commercial & Industrial Equipment | 2001-11-21
Ajax Boiler, Inc. | Ajax | DFG350W | Water | Natural Gas | Power | FALSE | TRUE | 3 |  |  | No Match | No Match | No Match | No Match | Other | No Match |  | No Match |  | 14700000 |  | 5800000 |  | 80 | 80 |  |  |  |  | 80 |  |  | Federally-Regulated Commercial & Industrial Equipment | 1997-01-07
Weil-McLain | Weil-McLain | ULTRA 155-UE | Water | LPG | Power | FALSE | FALSE | 1 | TRUE |  |  | None | Condensing | Step Modulating | Other |  |  |  |  | 155000 | 139000 | [9 empty] | 90 | 80 | Federally-Regulated Consumer Product | 2015-09-30
Crown Boiler Co. | Crown Boiler Co. | CWI241E | Water | LPG | Induced Draft | FALSE | FALSE | 1 |  | TRUE |  | Stack Damper | Non-Condensing | Single-Stage | Cast Iron | Single-Speed |  |  |  | 241000 | 201000 | [9 empty] | 83.2 | 80 | Federally-Regulated Consumer Product | 2013-04-19
New York Thermal, Inc. | New York Thermal, Inc. | TX51 | Water | LPG | Power | FALSE | FALSE | 1 |  | TRUE |  | None | Condensing | Step Modulating | Other |  |  |  |  | 57000 | 52000 | [9 empty] | 94 | 80 | Federally-Regulated Consumer Product | 2014-10-23
Viessmann Manufacturing Co., Inc. | VIESSMANN | CU3A-26 | Water | Natural Gas | Power | FALSE | FALSE | 1 | TRUE |  |  | None | Condensing | Step Modulating | Other |  |  |  |  | 94000 | 87000 | [9 empty] | 95 | 80 | Federally-Regulated Consumer Product | 2015-09-24
Water Pik, Inc. | Laars | VW0625MP20***** | Both Steam & Water | LPG | Power | FALSE | FALSE | 3 |  |  | No Match | No Match | No Match | No Match | Copper | No Match |  | No Match |  | 625000 |  | 625000 |  | 85 | 80 |  |  | 5 |  | 83 |  |  | Federally-Regulated Commercial & Industrial Equipment | 2001-11-21
Advanced Thermal Hydronics | Advanced Thermal Hydronics | HWX-195-INT | Water | LPG | Injection Type | FALSE | FALSE | 1 |  |  |  | Stack Damper | Non-Condensing | Single-Stage | Cast Iron | Single-Speed |  |  |  | 195000 | 160000 | [9 empty] | 82 | 80 | Federally-Regulated Consumer Product | 2014-03-28
Burnham Corp. | Burnham Corp. | V912 | Both Steam & Water | Natural Gas | Power | FALSE | FALSE | 1 |  |  |  | None | Non-Condensing | Single-Stage | Cast Iron |  |  |  |  | 2367000 | 1900000 |  |  | 82.1 | 80 | 80.3 | [6 empty] | Federally-Regulated Commercial & Industrial Equipment | 2010-03-16
PB Heat, LLC | PB Heat, LLC | MI-06-SPRK | Water | LPG | Injection Type | FALSE | FALSE | 1 |  | TRUE |  | Stack Damper | Non-Condensing | Single-Stage | Cast Iron | Single-Speed |  |  |  | 175000 | 143000 | [9 empty] | 82 | 80 | Federally-Regulated Consumer Product | 2013-04-19
Dunkirk | Dunkirk | DPFG-3T-154 | Water | Combo (Natural Gas & Oil) | Power | FALSE | FALSE | 1 |  |  | No Match | No Match | No Match | No Match | Cast Iron | No Match |  | No Match |  | 154000 | [10 empty] | 81.5 | 80 | Federally-Regulated Consumer Product | 2001-11-01
PB Heat, LLC | PB Heat, LLC | TC-HE-S/W-05 | Both Steam & Water | Natural Gas | Power | FALSE | FALSE | 1 |  |  |  | None | Non-Condensing | Single-Stage | Cast Iron |  |  |  |  | 1458000 | 1194000 |  |  | 83.6 | 80 | 81.9 | [6 empty] | Federally-Regulated Commercial & Industrial Equipment | 2011-02-17
Utica Boilers | Pennco, Inc. | 41J-2000 | Both Steam & Water | Natural Gas | Injection Type | FALSE | FALSE | 1 |  |  |  | None | Non-Condensing | Single-Stage | Cast Iron |  |  |  |  | 2000000 | 1610000 |  |  | 80.5 | 80 | 77.5 | [6 empty] | Federally-Regulated Commercial & Industrial Equipment | 2011-05-02
Dunkirk | Carrier | BW9AAN0000100AAAA | Water | Natural Gas | No Match | FALSE | FALSE | 1 |  |  | No Match | No Match | No Match | No Match | Other | No Match |  | No Match |  | 100000 | [10 empty] | 90 | 80 | Federally-Regulated Consumer Product | 2000-06-07
Ajax Boiler, Inc. | Ajax | DRPG25 | Water | Natural Gas | Power | FALSE | TRUE | 1 |  |  | Draft Hood | Stack Damper | Non-Condensing | Two-Stage Modulating | Other | None |  | No Match |  | 1000000 | 800000 | 800000 | 640000 | 80 | 80 | 79.2 | [6 empty] | Federally-Regulated Commercial & Industrial Equipment | 2007-08-15
Parker Boiler Co. | Parker Boiler | O-672R | Water | Oil | Power | FALSE | FALSE | 3 |  |  | No Match | No Match | No Match | No Match | Other | No Match |  | No Match |  | 672000 |  | 336000 |  | 84 | 83 |  |  | 4 |  | 82 |  |  | Federally-Regulated Commercial & Industrial Equipment | 1996-03-13
Allied Engineering Co. | Super Hot | AAE3000**** | Water | Natural Gas | No Match | TRUE | TRUE | 3 |  |  | No Match | No Match | No Match | No Match | Copper | No Match |  | No Match |  | 3000000 |  | 1050000 |  | 80 | 80 |  |  | 675 |  | 80 |  |  | Federally-Regulated Commercial & Industrial Equipment | 1998-04-21
PVI Industries | PVI | 90 ESB 85A-E | Steam | Electricity | No Match | TRUE | FALSE | 3 |  |  | No Match | No Match | No Match | No Match | Other | No Match |  | No Match |  | 307000 |  | 307000 |  | 99.9 | [5 empty] | 99.9 |  |  | Non Federally-Regulated | 1992-09-28
Ajax Boiler, Inc. | Ajax | OWGB6000 | Steam | Natural Gas | No Match | FALSE | TRUE | 3 |  |  | No Match | No Match | No Match | No Match | Other | No Match |  | No Match |  | 6000000 |  | 6000000 |  | 80 | 80 |  |  |  |  | 80 |  |  | Federally-Regulated Commercial & Industrial Equipment | 1996-02-29
Ajax Boiler, Inc. | Ajax | WFG800W | Water | Natural Gas | Power | FALSE | TRUE | 3 |  |  | No Match | No Match | No Match | No Match | Other | No Match |  | No Match |  | 800000 |  | 500000 |  | 80 | 80 |  |  |  |  | 80 |  |  | Federally-Regulated Commercial & Industrial Equipment | 1997-01-07
Crown Boiler Co. | Crown Boiler Co. | TWZ075 | Water | Oil | Power | FALSE | FALSE | 1 |  | TRUE |  | None | Non-Condensing | Single-Stage | Cast Iron | Single-Speed | 0.04 | Standard |  | 105000 | 91000 | [9 empty] | 85.8 | 80 | Federally-Regulated Consumer Product | 2013-04-19
Camus Hydronics | Camus Hydronics | MFPH-4000-2G | Water | LPG | Power | FALSE | FALSE | 1 |  |  |  | None | Non-Condensing | Two-Stage Modulating | Copper |  |  |  |  | 4000000 | 3400000 |  |  | 85 | [8 empty] | Federally-Regulated Commercial & Industrial Equipment | 2014-10-23
Ajax Boiler, Inc. | Ajax | WGX-WGXB-750-D | Steam | Natural Gas | No Match | FALSE | FALSE | 3 |  |  | No Match | No Match | No Match | No Match | Other | No Match |  | No Match |  | 750000 |  | 750000 |  | 80 | 80 |  |  |  |  | 80 |  |  | Federally-Regulated Commercial & Industrial Equipment | 1996-02-29
Smith Cast Iron Boilers | Peerless | CC-10-W-O | Water | Oil | Power | FALSE | FALSE | 1 |  |  |  | None | Non-Condensing | Single-Stage | Cast Iron |  |  |  |  | 1708000 | 1424000 |  |  |  |  | 83.4 | 82 | [5 empty] | Federally-Regulated Commercial & Industrial Equipment | 2015-09-30
Water Pik, Inc. | Laars | HH0850EP09*BA | Water | LPG | No Match | FALSE | TRUE | 3 |  |  | No Match | No Match | No Match | No Match | Copper | No Match |  | No Match |  | 850000 |  | 212850 |  | 82 | 80 |  |  | 5 |  | 82 |  |  | Federally-Regulated Commercial & Industrial Equipment | 2001-05-30
Ajax Boiler, Inc. | Ajax | WEC2000W | Water | Combo (Natural Gas & Oil) | Power | FALSE | TRUE | 3 |  |  | No Match | No Match | No Match | No Match | Other | No Match |  | No Match |  | 1900000 |  | 800000 |  | 85 | 80 |  |  |  |  | 80 |  |  | Federally-Regulated Commercial & Industrial Equipment | 1997-01-07
Water Pik, Inc. | Laars | CB-M2-250 | Water | Natural Gas | Power | FALSE | FALSE | 1 |  |  | No Match | No Match | No Match | No Match | Copper | No Match |  | No Match |  | 250000 | [10 empty] | 88.1 | 80 | Federally-Regulated Consumer Product | 2001-11-21
Water Pik, Inc. | Laars | PH0715IN09*1A | Water | Natural Gas | No Match | FALSE | FALSE | 3 |  |  | No Match | No Match | No Match | No Match | Copper | No Match |  | No Match |  | 715000 |  | 178750 |  | 81 | 80 |  |  | 5 |  | 81 |  |  | Federally-Regulated Commercial & Industrial Equipment | 2001-05-16
Thermal Solutions | Evolution | EVH-500 | Water | Natural Gas | Power | FALSE | FALSE | 3 |  |  | No Match | No Match | No Match | No Match | Copper | No Match |  | No Match |  | 500000 |  | 500000 |  | 88.5 | 80 |  |  | 60 |  | 88.5 |  |  | Federally-Regulated Commercial & Industrial Equipment | 1998-06-01
Water Pik, Inc. | Laars | VW0600EP09*BA | Both Steam & Water | LPG | No Match | FALSE | TRUE | 3 |  |  | No Match | No Match | No Match | No Match | Copper | No Match |  | No Match |  | 600000 |  | 150000 |  | 82 | 80 |  |  | 5 |  | 82 |  |  | Federally-Regulated Commercial & Industrial Equipment | 2001-11-21
Ajax Boiler, Inc. | Ajax | WGFD-450 | Steam | Natural Gas | Power | FALSE | FALSE | 3 |  |  | No Match | No Match | No Match | No Match | Other | No Match |  | No Match |  | 450000 |  | 225000 |  | 82 | 80 |  |  |  |  | 80 |  |  | Non Federally-Regulated | 1992-10-27
Crown Boiler Co. | Crown Boiler Co. | CWD060 | Water | LPG | Induced Draft | FALSE | FALSE | 1 |  | TRUE |  | None | Non-Condensing | Single-Stage | Cast Iron | Single-Speed |  |  |  | 60000 | 51000 | [9 empty] | 85.1 | 80 | Federally-Regulated Consumer Product | 2013-04-19
Laars Heating Systems Co. | Laars | HH1010EN******** | Water | Natural Gas | Induced Draft | FALSE | TRUE | 1 |  |  |  | None | Non-Condensing | Step Modulating | Copper |  |  |  |  | 1010000 | 829000 | 252500 |  | 82 | 80 | 79.6 | [6 empty] | Federally-Regulated Commercial & Industrial Equipment | 2007-11-01
PVI Industries | PVI | 504 EWB 225A-E | Water | Electricity | No Match | TRUE | FALSE | 3 |  |  | No Match | No Match | No Match | No Match | Other | No Match |  | No Match |  | 1720000 |  | 1720000 |  | 99.9 | [5 empty] | 99.9 |  |  | Non Federally-Regulated | 1992-09-28
Allied Engineering Co. | Super Hot | AAE2040*** | Water | Natural Gas | No Match | FALSE | TRUE | 3 |  |  | No Match | No Match | No Match | No Match | Copper | No Match |  | No Match |  | 2040000 |  | 714000 |  | 80 | 80 |  |  |  |  | 80 |  |  | Federally-Regulated Commercial & Industrial Equipment | 1998-04-21
Weil-McLain | Weil-McLain | CGi-8-PIL | Water | LPG | Power | FALSE | FALSE | 1 |  |  | No Match | No Match | No Match | No Match | Cast Iron | No Match |  | No Match |  | 233000 | [10 empty] | 82.7 | 80 | Federally-Regulated Consumer Product | 2000-06-07
Water Pik, Inc. | Laars | HH4050IN18A* | Water | Natural Gas | No Match | FALSE | FALSE | 3 |  |  | No Match | No Match | No Match | No Match | Copper | No Match |  | No Match |  | 4050000 |  | 4050000 |  | 82 | 80 |  |  | 5 |  | 82 |  |  | Federally-Regulated Commercial & Industrial Equipment | 2001-05-16
Camus Hydronics | Camus Hydronics | DFPH-1202-MS | Water | LPG | Power | FALSE | FALSE | 1 |  |  |  | None | Condensing | Step Modulating | Other |  |  |  |  | 1200000 | 1132000 |  |  | 94.4 |  | 94.4 | [6 empty] | Federally-Regulated Commercial & Industrial Equipment | 2014-08-11
Water Pik, Inc. | Laars | VW1430IP09C1A | Both Steam & Water | LPG | No Match | FALSE | FALSE | 3 |  |  | No Match | No Match | No Match | No Match | Copper | No Match |  | No Match |  | 1430000 |  | 1430000 |  | 81 | 80 |  |  | 5 |  | 81 |  |  | Federally-Regulated Commercial & Industrial Equipment | 2001-11-21
PB Heat, LLC | Smith Cast Iron Boilers | GVX-70 | Water | LPG | Induced Draft | FALSE | FALSE | 1 |  |  | None | None | Non-Condensing | Single-Stage | Cast Iron | Single-Speed |  | Standard |  | 70000 | 58000 | [9 empty] | 82.1 | 80 | Federally-Regulated Consumer Product | 2011-08-02
Peerless Heater Co. | Peerless | 211A-30I | Steam | Natural Gas | No Match | FALSE | FALSE | 3 |  |  | No Match | No Match | No Match | No Match | Cast Iron | No Match |  | No Match |  | 6090000 |  | 6090000 |  | 80 | 75 |  |  | 12 | 147 | 80 |  |  | Non Federally-Regulated | 1990-06-25
PB Heat, LLC | PB Heat, LLC | LC-4 | Water | Natural Gas | Power | FALSE | FALSE | 1 |  |  |  | None | Non-Condensing | Single-Stage | Cast Iron |  |  |  |  | 686000 | 547000 |  |  | 81.6 | 80 | 80.4 | [6 empty] | Federally-Regulated Commercial & Industrial Equipment | 2012-07-06
Water Pik, Inc. | Laars | HH1670EP09*BA | Water | LPG | No Match | FALSE | TRUE | 3 |  |  | No Match | No Match | No Match | No Match | Copper | No Match |  | No Match |  | 1670000 |  | 417500 |  | 82 | 80 |  |  | 5 |  | 82 |  |  | Federally-Regulated Commercial & Industrial Equipment | 2001-05-30
Parker Boiler Co. | Parker Boiler | 70R | Steam | Natural Gas | No Match | FALSE | FALSE | 3 |  |  | No Match | No Match | No Match | No Match | Other | No Match |  | No Match |  | 2940000 |  | 1470000 |  | 83 | 80 |  |  | 4 |  | 82 |  |  | Federally-Regulated Commercial & Industrial Equipment | 1996-03-13
Crown Boiler Co. | Crown | C247-300-W | Water | Natural Gas | No Match | FALSE | FALSE | 3 |  |  | No Match | No Match | No Match | No Match | Cast Iron | No Match |  | No Match |  | 300000 |  | 300000 |  | 80 | 80 |  |  |  |  | 80 |  |  | Federally-Regulated Commercial & Industrial Equipment | 1996-03-06
Water Pik, Inc. | Laars | PW1430IN04*1A | Both Steam & Water | Natural Gas | No Match | FALSE | FALSE | 3 |  |  | No Match | No Match | No Match | No Match | Copper | No Match |  | No Match |  | 1430000 |  | 357500 |  | 81 | 80 |  |  | 5 |  | 81 |  |  | Federally-Regulated Commercial & Industrial Equipment | 2001-11-21
Laars Heating Systems Co. | Laars | PH1825EP******** | Water | LPG | Induced Draft | FALSE | TRUE | 1 |  |  |  | None | Non-Condensing | Step Modulating | Copper | Single-Speed |  | Standard |  | 1825000 | 1497000 | 456250 |  | 82 | 80 | 79.6 | [6 empty] | Federally-Regulated Commercial & Industrial Equipment | 2007-11-01
Hydrotherm | Hydrotherm | VS-165BS-INT | Steam | LPG | Injection Type | FALSE | FALSE | 1 |  |  |  | None | Non-Condensing | Single-Stage | Cast Iron |  |  |  |  | 165000 | 135000 | [9 empty] | 82 | 75 | Federally-Regulated Consumer Product | 2008-10-20
Burnham Corp. | Burnham Corp. | MPO231 | Water | Oil | Power | FALSE | FALSE | 1 |  |  | Barometric Regulator | None | Non-Condensing | Single-Stage | Cast Iron | Single-Speed | 0.04 | Standard |  | 231000 | 203000 | [9 empty] | 87 | 80 | Federally-Regulated Consumer Product | 2008-09-25
U.S. Boiler Co. | PUREPRO ADVANTAGE | AO-3-065D | Water | Oil | Power | FALSE | FALSE | 1 | TRUE |  |  | None | Non-Condensing | Single-Stage | Cast Iron | Single-Speed |  |  |  | 91000 | 80000 | [9 empty] | 88.1 | 84 | Federally-Regulated Consumer Product | 2015-09-30
U.S. Boiler Co. | U.S. Boiler Co. | 205I | Water | Natural Gas | Induced Draft | FALSE | FALSE | 1 |  | TRUE |  | Stack Damper | Non-Condensing | Single-Stage | Cast Iron | Single-Speed |  |  |  | 130000 | 108000 | [9 empty] | 82 | 80 | Federally-Regulated Consumer Product | 2014-01-14
Burnham Corp. | New Yorker Boiler Co. | CL5-245 | Steam | Oil | Power | FALSE | FALSE | 1 |  |  |  | None | Non-Condensing | Single-Stage | Cast Iron |  |  |  |  | 245000 | 207000 | [9 empty] | 82.5 | 80 | Federally-Regulated Consumer Product | 2007-11-14
Water Pik, Inc. | Laars | PH0500IP09*1A | Water | LPG | No Match | FALSE | FALSE | 3 |  |  | No Match | No Match | No Match | No Match | Copper | No Match |  | No Match |  | 500000 |  | 125000 |  | 81 | 80 |  |  | 5 |  | 81 |  |  | Federally-Regulated Commercial & Industrial Equipment | 2001-05-30
Slant / Fin Corp. | Slant / Fin Corp. | GXH-170EDPZ | Steam | Natural Gas | Injection Type | FALSE | FALSE | 1 |  |  |  | Stack Damper | Non-Condensing | Single-Stage | Cast Iron |  |  |  |  | 168000 | 137000 | [9 empty] | 81.1 | 75 | Federally-Regulated Consumer Product | 2007-11-14
Lochinvar, LLC. | Lochinvar Corp. | FBN1500 | Water | Natural Gas | Power | FALSE | FALSE | 1 |  |  |  | None | Condensing | Step Modulating | Other |  |  |  |  | 1500000 | 1380000 |  |  |  |  | 92 | [6 empty] | Federally-Regulated Commercial & Industrial Equipment | 2015-04-20
Dunkirk | Lennox | GSB8-262E | Steam | Natural Gas | No Match | FALSE | FALSE | 1 |  |  | No Match | No Match | No Match | No Match | Cast Iron | No Match |  | No Match |  | 262500 | [10 empty] | 81.3 | 75 | Federally-Regulated Consumer Product | 1999-10-22
Burnham Corp. | Burnham Corp. | V1122-SN | Steam | Natural Gas | Power | FALSE | FALSE | 3 |  |  |  | Stack Damper | Non-Condensing | Two-Stage Modulating | Cast Iron |  |  |  |  | 5485000 | 4330000 |  |  | 78.9 | 80 | 79.1 | [6 empty] | Federally-Regulated Commercial & Industrial Equipment | 2012-06-11
Lochinvar, LLC. | Lochinvar Corp. | CBN1256 | Water | LPG | Power | FALSE | FALSE | 1 |  |  | None | None | Non-Condensing | Two-Stage Modulating | Copper |  |  |  |  | 1255000 | 1017000 | 540000 | 437000 | 82 | 80 | 81 | [6 empty] | Federally-Regulated Commercial & Industrial Equipment | 2007-12-12
Rite Engineering | Rite | A500WG | Both Steam & Water | Natural Gas | Power | FALSE | FALSE | 3 |  |  | No Match | No Match | No Match | No Match | Other | No Match |  | No Match |  | 5000000 |  | 1666667 |  | 80 | 80 |  |  |  |  | 80 |  |  | Non Federally-Regulated | 1992-10-14
Burnham Corp. | Burnham Corp. | V1113 | Both Steam & Water | Oil | Power | FALSE | FALSE | 1 |  |  |  | None | Non-Condensing | Single-Stage | Cast Iron |  |  |  |  | 3010000 | 2503000 |  |  | 84.5 | 83 | 83.1 | [6 empty] | Federally-Regulated Commercial & Industrial Equipment | 2010-03-16
PB Heat, LLC | Peerless | 63-03L-SPRK-S | Steam | LPG | Injection Type | FALSE | FALSE | 1 |  | TRUE |  | Stack Damper | Non-Condensing | Single-Stage | Cast Iron |  |  |  |  | 88500 | 74000 | [9 empty] | 83 | 80 | Federally-Regulated Consumer Product | 2015-09-30
Crown Boiler Co. | Crown | C247-1300-W | Water | Natural Gas | No Match | FALSE | FALSE | 3 |  |  | No Match | No Match | No Match | No Match | Cast Iron | No Match |  | No Match |  | 1300000 |  | 1300000 |  | 80 | 80 |  |  |  |  | 80 |  |  | Federally-Regulated Commercial & Industrial Equipment | 1996-03-06
Ajax Boiler, Inc. | Ajax | OWGOFD2000 | Steam | Natural Gas | Power | FALSE | TRUE | 3 |  |  | No Match | No Match | No Match | No Match | Other | No Match |  | No Match |  | 2000000 |  | 1000000 |  | 82 | 80 |  |  |  |  | 80 |  |  | Non Federally-Regulated | 1992-10-27
Water Pik, Inc. | Laars | PH0400CP12*B | Water | LPG | No Match | FALSE | TRUE | 3 |  |  | No Match | No Match | No Match | No Match | Copper | No Match |  | No Match |  | 399000 |  | 100000 |  | 83 | 80 |  |  | 5 |  | 82 |  |  | Federally-Regulated Commercial & Industrial Equipment | 2001-05-30
Ajax Boiler, Inc. | Ajax | WNG525W | Water | Natural Gas | No Match | FALSE | TRUE | 3 |  |  | No Match | No Match | No Match | No Match | Other | No Match |  | No Match |  | 525000 |  | 262500 |  | 80 | 80 |  |  |  |  | 80 |  |  | Federally-Regulated Commercial & Industrial Equipment | 1997-01-07
U.S. Boiler Co. | F.W. Webb | AO-4-150 | Water | Oil | Power | FALSE | FALSE | 1 |  | TRUE |  | None | Non-Condensing | Single-Stage | Cast Iron | Multiple-Speed |  |  |  | 210000 | 179000 | [9 empty] | 84 | 80 | Federally-Regulated Consumer Product | 2014-01-14
Utica Boilers | Pennco, Inc. | 41J-2300 | Both Steam & Water | Natural Gas | Injection Type | FALSE | FALSE | 1 |  |  |  | None | Non-Condensing | Single-Stage | Cast Iron |  |  |  |  | 2300000 | 1852000 |  |  | 80.5 | 80 | 77.5 | [6 empty] | Federally-Regulated Commercial & Industrial Equipment | 2011-05-02
New York Thermal, Inc. | New York Thermal, Inc. | TFT60 | Water | Natural Gas | Power | FALSE | FALSE | 1 |  | TRUE |  | None | Condensing | Step Modulating | Other |  |  |  |  | 60000 | 56000 | [9 empty] | 95 | 80 | Federally-Regulated Consumer Product | 2013-06-17
Water Pik, Inc. | Laars | VW3500IP18C* | Both Steam & Water | LPG | No Match | FALSE | FALSE | 3 |  |  | No Match | No Match | No Match | No Match | Copper | No Match |  | No Match |  | 3500000 |  | 3500000 |  | 82 | 80 |  |  | 5 |  | 82 |  |  | Federally-Regulated Commercial & Industrial Equipment | 2001-11-21
Ajax Boiler, Inc. | Ajax | SRLG50 | Steam | Natural Gas | Power | FALSE | TRUE | 1 |  |  | Draft Hood | Stack Damper | Non-Condensing | Two-Stage Modulating | Other | None |  | No Match |  | 2000000 | 1600000 | 1600000 | 1280000 | 80 | 80 | 79.2 | [6 empty] | Federally-Regulated Commercial & Industrial Equipment | 2007-08-15
Slant / Fin Corp. | Slant / Fin Corp. | LWDF-850-2-7 | Water | Oil | Power | FALSE | FALSE | 1 |  |  |  | None | Non-Condensing | Single-Stage | Cast Iron |  |  |  |  | 840000 | 674000 |  |  | 85.5 | 83 | 80.2 | [6 empty] | Federally-Regulated Commercial & Industrial Equipment | 2007-12-12
Ajax Boiler, Inc. | Ajax | SRF30 | Steam | Natural Gas | Power | FALSE | TRUE | 1 |  |  | Draft Hood | Stack Damper | Non-Condensing | Two-Stage Modulating | Other | None |  | No Match |  | 1250000 | 1000000 | 1000000 | 800000 | 80 | 80 | 79.2 | [6 empty] | Federally-Regulated Commercial & Industrial Equipment | 2007-08-15
Burnham Corp. | New Yorker Boiler Co. | FR400W | Water | Oil | Power | FALSE | FALSE | 1 |  |  |  | None | Non-Condensing | Single-Stage | Other | Single-Speed |  | Standard |  | 490000 | 400000 |  |  | 83.8 | 83 | 81.8 | [6 empty] | Federally-Regulated Commercial & Industrial Equipment | 2007-12-12
Water Pik, Inc. | Laars | HH0715EN04*BA | Water | Natural Gas | No Match | FALSE | TRUE | 3 |  |  | No Match | No Match | No Match | No Match | Copper | No Match |  | No Match |  | 715000 |  | 178750 |  | 82 | 80 |  |  | 5 |  | 82 |  |  | Federally-Regulated Commercial & Industrial Equipment | 2001-05-16
Bosch Thermotechnology Corp. | Bosch Thermotechnology Corp. | G115WS/5 | Water | Oil | Power | FALSE | FALSE | 1 |  |  |  | None | Non-Condensing | Single-Stage | Cast Iron |  |  |  |  | 154000 | 136000 | [9 empty] | 87 | 80 | Federally-Regulated Consumer Product | 2011-02-17
PVI Industries | PVI | 150 WBHE 250A-TPGO | Water | Combo (Natural Gas & Oil) | No Match | FALSE | FALSE | 3 |  |  | No Match | No Match | No Match | No Match | Other | No Match |  | No Match |  | 6000000 |  | 2000000 |  | 84 | 80 |  |  |  |  | 85 |  |  | Federally-Regulated Commercial & Industrial Equipment | 1996-03-13
Fulton Boiler Works | Fulton | FB-0500L | Both Steam & Water | Electricity | No Match | FALSE | TRUE | 3 |  |  | No Match | No Match | No Match | No Match | Other | No Match |  | No Match |  | 1673800 |  | 1673800 |  | 97 |  |  |  | 355 |  | 97 |  |  | Non Federally-Regulated | 1991-02-27
Axeman-Anderson Co. | Axeman-Anderson Co. | WL182 | Water | Oil | No Match | TRUE | FALSE | 1 |  |  | No Match | No Match | No Match | No Match | Other | No Match |  | No Match |  | 182000 | [10 empty] | 85 | 80 | Federally-Regulated Consumer Product | 2001-04-12
Raypak | Raypak | H7-1504 * | Water | Natural Gas | Induced Draft | FALSE | FALSE | 1 |  |  |  | None | Non-Condensing | Step Modulating | Copper |  |  |  |  | 1500000 | 1260000 |  |  |  |  | 84 | [6 empty] | Federally-Regulated Commercial & Industrial Equipment | 2015-04-16
Smith Cast Iron Boilers | Peerless | CC-06-W-O | Water | Oil | Power | FALSE | FALSE | 1 |  |  |  | None | Non-Condensing | Single-Stage | Cast Iron |  |  |  |  | 910000 | 762000 |  |  |  |  | 83.7 | 82 | [5 empty] | Federally-Regulated Commercial & Industrial Equipment | 2015-09-30
HTP, Inc. | HTP, Inc. | EFT-399 | Water | Natural Gas | Power | FALSE | FALSE | 1 |  |  |  | None | Condensing | Step Modulating | Other |  |  |  |  | 399000 | 372000 |  |  | 95 |  | 93 | [6 empty] | Federally-Regulated Commercial & Industrial Equipment | 2014-10-23
Burnham Corp. | Burnham Corp. | IN10 | Water | Natural Gas | Induced Draft | TRUE | FALSE | 1 |  |  |  | None | Non-Condensing | Single-Stage | Cast Iron |  |  |  |  | 315000 | 264000 |  |  | 83.5 | 80 | 80.5 | [6 empty] | Federally-Regulated Commercial & Industrial Equipment | 2007-12-12
Burnham Corp. | Burnham Corp. | V89W | Water | Oil | Power | FALSE | FALSE | 1 |  |  |  | None | Non-Condensing | Single-Stage | Cast Iron | Single-Speed |  | Standard |  | 364000 | 299000 |  |  | 84.1 | 83 | 82.3 | [6 empty] | Federally-Regulated Commercial & Industrial Equipment | 2007-12-12
Lochinvar, LLC. | Lochinvar Corp. | WH(N,L)155 | Water | Natural Gas | Power | FALSE | FALSE | 1 |  | TRUE |  | None | Condensing | Step Modulating | Other |  |  |  |  | 155000 | 144000 | [9 empty] | 95 | 80 | Federally-Regulated Consumer Product | 2014-10-23
Ajax Boiler, Inc. | Ajax | OWGB1500 | Steam | LPG | No Match | FALSE | TRUE | 3 |  |  | No Match | No Match | No Match | No Match | Other | No Match |  | No Match |  | 1500000 |  | 1500000 |  | 80 | 80 |  |  |  |  | 80 |  |  | Federally-Regulated Commercial & Industrial Equipment | 1996-02-29
Utica Boilers | Columbia Boiler / Pottstown | CSC-5 | Water | LPG | Power | FALSE | FALSE | 1 |  |  |  | None | Non-Condensing | Single-Stage | Cast Iron |  |  |  |  | 140000 | 122000 | [9 empty] | 87 | 80 | Federally-Regulated Consumer Product | 2010-03-16
Laars Heating Systems Co. | Laars Heating Systems Co. | RHHH2000 | Water | LPG | Power | FALSE | FALSE | 1 |  |  |  | None | Condensing | Step Modulating | Copper | Single-Speed |  |  |  | 2000000 | 1818000 |  |  |  |  | 92.1 | [6 empty] | Federally-Regulated Commercial & Industrial Equipment | 2015-04-20
Water Pik, Inc. | Laars | PH0175CN30*B | Water | Natural Gas | No Match | FALSE | TRUE | 1 |  |  | No Match | No Match | No Match | No Match | Copper | No Match |  | No Match |  | 175000 | [10 empty] | 82 | 80 | Federally-Regulated Consumer Product | 2001-11-21
McKenna Boiler Co. | McKenna Boiler Co. | 30 | Steam | Natural Gas | Power | FALSE | FALSE | 3 |  |  | No Match | No Match | No Match | No Match | Other | No Match |  | No Match |  | 1280000 |  | 1280000 |  | 82 | 80 |  |  |  |  | 82 |  |  | Federally-Regulated Commercial & Industrial Equipment | 2002-05-14
Burnham Corp. | Burnham Corp. | 206PV*I- | Water | LPG | Induced Draft | FALSE | FALSE | 1 |  |  |  | Stack Damper | Non-Condensing | Single-Stage | Cast Iron | Single-Speed | 0.04 | Standard |  | 164000 | 135000 | [9 empty] | 82 | 80 | Federally-Regulated Consumer Product | 2007-11-14
Axeman-Anderson Co. | Axeman-Anderson Co. | 108NPOD | Water | Oil | No Match | FALSE | FALSE | 1 |  |  | No Match | No Match | No Match | No Match | Other | No Match |  | No Match |  | 210000 | [10 empty] | 86.5 | 80 | Federally-Regulated Consumer Product | 2000-06-07
Burnham Corp. | New Yorker Boiler Co. | CG40C_I | Water | Natural Gas | Induced Draft | FALSE | FALSE | 1 |  |  |  | Stack Damper | Non-Condensing | Single-Stage | Cast Iron | Single-Speed | 0.04 | Standard |  | 96000 | 80000 | [9 empty] | 82.3 | 80 | Federally-Regulated Consumer Product | 2007-11-14
PB Heat, LLC | Peerless | PFW-199-LP | Water | LPG | Power | FALSE | FALSE | 1 | TRUE |  |  | None | Condensing | Step Modulating | Other |  |  |  |  | 199000 | 183000 | [9 empty] | 93.3 | 80 | Federally-Regulated Consumer Product | 2015-09-30
Ajax Boiler, Inc. | Ajax | WNG13500W | Water | Natural Gas | No Match | FALSE | TRUE | 3 |  |  | No Match | No Match | No Match | No Match | Other | No Match |  | No Match |  | 13500000 |  | 6750000 |  | 80 | 80 |  |  |  |  | 80 |  |  | Federally-Regulated Commercial & Industrial Equipment | 1997-01-07
Slant / Fin Corp. | Slant / Fin Corp. | TRDV-30-1.10 | Water | Oil | Power | FALSE | FALSE | 1 |  | TRUE |  | None | Non-Condensing | Single-Stage | Cast Iron | Single-Speed |  |  |  | 154000 | 133000 | [9 empty] | 86.2 | 80 | Federally-Regulated Consumer Product | 2013-04-19
Cemline Corp. | Cemline Corp. | VB30EHB75 | Water | Electricity | No Match | FALSE | TRUE | 1 |  |  | No Match | No Match | No Match | No Match | Cast Iron | No Match |  | No Match |  | 256125 |  |  |  | 98.4 | [8 empty] | Federally-Regulated Consumer Product | 1992-06-18
HTP, Inc. | HTP | EFT-80 | Water | Natural Gas | Power | FALSE | FALSE | 1 | TRUE |  |  | None | Condensing | Step Modulating | Other |  |  |  |  | 80000 | 74000 | [9 empty] | 96 | 80 | Federally-Regulated Consumer Product | 2015-09-30
Smith Cast Iron Boilers | Smith Cast Iron Boilers | 650A-*-17 | Both Steam & Water | Natural Gas | Power | FALSE | FALSE | 1 |  |  |  | None | Non-Condensing | Single-Stage | Cast Iron |  |  |  |  | 8784000 | 7098000 |  |  | 82.3 | 80 | 80.8 | [6 empty] | Federally-Regulated Commercial & Industrial Equipment | 2007-12-12
HTP, Inc. | Munchkin | 399VWH | Water | LPG | Power | FALSE | FALSE | 1 |  |  |  | None | Condensing | Single-Stage | Other |  |  |  |  | 299000 | 279000 | [9 empty] | 93 | 80 | Federally-Regulated Consumer Product | 2009-02-27
Laars Heating Systems Co. | Triangle Tube | KS210 | Water | Natural Gas | Induced Draft | FALSE | FALSE | 1 |  | TRUE |  | None | Condensing | Step Modulating | Other | Single-Speed |  |  |  | 210000 | 194000 | [9 empty] | 95 | 80 | Federally-Regulated Consumer Product | 2013-11-14
Burnham Corp. | Burnham Corp. | RSAH135 | Water | Oil | Power | FALSE | FALSE | 1 |  |  |  | None | Non-Condensing | Single-Stage | Other | Single-Speed | 0.04 | Standard |  | 175000 | 149000 | [9 empty] | 84 | 80 | Federally-Regulated Consumer Product | 2007-11-14
Burnham Corp. | Burnham Corp. | V1114H-SN | Steam | Natural Gas | Power | FALSE | FALSE | 1 |  | FALSE |  | None | Non-Condensing | Two-Stage Modulating | Cast Iron |  |  |  |  | 3392000 | 2781000 |  |  | 82.2 |  | 82 | [6 empty] | Federally-Regulated Commercial & Industrial Equipment | 2014-08-11
Axeman-Anderson Co. | Axeman-Anderson Co. | PVT-154HD | Water | Oil | No Match | FALSE | FALSE | 1 |  |  | No Match | No Match | No Match | No Match | Other | No Match |  | No Match |  | 154000 | [10 empty] | 85.2 | 80 | Federally-Regulated Consumer Product | 2001-04-12
ECR International, Ltd. | Utica Boilers | SFE3100S | Steam | Oil | Pressure | FALSE | FALSE | 1 |  |  |  | None | Non-Condensing | Single-Stage | Cast Iron |  |  |  |  | 140000 | 116000 | [9 empty] | 81.5 | 80 | Federally-Regulated Consumer Product | 2010-03-16
Ajax Boiler, Inc. | Ajax | WGB-13000 | Water | Natural Gas | No Match | FALSE | FALSE | 3 |  |  | No Match | No Match | No Match | No Match | Other | No Match |  | No Match |  | 13000000 |  | 13000000 |  | 80 | 80 |  |  |  |  | 80 |  |  | Federally-Regulated Commercial & Industrial Equipment | 1996-02-29
PB Heat, LLC | Peerless | DE-05-SV | Water | LPG | Injection Type | FALSE | FALSE | 1 | TRUE |  |  | None | Non-Condensing | Single-Stage | Cast Iron | Single-Speed |  |  |  | 140000 | 116000 | [9 empty] | 82 | 80 | Federally-Regulated Consumer Product | 2015-09-30
HTP, Inc. | Elite | EL-299VWH | Water | Natural Gas | Power | FALSE | FALSE | 1 |  |  | None | None | Condensing | Single-Stage | Other |  |  |  |  | 299000 | 275000 | 50000000 | 299000000 | [7 empty] | 96 | 80 | Federally-Regulated Consumer Product | 2011-08-02
Hydrotherm, Division of Mestek, Inc. | Hydrotherm | HWX-105-SV | Water | Natural Gas | Injection Type | FALSE | FALSE | 1 | TRUE |  |  | Stack Damper | Non-Condensing | Single-Stage | Cast Iron |  |  |  |  | 105000 | 86000 | [9 empty] | 93.3 | 80 | Federally-Regulated Consumer Product | 2015-09-30
Smith Cast Iron Boilers | Smith Cast Iron Boilers | PGB250-S-7-CON | Steam | LPG | Power | TRUE | FALSE | 1 |  |  |  | Electro-Mechanical Flue Damper | Non-Condensing | Single-Stage | Cast Iron |  |  |  |  | 300000 | 240000 |  |  | 80 | 80 | 75.8 | [6 empty] | Federally-Regulated Commercial & Industrial Equipment | 2007-12-12
Axeman-Anderson Co. | Axeman-Anderson Co. | 74NPO-U | Water | Oil | No Match | TRUE | FALSE | 1 |  |  | No Match | No Match | No Match | No Match | Other | No Match |  | No Match |  | 119000 | [10 empty] | 86.5 | 80 | Federally-Regulated Consumer Product | 2000-06-07
Smith Cast Iron Boilers | Smith Cast Iron Boilers | 6500A-*-18 | Both Steam & Water | Oil | Power | FALSE | FALSE | 1 |  |  |  | None | Non-Condensing | Single-Stage | Cast Iron |  |  |  |  | 10500000 | 9228000 |  |  | 84 | 83 | 82.4 | [6 empty] | Federally-Regulated Commercial & Industrial Equipment | 2007-12-12
U.S. Boiler Co. | BURNHAM HYDRONICS | RSAE85 | Water | Oil | Power | FALSE | FALSE | 1 | TRUE |  |  | None | Non-Condensing | Single-Stage | Other |  |  |  |  | 70000 | 60000 | [9 empty] | 86 | 84 | Federally-Regulated Consumer Product | 2015-09-30
English Boiler & Tube, Inc. | Bent Tube Balanced Flow | BTBF-150-160 | Water | Natural Gas | Power | FALSE | FALSE | 3 |  |  | No Match | No Match | No Match | No Match | Other | No Match |  | No Match |  | 6300000 |  | 1575000 |  | 80 | 80 |  |  | 3 |  | 80 |  |  | Federally-Regulated Commercial & Industrial Equipment | 1998-09-10
HTP, Inc. | PB Heat, LLC | PI-399 | Water | Natural Gas | Power | FALSE | FALSE | 1 |  |  |  | None | Condensing | Single-Stage | Other |  |  |  |  | 399000 | 379000 |  |  | 95.1 | 80 | 93.4 | [6 empty] | Federally-Regulated Commercial & Industrial Equipment | 2007-12-12
Ajax Boiler, Inc. | Ajax | WGXFD-8500 | Steam | Natural Gas | Power | FALSE | FALSE | 3 |  |  | No Match | No Match | No Match | No Match | Other | No Match |  | No Match |  | 8500000 |  | 4250000 |  | 82 | 80 |  |  |  |  | 80 |  |  | Non Federally-Regulated | 1992-10-27
Burnham Corp. | Crown Boiler Co. | TWI061EN | Water | Natural Gas | Induced Draft | FALSE | FALSE | 1 |  |  |  | None | Non-Condensing | Single-Stage | Cast Iron | Single-Speed | 0.04 | Standard |  | 61000 | 51000 | [9 empty] | 83 | 80 | Federally-Regulated Consumer Product | 2007-11-14
PB Heat, LLC | PB Heat, LLC | EC/ECT-04-175W | Water | Oil | Power | FALSE | FALSE | 1 |  | TRUE |  | None | Non-Condensing | Single-Stage | Cast Iron | Single-Speed |  |  |  | 245000 | 209000 | [9 empty] | 84.5 | 80 | Federally-Regulated Consumer Product | 2013-04-19
Lochinvar, LLC. | Lochinvar Corp. | KBL285 | Water | LPG | Power | FALSE | FALSE | 1 |  |  | None | None | Condensing | Step Modulating | Other |  |  |  |  | 285000 | 260000 | [9 empty] | 96 | 80 | Federally-Regulated Consumer Product | 2010-03-16
Water Pik, Inc. | Laars | PH0400CN12*B | Water | Natural Gas | No Match | FALSE | TRUE | 3 |  |  | No Match | No Match | No Match | No Match | Copper | No Match |  | No Match |  | 399000 |  | 100000 |  | 83 | 80 |  |  | 5 |  | 82 |  |  | Federally-Regulated Commercial & Industrial Equipment | 2001-05-30
Weil-McLain | Weil-McLain | 2094 | Steam | Natural Gas | Power | FALSE | FALSE | 3 |  |  | No Match | No Match | No Match | No Match | Cast Iron | No Match |  | No Match |  | 6856000 |  | 6856000 |  | 81.5 | 80 |  |  | 147 |  | 81.5 |  |  | Federally-Regulated Commercial & Industrial Equipment | 1996-02-29
ECR International, Ltd. | ECR International, Ltd. | SSV-050 | Water | Natural Gas | Power | FALSE | FALSE | 1 |  |  |  | None | Condensing | Step Modulating | Other |  |  |  |  | 50000 | 47000 | [9 empty] | 95 | 80 | Federally-Regulated Consumer Product | 2014-08-08
Columbia Boiler / Pottstown | Columbia Boiler / Pottstown | LVD-75 | Water | Oil | Power | FALSE | FALSE | 1 |  |  | None | None | Non-Condensing | Single-Stage | Other |  |  |  |  | 105000 | 90000 | [9 empty] | 85.2 | 80 | Federally-Regulated Consumer Product | 2007-11-14
U.S. Boiler Co. | BURNHAM HYDRONICS | 306A | Water | LPG | Injection Type | FALSE | FALSE | 1 | TRUE |  |  | Stack Damper | Non-Condensing | Single-Stage | Cast Iron | Multiple-Speed |  |  |  | 175000 | 146000 | [9 empty] | 84 | 80 | Federally-Regulated Consumer Product | 2015-09-30
Hydrotherm | Hydrotherm | VGA-250BS-PV | Steam | LPG | No Match | FALSE | FALSE | 1 |  |  | No Match | No Match | No Match | No Match | Cast Iron | No Match |  | No Match |  | 250000 | [10 empty] | 82.3 | 75 | Federally-Regulated Consumer Product | 1998-12-21
Utica Boilers | Dunkirk | D248-1300 | Both Steam & Water | Natural Gas | Injection Type | FALSE | FALSE | 1 |  |  |  | None | Non-Condensing | Single-Stage | Cast Iron |  |  |  |  | 1300000 | 1045000 |  |  | 80.4 | 80 | 77.5 | [6 empty] | Federally-Regulated Commercial & Industrial Equipment | 2011-05-02
Heat Cell Technologies, Inc. / ECO Heating Systems | Hamilton Engineering - EVO Duo | HWHL0599ASME | Water | LPG | Power | FALSE | TRUE | 1 |  |  | None | None | Condensing | Two-Stage Modulating | Other | No Match |  | No Match |  | 629000 | 598500 | 147500 | 138950 | 94.7 | 80 | 2.8 | [6 empty] | Federally-Regulated Commercial & Industrial Equipment | 2006-03-29
Slant / Fin Corp. | Slant / Fin Corp. | EG-16 | Water | Natural Gas | Power | FALSE | FALSE | 1 |  |  |  | None | Non-Condensing | Single-Stage | Cast Iron |  |  |  |  | 161000 | 137000 | [9 empty] | 84.5 | 80 | Federally-Regulated Consumer Product | 2008-04-14
Parker Boiler Co. | Parker Boiler | 115LR | Steam | Natural Gas | Power | FALSE | FALSE | 3 |  |  | No Match | No Match | No Match | No Match | Other | No Match |  | No Match |  | 4830000 |  | 2415000 |  | 83 | 80 |  |  | 4 |  | 82 |  |  | Federally-Regulated Commercial & Industrial Equipment | 1996-03-13
New Yorker Boiler Co. | New Yorker | PVCG30(N/P)I- | Water | Combo (Natural Gas & Oil) | Power | FALSE | FALSE | 1 |  |  | No Match | No Match | No Match | No Match | Cast Iron | No Match |  | No Match |  | 62000 | [10 empty] | 82.1 | 80 | Federally-Regulated Consumer Product | 2003-05-23
Smith Cast Iron Boilers | Smith Cast Iron Boilers | 19HE-5 | Both Steam & Water | LPG | Power | FALSE | FALSE | 1 |  | FALSE |  | None | Non-Condensing | Single-Stage | Cast Iron |  |  |  |  | 722000 | 587000 |  |  |  |  | 81.3 | [6 empty] | Federally-Regulated Commercial & Industrial Equipment | 2015-04-20
Water Pik, Inc. | Laars | HH0500IP04*1A | Water | LPG | No Match | FALSE | FALSE | 3 |  |  | No Match | No Match | No Match | No Match | Copper | No Match |  | No Match |  | 500000 |  | 125000 |  | 81 | 80 |  |  | 5 |  | 81 |  |  | Federally-Regulated Commercial & Industrial Equipment | 2001-05-30
PB Heat, LLC | Peerless | 63-05-SPRK-W | Water | LPG | Injection Type | FALSE | FALSE | 1 | TRUE |  |  | Stack Damper | Non-Condensing | Single-Stage | Cast Iron |  |  |  |  | 236000 | 198000 | [9 empty] | 83.3 | 80 | Federally-Regulated Consumer Product | 2015-09-30
Ajax Boiler, Inc. | Ajax | WNG400W | Water | Natural Gas | No Match | FALSE | TRUE | 3 |  |  | No Match | No Match | No Match | No Match | Other | No Match |  | No Match |  | 400000 |  | 200000 |  | 80 | 80 |  |  |  |  | 80 |  |  | Federally-Regulated Commercial & Industrial Equipment | 1997-01-07
Lochinvar, LLC. | Lochinvar Corp. | FBN5000 | Water | Natural Gas | Power | FALSE | FALSE | 1 |  |  |  | None | Condensing | Step Modulating | Other |  |  |  |  | 5000000 | 4660000 |  |  | 93.2 | [8 empty] | Federally-Regulated Commercial & Industrial Equipment | 2015-04-20
Laars Heating Systems Co. | Laars Heating Systems Co. | MLXCW175(N,P)**** | Water | LPG | Power | FALSE | FALSE | 1 |  | TRUE |  | None | Condensing | Step Modulating | Other | Single-Speed |  |  |  | 175000 | 166000 | [9 empty] | 95 | 80 | Federally-Regulated Consumer Product | 2014-10-23
Noritz America Corp. | Noritz America Corp. | NH150-DV | Water | LPG | Power | FALSE | FALSE | 1 |  |  | None | Stack Damper | Non-Condensing | Step Modulating | Copper | None |  |  |  | 150000 | 122400 | 55500 | 45300 | [7 empty] | 82.8 | 80 | Federally-Regulated Consumer Product | 2009-11-12
Columbia Boiler / Pottstown | Columbia Boiler / Pottstown | SL4100 | Water | LPG | Power | FALSE | FALSE | 1 |  |  | Barometric Regulator | None | Non-Condensing | Single-Stage | Cast Iron |  |  |  |  | 115000 | 98000 | [9 empty] | 85.1 | 80 | Federally-Regulated Consumer Product | 2008-04-14
Smith Cast Iron Boilers | Smith Cast Iron Boilers | 19HE-7 | Both Steam & Water | Natural Gas | Power | FALSE | FALSE | 1 |  | FALSE |  | None | Non-Condensing | Single-Stage | Cast Iron |  |  |  |  | 1140000 | 924000 |  |  |  |  | 81.1 | [6 empty] | Federally-Regulated Commercial & Industrial Equipment | 2015-04-20
Water Pik, Inc. | Laars | HH1010IP04*BA | Water | LPG | No Match | FALSE | FALSE | 3 |  |  | No Match | No Match | No Match | No Match | Copper | No Match |  | No Match |  | 1010000 |  | 252500 |  | 82 | 80 |  |  | 5 |  | 82 |  |  | Federally-Regulated Commercial & Industrial Equipment | 2001-05-30
Weil-McLain | Weil-McLain | 688 | Both Steam & Water | Natural Gas | Power | FALSE | FALSE | 1 |  |  |  | None | Non-Condensing | Single-Stage | Cast Iron |  |  |  |  | 1701000 | 1413000 |  |  | 84.1 | 80 | 83.1 | [6 empty] | Federally-Regulated Commercial & Industrial Equipment | 2008-04-14
Laars Heating Systems Co. | Laars | PH0600IP******** | Water | LPG | Induced Draft | FALSE | FALSE | 1 |  |  |  | None | Non-Condensing | Step Modulating | Copper | Single-Speed |  | Standard |  | 600000 | 486000 | 150000 |  | 81 | 80 | 78.6 | [6 empty] | Federally-Regulated Commercial & Industrial Equipment | 2007-11-01
Lochinvar, LLC. | Lochinvar Corp. | WBL050 | Water | LPG | Power | FALSE | FALSE | 1 |  |  | None | None | Condensing | Step Modulating | Other |  |  |  |  | 50000 | 45000 | [9 empty] | 95.3 | 80 | Federally-Regulated Consumer Product | 2010-03-16
U.S. Boiler Co. | BURNHAM HYDRONICS | ES24A | Water | LPG | Injection Type | FALSE | FALSE | 1 | TRUE |  |  | Stack Damper | Non-Condensing | Single-Stage | Cast Iron | Multiple-Speed |  |  |  | 105000 | 89000 | [9 empty] | 85 | 80 | Federally-Regulated Consumer Product | 2015-09-30
Smith Cast Iron Boilers | Peerless | CC-12-W-G | Water | Natural Gas | Power | FALSE | FALSE | 1 |  |  |  | None | Non-Condensing | Single-Stage | Cast Iron |  |  |  |  | 2165000 | 1750000 |  |  |  |  | 83.4 | 80 | [5 empty] | Federally-Regulated Commercial & Industrial Equipment | 2015-09-30
Ajax Boiler, Inc. | Ajax | WGFD-600 | Steam | Natural Gas | Power | FALSE | FALSE | 3 |  |  | No Match | No Match | No Match | No Match | Other | No Match |  | No Match |  | 600000 |  | 300000 |  | 82 | 80 |  |  |  |  | 80 |  |  | Non Federally-Regulated | 1992-10-27
Water Pik, Inc. | Laars | VW0775MP20****** | Both Steam & Water | LPG | Power | FALSE | TRUE | 3 |  |  | No Match | No Match | No Match | No Match | Copper | No Match |  | No Match |  | 775000 |  | 775000 |  | 83 | 80 |  |  | 5 |  | 83 |  |  | Federally-Regulated Commercial & Industrial Equipment | 2001-11-21
Lochinvar, LLC. | Lochinvar Corp. | KBL601 | Water | LPG | Power | FALSE | FALSE | 1 |  |  |  | None | Condensing | Step Modulating | Other |  |  |  |  | 600000 | 564000 |  |  |  |  | 94 | [6 empty] | Federally-Regulated Commercial & Industrial Equipment | 2015-04-20
Water Pik, Inc. | Laars | PH1010IN04*BA | Water | Natural Gas | No Match | FALSE | FALSE | 3 |  |  | No Match | No Match | No Match | No Match | Copper | No Match |  | No Match |  | 1010000 |  | 252500 |  | 82 | 80 |  |  | 5 |  | 81 |  |  | Federally-Regulated Commercial & Industrial Equipment | 2001-05-30
Slant / Fin Corp. | Slant / Fin Corp. | VSPH-120 | Water | Natural Gas | Induced Draft | FALSE | FALSE | 1 |  |  |  | Stack Damper | Non-Condensing | Single-Stage | Cast Iron |  |  |  |  | 120000 | 103000 | [9 empty] | 85.5 | 80 | Federally-Regulated Consumer Product | 2007-11-14
New Yorker Boiler Co. | New Yorker Boiler Co. | AP-590U | Water | Oil | Pressure | FALSE | FALSE | 1 |  | TRUE |  | Stack Damper | Non-Condensing | Single-Stage | Other | Single-Speed |  |  |  | 140000 | 119000 | [9 empty] | 84 | 80 | Federally-Regulated Consumer Product | 2013-04-19
Ajax Boiler, Inc. | Ajax | HNG10500W | Steam | Natural Gas | No Match | FALSE | TRUE | 3 |  |  | No Match | No Match | No Match | No Match | Other | No Match |  | No Match |  | 10500000 |  | 5250000 |  | 80 | 80 |  |  |  |  | 80 |  |  | Federally-Regulated Commercial & Industrial Equipment | 1997-01-07
Water Pik, Inc. | Laars | VW1670EN09CBA | Both Steam & Water | Natural Gas | No Match | FALSE | TRUE | 3 |  |  | No Match | No Match | No Match | No Match | Copper | No Match |  | No Match |  | 1670000 |  | 1670000 |  | 82 | 80 |  |  | 5 |  | 82 |  |  | Federally-Regulated Commercial & Industrial Equipment | 2001-11-21
Water Pik, Inc. | Laars | PH0715IN04*BA | Water | Natural Gas | No Match | FALSE | FALSE | 3 |  |  | No Match | No Match | No Match | No Match | Copper | No Match |  | No Match |  | 715000 |  | 178750 |  | 82 | 80 |  |  | 5 |  | 82 |  |  | Federally-Regulated Commercial & Industrial Equipment | 2001-05-30
Ajax Boiler, Inc. | Ajax | WEC3500W | Water | Combo (Natural Gas & Oil) | Power | FALSE | TRUE | 3 |  |  | No Match | No Match | No Match | No Match | Other | No Match |  | No Match |  | 3330000 |  | 1400000 |  | 85 | 80 |  |  |  |  | 80 |  |  | Federally-Regulated Commercial & Industrial Equipment | 1997-01-07
Slant / Fin Corp. | Slant / Fin Corp. | LWDF-600-2-5 | Water | Oil | Power | FALSE | FALSE | 1 |  |  |  | None | Non-Condensing | Single-Stage | Cast Iron |  |  |  |  | 602000 | 500000 |  |  | 85.9 | 83 | 82.9 | [6 empty] | Federally-Regulated Commercial & Industrial Equipment | 2007-12-12
Cleaver-Brooks | Cleaver-Brooks | FLX-700-500STM | Steam | Natural Gas | Power | FALSE | FALSE | 3 |  |  | No Match | No Match | No Match | No Match | Other | No Match |  | No Match |  | 5000000 |  | 5000000 |  | 80 | 80 |  |  | 25 |  | 80 |  |  | Federally-Regulated Commercial & Industrial Equipment | 2001-07-31
Ajax Boiler, Inc. | Ajax | XNG7000W | Water | Natural Gas | No Match | FALSE | TRUE | 3 |  |  | No Match | No Match | No Match | No Match | Other | No Match |  | No Match |  | 7000000 |  | 3500000 |  | 80 | 80 |  |  |  |  | 80 |  |  | Federally-Regulated Commercial & Industrial Equipment | 1997-01-07
PB Heat, LLC | Smith Cast Iron Boilers | GSX-236-INT | Steam | Natural Gas | Injection Type | FALSE | FALSE | 1 |  | TRUE | Draft Diverter | Stack Damper | Non-Condensing | Single-Stage | Cast Iron |  |  |  |  | 236000 | 196000 | [9 empty] | 82.2 | 75 | Federally-Regulated Consumer Product | 2013-04-19
Fulton Heating Solutions | Fulton Heating Solutions | VTG6000DF | Water | Natural Gas | Power | FALSE | FALSE | 3 |  |  |  | Electro-Mechanical Inlet Dampe | Condensing | Step Modulating | Other |  |  |  |  | 6000000 | 5640000 |  |  | 94 | [8 empty] | Federally-Regulated Commercial & Industrial Equipment | 2014-10-23
Thermo-Dynamics Boiler Co. | Columbia Boiler / Pottstown | MCB-75ID | Water | Natural Gas | No Match | FALSE | FALSE | 1 |  |  | No Match | No Match | No Match | No Match | Cast Iron | No Match |  | No Match |  | 75000 | [10 empty] | 83.1 | 80 | Federally-Regulated Consumer Product | 2000-06-07
Bryan Steam Corp. | Bryan | LM-900-W-G | Water | Natural Gas | No Match | TRUE | FALSE | 3 |  |  | No Match | No Match | No Match | No Match | Other | No Match |  | No Match |  | 9000000 |  | 9000000 |  | 80 | 80 |  |  |  |  | 80 |  |  | Non Federally-Regulated | 1992-10-16
Ajax Boiler, Inc. | Ajax | WEG4500W | Water | Natural Gas | Power | FALSE | TRUE | 3 |  |  | No Match | No Match | No Match | No Match | Other | No Match |  | No Match |  | 4280000 |  | 1800000 |  | 85 | 80 |  |  |  |  | 80 |  |  | Federally-Regulated Commercial & Industrial Equipment | 1997-01-07
Ajax Boiler, Inc. | Ajax | OWGFD6000 | Steam | Natural Gas | Power | FALSE | TRUE | 3 |  |  | No Match | No Match | No Match | No Match | Other | No Match |  | No Match |  | 6000000 |  | 3000000 |  | 82 | 80 |  |  |  |  | 80 |  |  | Non Federally-Regulated | 1992-10-27
Smith Cast Iron Boilers | Smith Cast Iron Boilers | 28HE-S/W-16 | Both Steam & Water | Oil | Power | FALSE | FALSE | 1 |  |  |  | None | Non-Condensing | Single-Stage | Cast Iron |  |  |  |  | 4760000 | 4095000 |  |  | 86 | 83 | 85.7 | [6 empty] | Federally-Regulated Commercial & Industrial Equipment | 2007-12-12
PB Heat, LLC | National HVAC Manufacturing Company, LLC | CGWA-176** | Water | Natural Gas | Injection Type | FALSE | FALSE | 1 |  |  |  | Stack Damper | Non-Condensing | Single-Stage | Cast Iron | Single-Speed |  |  |  | 175000 | 143000 | [9 empty] | 82 | 80 | Federally-Regulated Consumer Product | 2013-11-14
Ajax Boiler, Inc. | Ajax | WGOXFD-525 | Steam | Natural Gas | Power | FALSE | FALSE | 3 |  |  | No Match | No Match | No Match | No Match | Other | No Match |  | No Match |  | 525000 |  | 262500 |  | 82 | 80 |  |  |  |  | 80 |  |  | Non Federally-Regulated | 1992-10-27
Dunkirk | Ultimate Engineering / Division of Dunkirk | PFG-4T-183 | Water | Combo (Natural Gas & Oil) | Power | FALSE | FALSE | 1 |  |  | No Match | No Match | No Match | No Match | Cast Iron | No Match |  | No Match |  | 183000 | [10 empty] | 81.8 | 80 | Federally-Regulated Consumer Product | 2001-11-01
Laars Heating Systems Company | Mighty Therm | PH0250CP12CB | Water | LPG | Injection Type | FALSE | FALSE | 1 | TRUE |  |  | None | Non-Condensing | Single-Stage | Copper |  |  |  |  | 250000 | 208000 | [9 empty] | 82.2 | 80 | Federally-Regulated Consumer Product | 2015-09-30
Burnham Corp. | Crown Boiler Co. | 16-325 | Water | Natural Gas | Induced Draft | FALSE | FALSE | 1 |  |  |  | None | Non-Condensing | Single-Stage | Cast Iron |  |  |  |  | 325000 | 260000 |  |  | 80 | 80 | 77 | [6 empty] | Federally-Regulated Commercial & Industrial Equipment | 2007-12-12
Viessmann Manufacturing | Viessmann Manufacturing | VD2-500 | Water | Oil | Power | FALSE | FALSE | 3 |  |  |  | None | Non-Condensing | Two-Stage Modulating | Cast Iron |  |  |  |  | 1969000 | 1732000 |  |  | 88 |  | 88 | [6 empty] | Federally-Regulated Commercial & Industrial Equipment | 2014-10-23
Cleaver-Brooks | Cleaver-Brooks | CEW-700-125-***** | Steam | Natural Gas | Power | FALSE | FALSE | 3 |  |  | No Match | No Match | No Match | No Match | Other | No Match |  | No Match |  | 5230000 |  | 5230000 |  | 80 | 80 |  |  | 25 |  | 80 |  |  | Federally-Regulated Commercial & Industrial Equipment | 1999-03-02
Water Pik, Inc. | Laars | VW0250CN12*B | Both Steam & Water | Natural Gas | No Match | FALSE | TRUE | 1 |  |  | No Match | No Match | No Match | No Match | Copper | No Match |  | No Match |  | 250000 | [10 empty] | 82 | 80 | Federally-Regulated Consumer Product | 2001-11-21
A O Smith Water Products | A O Smith Water Products | XW 1700 | Water | Natural Gas | Induced Draft | FALSE | FALSE | 1 |  | FALSE | None | None | Condensing | Single-Stage | Other | Single-Speed |  | Standard |  | 1700000 | 1581000 |  |  | 94.4 |  | 93 | [6 empty] | Federally-Regulated Commercial & Industrial Equipment | 2014-08-11
Burnham Corp. | Burnham Corp. | V1109H-WO | Water | Oil | Power | FALSE | FALSE | 1 |  |  |  | None | Non-Condensing | Two-Stage Modulating | Cast Iron |  |  |  |  | 2058000 | 1749000 |  |  | 85.6 |  | 85 | [6 empty] | Federally-Regulated Commercial & Industrial Equipment | 2014-08-11
Water Pik, Inc. | Laars | HH0500IN09C1A | Water | Natural Gas | No Match | FALSE | FALSE | 3 |  |  | No Match | No Match | No Match | No Match | Copper | No Match |  | No Match |  | 500000 |  | 500000 |  | 81 | 80 |  |  | 5 |  | 81 |  |  | Federally-Regulated Commercial & Industrial Equipment | 2001-05-16
PB Heat, LLC | PB Heat, LLC | MI85-06-SPRK | Water | Natural Gas | Injection Type | FALSE | FALSE | 1 |  | TRUE |  | Stack Damper | Non-Condensing | Single-Stage | Cast Iron | Single-Speed |  |  |  | 150000 | 128000 | [9 empty] | 85.1 | 80 | Federally-Regulated Consumer Product | 2013-04-19
PB Heat, LLC | PB Heat, LLC | PF-50 | Water | Natural Gas | Power | FALSE | FALSE | 1 |  | TRUE | None | None | Condensing | Step Modulating | Other |  |  |  |  | 50000 | 47000 | 16000 | 15000 | [7 empty] | 95 | 80 | Federally-Regulated Consumer Product | 2015-03-30
Water Pik, Inc. | Laars | PH1200IP09C1A | Water | LPG | No Match | FALSE | FALSE | 3 |  |  | No Match | No Match | No Match | No Match | Copper | No Match |  | No Match |  | 1200000 |  | 1200000 |  | 81 | 80 |  |  | 5 |  | 81 |  |  | Federally-Regulated Commercial & Industrial Equipment | 2001-05-30
Burnham Corp. | Burnham Corp. | RVII5 | Water | LPG | Induced Draft | FALSE | FALSE | 1 |  |  |  | None | Condensing | Single-Stage | Cast Iron | Single-Speed | 0.08 | Standard |  | 130000 | 118000 | [9 empty] | 90.1 | 80 | Federally-Regulated Consumer Product | 2007-11-14
Water Pik, Inc. | Laars | VW1010IN09CBA | Both Steam & Water | Natural Gas | No Match | FALSE | FALSE | 3 |  |  | No Match | No Match | No Match | No Match | Copper | No Match |  | No Match |  | 1010000 |  | 1010000 |  | 82 | 80 |  |  | 5 |  | 82 |  |  | Federally-Regulated Commercial & Industrial Equipment | 2001-11-21
Weil-McLain | Weil-McLain | AHE-45 | Water | Combo (Natural Gas & Oil) | Power | FALSE | FALSE | 1 |  |  | No Match | No Match | No Match | No Match | Cast Iron | No Match |  | No Match |  | 45000 | [10 empty] | 85.3 | 80 | Federally-Regulated Consumer Product | 2001-11-01
Burnham Corp. | Burnham Corp. | SCG-4 | Water | LPG | Induced Draft | FALSE | FALSE | 1 |  |  |  | None | Non-Condensing | Single-Stage | Cast Iron | Single-Speed | 0.04 | Standard |  | 105000 | 90000 | [9 empty] | 85.4 | 80 | Federally-Regulated Consumer Product | 2007-11-14
Dunkirk | Sears | 229.9603 | Steam | Natural Gas | No Match | FALSE | FALSE | 1 |  |  | No Match | No Match | No Match | No Match | Cast Iron | No Match |  | No Match |  | 299000 | [10 empty] | 81.5 | 75 | Federally-Regulated Consumer Product | 1998-12-21
Raypak | Raypak | H7-4005* | Water | Natural Gas | Induced Draft | FALSE | FALSE | 1 |  |  |  | None | Condensing | Step Modulating | Copper |  |  |  |  | 4000000 | 3804000 |  |  | 95.1 |  | 95.1 | [6 empty] | Federally-Regulated Commercial & Industrial Equipment | 2015-04-02
McKenna Boiler Co. | McKenna Boiler Co. | 25 | Steam | Natural Gas | Power | FALSE | FALSE | 3 |  |  | No Match | No Match | No Match | No Match | Other | No Match |  | No Match |  | 1060000 |  | 1060000 |  | 82 | 80 |  |  |  |  | 82 |  |  | Federally-Regulated Commercial & Industrial Equipment | 2002-05-14
PB Heat, LLC | PB Heat, LLC | 63-05L-SPRK-S | Steam | Natural Gas | Injection Type | FALSE | FALSE | 1 |  | TRUE | Draft Diverter | Stack Damper | Non-Condensing | Single-Stage | Cast Iron |  |  |  |  | 206500 | 171000 | [9 empty] | 82.3 | 75 | Federally-Regulated Consumer Product | 2013-04-19
Crown Boiler Co. | Burnham Corp. | ES25 | Water | Natural Gas | Injection Type | FALSE | FALSE | 1 |  |  | Draft Diverter | Stack Damper | Non-Condensing | Single-Stage | Cast Iron | Single-Speed | 0.04 | Standard |  | 140000 | 119000 | [9 empty] | 85 | 80 | Federally-Regulated Consumer Product | 2010-03-16
Raypak | Raypak | H(1,2,5)-0724 * | Water | LPG | Injection Type | FALSE | FALSE | 1 |  |  |  | None | Non-Condensing | Step Modulating | Copper |  |  |  |  | 682000 | 559000 |  |  |  |  | 82 | [6 empty] | Federally-Regulated Commercial & Industrial Equipment | 2015-04-16
Bryan Steam Corp. | Bryan | K-300-S-***-G | Steam | Natural Gas | No Match | TRUE | FALSE | 3 |  |  | No Match | No Match | No Match | No Match | Other | No Match |  | No Match |  | 3000000 |  | 3000000 |  | 80 | 80 |  |  |  |  | 80 |  |  | Federally-Regulated Commercial & Industrial Equipment | 1996-03-01
PB Heat, LLC | Peerless | PSC-03-SV | Water | Natural Gas | Injection Type | FALSE | FALSE | 1 | TRUE |  |  | None | Non-Condensing | Single-Stage | Cast Iron |  |  |  |  | 70000 | 58000 | [9 empty] | 83 | 80 | Federally-Regulated Consumer Product | 2015-09-30
McKenna Boiler Co. | McKenna Boiler Co. | 65 | Steam | Natural Gas | Power | FALSE | FALSE | 3 |  |  | No Match | No Match | No Match | No Match | Other | No Match |  | No Match |  | 2400000 |  | 2400000 |  | 82 | 80 |  |  |  |  | 82 |  |  | Federally-Regulated Commercial & Industrial Equipment | 2002-05-14
Columbia Boiler / Pottstown | Boyertown Furnace Co. | SL4100 | Water | LPG | Power | FALSE | FALSE | 1 |  |  | Barometric Regulator | None | Non-Condensing | Single-Stage | Cast Iron |  |  |  |  | 140000 | 122000 | [9 empty] | 85.1 | 80 | Federally-Regulated Consumer Product | 2008-04-14
Slant / Fin Corp. | Slant / Fin Corp. | S-60ED | Water | Natural Gas | Injection Type | FALSE | FALSE | 1 |  |  |  | Stack Damper | Non-Condensing | Single-Stage | Cast Iron |  |  |  |  | 60000 | 51000 | [9 empty] | 84.4 | 80 | Federally-Regulated Consumer Product | 2007-11-14
Burnham Corp. | Burnham Corp. | V1119 | Both Steam & Water | Oil | Power | FALSE | FALSE | 1 |  |  |  | None | Non-Condensing | Single-Stage | Cast Iron |  |  |  |  | 4550000 | 3739000 |  |  | 83.9 | 83 | 82.2 | [6 empty] | Federally-Regulated Commercial & Industrial Equipment | 2010-03-16
Burnham Corp. | Burnham Corp. | IN6 | Steam | Natural Gas | Induced Draft | FALSE | FALSE | 1 |  |  |  | Stack Damper | Non-Condensing | Single-Stage | Cast Iron |  |  |  |  | 175000 | 144000 | [9 empty] | 82.1 | 75 | Federally-Regulated Consumer Product | 2007-11-14
Slant / Fin Corp. | Slant / Fin Corp. | GXHA-200ED | Steam | LPG | Injection Type | FALSE | FALSE | 1 |  |  |  | Stack Damper | Non-Condensing | Single-Stage | Cast Iron |  |  |  |  | 200000 | 163000 | [9 empty] | 81.3 | 75 | Federally-Regulated Consumer Product | 2007-11-14
Burnham Corp. | Burnham Corp. | K5021 | Both Steam & Water | Natural Gas | Induced Draft | TRUE | FALSE | 1 |  |  |  | None | Non-Condensing | Single-Stage | Cast Iron |  |  |  |  | 1560000 | 1248000 |  |  | 80 | 80 | 77 | [6 empty] | Federally-Regulated Commercial & Industrial Equipment | 2010-03-16
Heat Cell Technologies, Inc. / ECO Heating Systems | Hamilton Engineering - EVO Micro | HWHN00129.8 | Water | Natural Gas | Power | FALSE | TRUE | 1 |  |  | None | None | Condensing | Two-Stage Modulating | Other | No Match |  | No Match |  | 136600 | 130150 | 30700 | 29165 | [7 empty] | 93 | 80 | Federally-Regulated Consumer Product | 2006-03-29
Raypak | Raypak | H9-2072* | Water | LPG | Induced Draft | FALSE | FALSE | 1 |  |  |  | None | Non-Condensing | Step Modulating | Copper |  |  |  |  | 2070000 | 1738000 |  |  |  |  | 84 | [6 empty] | Federally-Regulated Commercial & Industrial Equipment | 2015-04-16
PB Heat, LLC | PB Heat, LLC | WV-DV-04-115 | Water | Oil | Power | FALSE | FALSE | 1 |  | TRUE |  | None | Non-Condensing | Single-Stage | Cast Iron | Single-Speed |  |  |  | 161000 | 141000 | [9 empty] | 86.7 | 80 | Federally-Regulated Consumer Product | 2013-04-19
Weil-McLain | Williamson-Thermoflo | OWB-3-T-S2 @ .95GPH | Water | Oil | Pressure | FALSE | FALSE | 1 |  | TRUE |  | None | Non-Condensing | Single-Stage | Cast Iron |  |  |  |  | 133000 | 114000 | [9 empty] | 85 | 80 | Federally-Regulated Consumer Product | 2013-04-19
U.S. Boiler Co. | New Yorker Boiler Co. | CL5-245-W | Water | Oil | Power | FALSE | FALSE | 1 |  | TRUE |  | None | Non-Condensing | Single-Stage | Cast Iron | Multiple-Speed |  |  |  | 245000 | 212000 | [9 empty] | 85.1 | 80 | Federally-Regulated Consumer Product | 2014-01-14
U.S. Boiler Co. | U.S. Boiler Co. | 304 | Water | LPG | Injection Type | FALSE | FALSE | 1 |  | TRUE |  | Stack Damper | Non-Condensing | Single-Stage | Cast Iron | Single-Speed |  |  |  | 105000 | 88000 | [9 empty] | 84 | 80 | Federally-Regulated Consumer Product | 2013-04-19
A O Smith Water Products | A O Smith Water Products | VB 2,000 | Water | LPG | Induced Draft | FALSE | FALSE | 1 |  |  | None | None | Non-Condensing | Step Modulating | Copper |  |  |  |  | 2000000 | 1680000 | 500000 | 440000 | 84 | 80 | 82 | [6 empty] | Federally-Regulated Commercial & Industrial Equipment | 2011-08-02
Water Pik, Inc. | Laars | RHCH1200N******* | Both Steam & Water | Natural Gas | Power | FALSE | TRUE | 3 |  |  | No Match | No Match | No Match | No Match | Copper | No Match |  | No Match |  | 1200000 |  | 600000 |  | 85 | 80 |  |  | 12 |  | 88 |  |  | Federally-Regulated Commercial & Industrial Equipment | 2002-08-22
Slant / Fin Corp. | Slant / Fin Corp. | VSPH-120 | Water | LPG | Induced Draft | FALSE | FALSE | 1 |  |  |  | Stack Damper | Non-Condensing | Single-Stage | Cast Iron |  |  |  |  | 120000 | 103000 | [9 empty] | 85.5 | 80 | Federally-Regulated Consumer Product | 2007-11-14
Camus Hydronics | Camus Hydronics | DFNW-4504-MS | Water | Natural Gas | Pressure | FALSE | FALSE | 1 |  |  |  | None | Non-Condensing | Step Modulating | Other |  |  |  |  | 4500000 | 3825000 |  |  | 85 |  | 85 | [6 empty] | Federally-Regulated Commercial & Industrial Equipment | 2014-08-11
HTP, Inc. | HTP | EFT-55 | Water | Natural Gas | Power | FALSE | FALSE | 1 | TRUE |  |  | None | Condensing | Step Modulating | Other |  |  |  |  | 55000 | 51000 | [9 empty] | 96.3 | 80 | Federally-Regulated Consumer Product | 2015-09-30
Ajax Boiler, Inc. | Ajax | OSGXH850 | Steam | Natural Gas | No Match | FALSE | TRUE | 3 |  |  | No Match | No Match | No Match | No Match | Other | No Match |  | No Match |  | 850000 |  | 850000 |  | 80 | 80 |  |  |  |  | 80 |  |  | Federally-Regulated Commercial & Industrial Equipment | 1996-02-29
Columbia Boiler / Pottstown | Thermo-Dynamics Boiler Co. | TDX-WC 100-DV | Water | Oil | Power | FALSE | FALSE | 1 |  |  | None | None | Non-Condensing | Single-Stage | Other |  |  |  |  | 140000 | 121000 | [9 empty] | 86.5 | 80 | Federally-Regulated Consumer Product | 2007-11-14
Ajax Boiler, Inc. | Ajax | WGOXFD-4000 | Steam | Natural Gas | Power | FALSE | FALSE | 3 |  |  | No Match | No Match | No Match | No Match | Other | No Match |  | No Match |  | 4000000 |  | 2000000 |  | 82 | 80 |  |  |  |  | 80 |  |  | Non Federally-Regulated | 1992-10-27
English Boiler & Tube, Inc. | Bent Tube Balanced Flow | BTBF-15-15 | Steam | Natural Gas | Power | FALSE | FALSE | 3 |  |  | No Match | No Match | No Match | No Match | Other | No Match |  | No Match |  | 630000 |  | 157500 |  | 80 | 80 |  |  | 3 |  | 80 |  |  | Federally-Regulated Commercial & Industrial Equipment | 1998-09-10
Lochinvar, LLC. | Lochinvar Corp. | CDL070 | Water | LPG | Power | FALSE | FALSE | 1 |  | TRUE |  | None | Condensing | Step Modulating | Other |  |  |  |  | 70000 | 65000 | [9 empty] | 94 | 80 | Federally-Regulated Consumer Product | 2014-10-23
Bosch Thermotechnology Corp. | Bosch Thermotechnology Corp. | SB735-790 | Water | Oil | Power | FALSE | FALSE | 1 |  |  | None | None | Condensing | Single-Stage | Other |  |  |  |  | 2751000 | 2509000 | 2751000 | 2509000 | 93.5 | 83 | 91.2 | [6 empty] | Federally-Regulated Commercial & Industrial Equipment | 2009-08-17
Laars Heating Systems Company | BRUTE LX | BLXHW100(N,P)**** | Water | Natural Gas | Power | FALSE | FALSE | 1 | TRUE |  |  | None | Condensing | Step Modulating | Other |  |  |  |  | 100000 | 93000 | [9 empty] | 95 | 80 | Federally-Regulated Consumer Product | 2015-09-30
Smith Cast Iron Boilers | Smith Cast Iron Boilers | PGB200-S-5-INTD | Steam | LPG | No Match | FALSE | FALSE | 1 |  |  | No Match | No Match | No Match | No Match | Cast Iron | No Match |  | No Match |  | 165000 | [10 empty] | 82 | 75 | Federally-Regulated Consumer Product | 1998-12-21
Laars Heating Systems Co. | Laars Heating Systems Co. | PNCH1500 | Water | Natural Gas | Power | FALSE | FALSE | 1 |  |  |  | None | Non-Condensing | Step Modulating | Copper |  |  |  |  | 1500000 | 1266000 |  |  |  |  | 85.2 | [6 empty] | Federally-Regulated Commercial & Industrial Equipment | 2015-04-20
Lochinvar, LLC. | Lochinvar Corp. | WH(N,L)285 | Water | LPG | Power | FALSE | FALSE | 1 |  | TRUE |  | None | Condensing | Step Modulating | Other |  |  |  |  | 285000 | 264000 | [9 empty] | 95 | 80 | Federally-Regulated Consumer Product | 2014-10-23
Water Pik, Inc. | Laars | EDP0110**IF2*X | Water | Combo (Natural Gas & Oil) | Power | FALSE | FALSE | 1 |  |  | No Match | None | Condensing | Step Modulating | Copper | No Match |  | No Match |  | 108200 | 95100 | [9 empty] | 85.5 | 80 | Federally-Regulated Consumer Product | 2005-02-10
Ajax Boiler, Inc. | Ajax | SGXB-9000-D | Steam | Natural Gas | No Match | FALSE | FALSE | 3 |  |  | No Match | No Match | No Match | No Match | Other | No Match |  | No Match |  | 9000000 |  | 9000000 |  | 80 | 80 |  |  |  |  | 80 |  |  | Federally-Regulated Commercial & Industrial Equipment | 1996-02-29
Parker Boiler Co. | Parker Boiler | G-1008R | Water | Natural Gas | Power | FALSE | FALSE | 3 |  |  | No Match | No Match | No Match | No Match | Other | No Match |  | No Match |  | 1008000 |  | 504000 |  | 85 | 80 |  |  | 4 |  | 82 |  |  | Federally-Regulated Commercial & Industrial Equipment | 1996-03-13
Water Pik, Inc. | Laars | PH1200EN09CBA | Water | Natural Gas | No Match | FALSE | TRUE | 3 |  |  | No Match | No Match | No Match | No Match | Copper | No Match |  | No Match |  | 1200000 |  | 1200000 |  | 82 | 80 |  |  | 5 |  | 82 |  |  | Federally-Regulated Commercial & Industrial Equipment | 2001-05-16
Laars Heating Systems Co. | Triangle Tube | SOLO 60 | Water | Natural Gas | Power | FALSE | FALSE | 1 |  |  |  | None | Condensing | Step Modulating | Other |  |  |  |  | 60000 | 54000 | [9 empty] | 96 | 80 | Federally-Regulated Consumer Product | 2012-07-06
Ajax Boiler, Inc. | Ajax | OWGB7500 | Steam | Natural Gas | No Match | FALSE | TRUE | 3 |  |  | No Match | No Match | No Match | No Match | Other | No Match |  | No Match |  | 7500000 |  | 7500000 |  | 80 | 80 |  |  |  |  | 80 |  |  | Federally-Regulated Commercial & Industrial Equipment | 1996-02-29
Burnham Corp. | Crown Boiler Co. | 16-455 | Water | Natural Gas | Induced Draft | FALSE | FALSE | 1 |  |  |  | None | Non-Condensing | Single-Stage | Cast Iron |  |  |  |  | 455000 | 364000 |  |  | 80 | 80 | 77 | [6 empty] | Federally-Regulated Commercial & Industrial Equipment | 2007-12-12
Camus Hydronics | Camus Hydronics | DFNW-0751-MS | Water | Natural Gas | Power | FALSE | FALSE | 1 |  |  |  | None | Condensing | Step Modulating | Other |  |  |  |  | 750000 | 654000 |  |  | 87.2 |  | 87.2 | [6 empty] | Federally-Regulated Commercial & Industrial Equipment | 2014-08-11
Burnham Corp. | Burnham Corp. | K5010SP | Steam | LPG | Induced Draft | FALSE | FALSE | 1 |  | TRUE |  | None | Non-Condensing | Single-Stage | Cast Iron |  |  |  |  | 658100 | 507000 |  |  | 80 |  | 77 | [6 empty] | Federally-Regulated Commercial & Industrial Equipment | 2014-09-05
Parker Boiler Co. | Parker Boiler | G-30R | Steam | Natural Gas | Power | FALSE | FALSE | 3 |  |  | No Match | No Match | No Match | No Match | Other | No Match |  | No Match |  | 1260000 |  | 630000 |  | 83 | 80 |  |  | 4 |  | 82 |  |  | Federally-Regulated Commercial & Industrial Equipment | 1996-03-13
Dunkirk | Pennco, Inc. | 1607HSID | Steam | Natural Gas | No Match | FALSE | FALSE | 1 |  |  | No Match | No Match | No Match | No Match | Cast Iron | No Match |  | No Match |  | 225000 | [10 empty] | 81.1 | 75 | Federally-Regulated Consumer Product | 1998-12-21
RBI Water Heaters | RBI Water Heaters | DB400 | Water | LPG | Power | FALSE | FALSE | 1 |  |  |  | None | Non-Condensing | Step Modulating | Copper |  |  |  |  | 399000 | 322000 |  |  | 85 | 80 | 80.8 | [6 empty] | Federally-Regulated Commercial & Industrial Equipment | 2011-02-17
Cleaver-Brooks | Cleaver-Brooks | MTF-700-1000-60HW | Water | Natural Gas | Power | FALSE | FALSE | 3 |  |  | No Match | No Match | No Match | No Match | Other | No Match |  | No Match |  | 1000000 |  | 1000000 |  | 80 | 80 |  |  | 25 |  | 80 |  |  | Federally-Regulated Commercial & Industrial Equipment | 2001-08-06
Easco Boiler Corp. | Easco | FST-600-W030 | Both Steam & Water | Combo (Natural Gas & Oil) | Power | FALSE | FALSE | 3 |  |  | No Match | No Match | No Match | No Match | Other | No Match |  | No Match |  | 25106000 |  | 5021200 |  | 84 | 80 |  |  | 22 |  | 81 |  |  | Federally-Regulated Commercial & Industrial Equipment | 1998-06-02
Raypak | Raypak | H7-2003 * | Water | LPG | Induced Draft | FALSE | FALSE | 1 |  |  |  | None | Non-Condensing | Step Modulating | Copper |  |  |  |  | 1999000 | 1723000 |  |  |  |  | 86.2 | [6 empty] | Federally-Regulated Commercial & Industrial Equipment | 2015-04-16
U.S. Boiler Co. | New Yorker Boiler Co. | CL4-210-W | Water | Oil | Power | FALSE | FALSE | 1 |  | TRUE |  | None | Non-Condensing | Single-Stage | Cast Iron | Multiple-Speed |  |  |  | 210000 | 179000 | [9 empty] | 84 | 80 | Federally-Regulated Consumer Product | 2014-01-14
Parker Boiler Co. | Parker Boiler | T1460L | Water | Natural Gas | Power | FALSE | FALSE | 3 |  |  | No Match | No Match | No Match | No Match | Other | No Match |  | No Match |  | 1460000 |  | 730000 |  | 80 | 80 |  |  | 4 |  | 80 |  |  | Federally-Regulated Commercial & Industrial Equipment | 1996-03-13
Dunkirk | Dunkirk | DPFG-4T-183 | Water | Combo (Natural Gas & Oil) | Power | FALSE | FALSE | 1 |  |  | No Match | No Match | No Match | No Match | Cast Iron | No Match |  | No Match |  | 183000 | [10 empty] | 81.8 | 80 | Federally-Regulated Consumer Product | 2001-11-01
Water Pik, Inc. | Laars | H(W)(P)-M2-60 | Water | Combo (Natural Gas & Oil) | Power | FALSE | FALSE | 1 |  |  | No Match | No Match | No Match | No Match | Copper | No Match |  | No Match |  | 60000 | [10 empty] | 87 | 80 | Federally-Regulated Consumer Product | 2001-11-21
Dunkirk | Caribe | BWMAAN000050AAAA | Water | Natural Gas | Power | FALSE | FALSE | 1 |  | TRUE |  | None | Condensing | Step Modulating | Other | Single-Speed |  |  |  | 50000 | 46000 | [9 empty] | 95 | 80 | Federally-Regulated Consumer Product | 2013-04-19
Bryan Steam Corp. | Bryan | CL-300-W-G | Water | Natural Gas | No Match | TRUE | FALSE | 3 |  |  | No Match | No Match | No Match | No Match | Other | No Match |  | No Match |  | 3000000 |  | 3000000 |  | 80 | 80 |  |  |  |  | 80 |  |  | Federally-Regulated Commercial & Industrial Equipment | 1996-02-29
Water Pik, Inc. | Laars | PH0850EN04*BA | Water | Natural Gas | No Match | FALSE | TRUE | 3 |  |  | No Match | No Match | No Match | No Match | Copper | No Match |  | No Match |  | 850000 |  | 212850 |  | 82 | 80 |  |  | 5 |  | 82 |  |  | Federally-Regulated Commercial & Industrial Equipment | 2001-05-16
Ajax Boiler, Inc. | Ajax | B15E0 | Water | Natural Gas | Luminous | FALSE | TRUE | 1 |  |  | None | None | Non-Condensing | Step Modulating | Copper | Single-Speed | 0.75 | No Match |  | 1500000 | 1200000 | 1200000 | 960000 | 80 | 80 | 79.2 | [6 empty] | Federally-Regulated Commercial & Industrial Equipment | 2007-08-15
Peerless Heater Co. | Peerless | 211A-35I | Steam | Natural Gas | No Match | FALSE | FALSE | 3 |  |  | No Match | No Match | No Match | No Match | Cast Iron | No Match |  | No Match |  | 7140000 |  | 7140000 |  | 80 | 75 |  |  | 15 | 147 | 80 |  |  | Non Federally-Regulated | 1990-06-25
Burnham Corp. | Burnham Corp. | V1107 | Both Steam & Water | Oil | Power | FALSE | FALSE | 1 |  |  |  | None | Non-Condensing | Single-Stage | Cast Iron |  |  |  |  | 1540000 | 1281000 |  |  | 84.9 | 83 | 83.2 | [6 empty] | Federally-Regulated Commercial & Industrial Equipment | 2010-03-16
Smith Cast Iron Boilers | Peerless | TCII-14-W-G | Water | Natural Gas | Power | FALSE | FALSE | 1 |  |  |  | None | Non-Condensing | Single-Stage | Cast Iron |  |  |  |  | 4293000 | 3567000 |  |  | 83.5 | 82 | [7 empty] | Federally-Regulated Commercial & Industrial Equipment | 2015-09-30
PB Heat, LLC | PB Heat, LLC | 63-03L-SPRK-W | Water | LPG | Injection Type | FALSE | FALSE | 1 |  | TRUE | Draft Diverter | Stack Damper | Non-Condensing | Single-Stage | Cast Iron | Single-Speed |  | Standard |  | 88500 | 73000 | [9 empty] | 82.4 | 80 | Federally-Regulated Consumer Product | 2014-08-08
Crown Boiler Co. | Crown Boiler Co. | AWR175 | Water | LPG | Injection Type | FALSE | FALSE | 1 |  | TRUE |  | Stack Damper | Non-Condensing | Single-Stage | Cast Iron | Single-Speed |  |  |  | 175000 | 146000 | [9 empty] | 83.1 | 80 | Federally-Regulated Consumer Product | 2013-04-19
Burnham Corp. | Burnham Corp. | V1106H-WO | Water | Oil | Power | FALSE | FALSE | 1 |  |  |  | None | Non-Condensing | Two-Stage Modulating | Cast Iron |  |  |  |  | 1288000 | 1085000 |  |  | 85.5 |  | 84.7 | [6 empty] | Federally-Regulated Commercial & Industrial Equipment | 2014-08-11
PB Heat, LLC | PB Heat, LLC | SC/SCT-07-W/S-N | Water | Natural Gas | Power | FALSE | FALSE | 1 |  |  |  | None | Non-Condensing | Single-Stage | Cast Iron |  |  |  |  | 577000 | 468000 |  |  | 82.8 |  | 81.1 | [6 empty] | Federally-Regulated Commercial & Industrial Equipment | 2014-09-05
HTP, Inc. | HTP, Inc. | WBRCLP140F | Water | LPG | Power | FALSE | FALSE | 1 |  | TRUE |  | None | Condensing | Step Modulating | Other |  |  |  |  | 140000 | 126000 | [9 empty] | 93.2 | 80 | Federally-Regulated Consumer Product | 2015-03-30
Ajax Boiler, Inc. | Ajax | WNG10000W | Water | Natural Gas | No Match | FALSE | TRUE | 3 |  |  | No Match | No Match | No Match | No Match | Other | No Match |  | No Match |  | 10000000 |  | 5000000 |  | 80 | 80 |  |  |  |  | 80 |  |  | Federally-Regulated Commercial & Industrial Equipment | 1997-01-07
Universal Boiler Works | Universal Boiler Works | BF2000S1 | Steam | Combo (Natural Gas & Oil) | Power | FALSE | FALSE | 3 |  |  | No Match | No Match | No Match | No Match | Other | No Match |  | No Match |  | 84000000 |  | 8400000 |  | 83.5 | 80 |  |  | 10 |  | 82 |  |  | Federally-Regulated Commercial & Industrial Equipment | 2001-12-13
English Boiler & Tube, Inc. | Bent Tube Balanced Flow | BTBF-40-160 | Water | Natural Gas | Power | FALSE | FALSE | 3 |  |  | No Match | No Match | No Match | No Match | Other | No Match |  | No Match |  | 1680000 |  | 420000 |  | 80 | 80 |  |  | 3 |  | 80 |  |  | Federally-Regulated Commercial & Industrial Equipment | 1998-09-10
Smith Cast Iron Boilers | Peerless | CC-06-W-G | Water | Natural Gas | Power | FALSE | FALSE | 1 |  |  |  | None | Non-Condensing | Single-Stage | Cast Iron |  |  |  |  | 938000 | 762000 |  |  |  |  | 81.2 | 80 | [5 empty] | Federally-Regulated Commercial & Industrial Equipment | 2015-09-30
Parker Boiler Co. | Parker Boiler | GO-528R | Water | Combo (Natural Gas & Oil) | Power | FALSE | FALSE | 3 |  |  | No Match | No Match | No Match | No Match | Other | No Match |  | No Match |  | 528000 |  | 264000 |  | 84 | 80 |  |  | 4 |  | 82 |  |  | Federally-Regulated Commercial & Industrial Equipment | 1996-03-13
Lochinvar, LLC. | Lochinvar Corp. | FBL2000 | Water | LPG | Power | FALSE | FALSE | 1 |  |  |  | None | Condensing | Step Modulating | Other |  |  |  |  | 2000000 | 1840000 |  |  | 92 |  | 92 | [6 empty] | Federally-Regulated Commercial & Industrial Equipment | 2014-10-23
Parker Boiler Co. | Parker Boiler | T490L | Water | Natural Gas | Power | FALSE | FALSE | 3 |  |  | No Match | No Match | No Match | No Match | Other | No Match |  | No Match |  | 490000 |  | 245000 |  | 80 | 80 |  |  | 4 |  | 80 |  |  | Federally-Regulated Commercial & Industrial Equipment | 1996-03-13
Ajax Boiler, Inc. | Ajax | WGX-WGXB-2000-D | Steam | Natural Gas | No Match | FALSE | FALSE | 3 |  |  | No Match | No Match | No Match | No Match | Other | No Match |  | No Match |  | 2000000 |  | 2000000 |  | 80 | 80 |  |  |  |  | 80 |  |  | Federally-Regulated Commercial & Industrial Equipment | 1996-02-29
Ajax Boiler, Inc. | Ajax | DRF100 | Water | Natural Gas | Power | FALSE | TRUE | 1 |  |  | Draft Hood | Stack Damper | Non-Condensing | Two-Stage Modulating | Other | None |  | No Match |  | 4200000 | 3360000 | 3360000 | 2688000 | 80 | 80 | 79.2 | [6 empty] | Federally-Regulated Commercial & Industrial Equipment | 2007-08-15
Cleaver-Brooks | Cleaver-Brooks | CB-700-70-***** | Steam | Natural Gas | Power | FALSE | FALSE | 3 |  |  | No Match | No Match | No Match | No Match | Other | No Match |  | No Match |  | 2930000 |  | 2930000 |  | 80 | 80 |  |  | 25 |  | 80 |  |  | Federally-Regulated Commercial & Industrial Equipment | 1996-03-06
U.S. Boiler Co. | New Yorker Boiler Co. | PVCG80BN | Water | Natural Gas | Induced Draft | FALSE | FALSE | 1 |  |  |  | None | Non-Condensing | Single-Stage | Cast Iron | Single-Speed |  |  |  | 245000 | 208000 | [9 empty] | 84.5 | 80 | Federally-Regulated Consumer Product | 2014-01-14
Cleaver-Brooks | Cleaver-Brooks | CBW-700-100-***** | Steam | Natural Gas | Power | FALSE | FALSE | 3 |  |  | No Match | No Match | No Match | No Match | Other | No Match |  | No Match |  | 4190000 |  | 4190000 |  | 80 | 80 |  |  | 25 |  | 80 |  |  | Federally-Regulated Commercial & Industrial Equipment | 1999-03-02
Columbia Boiler / Pottstown | Columbia Boiler / Pottstown | SL6150 | Water | LPG | Power | FALSE | FALSE | 1 |  |  | Barometric Regulator | None | Non-Condensing | Single-Stage | Cast Iron |  |  |  |  | 175000 | 148000 | [9 empty] | 85.1 | 80 | Federally-Regulated Consumer Product | 2008-04-14
Water Pik, Inc. | Laars | PH1670IP09C1A | Water | LPG | No Match | FALSE | FALSE | 3 |  |  | No Match | No Match | No Match | No Match | Copper | No Match |  | No Match |  | 1670000 |  | 1670000 |  | 81 | 80 |  |  | 5 |  | 81 |  |  | Federally-Regulated Commercial & Industrial Equipment | 2001-05-30
Laars Heating Systems Co. | National Combustion Co. | F85H1750 | Water | Natural Gas | Power | FALSE | FALSE | 1 |  |  |  | None | Non-Condensing | Two-Stage Modulating | Copper |  |  |  |  | 1750000 | 1489000 |  |  | 85.2 |  | 85.2 | [6 empty] | Federally-Regulated Commercial & Industrial Equipment | 2014-10-21
PB Heat, LLC | Smith Cast Iron Boilers | GSX-88-INT | Steam | LPG | Injection Type | FALSE | FALSE | 1 |  | TRUE | Draft Diverter | Stack Damper | Non-Condensing | Single-Stage | Cast Iron |  |  |  |  | 88500 | 74000 | [9 empty] | 83 | 75 | Federally-Regulated Consumer Product | 2013-04-19
Harsco Industrial / Patterson-Kelley | Mach | C-1050 | Water | Natural Gas | Power | FALSE | TRUE | 1 |  |  | None | None | Condensing | Step Modulating | Other | Single-Speed |  |  |  | 1050000 | 987000 | 210000 | 197400 | 94 | 80 | 93.9 | [6 empty] | Federally-Regulated Commercial & Industrial Equipment | 2009-03-14
Camus Hydronics | Camus Hydronics | DMPC-0123-MPI | Water | LPG | Power | FALSE | FALSE | 1 | TRUE |  |  | None | Condensing | Step Modulating | Other |  |  |  |  | 120000 | 108000 | [9 empty] | 90 | 80 | Federally-Regulated Consumer Product | 2015-09-30
Slant / Fin Corp. | Slant / Fin Corp. | SX-210ED | Water | Natural Gas | Injection Type | FALSE | FALSE | 1 |  |  |  | Stack Damper | Non-Condensing | Single-Stage | Cast Iron |  |  |  |  | 210000 | 175000 | [9 empty] | 83.1 | 80 | Federally-Regulated Consumer Product | 2007-11-14
Raypak | Raypak | H4-HD301* | Water | Natural Gas | Induced Draft | FALSE | TRUE | 1 |  |  | None | None | Non-Condensing | Single-Stage | Copper | Single-Speed |  | Standard |  | 299000 | 251160 | [9 empty] | 85 | 80 | Federally-Regulated Consumer Product | 2010-01-11
Cleaver-Brooks | Cleaver-Brooks | P-700-40-***** | Steam | Natural Gas | Power | FALSE | FALSE | 3 |  |  | No Match | No Match | No Match | No Match | Other | No Match |  | No Match |  | 1673750 |  | 1673750 |  | 80 | 80 |  |  | 25 |  | 80 |  |  | Federally-Regulated Commercial & Industrial Equipment | 1996-03-06
Ajax Boiler, Inc. | Ajax | SGX-SGXB-5500-D | Steam | Natural Gas | No Match | FALSE | FALSE | 3 |  |  | No Match | No Match | No Match | No Match | Other | No Match |  | No Match |  | 5500000 |  | 5500000 |  | 80 | 80 |  |  |  |  | 80 |  |  | Federally-Regulated Commercial & Industrial Equipment | 1996-02-29
Columbia Boiler / Pottstown | Columbia Boiler / Pottstown | CBX-WC 90-DV | Water | Oil | Power | FALSE | FALSE | 1 |  |  | None | None | Non-Condensing | Single-Stage | Other |  |  |  |  | 126000 | 110000 | [9 empty] | 87 | 80 | Federally-Regulated Consumer Product | 2007-11-14
Ace Boiler, Inc. | Ace Boiler, Inc. | B7EO | Both Steam & Water | Natural Gas | No Match | FALSE | TRUE | 3 |  |  | No Match | No Match | No Match | No Match | Copper | No Match |  | No Match |  | 670000 |  | 670000 |  | 80.5 | 80 |  |  |  |  | 80.5 |  |  | Federally-Regulated Commercial & Industrial Equipment | 1996-02-29
Columbia Boiler / Pottstown | Boyertown Furnace Co. | SL5125 | Water | Natural Gas | Power | FALSE | FALSE | 1 |  |  | Barometric Regulator | None | Non-Condensing | Single-Stage | Cast Iron |  |  |  |  | 175000 | 153000 | [9 empty] | 85.1 | 80 | Federally-Regulated Consumer Product | 2008-04-14
Parker Boiler Co. | Parker Boiler | G-3456R | Water | Natural Gas | Power | FALSE | FALSE | 3 |  |  | No Match | No Match | No Match | No Match | Other | No Match |  | No Match |  | 3456000 |  | 1728000 |  | 85 | 80 |  |  | 4 |  | 82 |  |  | Federally-Regulated Commercial & Industrial Equipment | 1996-03-13
Ajax Boiler, Inc. | Ajax | OWG900 | Steam | Natural Gas | No Match | FALSE | TRUE | 3 |  |  | No Match | No Match | No Match | No Match | Other | No Match |  | No Match |  | 900000 |  | 900000 |  | 80 | 80 |  |  |  |  | 80 |  |  | Federally-Regulated Commercial & Industrial Equipment | 1996-02-29
Ajax Boiler, Inc. | Ajax | HFG3500W | Steam | Natural Gas | Power | FALSE | TRUE | 3 |  |  | No Match | No Match | No Match | No Match | Other | No Match |  | No Match |  | 3500000 |  | 1400000 |  | 80 | 80 |  |  |  |  | 80 |  |  | Federally-Regulated Commercial & Industrial Equipment | 1997-01-07
Viessmann Manufacturing | Viessmann Manufacturing | VD2-380G | Water | Natural Gas | Power | FALSE | FALSE | 3 |  |  |  | None | Non-Condensing | Two-Stage Modulating | Cast Iron |  |  |  |  | 1544000 | 1319000 |  |  | 85.4 |  | 85.4 | [6 empty] | Federally-Regulated Commercial & Industrial Equipment | 2014-09-05
Burnham Corp. | Crown Boiler Co. | KSZ075 | Steam | Oil | Power | FALSE | FALSE | 1 |  |  |  | None | Non-Condensing | Single-Stage | Cast Iron |  |  |  |  | 105000 | 90000 | [9 empty] | 84.5 | 80 | Federally-Regulated Consumer Product | 2007-11-14
Rite Engineering | Rite | A650S | Both Steam & Water | Natural Gas | No Match | FALSE | FALSE | 3 |  |  | No Match | No Match | No Match | No Match | Other | No Match |  | No Match |  | 6500000 |  | 3250000 |  | 80 | 80 |  |  |  |  | 80 |  |  | Non Federally-Regulated | 1992-10-14
Water Pik, Inc. | Laars | HH0850IN09C1A | Water | Natural Gas | No Match | FALSE | FALSE | 3 |  |  | No Match | No Match | No Match | No Match | Copper | No Match |  | No Match |  | 850000 |  | 850000 |  | 81 | 80 |  |  | 5 |  | 81 |  |  | Federally-Regulated Commercial & Industrial Equipment | 2001-05-16
Burnham Corp. | Crown Boiler Co. | 24-04 | Both Steam & Water | LPG | Power | FALSE | FALSE | 1 |  |  |  | None | Non-Condensing | Single-Stage | Cast Iron |  |  |  |  | 594000 | 476000 |  |  | 82.5 | 80 | 80.1 | [6 empty] | Federally-Regulated Commercial & Industrial Equipment | 2007-12-12
Water Pik, Inc. | Laars | PW0500IP09CBA | Both Steam & Water | LPG | No Match | FALSE | FALSE | 3 |  |  | No Match | No Match | No Match | No Match | Copper | No Match |  | No Match |  | 500000 |  | 500000 |  | 82 | 80 |  |  | 5 |  | 82 |  |  | Federally-Regulated Commercial & Industrial Equipment | 2001-11-21
Camus Hydronics | Camus Hydronics | DFPH-2500-MS | Water | LPG | Power | FALSE | FALSE | 1 |  |  |  | None | Non-Condensing | Step Modulating | Other |  |  |  |  | 2500000 | 2125000 |  |  | 85 |  | 85 | [6 empty] | Federally-Regulated Commercial & Industrial Equipment | 2014-08-11
Water Pik, Inc. | Laars | PW1200IN09C1A | Both Steam & Water | Natural Gas | No Match | FALSE | FALSE | 3 |  |  | No Match | No Match | No Match | No Match | Copper | No Match |  | No Match |  | 1200000 |  | 1200000 |  | 81 | 80 |  |  | 5 |  | 81 |  |  | Federally-Regulated Commercial & Industrial Equipment | 2001-11-21
Navien, Inc. | Navien America, Inc. | NHB-150 | Water | Natural Gas | Power | FALSE | FALSE | 1 |  | TRUE |  | None | Condensing | Step Modulating | Other |  |  |  |  | 150000 | 138000 | [9 empty] | 95 | 80 | Federally-Regulated Consumer Product | 2015-03-30
Crown Boiler Co. | Burnham Corp. | ES24 | Water | LPG | Injection Type | FALSE | FALSE | 1 |  |  | Draft Diverter | Stack Damper | Non-Condensing | Single-Stage | Cast Iron | Single-Speed | 0.04 | Standard |  | 105000 | 89000 | [9 empty] | 85 | 80 | Federally-Regulated Consumer Product | 2010-03-16
English Boiler & Tube, Inc. | Bent Tube Balanced Flow | BTBF-15-150 | Steam | Natural Gas | Power | FALSE | FALSE | 3 |  |  | No Match | No Match | No Match | No Match | Other | No Match |  | No Match |  | 630000 |  | 157500 |  | 80 | 80 |  |  | 3 |  | 80 |  |  | Federally-Regulated Commercial & Industrial Equipment | 1998-09-10
PVI Industries | PVI | 180 SBHE 250A-TPGO | Steam | Combo (Natural Gas & Oil) | No Match | FALSE | FALSE | 3 |  |  | No Match | No Match | No Match | No Match | Other | No Match |  | No Match |  | 7200000 |  | 2400000 |  | 84 | 80 |  |  |  |  | 85 |  |  | Federally-Regulated Commercial & Industrial Equipment | 1996-03-13
Slant / Fin Corp. | Slant / Fin Corp. | LWDF-3400-8-7 | Water | Oil | Power | FALSE | FALSE | 1 |  |  |  | None | Non-Condensing | Single-Stage | Cast Iron |  |  |  |  | 3360000 | 2696000 |  |  | 85.5 | 83 | 80.2 | [6 empty] | Federally-Regulated Commercial & Industrial Equipment | 2007-12-12
Slant / Fin Corp. | Slant / Fin Corp. | LX-90 | Water | LPG | Power | FALSE | FALSE | 1 |  | TRUE | None | None | Condensing | Step Modulating | Other | Single-Speed |  | Standard |  | 90000 | 80000 | [9 empty] | 92.5 | 80 | Federally-Regulated Consumer Product | 2013-07-10
Lochinvar, LLC. | Lochinvar Corp. | KBL701 | Water | LPG | Power | FALSE | FALSE | 1 |  |  |  | None | Condensing | Step Modulating | Other |  |  |  |  | 700000 | 658000 |  |  |  |  | 94 | [6 empty] | Federally-Regulated Commercial & Industrial Equipment | 2015-04-20
Smith Cast Iron Boilers | Smith Cast Iron Boilers | GB100-W-4-INT-D | Water | Natural Gas | No Match | FALSE | FALSE | 1 |  |  | No Match | No Match | No Match | No Match | Cast Iron | No Match |  | No Match |  | 75000 | [10 empty] | 84 | 80 | Federally-Regulated Consumer Product | 1998-12-21
Laars Heating Systems Co. | Laars | PNCH0750P******* | Water | LPG | Power | FALSE | TRUE | 1 |  |  |  | None | Non-Condensing | Two-Stage Modulating | Copper |  |  |  |  | 750000 | 638000 | 249990 |  | 85 | 80 | 84 | [6 empty] | Federally-Regulated Commercial & Industrial Equipment | 2007-11-01
Harsco Industrial / Patterson-Kelley | Harsco Industrial / Patterson-Kelley | N-1700-2 | Water | Natural Gas | Pressure | FALSE | FALSE | 1 |  |  |  | None | Non-Condensing | Two-Stage Modulating | Copper |  |  |  |  | 1700000 | 1445000 |  |  |  |  | 85 | [6 empty] | Federally-Regulated Commercial & Industrial Equipment | 2014-09-05
Ajax Boiler, Inc. | Ajax | WEG5500W | Water | Natural Gas | Power | FALSE | TRUE | 3 |  |  | No Match | No Match | No Match | No Match | Other | No Match |  | No Match |  | 5230000 |  | 2200000 |  | 85 | 80 |  |  |  |  | 80 |  |  | Federally-Regulated Commercial & Industrial Equipment | 1997-01-07
Water Pik, Inc. | Laars | PH1825IN09*BA | Water | Natural Gas | No Match | FALSE | FALSE | 3 |  |  | No Match | No Match | No Match | No Match | Copper | No Match |  | No Match |  | 1825000 |  | 456250 |  | 82 | 80 |  |  | 5 |  | 82 |  |  | Federally-Regulated Commercial & Industrial Equipment | 2001-05-30
Ajax Boiler, Inc. | Ajax | DFG60W | Water | Natural Gas | Power | FALSE | TRUE | 3 |  |  | No Match | No Match | No Match | No Match | Other | No Match |  | No Match |  | 2500000 |  | 1000000 |  | 80 | 80 |  |  |  |  | 80 |  |  | Federally-Regulated Commercial & Industrial Equipment | 1997-01-07
PB Heat, LLC | PB Heat, LLC | 63.04L-SPRK-W | Water | LPG | Injection Type | FALSE | FALSE | 1 |  | TRUE | Draft Diverter | Stack Damper | Non-Condensing | Single-Stage | Cast Iron | Single-Speed |  | Standard |  | 147500 | 123000 | [9 empty] | 82.7 | 80 | Federally-Regulated Consumer Product | 2013-04-19
Laars Heating Systems Co. | Triangle Tube | KS500 | Water | Natural Gas | Power | FALSE | FALSE | 1 |  | FALSE |  | None | Condensing | Step Modulating | Other |  |  |  |  | 500000 | 475000 |  |  | 95 |  | 95 | [6 empty] | Federally-Regulated Commercial & Industrial Equipment | 2014-08-11
Burnham Corp. | Crown Boiler Co. | CTPB-3 | Water | Oil | Pressure | FALSE | FALSE | 1 |  |  |  | None | Non-Condensing | Single-Stage | Cast Iron | Single-Speed | 0.04 | Standard |  | 105000 | 92000 | [9 empty] | 86.6 | 80 | Federally-Regulated Consumer Product | 2007-11-14
Allied Engineering Co. | Super Hot | SG400**** | Water | Natural Gas | No Match | TRUE | TRUE | 3 |  |  | No Match | No Match | No Match | No Match | Copper | No Match |  | No Match |  | 400000 |  | 160000 |  | 80 | 80 |  |  | 225 |  | 80 |  |  | Federally-Regulated Commercial & Industrial Equipment | 1998-04-21
Ajax Boiler, Inc. | Ajax | WRPG5250 | Water | Natural Gas | Power | FALSE | TRUE | 1 |  |  | Draft Hood | Stack Damper | Non-Condensing | Two-Stage Modulating | Other | None |  | No Match |  | 5250000 | 4305000 | 4305000 | 3530100 | 82 | 80 | 81.2 | [6 empty] | Federally-Regulated Commercial & Industrial Equipment | 2007-08-15
PB Heat, LLC | PB Heat, LLC | TC-HE-S/W-07 | Both Steam & Water | Natural Gas | Power | FALSE | FALSE | 1 |  |  |  | None | Non-Condensing | Single-Stage | Cast Iron |  |  |  |  | 2088000 | 1722000 |  |  | 83.5 | 80 | 82.5 | [6 empty] | Federally-Regulated Commercial & Industrial Equipment | 2011-02-17
Smith Cast Iron Boilers | Peerless | TCII-16-W-O | Water | Oil | Power | FALSE | FALSE | 1 |  |  |  | None | Non-Condensing | Single-Stage | Cast Iron |  |  |  |  | 4760000 | 4079000 |  |  | 86 | 84 | [7 empty] | Federally-Regulated Commercial & Industrial Equipment | 2015-09-30
Gasmaster Industries, Inc. | Gasmaster | GMI 400 | Both Steam & Water | Natural Gas | Power | FALSE | FALSE | 3 |  |  | No Match | No Match | No Match | No Match | Other | No Match |  | No Match |  | 400000 |  | 20000 |  | 94 | 80 |  |  |  |  | 98 |  |  | Federally-Regulated Commercial & Industrial Equipment | 2000-05-18
Dunkirk | Dunkirk | PSB-4D | Steam | Natural Gas | No Match | FALSE | FALSE | 1 |  |  | No Match | No Match | No Match | No Match | Cast Iron | No Match |  | No Match |  | 112500 | [10 empty] | 80.4 | 75 | Federally-Regulated Consumer Product | 1998-12-21
Burnham Corp. | New Yorker Boiler Co. | CG60CHNI | Water | LPG | Induced Draft | FALSE | FALSE | 1 |  |  |  | Stack Damper | Non-Condensing | Single-Stage | Cast Iron | Single-Speed | 0.04 | Standard |  | 164000 | 136000 | [9 empty] | 84 | 80 | Federally-Regulated Consumer Product | 2008-12-24
HTP, Inc. | Westinghouse | WBRNG080W | Water | Natural Gas | Power | FALSE | FALSE | 1 | TRUE |  |  | None | Condensing | Step Modulating | Other |  |  |  |  | 80000 | 74000 | [9 empty] | 96 | 80 | Federally-Regulated Consumer Product | 2015-09-30
PB Heat, LLC | PB Heat, LLC | MI-05-SPRK | Water | Natural Gas | Injection Type | FALSE | FALSE | 1 |  | TRUE |  | Stack Damper | Non-Condensing | Single-Stage | Cast Iron | Single-Speed |  |  |  | 140000 | 115000 | [9 empty] | 82 | 80 | Federally-Regulated Consumer Product | 2013-04-19
Hydrotherm | Hydrotherm | VS-110BS-INT | Steam | Natural Gas | Injection Type | FALSE | FALSE | 1 |  |  |  | None | Non-Condensing | Single-Stage | Cast Iron |  |  |  |  | 110000 | 89000 | [9 empty] | 81.3 | 75 | Federally-Regulated Consumer Product | 2008-10-20
Raypak | Raypak | (H,W)7-850(N,P)Z | Water | LPG | Induced Draft | FALSE | FALSE | 1 |  |  | None | None | Condensing | Step Modulating | Other |  |  |  |  | 850000 | 803000 | 170000000 | 160650000 | 94.5 | 80 | 94 | [6 empty] | Federally-Regulated Commercial & Industrial Equipment | 2010-03-16
Allied Engineering Co. | Super Hot | AAE480**** | Water | Natural Gas | No Match | TRUE | TRUE | 3 |  |  | No Match | No Match | No Match | No Match | Copper | No Match |  | No Match |  | 480000 |  | 168000 |  | 80 | 80 |  |  | 225 |  | 80 |  |  | Federally-Regulated Commercial & Industrial Equipment | 1998-04-21
Water Pik, Inc. | Laars | PH1200IN09CBA | Water | Natural Gas | No Match | FALSE | FALSE | 3 |  |  | No Match | No Match | No Match | No Match | Copper | No Match |  | No Match |  | 1200000 |  | 1200000 |  | 82 | 80 |  |  | 5 |  | 82 |  |  | Federally-Regulated Commercial & Industrial Equipment | 2001-05-16
Lochinvar, LLC. | Lochinvar Corp. | CBN215F9 | Water | LPG | Injection Type | FALSE | FALSE | 1 |  |  |  | Stack Damper | Non-Condensing | Single-Stage | Copper |  |  |  |  | 215000 | 178000 | [9 empty] | 84 | 80 | Federally-Regulated Consumer Product | 2007-11-14
Burnham Corp. | Burnham Corp. | K5016 | Both Steam & Water | LPG | Induced Draft | FALSE | FALSE | 1 |  |  |  | None | Non-Condensing | Single-Stage | Cast Iron |  |  |  |  | 1096900 | 878000 |  |  | 80 | 80 | 77 | [6 empty] | Federally-Regulated Commercial & Industrial Equipment | 2010-03-16
Newmac Manufacturing | Newmac Manufacturing | NBR 127 | Water | Oil | No Match | TRUE | FALSE | 1 |  |  | No Match | No Match | No Match | No Match | Other | No Match |  | No Match |  | 146000 | [10 empty] | 87.1 | 80 | Federally-Regulated Consumer Product | 2001-04-12
Smith Cast Iron Boilers | Peerless | TCII-14-W-G | Water | LPG | Power | FALSE | FALSE | 1 |  |  |  | None | Non-Condensing | Single-Stage | Cast Iron |  |  |  |  | 4293000 | 3567000 |  |  | 83.5 | 82 | [7 empty] | Federally-Regulated Commercial & Industrial Equipment | 2015-09-30
Water Pik, Inc. | Laars | HH3600EN18AC | Water | Natural Gas | No Match | FALSE | TRUE | 3 |  |  | No Match | No Match | No Match | No Match | Copper | No Match |  | No Match |  | 3645000 |  | 3645000 |  | 81 | 80 |  |  | 5 |  | 81 |  |  | Federally-Regulated Commercial & Industrial Equipment | 2001-05-16
HTP, Inc. | Westinghouse | WBR^^199 | Water | Natural Gas | Power | FALSE | FALSE | 1 | TRUE |  |  | None | Condensing | Step Modulating | Other |  |  |  |  | 199000 | 184000 | [9 empty] | 95.3 | 80 | Federally-Regulated Consumer Product | 2015-09-30
Water Pik, Inc. | Laars | VW1825IP04*BA | Both Steam & Water | LPG | No Match | FALSE | FALSE | 3 |  |  | No Match | No Match | No Match | No Match | Copper | No Match |  | No Match |  | 1825000 |  | 456250 |  | 82 | 80 |  |  | 5 |  | 82 |  |  | Federally-Regulated Commercial & Industrial Equipment | 2001-11-21
PB Heat, LLC | PB Heat, LLC | MI-08-SPRK | Water | LPG | Injection Type | FALSE | FALSE | 1 |  | TRUE |  | Stack Damper | Non-Condensing | Single-Stage | Cast Iron | Single-Speed |  |  |  | 227500 | 186000 | [9 empty] | 82 | 80 | Federally-Regulated Consumer Product | 2013-04-19
Burnham Corp. | Burnham Corp. | 204 | Water | LPG | Induced Draft | FALSE | FALSE | 1 |  |  |  | Stack Damper | Non-Condensing | Single-Stage | Cast Iron | Single-Speed | 0.04 | Standard |  | 96000 | 80000 | [9 empty] | 82.3 | 80 | Federally-Regulated Consumer Product | 2007-11-14
Dunkirk | Lennox | GWB8-2251E | Water | Combo (Natural Gas & Oil) | Power | FALSE | FALSE | 1 |  |  | No Match | No Match | No Match | No Match | Cast Iron | No Match |  | No Match |  | 225000 | [10 empty] | 82 | 80 | Federally-Regulated Consumer Product | 2001-11-01
Smith Cast Iron Boilers | Smith Cast Iron Boilers | M450A-*-16 | Both Steam & Water | Oil | Power | FALSE | FALSE | 1 |  |  |  | None | Non-Condensing | Single-Stage | Cast Iron |  |  |  |  | 4970000 | 4151000 |  |  | 85.2 | 83 | 83.5 | [6 empty] | Federally-Regulated Commercial & Industrial Equipment | 2008-05-08
Slant / Fin Corp. | Slant / Fin Corp. | LD-60 | Water | Oil | Power | FALSE | FALSE | 1 |  |  |  | None | Non-Condensing | Single-Stage | Cast Iron |  |  |  |  | 399000 | 326000 |  |  | 84.7 | 83 | 81.8 | [6 empty] | Federally-Regulated Commercial & Industrial Equipment | 2007-12-12
Camus Hydronics | Camus Hydronics | DFNW-3500-MS | Water | Natural Gas | Power | FALSE | FALSE | 1 |  |  |  | None | Non-Condensing | Step Modulating | Other |  |  |  |  | 3500000 | 2975000 |  |  | 85 |  | 85 | [6 empty] | Federally-Regulated Commercial & Industrial Equipment | 2014-08-11
Slant / Fin Corp. | Slant / Fin Corp. | TRDV-30-1.00 | Water | Oil | Power | FALSE | FALSE | 1 |  | TRUE |  | None | Non-Condensing | Single-Stage | Cast Iron | Single-Speed |  |  |  | 140000 | 121000 | [9 empty] | 86.5 | 80 | Federally-Regulated Consumer Product | 2013-04-19
Lochinvar, LLC. | Lochinvar Corp. | SBL1000 | Water | LPG | Power | FALSE | FALSE | 1 |  |  |  | None | Condensing | Step Modulating | Other |  |  |  |  | 999900 | 941000 |  |  |  |  | 94.1 | [6 empty] | Federally-Regulated Commercial & Industrial Equipment | 2015-04-20
Ajax Boiler, Inc. | Ajax | WEC4000W | Water | Combo (Natural Gas & Oil) | Power | FALSE | TRUE | 3 |  |  | No Match | No Match | No Match | No Match | Other | No Match |  | No Match |  | 3800000 |  | 1600000 |  | 85 | 80 |  |  |  |  | 80 |  |  | Federally-Regulated Commercial & Industrial Equipment | 1997-01-07
Slant / Fin Corp. | Slant / Fin Corp. | GG-200HEDS | Water | Natural Gas | Injection Type | FALSE | FALSE | 1 |  |  |  | Stack Damper | Non-Condensing | Single-Stage | Cast Iron |  |  |  |  | 200000 | 167000 | [9 empty] | 83.1 | 80 | Federally-Regulated Consumer Product | 2007-11-14
PB Heat, LLC | Peerless | MI-09-SPRK | Water | Natural Gas | Injection Type | FALSE | FALSE | 1 | TRUE |  |  | Stack Damper | Non-Condensing | Single-Stage | Cast Iron | Single-Speed |  |  |  | 260000 | 211000 | [9 empty] | 82 | 80 | Federally-Regulated Consumer Product | 2015-09-30
Universal Boiler Works | Universal Boiler Works | BF30S1 | Steam | Combo (Natural Gas & Oil) | Power | FALSE | FALSE | 3 |  |  | No Match | No Match | No Match | No Match | Other | No Match |  | No Match |  | 1260000 |  | 630000 |  | 83.5 | 80 |  |  | 10 |  | 82 |  |  | Federally-Regulated Commercial & Industrial Equipment | 2001-12-13
U.S. Boiler Co. | U.S. Boiler Co. | ES24 | Water | LPG | Injection Type | FALSE | FALSE | 1 |  | TRUE |  | Stack Damper | Non-Condensing | Single-Stage | Cast Iron | Single-Speed |  |  |  | 105000 | 89000 | [9 empty] | 85 | 80 | Federally-Regulated Consumer Product | 2014-01-14
English Boiler & Tube, Inc. | Bent Tube Balanced Flow | BTBF-300-150 | Steam | Natural Gas | Power | FALSE | FALSE | 3 |  |  | No Match | No Match | No Match | No Match | Other | No Match |  | No Match |  | 12600000 |  | 3150000 |  | 80 | 80 |  |  | 3 |  | 80 |  |  | Federally-Regulated Commercial & Industrial Equipment | 1998-09-10
Burnham Corp. | Burnham Corp. | V1116H-SN | Steam | Natural Gas | Power | FALSE | FALSE | 3 |  | FALSE |  | None | Non-Condensing | Two-Stage Modulating | Cast Iron |  |  |  |  | 3897000 | 3191000 |  |  | 82.2 |  | 81.9 | [6 empty] | Federally-Regulated Commercial & Industrial Equipment | 2014-08-11
Ajax Boiler, Inc. | Ajax | WGOXFD-1275 | Steam | Natural Gas | Power | FALSE | FALSE | 3 |  |  | No Match | No Match | No Match | No Match | Other | No Match |  | No Match |  | 1275000 |  | 637500 |  | 82 | 80 |  |  |  |  | 80 |  |  | Non Federally-Regulated | 1992-10-27
Parker Boiler Co. | Parker Boiler | O-528R | Water | Oil | Power | FALSE | FALSE | 3 |  |  | No Match | No Match | No Match | No Match | Other | No Match |  | No Match |  | 528000 |  | 264000 |  | 84 | 83 |  |  | 4 |  | 82 |  |  | Federally-Regulated Commercial & Industrial Equipment | 1996-03-13
Dunkirk | Dunkirk | DPFG-3-63 | Water | Combo (Natural Gas & Oil) | Power | FALSE | FALSE | 1 |  |  | No Match | No Match | No Match | No Match | Cast Iron | No Match |  | No Match |  | 63000 | [10 empty] | 84.7 | 80 | Federally-Regulated Consumer Product | 2001-11-01
Slant / Fin Corp. | Slant / Fin Corp. | LD30HF | Steam | Oil | Power | FALSE | FALSE | 1 |  |  |  | None | Non-Condensing | Single-Stage | Cast Iron |  |  |  |  | 133000 | 115000 | [9 empty] | 86 | 80 | Federally-Regulated Consumer Product | 2007-11-14
Dunkirk | Dunkirk | DPFG-4-189 | Water | Combo (Natural Gas & Oil) | Power | FALSE | FALSE | 1 |  |  | No Match | No Match | No Match | No Match | Cast Iron | No Match |  | No Match |  | 189000 | [10 empty] | 81.9 | 80 | Federally-Regulated Consumer Product | 2001-11-01
Slant / Fin Corp. | Slant / Fin Corp. | TRF-50 | Both Steam & Water | Oil | Power | FALSE | FALSE | 1 |  |  |  | None | Non-Condensing | Single-Stage | Cast Iron |  |  |  |  | 301000 | 250000 |  |  | 85.7 | 83 | 82.9 | [6 empty] | Federally-Regulated Commercial & Industrial Equipment | 2007-12-12
Smith Cast Iron Boilers | Peerless | TCII-11-W-G | Water | LPG | Power | FALSE | FALSE | 1 |  |  |  | None | Non-Condensing | Single-Stage | Cast Iron |  |  |  |  | 3348000 | 2775000 |  |  | 83.5 | 82 | [7 empty] | Federally-Regulated Commercial & Industrial Equipment | 2015-09-30
Laars Heating Systems Co. | Laars Heating Systems Co. | RHCH1600 | Water | Natural Gas | Power | FALSE | TRUE | 1 |  |  |  | None | Non-Condensing | Single-Stage | Copper |  |  |  |  | 1600000 | 1376000 |  |  |  |  | 86.3 | [6 empty] | Federally-Regulated Commercial & Industrial Equipment | 2015-04-20
Slant / Fin Corp. | Slant / Fin Corp. | CHS-85 | Water | Natural Gas | Power | FALSE | FALSE | 1 |  | TRUE |  | None | Condensing | Step Modulating | Other |  |  |  |  | 85000 | 78000 | [9 empty] | 95 | 80 | Federally-Regulated Consumer Product | 2013-06-17
Ajax Boiler, Inc. | Ajax | WGXFD-9000 | Steam | Natural Gas | Power | FALSE | FALSE | 3 |  |  | No Match | No Match | No Match | No Match | Other | No Match |  | No Match |  | 9000000 |  | 4500000 |  | 82 | 80 |  |  |  |  | 80 |  |  | Non Federally-Regulated | 1992-10-27
Water Pik, Inc. | Laars | VW0250CP30*B | Both Steam & Water | LPG | No Match | FALSE | TRUE | 1 |  |  | No Match | No Match | No Match | No Match | Copper | No Match |  | No Match |  | 250000 | [10 empty] | 82 | 80 | Federally-Regulated Consumer Product | 2001-11-21
Water Pik, Inc. | Laars | PH0520MN20****** | Water | Natural Gas | Power | FALSE | TRUE | 3 |  |  | No Match | No Match | No Match | No Match | Copper | No Match |  | No Match |  | 520000 |  | 520000 |  | 83 | 80 |  |  | 5 |  | 83 |  |  | Federally-Regulated Commercial & Industrial Equipment | 2001-11-21
Axeman-Anderson Co. | Axeman-Anderson Co. | PVT-175H | Water | Oil | No Match | TRUE | FALSE | 1 |  |  | No Match | No Match | No Match | No Match | Other | No Match |  | No Match |  | 175000 | [10 empty] | 82.2 | 80 | Federally-Regulated Consumer Product | 2001-04-12
Lochinvar, LLC. | Lochinvar Corp. | WH(N,L)110 | Water | LPG | Power | FALSE | FALSE | 1 |  | TRUE |  | None | Condensing | Step Modulating | Other |  |  |  |  | 110000 | 102000 | [9 empty] | 95 | 80 | Federally-Regulated Consumer Product | 2014-10-23
Ajax Boiler, Inc. | Ajax | HRF35 | Steam | Natural Gas | Power | FALSE | TRUE | 1 |  |  | Draft Hood | Stack Damper | Non-Condensing | Two-Stage Modulating | Other | None |  | No Match |  | 1500000 | 1200000 | 1200000 | 960000 | 80 | 80 | 79.2 | [6 empty] | Federally-Regulated Commercial & Industrial Equipment | 2007-08-15
RBI Water Heaters | RBI Water Heaters | HB4000 | Water | Natural Gas | Induced Draft | TRUE | FALSE | 1 |  |  |  | None | Non-Condensing | Single-Stage | Copper |  |  |  |  | 4000000 | 3280000 |  |  | 82 | 80 | 0 | [6 empty] | Federally-Regulated Commercial & Industrial Equipment | 2007-12-12
Unilux Manufacturing, Inc. | Unilux Manufacturing, Inc. | ZW 75 HS | Both Steam & Water | Combo (Natural Gas & Oil) | Power | FALSE | FALSE | 3 |  |  | No Match | No Match | No Match | No Match | Other | No Match |  | No Match |  | 862000 |  | 287000 |  | 83.5 | 80 |  |  | 10 |  | 82 |  |  | Federally-Regulated Commercial & Industrial Equipment | 1998-02-10
Camus Hydronics | Camus Hydronics | DMPH-0101-MPI | Water | LPG | Power | FALSE | FALSE | 1 | TRUE |  |  | None | Condensing | Step Modulating | Other |  |  |  |  | 100000 | 90000 | [9 empty] | 90 | 80 | Federally-Regulated Consumer Product | 2015-09-30
Weil-McLain | Weil-McLain | 1688R | Both Steam & Water | Oil | Power | FALSE | FALSE | 1 |  |  |  | None | Non-Condensing | Single-Stage | Cast Iron |  |  |  |  | 4830000 | 4137000 |  |  | 85.9 | 83 | 85.7 | [6 empty] | Federally-Regulated Commercial & Industrial Equipment | 2008-04-14
Parker Boiler Co. | Parker Boiler | WH1410LR | Water | Natural Gas | Power | FALSE | FALSE | 3 |  |  | No Match | No Match | No Match | No Match | Other | No Match |  | No Match |  | 1410000 |  | 705000 |  | 83 | 80 |  |  | 4 |  | 82 |  |  | Federally-Regulated Commercial & Industrial Equipment | 1996-03-13
Camus Hydronics | Camus Hydronics | DFNH-4000-MH | Water | Natural Gas | Power | FALSE | FALSE | 1 |  |  |  | None | Non-Condensing | Step Modulating | Copper |  |  |  |  | 4000000 | 3400000 |  |  | 85 |  | 85 | [6 empty] | Federally-Regulated Commercial & Industrial Equipment | 2014-08-11
Ajax Boiler, Inc. | Ajax | WEC10000W | Water | Combo (Natural Gas & Oil) | Power | FALSE | TRUE | 3 |  |  | No Match | No Match | No Match | No Match | Other | No Match |  | No Match |  | 9500000 |  | 4000000 |  | 85 | 80 |  |  |  |  | 80 |  |  | Federally-Regulated Commercial & Industrial Equipment | 1997-01-07
Smith Cast Iron Boilers | Peerless | CC-10-S-O | Steam | Oil | Power | FALSE | FALSE | 1 |  | FALSE |  | None | Non-Condensing | Single-Stage | Cast Iron |  |  |  |  | 1708000 | 1424000 |  |  |  |  | 83.4 | 81 | [5 empty] | Federally-Regulated Commercial & Industrial Equipment | 2015-09-30
Water Pik, Inc. | Laars | HH0715IP09*BA | Water | LPG | No Match | FALSE | FALSE | 3 |  |  | No Match | No Match | No Match | No Match | Copper | No Match |  | No Match |  | 715000 |  | 178750 |  | 82 | 80 |  |  | 5 |  | 82 |  |  | Federally-Regulated Commercial & Industrial Equipment | 2001-05-30
Lochinvar, LLC. | Lochinvar Corp. | CHN2072 | Water | Natural Gas | Power | FALSE | TRUE | 1 |  |  |  | None | Non-Condensing | Step Modulating | Copper |  |  |  |  | 2070000 | 1760000 |  |  |  |  | 85 | [6 empty] | Federally-Regulated Commercial & Industrial Equipment | 2015-04-20
Weil-McLain | Weil-McLain | 876 | Steam | Natural Gas | Power | FALSE | FALSE | 3 |  |  | No Match | No Match | No Match | No Match | Cast Iron | No Match |  | No Match |  | 700000 |  | 700000 |  | 80.8 | 80 |  |  | 10 |  | 80.8 |  |  | Federally-Regulated Commercial & Industrial Equipment | 1996-02-29
Lochinvar, LLC. | Lochinvar Corp. | CBL045F9 | Water | LPG | Injection Type | FALSE | FALSE | 1 |  |  |  | Stack Damper | Non-Condensing | Single-Stage | Copper |  |  |  |  | 45000 | 37000 | [9 empty] | 84 | 80 | Federally-Regulated Consumer Product | 2007-11-14
PB Heat, LLC | Peerless | 63-06-SPRK-S | Steam | Natural Gas | Injection Type | FALSE | FALSE | 1 |  | TRUE |  | Stack Damper | Non-Condensing | Single-Stage | Cast Iron |  |  |  |  | 287500 | 238000 | [9 empty] | 82 | 80 | Federally-Regulated Consumer Product | 2015-09-30
Bryan Steam Corp. | Bryan | CL-150-W-FDG* | Water | Natural Gas | Power | FALSE | FALSE | 3 |  |  | No Match | No Match | No Match | No Match | Other | No Match |  | No Match |  | 1500000 |  | 1500000 |  | 81 | 80 |  |  |  |  | 81 |  |  | Federally-Regulated Commercial & Industrial Equipment | 1996-02-29
Raypak | Raypak | H9-2072* | Water | Natural Gas | Induced Draft | FALSE | FALSE | 1 |  |  |  | None | Non-Condensing | Step Modulating | Copper |  |  |  |  | 2070000 | 1738000 |  |  |  |  | 84 | [6 empty] | Federally-Regulated Commercial & Industrial Equipment | 2015-04-16
Water Pik, Inc. | Laars | VW0715EN09CBA | Both Steam & Water | Natural Gas | No Match | FALSE | TRUE | 3 |  |  | No Match | No Match | No Match | No Match | Copper | No Match |  | No Match |  | 715000 |  | 715000 |  | 82 | 80 |  |  | 5 |  | 82 |  |  | Federally-Regulated Commercial & Industrial Equipment | 2001-11-21
PVI Industries | PVI | 522 ESB 225A-E | Steam | Electricity | No Match | TRUE | FALSE | 3 |  |  | No Match | No Match | No Match | No Match | Other | No Match |  | No Match |  | 1782000 |  | 1782000 |  | 99.9 | [5 empty] | 99.9 |  |  | Non Federally-Regulated | 1992-09-28
Bryan Steam Corp. | Bryan | HED-305-W-FDG | Water | Natural Gas | Power | FALSE | FALSE | 3 |  |  | No Match | No Match | No Match | No Match | Other | No Match |  | No Match |  | 305000 |  | 305000 |  | 85 | 80 |  |  |  |  | 85 |  |  | Federally-Regulated Commercial & Industrial Equipment | 1996-03-01
PB Heat, LLC | Peerless | PF-140 | Water | LPG | Power | FALSE | FALSE | 1 | TRUE |  |  | None | Condensing | Step Modulating | Other |  |  |  |  | 140000 | 131000 | [9 empty] | 95 | 80 | Federally-Regulated Consumer Product | 2015-09-30
Water Pik, Inc. | Laars | EBP0110**IF2*X | Water | Combo (Natural Gas & Oil) | Power | FALSE | FALSE | 1 |  |  | No Match | None | Condensing | Step Modulating | Copper | No Match |  | No Match |  | 108200 | 95100 | [9 empty] | 85.5 | 80 | Federally-Regulated Consumer Product | 2005-02-10
Weil-McLain | Weil-McLain | 1088R | Steam | Oil | Power | FALSE | FALSE | 3 |  |  | No Match | No Match | No Match | No Match | Cast Iron | No Match |  | No Match |  | 2800000 |  | 2800000 |  | 83.6 | 83 |  |  | 147 |  | 83.6 |  |  | Federally-Regulated Commercial & Industrial Equipment | 1996-02-29
Burnham Corp. | Crown Boiler Co. | 32-1425*N | Both Steam & Water | LPG | Induced Draft | FALSE | FALSE | 1 |  |  |  | None | Non-Condensing | Single-Stage | Cast Iron |  |  |  |  | 1425000 | 1140000 |  |  | 80.5 | 80 | 75.4 | [6 empty] | Federally-Regulated Commercial & Industrial Equipment | 2007-12-12
U.S. Boiler Co. | F.W. Webb | AO-3-075 | Water | Oil | Power | FALSE | FALSE | 1 |  | TRUE |  | None | Non-Condensing | Single-Stage | Cast Iron | Multiple-Speed |  |  |  | 105000 | 92000 | [9 empty] | 86 | 80 | Federally-Regulated Consumer Product | 2014-01-14
Weil-McLain | Weil-McLain | CGS-5-PIN | Water | Natural Gas | Power | FALSE | FALSE | 1 |  |  | No Match | No Match | No Match | No Match | Cast Iron | No Match |  | No Match |  | 133000 | [10 empty] | 84 | 80 | Federally-Regulated Consumer Product | 2000-06-07
Raypak | Raypak | (H,W)7-0850 * | Water | LPG | Induced Draft | FALSE | FALSE | 1 |  |  |  | None | Condensing | Step Modulating | Other |  |  |  |  | 850000 | 799000 |  |  |  |  | 94 | [6 empty] | Federally-Regulated Commercial & Industrial Equipment | 2015-04-16
U.S. Boiler Co. | Burnham Corp. | APX800 | Water | Natural Gas | Power | FALSE | FALSE | 1 |  |  |  | None | Condensing | Step Modulating | Other |  |  |  |  | 800000 | 760000 |  |  | 93 |  | 93 | [6 empty] | Federally-Regulated Commercial & Industrial Equipment | 2014-10-21
Smith Cast Iron Boilers | Smith Cast Iron Boilers | 28HE-S/W-05 | Both Steam & Water | Oil | Power | FALSE | FALSE | 1 |  |  |  | None | Non-Condensing | Single-Stage | Cast Iron |  |  |  |  | 1428000 | 1194000 |  |  | 86.2 | 83 | 84.4 | [6 empty] | Federally-Regulated Commercial & Industrial Equipment | 2007-12-12
Laars Heating Systems Co. | Laars Heating Systems Co. | NTH600 | Water | Natural Gas | Power | FALSE | FALSE | 1 |  |  |  | None | Condensing | Step Modulating | Other |  |  |  |  | 600000 | 572000 |  |  |  |  | 95.3 | [6 empty] | Federally-Regulated Commercial & Industrial Equipment | 2015-04-20
Burnham Corp. | Crown Boiler Co. | 16-325 | Water | LPG | Induced Draft | FALSE | FALSE | 1 |  |  |  | None | Non-Condensing | Single-Stage | Cast Iron |  |  |  |  | 325000 | 260000 |  |  | 80 | 80 | 77 | [6 empty] | Federally-Regulated Commercial & Industrial Equipment | 2007-12-12
Laars Heating Systems Co. | Laars | PH0325CP12***** | Water | LPG | Induced Draft | FALSE | FALSE | 1 |  |  |  | None | Non-Condensing | Two-Stage Modulating | Copper | Single-Speed |  | Standard |  | 325000 | 263000 | 162500 |  | 81 | 80 | 78.6 | [6 empty] | Federally-Regulated Commercial & Industrial Equipment | 2007-11-01
Cemline Corp. | Cemline Corp. | VB30EHB96 | Water | Electricity | No Match | FALSE | TRUE | 3 |  |  | No Match | No Match | No Match | No Match | Cast Iron | No Match |  | No Match |  | 327840 |  | 327840 |  | 98.4 | [5 empty] | 98.4 |  |  | Non Federally-Regulated | 1992-06-18
RBI Water Heaters | RBI Water Heaters | SB399 | Water | Natural Gas | Power | FALSE | FALSE | 1 |  |  |  | None | Non-Condensing | Single-Stage | Copper |  |  |  |  | 399000 | 324000 |  |  | 81.2 | 80 | 81.2 | [6 empty] | Federally-Regulated Commercial & Industrial Equipment | 2011-08-22
Ajax Boiler, Inc. | Ajax | SRF150 | Steam | Natural Gas | Power | FALSE | TRUE | 1 |  |  | Draft Hood | Stack Damper | Non-Condensing | Two-Stage Modulating | Other | None |  | No Match |  | 6300000 | 5040000 | 5040000 | 4032000 | 80 | 80 | 79.2 | [6 empty] | Federally-Regulated Commercial & Industrial Equipment | 2007-08-15
Thermo-Dynamics Boiler Co. | Thermo-Dynamics Boiler Co. | LMG-105 | Water | Combo (Natural Gas & Oil) | No Match | FALSE | FALSE | 1 |  |  | No Match | No Match | No Match | No Match | Other | No Match |  | No Match |  | 105000 | [10 empty] | 83.7 | 80 | Federally-Regulated Consumer Product | 2001-11-01
Harsco Industrial / Patterson-Kelley | Harsco Industrial / Patterson-Kelley | CM-500 | Water | Natural Gas | Power | FALSE | FALSE | 1 |  |  |  | None | Condensing | Step Modulating | Other |  |  |  |  | 500000 | 456000 |  |  |  |  | 91.2 | [6 empty] | Federally-Regulated Commercial & Industrial Equipment | 2015-04-14
Slant / Fin Corp. | Slant / Fin Corp. | VHS-120EP | Water | Natural Gas | Induced Draft | FALSE | FALSE | 1 |  |  |  | Stack Damper | Non-Condensing | Single-Stage | Cast Iron |  |  |  |  | 120000 | 100000 | [9 empty] | 82.2 | 80 | Federally-Regulated Consumer Product | 2007-11-14
Weil-McLain | Weil-McLain | 976 | Steam | Oil | Power | FALSE | FALSE | 3 |  |  | No Match | No Match | No Match | No Match | Cast Iron | No Match |  | No Match |  | 770000 |  | 770000 |  | 83.2 | 83 |  |  | 10 |  | 83.2 |  |  | Federally-Regulated Commercial & Industrial Equipment | 1996-02-29
Viessmann Manufacturing | Viessmann Manufacturing | VD2A-125G | Water | Natural Gas | Power | FALSE | FALSE | 3 |  |  |  | None | Non-Condensing | Two-Stage Modulating | Cast Iron |  |  |  |  | 508000 | 433000 |  |  | 85 |  | 85 | [6 empty] | Federally-Regulated Commercial & Industrial Equipment | 2014-10-23
Smith Cast Iron Boilers | Smith Cast Iron Boilers | 19HE-S-4 | Steam | Oil | Power | FALSE | FALSE | 1 |  |  |  | None | Non-Condensing | Single-Stage | Cast Iron |  |  |  |  | 504000 | 421000 |  |  | 84.3 | 83 | 84.1 | [6 empty] | Federally-Regulated Commercial & Industrial Equipment | 2010-07-21
HTP, Inc. | Munchkin | 80M | Water | LPG | Power | FALSE | FALSE | 1 |  |  |  | None | Condensing | Single-Stage | Other |  |  |  |  | 80000 | 74000 | [9 empty] | 95.1 | 80 | Federally-Regulated Consumer Product | 2009-02-27
U.S. Boiler Co. | U.S. Boiler Co. | MPO-IQ115 | Water | Oil | Power | FALSE | FALSE | 1 |  | TRUE |  | None | Non-Condensing | Single-Stage | Cast Iron |  |  |  |  | 115000 | 101000 | [9 empty] | 87 | 80 | Federally-Regulated Consumer Product | 2014-01-14
Hydrotherm | Hydrotherm | HS-60-PV | Water | Natural Gas | No Match | FALSE | FALSE | 1 |  |  | No Match | No Match | No Match | No Match | Cast Iron | No Match |  | No Match |  | 60000 | [10 empty] | 82.8 | 80 | Federally-Regulated Consumer Product | 1998-12-21
Slant / Fin Corp. | Slant / Fin Corp. | TR-50HF | Water | Oil | Power | FALSE | FALSE | 1 |  |  |  | None | Non-Condensing | Single-Stage | Cast Iron |  |  |  |  | 266000 | 230000 | [9 empty] | 86 | 80 | Federally-Regulated Consumer Product | 2007-11-14
Raypak | Raypak | W7-0850* | Water | LPG | Induced Draft | FALSE | TRUE | 1 |  |  | None | None | Condensing | Step Modulating | Other |  |  |  |  | 850000 | 799000 | 170000 |  | 94.5 | 80 | 94 |  | 12 |  |  |  |  | Federally-Regulated Commercial & Industrial Equipment | 2010-10-29
Burnham Corp. | Burnham Corp. | V1117H-SN | Steam | Natural Gas | Power | FALSE | FALSE | 3 |  | FALSE |  | None | Non-Condensing | Two-Stage Modulating | Cast Iron |  |  |  |  | 4186000 | 3424000 |  |  | 82.2 |  | 81.8 | [6 empty] | Federally-Regulated Commercial & Industrial Equipment | 2014-08-11
Raypak | Raypak | W7-0850* | Water | Natural Gas | Induced Draft | FALSE | TRUE | 1 |  |  | None | None | Condensing | Step Modulating | Other |  |  |  |  | 850000 | 799000 | 170000 |  | 94.5 | 80 | 94 |  | 12 |  |  |  |  | Federally-Regulated Commercial & Industrial Equipment | 2010-10-29
New Yorker Boiler Co. | New Yorker Boiler Co. | FR98 | Water | Oil | Power | FALSE | FALSE | 1 |  | TRUE |  | Stack Damper | Non-Condensing | Single-Stage | Other | Single-Speed |  |  |  | 119000 | 104000 | [9 empty] | 86.4 | 80 | Federally-Regulated Consumer Product | 2013-04-19
Thermal Hydronic Supply, Ltd. | Thermal Hydronic Supply, Ltd. | MURELLE HE 110 R CND | Water | Natural Gas | Power | FALSE | FALSE | 1 |  |  |  | None | Condensing | Step Modulating | Other | Single-Speed |  |  |  | 399000 | 373000 |  |  | 94 |  | 93.5 | [6 empty] | Federally-Regulated Commercial & Industrial Equipment | 2014-08-11
Ajax Boiler, Inc. | Ajax | OSGXFD700 | Steam | Natural Gas | Power | FALSE | TRUE | 3 |  |  | No Match | No Match | No Match | No Match | Other | No Match |  | No Match |  | 700000 |  | 350000 |  | 81 | 80 |  |  |  |  | 80 |  |  | Non Federally-Regulated | 1992-10-27
Burnham Corp. | Crown Boiler Co. | 32-1710*N | Both Steam & Water | Natural Gas | Induced Draft | FALSE | FALSE | 1 |  |  |  | None | Non-Condensing | Single-Stage | Cast Iron |  |  |  |  | 1710000 | 1368000 |  |  | 80.5 | 80 | 75.4 | [6 empty] | Federally-Regulated Commercial & Industrial Equipment | 2007-12-12
HTP, Inc. | Westinghouse | WBRU^^140W | Water | Natural Gas | Power | FALSE | FALSE | 1 | TRUE |  |  | None | Condensing | Step Modulating | Other |  |  |  |  | 140000 | 128000 | [9 empty] | 95 | 80 | Federally-Regulated Consumer Product | 2015-09-30
Lochinvar, LLC. | Lochinvar Corp. | WBN105 | Water | LPG | Power | FALSE | FALSE | 1 |  |  | None | None | Condensing | Step Modulating | Other |  |  |  |  | 105000 | 94000 | [9 empty] | 95.4 | 80 | Federally-Regulated Consumer Product | 2008-04-14
Smith Cast Iron Boilers | Peerless | CC-06-S-G | Steam | LPG | Power | FALSE | FALSE | 1 |  | FALSE |  | None | Non-Condensing | Single-Stage | Cast Iron |  |  |  |  | 938000 | 762000 |  |  |  |  | 81.2 | 79 | [5 empty] | Federally-Regulated Commercial & Industrial Equipment | 2015-09-30
Raypak | Raypak | H(1,2,5)-1826 * | Water | LPG | Injection Type | FALSE | FALSE | 1 |  |  |  | None | Non-Condensing | Step Modulating | Copper |  |  |  |  | 1680000 | 1378000 |  |  |  |  | 82 | [6 empty] | Federally-Regulated Commercial & Industrial Equipment | 2015-04-16
Smith Cast Iron Boilers | Smith Cast Iron Boilers | 350A-*-11 | Both Steam & Water | Oil | Power | FALSE | FALSE | 1 |  |  |  | None | Non-Condensing | Single-Stage | Cast Iron |  |  |  |  | 2688000 | 2174000 |  |  | 83.5 | 83 | 81.1 | [6 empty] | Federally-Regulated Commercial & Industrial Equipment | 2007-12-12
HTP, Inc. | HTP, Inc. | EL-150 | Water | LPG | Power | FALSE | FALSE | 1 |  |  |  | None | Condensing | Step Modulating | Other |  |  |  |  | 150000 | 139000 | [9 empty] | 95.5 | 80 | Federally-Regulated Consumer Product | 2014-10-23
Parker Boiler Co. | Parker Boiler | G-115 | Steam | Natural Gas | Power | FALSE | FALSE | 3 |  |  | No Match | No Match | No Match | No Match | Other | No Match |  | No Match |  | 4830000 |  | 2415000 |  | 80 | 80 |  |  | 4 |  | 80 |  |  | Federally-Regulated Commercial & Industrial Equipment | 1996-03-13
Universal Boiler Works | Universal Boiler Works | BF350S1 | Steam | Combo (Natural Gas & Oil) | Power | FALSE | FALSE | 3 |  |  | No Match | No Match | No Match | No Match | Other | No Match |  | No Match |  | 14700000 |  | 3675000 |  | 83.5 | 80 |  |  | 10 |  | 82 |  |  | Federally-Regulated Commercial & Industrial Equipment | 2001-12-13
Bryan Steam Corp. | Bryan | K-550-W-LP | Water | LPG | No Match | TRUE | FALSE | 3 |  |  | No Match | No Match | No Match | No Match | Other | No Match |  | No Match |  | 5500000 |  | 5500000 |  | 80 | 80 |  |  |  |  | 80 |  |  | Federally-Regulated Commercial & Industrial Equipment | 1996-03-01
Water Pik, Inc. | Laars | VW2200EP18CC | Both Steam & Water | LPG | No Match | FALSE | TRUE | 3 |  |  | No Match | No Match | No Match | No Match | Copper | No Match |  | No Match |  | 2205000 |  | 2205000 |  | 81 | 80 |  |  | 5 |  | 81 |  |  | Federally-Regulated Commercial & Industrial Equipment | 2001-11-21
Lochinvar, LLC. | Lochinvar Corp. | CBN0986 | Water | LPG | Power | FALSE | FALSE | 1 |  |  | None | None | Non-Condensing | Two-Stage Modulating | Copper |  |  |  |  | 985000 | 798000 | 360000 | 292000 | 82 | 80 | 81 | [6 empty] | Federally-Regulated Commercial & Industrial Equipment | 2007-12-12
Utica Boilers | Utica Boilers | DVB38 | Water | Combo (Natural Gas & Oil) | Power | FALSE | FALSE | 1 |  |  | No Match | No Match | No Match | No Match | Cast Iron | No Match |  | No Match |  | 38000 | [10 empty] | 84 | 80 | Federally-Regulated Consumer Product | 2001-11-01
Water Pik, Inc. | Laars | HH1430IN09*1A | Water | Natural Gas | No Match | FALSE | FALSE | 3 |  |  | No Match | No Match | No Match | No Match | Copper | No Match |  | No Match |  | 1430000 |  | 357500 |  | 81 | 80 |  |  | 5 |  | 81 |  |  | Federally-Regulated Commercial & Industrial Equipment | 2001-05-16
Parker Boiler Co. | Parker Boiler | O-90R | Steam | Oil | Power | FALSE | FALSE | 3 |  |  | No Match | No Match | No Match | No Match | Other | No Match |  | No Match |  | 3780000 |  | 1890000 |  | 85 | 83 |  |  | 4 |  | 82 |  |  | Federally-Regulated Commercial & Industrial Equipment | 1996-03-13
Raypak | Raypak | H(3,4)-0401* | Water | Natural Gas | Injection Type | FALSE | FALSE | 1 |  |  |  | None | Non-Condensing | Single-Stage | Copper |  |  |  |  | 399000 | 319000 |  |  |  |  | 80 | [6 empty] | Federally-Regulated Commercial & Industrial Equipment | 2015-04-16
Universal Boiler Works | Universal Boiler Works | BF2250S4 | Steam | Combo (Natural Gas & Oil) | Power | FALSE | FALSE | 3 |  |  | No Match | No Match | No Match | No Match | Other | No Match |  | No Match |  | 94500000 |  | 9450000 |  | 83.5 | 80 |  |  | 10 |  | 82 |  |  | Federally-Regulated Commercial & Industrial Equipment | 2001-12-13
Weil-McLain | Weil-McLain | 988 | Steam | Oil | Power | FALSE | FALSE | 3 |  |  | No Match | No Match | No Match | No Match | Cast Iron | No Match |  | No Match |  | 2632000 |  | 2632000 |  | 83.7 | 83 |  |  | 147 |  | 83.7 |  |  | Federally-Regulated Commercial & Industrial Equipment | 1996-02-29
HTP, Inc. | Elite | EL-80 | Water | Natural Gas | Power | FALSE | FALSE | 1 |  |  | None | None | Condensing | Single-Stage | Other |  |  |  |  | 80000 | 73000 | 14000 | 80000 | [7 empty] | 94.4 | 80 | Federally-Regulated Consumer Product | 2009-09-17
Cleaver-Brooks | Cleaver-Brooks | CBH-700-70 | Steam | Natural Gas | Power | FALSE | FALSE | 3 |  |  | No Match | No Match | No Match | No Match | Other | No Match |  | No Match |  | 2928750 |  | 2928750 |  | 80 | 80 |  |  | 25 |  | 80 |  |  | Federally-Regulated Commercial & Industrial Equipment | 1996-03-06
Ajax Boiler, Inc. | Ajax | WRF735 | Water | Natural Gas | Power | FALSE | TRUE | 1 |  |  | Draft Hood | Stack Damper | Non-Condensing | Two-Stage Modulating | Other | None |  | No Match |  | 735000 | 624750 | 624750 | 531038 | 85 | 80 | 84.2 | [6 empty] | Federally-Regulated Commercial & Industrial Equipment | 2007-08-15
Weil-McLain | Weil-McLain | 1494 | Steam | Natural Gas | Power | FALSE | FALSE | 3 |  |  | No Match | No Match | No Match | No Match | Cast Iron | No Match |  | No Match |  | 4691000 |  | 4691000 |  | 81.4 | 80 |  |  | 147 |  | 81.4 |  |  | Federally-Regulated Commercial & Industrial Equipment | 1996-02-29
Burnham Corp. | Burnham Corp. | V1113 | Both Steam & Water | Natural Gas | Power | FALSE | FALSE | 1 |  |  |  | None | Non-Condensing | Single-Stage | Cast Iron |  |  |  |  | 3103000 | 2486000 |  |  | 80.1 | 80 | 80.7 | [6 empty] | Federally-Regulated Commercial & Industrial Equipment | 2012-03-02
U.S. Boiler Co. | U.S. Boiler Co. | MPO-IQ231 | Water | Oil | Power | FALSE | FALSE | 1 |  | TRUE |  | None | Non-Condensing | Single-Stage | Cast Iron |  |  |  |  | 231000 | 203000 | [9 empty] | 87 | 80 | Federally-Regulated Consumer Product | 2014-01-14
Thermal Solutions | Thermal Solutions | EV(A,S)2000B**-*F* | Water | Natural Gas | Power | FALSE | FALSE | 1 |  |  |  | None | Non-Condensing | Step Modulating | Copper |  |  |  |  | 2000000 | 1696000 |  |  | 84.7 |  | 84.7 | [6 empty] | Federally-Regulated Commercial & Industrial Equipment | 2014-10-21
Lochinvar, LLC. | Lochinvar Corp. | PBL1501-B9 | Water | Natural Gas | Power | FALSE | FALSE | 1 |  |  |  | None | Non-Condensing | Step Modulating | Copper |  |  |  |  | 1500000 | 1260000 |  |  | 84 |  | 84 | [6 empty] | Federally-Regulated Commercial & Industrial Equipment | 2014-10-23
Ajax Boiler, Inc. | Ajax | WGFD-9000 | Steam | Natural Gas | Power | FALSE | FALSE | 3 |  |  | No Match | No Match | No Match | No Match | Other | No Match |  | No Match |  | 9000000 |  | 4500000 |  | 82 | 80 |  |  |  |  | 80 |  |  | Non Federally-Regulated | 1992-10-27
Water Pik, Inc. | Laars | HH2200EP18AC | Water | LPG | No Match | FALSE | TRUE | 3 |  |  | No Match | No Match | No Match | No Match | Copper | No Match |  | No Match |  | 2205000 |  | 2205000 |  | 81 | 80 |  |  | 5 |  | 81 |  |  | Federally-Regulated Commercial & Industrial Equipment | 2001-05-30
Laars Heating Systems Co. | Laars Heating Systems Co. | MT2H0300 | Water | Natural Gas | Injection Type | FALSE | TRUE | 1 |  | TRUE |  | None | Non-Condensing | Single-Stage | Copper | Single-Speed |  |  |  | 299000 | 255000 | [9 empty] | 85.1 | 80 | Federally-Regulated Consumer Product | 2013-04-19
HTP, Inc. | ModCon | Mod Con 300 | Water | LPG | Power | FALSE | FALSE | 1 |  |  | None | None | Condensing | Step Modulating | Other |  |  |  |  | 301000 | 283000 | 60000 | 56000 | 94 | 80 | 94 | [6 empty] | Federally-Regulated Commercial & Industrial Equipment | 2008-10-20
Burnham Corp. | New Yorker Boiler Co. | CG30C_I | Water | LPG | Induced Draft | FALSE | FALSE | 1 |  |  |  | Stack Damper | Non-Condensing | Single-Stage | Cast Iron | Single-Speed | 0.04 | Standard |  | 62000 | 52000 | [9 empty] | 82.6 | 80 | Federally-Regulated Consumer Product | 2007-11-14
PB Heat, LLC | PB Heat, LLC | PRO-03-060 | Water | Oil | Power | FALSE | FALSE | 1 |  |  |  | None | Non-Condensing | Single-Stage | Cast Iron |  |  |  |  | 84000 | 73000 | [9 empty] | 85.4 | 80 | Federally-Regulated Consumer Product | 2007-11-14
Laars Heating Systems Company | ENDURANCE | EDP175 | Water | Natural Gas | Power | FALSE | FALSE | 1 | TRUE |  |  | None | Non-Condensing | Step Modulating | Copper |  |  |  |  | 175000 | 155000 | [9 empty] | 86.1 | 80 | Federally-Regulated Consumer Product | 2015-09-30
Viessmann Manufacturing | Viessmann Manufacturing | VD2-950G | Water | Natural Gas | Power | FALSE | FALSE | 3 |  |  |  | None | Non-Condensing | Two-Stage Modulating | Cast Iron |  |  |  |  | 3680000 | 3135000 |  |  | 84.8 |  | 85.2 | [6 empty] | Federally-Regulated Commercial & Industrial Equipment | 2014-09-05
HTP, Inc. | HTP | UFT-80W | Water | LPG | Power | FALSE | FALSE | 1 | TRUE |  |  | None | Condensing | Step Modulating | Other |  |  |  |  | 80000 | 74000 | [9 empty] | 95.4 | 80 | Federally-Regulated Consumer Product | 2015-09-30
Slant / Fin Corp. | Slant / Fin Corp. | TRF-70 | Both Steam & Water | Natural Gas | Power | FALSE | FALSE | 1 |  |  |  | None | Non-Condensing | Single-Stage | Cast Iron |  |  |  |  | 399000 | 310000 |  |  | 82.3 | 80 | 77.8 | [6 empty] | Federally-Regulated Commercial & Industrial Equipment | 2008-04-14
Laars Heating Systems Co. | Laars | PNCH1000P******* | Water | LPG | Power | FALSE | TRUE | 1 |  |  |  | None | Non-Condensing | Step Modulating | Copper |  |  |  |  | 999000 | 849000 | 333320 |  | 85 | 80 | 84 | [6 empty] | Federally-Regulated Commercial & Industrial Equipment | 2007-11-01
Parker Boiler Co. | Parker Boiler | 115R | Steam | Natural Gas | No Match | FALSE | FALSE | 3 |  |  | No Match | No Match | No Match | No Match | Other | No Match |  | No Match |  | 4830000 |  | 2415000 |  | 83 | 80 |  |  | 4 |  | 82 |  |  | Federally-Regulated Commercial & Industrial Equipment | 1996-03-13
Lochinvar, LLC. | Lochinvar Corp. | PBL2001-M9 | Water | Natural Gas | Power | FALSE | FALSE | 1 |  |  |  | None | Non-Condensing | Step Modulating | Copper |  |  |  |  | 2000000 | 1700000 |  |  | 85 |  | 85 | [6 empty] | Federally-Regulated Commercial & Industrial Equipment | 2014-10-23
Rite Engineering | Rite | A150S | Both Steam & Water | Natural Gas | No Match | FALSE | FALSE | 3 |  |  | No Match | No Match | No Match | No Match | Other | No Match |  | No Match |  | 1500000 |  | 750000 |  | 80 | 80 |  |  |  |  | 80 |  |  | Non Federally-Regulated | 1992-10-14
Dunkirk | Pennco, Inc. | 1606HSID | Steam | Natural Gas | No Match | FALSE | FALSE | 1 |  |  | No Match | No Match | No Match | No Match | Cast Iron | No Match |  | No Match |  | 187500 | [10 empty] | 80.9 | 75 | Federally-Regulated Consumer Product | 1998-12-21
Ajax Boiler, Inc. | Ajax | OWGFD1050 | Steam | Natural Gas | Power | FALSE | TRUE | 3 |  |  | No Match | No Match | No Match | No Match | Other | No Match |  | No Match |  | 1050000 |  | 525000 |  | 82 | 80 |  |  |  |  | 80 |  |  | Non Federally-Regulated | 1992-10-27
Lochinvar, LLC. | Lochinvar Corp. | KBN701 | Water | Natural Gas | Power | FALSE | FALSE | 1 |  |  |  | None | Condensing | Step Modulating | Other |  |  |  |  | 700000 | 658000 |  |  |  |  | 94 | [6 empty] | Federally-Regulated Commercial & Industrial Equipment | 2015-04-20
Burnham Corp. | Crown Boiler Co. | 24-03 | Both Steam & Water | Oil | Power | FALSE | FALSE | 1 |  |  |  | None | Non-Condensing | Single-Stage | Cast Iron |  |  |  |  | 427000 | 342000 |  |  | 85.2 | 83 | 80 | [6 empty] | Federally-Regulated Commercial & Industrial Equipment | 2007-12-12
Smith Cast Iron Boilers | Peerless | TCII-16-S-G | Steam | LPG | Power | FALSE | FALSE | 1 |  | FALSE |  | None | Non-Condensing | Single-Stage | Cast Iron |  |  |  |  | 4923000 | 4095000 |  |  |  |  | 83.2 | 79 | [5 empty] | Federally-Regulated Commercial & Industrial Equipment | 2015-09-30
Water Pik, Inc. | Laars | VW0600EN09CBA | Both Steam & Water | Natural Gas | No Match | FALSE | TRUE | 3 |  |  | No Match | No Match | No Match | No Match | Copper | No Match |  | No Match |  | 600000 |  | 600000 |  | 82 | 80 |  |  | 5 |  | 82 |  |  | Federally-Regulated Commercial & Industrial Equipment | 2001-11-21
Universal Boiler Works | Universal Boiler Works | BF175W4 | Water | Combo (Natural Gas & Oil) | Power | FALSE | FALSE | 3 |  |  | No Match | No Match | No Match | No Match | Other | No Match |  | No Match |  | 7350000 |  | 2450000 |  | 86 | 80 |  |  | 10 |  | 84 |  |  | Federally-Regulated Commercial & Industrial Equipment | 2001-12-13
Crown Boiler Co. | Burnham Corp. | FCM150 | Water | Natural Gas | Induced Draft | FALSE | FALSE | 1 |  |  | None | None | Condensing | Step Modulating | Other | Single-Speed | 0.13 | Standard |  | 150000 | 137000 | 50000 | 47000 | [7 empty] | 95.2 | 80 | Federally-Regulated Consumer Product | 2009-09-15
Bryan Steam Corp. | Bryan | D-350-W-FDG* | Water | Natural Gas | Power | FALSE | FALSE | 3 |  |  | No Match | No Match | No Match | No Match | Other | No Match |  | No Match |  | 350000 |  | 350000 |  | 80 | 80 |  |  |  |  | 80 |  |  | Federally-Regulated Commercial & Industrial Equipment | 1996-02-29
New Yorker Boiler Co. | New Yorker | CG50AHNI- | Water | Natural Gas | No Match | FALSE | FALSE | 1 |  |  | No Match | No Match | No Match | No Match | Cast Iron | No Match |  | No Match |  | 130000 | [10 empty] | 83 | 80 | Federally-Regulated Consumer Product | 2001-03-01
HTP, Inc. | Elite | EL-220 | Water | Natural Gas | Power | FALSE | FALSE | 1 |  |  | None | None | Condensing | Single-Stage | Other |  |  |  |  | 220000 | 203000 | 37000 | 220000 | [7 empty] | 98 | 80 | Federally-Regulated Consumer Product | 2009-09-17
Slant / Fin Corp. | Slant / Fin Corp. | S-34ED | Water | Natural Gas | Injection Type | FALSE | FALSE | 1 |  |  |  | Stack Damper | Non-Condensing | Single-Stage | Cast Iron |  |  |  |  | 34000 | 29000 | [9 empty] | 84 | 80 | Federally-Regulated Consumer Product | 2007-11-14
Harsco Industrial / Patterson-Kelley | Harsco Industrial / Patterson-Kelley | N-2000 MFD | Water | Natural Gas | Power | FALSE | FALSE | 1 |  |  |  | None | Non-Condensing | Step Modulating | Copper |  |  |  |  | 2000000 | 1700000 |  |  |  |  | 85 | [6 empty] | Federally-Regulated Commercial & Industrial Equipment | 2014-09-05
HTP, Inc. | Westinghouse | WBRU^^080W | Water | Natural Gas | Power | FALSE | FALSE | 1 | TRUE |  |  | None | Condensing | Step Modulating | Other |  |  |  |  | 80000 | 74000 | [9 empty] | 95.4 | 80 | Federally-Regulated Consumer Product | 2015-09-30
PVI Industries | PVI | 150 SBHE 250A-TPGO | Steam | Combo (Natural Gas & Oil) | No Match | FALSE | FALSE | 3 |  |  | No Match | No Match | No Match | No Match | Other | No Match |  | No Match |  | 6000000 |  | 2000000 |  | 84 | 80 |  |  |  |  | 85 |  |  | Federally-Regulated Commercial & Industrial Equipment | 1996-03-13
Ajax Boiler, Inc. | Ajax | WGOXFD-9000 | Steam | Natural Gas | Power | FALSE | FALSE | 3 |  |  | No Match | No Match | No Match | No Match | Other | No Match |  | No Match |  | 9000000 |  | 4500000 |  | 82 | 80 |  |  |  |  | 80 |  |  | Non Federally-Regulated | 1992-10-27
Easco Boiler Corp. | Easco | FST-32-W030 | Both Steam & Water | Combo (Natural Gas & Oil) | Power | FALSE | FALSE | 3 |  |  | No Match | No Match | No Match | No Match | Other | No Match |  | No Match |  | 1339000 |  | 446333 |  | 83 | 80 |  |  | 22 |  | 80 |  |  | Federally-Regulated Commercial & Industrial Equipment | 1998-06-02
Weil-McLain | Weil-McLain | EG-40-PIDN-W | Water | Natural Gas | No Match | FALSE | FALSE | 1 |  |  | No Match | No Match | No Match | No Match | Cast Iron | No Match |  | No Match |  | 125000 | [10 empty] | 84 | 80 | Federally-Regulated Consumer Product | 2001-04-12
Ajax Boiler, Inc. | Ajax | WGFD-300 | Steam | Natural Gas | Power | FALSE | FALSE | 3 |  |  | No Match | No Match | No Match | No Match | Other | No Match |  | No Match |  | 300000 |  | 300000 |  | 82 | 80 |  |  |  |  | 82 |  |  | Federally-Regulated Commercial & Industrial Equipment | 1996-02-29
Crown Boiler Co. | Crown Boiler Co. | CWI241E | Water | Natural Gas | Induced Draft | FALSE | FALSE | 1 |  | TRUE |  | Stack Damper | Non-Condensing | Single-Stage | Cast Iron | Single-Speed |  |  |  | 241000 | 201000 | [9 empty] | 83.2 | 80 | Federally-Regulated Consumer Product | 2013-04-19
Cemline Corp. | Cemline Corp. | VB30EHB72 | Water | Electricity | No Match | FALSE | TRUE | 1 |  |  | No Match | No Match | No Match | No Match | Cast Iron | No Match |  | No Match |  | 245880 |  |  |  | 98.4 | [8 empty] | Federally-Regulated Consumer Product | 1992-06-18
Rinnai | Rinnai | Q175S | Water | Natural Gas | Induced Draft | FALSE | FALSE | 1 |  | TRUE | None | None | Condensing | Step Modulating | Other | Variable-Speed |  | Premium |  | 175000 | 162000 | [9 empty] | 95 | 80 | Federally-Regulated Consumer Product | 2013-11-14
Burnham Corp. | Crown Boiler Co. | 24-07 | Both Steam & Water | LPG | Power | FALSE | FALSE | 1 |  |  |  | None | Non-Condensing | Single-Stage | Cast Iron |  |  |  |  | 1174000 | 940000 |  |  | 82.3 | 80 | 80.1 | [6 empty] | Federally-Regulated Commercial & Industrial Equipment | 2007-12-12
Viessmann Manufacturing | Viessmann Manufacturing | VD2-320 | Water | Natural Gas | Power | FALSE | FALSE | 1 |  |  | Barometric Regulator | None | Non-Condensing | Two-Stage Modulating | Cast Iron |  |  |  |  | 1300000 | 1110000 |  |  | 85.5 | 80 | 85.4 | [6 empty] | Federally-Regulated Commercial & Industrial Equipment | 2008-04-14
Allied Engineering Co. | Allied Engineering Co. | MG-75-N-E | Water | Natural Gas | Injection Type | FALSE | FALSE | 1 |  | TRUE |  | Stack Damper | Non-Condensing | Single-Stage | Other |  |  |  |  | 75000 | 64000 | [9 empty] | 85 | 80 | Federally-Regulated Consumer Product | 2014-08-08
Ajax Boiler, Inc. | Ajax | XFG3500W | Water | Natural Gas | Power | FALSE | TRUE | 3 |  |  | No Match | No Match | No Match | No Match | Other | No Match |  | No Match |  | 3500000 |  | 1400000 |  | 80 | 80 |  |  |  |  | 80 |  |  | Federally-Regulated Commercial & Industrial Equipment | 1997-01-07
Dunkirk | Dunkirk | DPFG-7-147 | Water | Combo (Natural Gas & Oil) | Power | FALSE | FALSE | 1 |  |  | No Match | No Match | No Match | No Match | Cast Iron | No Match |  | No Match |  | 147000 | [10 empty] | 84.9 | 80 | Federally-Regulated Consumer Product | 2001-11-01
Ajax Boiler, Inc. | Ajax | WEO-1125 | Water | Oil | Power | FALSE | FALSE | 3 |  |  | No Match | No Match | No Match | No Match | Other | No Match |  | No Match |  | 1068000 |  | 750000 |  | 85 | 83 |  |  |  |  | 82 |  |  | Federally-Regulated Commercial & Industrial Equipment | 1996-03-13
Raypak | Raypak | H(1,2,5)-1468* | Water | Natural Gas | Injection Type | FALSE | FALSE | 1 |  |  |  | None | Non-Condensing | Step Modulating | Copper |  |  |  |  | 1467000 | 1203000 |  |  |  |  | 82 | [6 empty] | Federally-Regulated Commercial & Industrial Equipment | 2015-04-16
Utica Boilers | Utica Boilers | JD-1000 | Both Steam & Water | Natural Gas | Injection Type | FALSE | FALSE | 1 |  |  |  | None | Non-Condensing | Single-Stage | Cast Iron |  |  |  |  | 1000000 | 805000 |  |  | 80.5 | 80 | 77.5 | [6 empty] | Federally-Regulated Commercial & Industrial Equipment | 2011-05-02
PB Heat, LLC | Peerless | WB90-04-W | Water | Oil | Power | FALSE | FALSE | 1 | TRUE |  |  | None | Non-Condensing | Two-Stage Modulating | Cast Iron |  |  |  |  | 182000 | 160000 | [9 empty] | 90 | 84 | Federally-Regulated Consumer Product | 2015-09-30
Laars Heating Systems Co. | Laars Heating Systems Co. | MT2H1750 | Water | LPG | Power | FALSE | FALSE | 1 |  |  |  | None | Non-Condensing | Two-Stage Modulating | Copper |  |  |  |  | 1750000 | 1489000 |  |  |  |  | 85.2 | [6 empty] | Federally-Regulated Commercial & Industrial Equipment | 2015-04-20
Smith Cast Iron Boilers | Smith Cast Iron Boilers | 4500A-*-15 | Both Steam & Water | Natural Gas | Power | FALSE | FALSE | 1 |  |  |  | None | Non-Condensing | Single-Stage | Cast Iron |  |  |  |  | 6341000 | 5014000 |  |  | 81.1 | 80 | 79.1 | [6 empty] | Federally-Regulated Commercial & Industrial Equipment | 2007-12-12
RBI Water Heaters | RBI Water Heaters | DB1950 | Water | LPG | Induced Draft | TRUE | FALSE | 1 |  |  |  | None | Non-Condensing | Single-Stage | Copper |  |  |  |  | 1950000 | 1638000 |  |  | 84 | 80 | 82 | [6 empty] | Federally-Regulated Commercial & Industrial Equipment | 2007-12-12
Lochinvar, LLC. | Lochinvar Corp. | CDN100 | Water | Natural Gas | Power | FALSE | FALSE | 1 |  | TRUE |  | None | Condensing | Step Modulating | Other |  |  |  |  | 100000 | 93000 | [9 empty] | 94 | 80 | Federally-Regulated Consumer Product | 2014-10-23
Ajax Boiler, Inc. | Ajax | OWGFD-11000 | Water | Natural Gas | Power | FALSE | TRUE | 3 |  |  | No Match | No Match | No Match | No Match | Other | No Match |  | No Match |  | 11000000 |  | 5500000 |  | 82 | 80 |  |  |  |  | 80 |  |  | Non Federally-Regulated | 1992-09-21
Camus Hydronics | Camus Hydronics | DFNH-1200-MS | Water | Natural Gas | Power | FALSE | FALSE | 1 |  |  |  | None | Non-Condensing | Step Modulating | Other |  |  |  |  | 1200000 | 1020000 |  |  | 85 |  | 85 | [6 empty] | Federally-Regulated Commercial & Industrial Equipment | 2014-08-11
Rinnai | Rinnai | QP130 | Water | LPG | Induced Draft | FALSE | FALSE | 1 |  | TRUE |  | None | Condensing | Step Modulating | Other | Variable-Speed |  |  |  | 130000 | 119000 | [9 empty] | 95.4 | 80 | Federally-Regulated Consumer Product | 2013-11-14
Ajax Boiler, Inc. | Ajax | WEC3000W | Water | Combo (Natural Gas & Oil) | Power | FALSE | TRUE | 3 |  |  | No Match | No Match | No Match | No Match | Other | No Match |  | No Match |  | 2850000 |  | 1200000 |  | 85 | 80 |  |  |  |  | 80 |  |  | Federally-Regulated Commercial & Industrial Equipment | 1997-01-07
Slant / Fin Corp. | Slant / Fin Corp. | TRF-70 | Water | Natural Gas | Power | FALSE | FALSE | 1 |  |  |  | None | Non-Condensing | Single-Stage | Cast Iron |  |  |  |  | 484000 | 378000 |  |  | 81 | 80 | 78.1 | [6 empty] | Federally-Regulated Commercial & Industrial Equipment | 2007-12-12
Slant / Fin Corp. | Slant / Fin Corp. | XL-40-1.55 | Water | Oil | Power | FALSE | FALSE | 1 |  |  |  | None | Non-Condensing | Single-Stage | Cast Iron |  |  |  |  | 217000 | 186000 | [9 empty] | 84.3 | 80 | Federally-Regulated Consumer Product | 2007-11-14
Raypak | Raypak | H3-HD251* | Water | LPG | Induced Draft | FALSE | FALSE | 1 |  |  | None | None | Non-Condensing | Two-Stage Modulating | Copper | Single-Speed |  | Standard |  | 250000 | 210000 | 150000 | [8 empty] | 85 | 80 | Federally-Regulated Consumer Product | 2010-01-11
Lochinvar, LLC. | Lochinvar Corp. | PBN0752 | Water | LPG | Power | FALSE | FALSE | 1 |  |  | None | None | Non-Condensing | Step Modulating | Copper |  |  |  |  | 750000 | 637000 | 188000 | 164000 | 85 | 80 | 85 | [6 empty] | Federally-Regulated Commercial & Industrial Equipment | 2007-12-12
English Boiler & Tube, Inc. | Bent Tube Balanced Flow | BTBF-25-160 | Water | Natural Gas | Power | FALSE | FALSE | 3 |  |  | No Match | No Match | No Match | No Match | Other | No Match |  | No Match |  | 1046000 |  | 261500 |  | 80 | 80 |  |  | 3 |  | 80 |  |  | Federally-Regulated Commercial & Industrial Equipment | 1998-09-10
Crown Boiler Co. | Crown Boiler Co. | CT45 | Water | Oil | Pressure | FALSE | FALSE | 1 |  | TRUE |  | None | Non-Condensing | Single-Stage | Cast Iron | Single-Speed |  |  |  | 189000 | 160000 | [9 empty] | 84 | 84 | Federally-Regulated Consumer Product | 2015-04-20
Columbia Boiler / Pottstown | Thermo-Dynamics Boiler Co. | HT-125-DV | Water | Oil | Power | FALSE | FALSE | 1 |  |  | None | None | Non-Condensing | Single-Stage | Other |  |  |  |  | 175000 | 150000 | [9 empty] | 85 | 80 | Federally-Regulated Consumer Product | 2009-09-15
Ajax Boiler, Inc. | Ajax | HNG11500W | Steam | Natural Gas | No Match | FALSE | TRUE | 3 |  |  | No Match | No Match | No Match | No Match | Other | No Match |  | No Match |  | 11500000 |  | 5750000 |  | 80 | 80 |  |  |  |  | 80 |  |  | Federally-Regulated Commercial & Industrial Equipment | 1997-01-07
Laars Heating Systems Co. | Laars Heating Systems Co. | MT2H0300 | Water | LPG | Power | FALSE | TRUE | 1 |  |  | None | None | Non-Condensing | Single-Stage | Copper | Single-Speed | 0.17 | Standard |  | 299000 | 255000 | 299000 | 255000 | [7 empty] | 85.1 | 80 | Federally-Regulated Consumer Product | 2011-06-20
Crown Boiler Co. | Crown | C247-2100-W | Water | Natural Gas | No Match | FALSE | FALSE | 3 |  |  | No Match | No Match | No Match | No Match | Cast Iron | No Match |  | No Match |  | 2100000 |  | 2100000 |  | 80 | 80 |  |  |  |  | 80 |  |  | Federally-Regulated Commercial & Industrial Equipment | 1996-03-06
Laars Heating Systems Co. | Laars | PHO850EN******** | Water | Natural Gas | Induced Draft | FALSE | TRUE | 1 |  |  |  | None | Non-Condensing | Step Modulating | Copper | Single-Speed |  | Standard |  | 850000 | 697000 | 212500 |  | 82 | 80 | 79.6 | [6 empty] | Federally-Regulated Commercial & Industrial Equipment | 2007-11-01
DDR Americas, Inc. | De Deitrich | GT 430A-12 | Water | Natural Gas | Power | FALSE | FALSE | 1 |  | FALSE |  | Electro-Mechanical Inlet Dampe | Non-Condensing | Step Modulating | Cast Iron |  |  |  |  | 2826000 | 2402000 |  |  | 85.2 |  | 85.2 | [6 empty] | Federally-Regulated Commercial & Industrial Equipment | 2014-08-11
Smith Cast Iron Boilers | Smith Cast Iron Boilers | 350A-*-14 | Both Steam & Water | Natural Gas | Power | FALSE | FALSE | 1 |  |  |  | None | Non-Condensing | Single-Stage | Cast Iron |  |  |  |  | 3646000 | 2878000 |  |  | 81 | 80 | 78.9 | [6 empty] | Federally-Regulated Commercial & Industrial Equipment | 2007-12-12
Burnham Corp. | Burnham Corp. | 4FHW-78A | Water | Natural Gas | Power | FALSE | FALSE | 1 |  |  |  | None | Non-Condensing | Single-Stage | Other |  |  |  |  | 653000 | 533000 |  |  | 84.8 |  | 81.6 | [6 empty] | Federally-Regulated Commercial & Industrial Equipment | 2014-08-11
Burnham Corp. | Crown Boiler Co. | CWI379S | Water | Natural Gas | Induced Draft | TRUE | FALSE | 1 |  |  |  | None | Non-Condensing | Single-Stage | Cast Iron |  |  |  |  | 379000 | 317000 |  |  | 83.5 | 80 | 80.5 | [6 empty] | Federally-Regulated Commercial & Industrial Equipment | 2007-12-12
Parker Boiler Co. | Parker Boiler | T3900LR | Water | Natural Gas | Power | FALSE | FALSE | 3 |  |  | No Match | No Match | No Match | No Match | Other | No Match |  | No Match |  | 3900000 |  | 1950000 |  | 85 | 80 |  |  | 4 |  | 82 |  |  | Federally-Regulated Commercial & Industrial Equipment | 1996-03-13
Ajax Boiler, Inc. | Ajax | SGOXFD-2000 | Steam | Natural Gas | Power | FALSE | FALSE | 3 |  |  | No Match | No Match | No Match | No Match | Other | No Match |  | No Match |  | 2000000 |  | 1000000 |  | 81 | 80 |  |  |  |  | 80 |  |  | Non Federally-Regulated | 1992-10-27
Laars Heating Systems Co. | National Combustion Co. | F85H1500 | Water | Natural Gas | Power | FALSE | FALSE | 1 |  |  |  | None | Non-Condensing | Two-Stage Modulating | Copper |  |  |  |  | 1500000 | 1277000 |  |  | 85.2 |  | 85.2 | [6 empty] | Federally-Regulated Commercial & Industrial Equipment | 2014-10-21
Burnham Corp. | New Yorker Boiler Co. | CG50C_I | Water | LPG | Induced Draft | FALSE | FALSE | 1 |  |  |  | Stack Damper | Non-Condensing | Single-Stage | Cast Iron | Single-Speed | 0.04 | Standard |  | 130000 | 108000 | [9 empty] | 82 | 80 | Federally-Regulated Consumer Product | 2007-11-14
Allied Engineering Co. | Super Hot | SG450**** | Water | Natural Gas | No Match | TRUE | TRUE | 3 |  |  | No Match | No Match | No Match | No Match | Copper | No Match |  | No Match |  | 450000 |  | 180000 |  | 80 | 80 |  |  | 225 |  | 80 |  |  | Federally-Regulated Commercial & Industrial Equipment | 1998-04-21
Smith Cast Iron Boilers | Smith Cast Iron Boilers | 3500A-*-06 | Both Steam & Water | Oil | Power | FALSE | FALSE | 1 |  |  |  | None | Non-Condensing | Single-Stage | Cast Iron |  |  |  |  | 1456000 | 1165000 |  |  | 83.2 | 83 | 80.1 | [6 empty] | Federally-Regulated Commercial & Industrial Equipment | 2007-12-12
HTP, Inc. | HTP | EL-150 | Water | LPG | Power | FALSE | FALSE | 1 | TRUE |  |  | None | Condensing | Step Modulating | Other |  |  |  |  | 150000 | 139000 | [9 empty] | 95.5 | 80 | Federally-Regulated Consumer Product | 2015-09-30
Utica Boilers | Columbia Boiler / Pottstown | CSC-3 | Water | Natural Gas | Power | FALSE | FALSE | 1 |  |  |  | None | Non-Condensing | Single-Stage | Cast Iron |  |  |  |  | 50000 | 44000 | [9 empty] | 87 | 80 | Federally-Regulated Consumer Product | 2010-03-16
Smith Cast Iron Boilers | Smith Cast Iron Boilers | PGB100-W-7-HSI-D | Water | LPG | No Match | FALSE | FALSE | 1 |  |  | No Match | No Match | No Match | No Match | Cast Iron | No Match |  | No Match |  | 150000 | [10 empty] | 83.3 | 80 | Federally-Regulated Consumer Product | 1998-12-21
Slant / Fin Corp. | Slant / Fin Corp. | B-200 | Water | LPG | Injection Type | FALSE | FALSE | 1 |  |  |  | None | Condensing | Step Modulating | Other |  |  |  |  | 200000 | 182000 | [9 empty] | 93 | 80 | Federally-Regulated Consumer Product | 2008-04-14
Burnham Corp. | Burnham Corp. | CHG225 | Water | LPG | Induced Draft | FALSE | FALSE | 1 |  |  | None | None | Condensing | Step Modulating | Other | Single-Speed | 0.13 | Standard |  | 225000 | 202000 | 75000 | 68000 | [7 empty] | 94.2 | 80 | Federally-Regulated Consumer Product | 2008-09-25
Viessmann Manufacturing Co., Inc. | VIESSMANN | CU3A-45 | Water | Natural Gas | Power | FALSE | FALSE | 1 | TRUE |  |  | None | Condensing | Step Modulating | Other |  |  |  |  | 160000 | 149000 | [9 empty] | 95 | 80 | Federally-Regulated Consumer Product | 2015-09-24
Ajax Boiler, Inc. | Ajax | SRF175 | Steam | Natural Gas | Power | FALSE | TRUE | 1 |  |  | Draft Hood | Stack Damper | Non-Condensing | Two-Stage Modulating | Other | None |  | No Match |  | 7350000 | 5880000 | 5880000 | 4704000 | 80 | 80 | 79.2 | [6 empty] | Federally-Regulated Commercial & Industrial Equipment | 2007-08-15
Smith Cast Iron Boilers | Smith Cast Iron Boilers | 4500A-*-14 | Both Steam & Water | Natural Gas | Power | FALSE | FALSE | 1 |  |  |  | None | Non-Condensing | Single-Stage | Cast Iron |  |  |  |  | 5856000 | 4627000 |  |  | 81.3 | 80 | 79 | [6 empty] | Federally-Regulated Commercial & Industrial Equipment | 2007-12-12
Ajax Boiler, Inc. | Ajax | WGOXFD-3750 | Steam | Natural Gas | Power | FALSE | FALSE | 3 |  |  | No Match | No Match | No Match | No Match | Other | No Match |  | No Match |  | 3750000 |  | 1875000 |  | 82 | 80 |  |  |  |  | 80 |  |  | Non Federally-Regulated | 1992-10-27
PB Heat, LLC | PB Heat, LLC | LCE-14-S-O | Steam | Oil | Power | FALSE | FALSE | 1 |  | FALSE |  | None | Non-Condensing | Single-Stage | Cast Iron |  |  |  |  | 2576000 | 2125000 |  |  | 83.5 |  | 82.5 | [6 empty] | Federally-Regulated Commercial & Industrial Equipment | 2014-09-05
Water Pik, Inc. | Laars | VW1010IP04*BA | Both Steam & Water | LPG | No Match | FALSE | FALSE | 3 |  |  | No Match | No Match | No Match | No Match | Copper | No Match |  | No Match |  | 1010000 |  | 252500 |  | 82 | 80 |  |  | 5 |  | 82 |  |  | Federally-Regulated Commercial & Industrial Equipment | 2001-11-21
Dunkirk | Ultimate Engineering / Division of Dunkirk | PFG-3T-70 | Water | Combo (Natural Gas & Oil) | Power | FALSE | FALSE | 1 |  |  | No Match | No Match | No Match | No Match | Cast Iron | No Match |  | No Match |  | 70000 | [10 empty] | 85 | 80 | Federally-Regulated Consumer Product | 2001-11-01
Slant / Fin Corp. | Slant / Fin Corp. | EC-25G | Water | LPG | Power | FALSE | FALSE | 1 |  |  |  | None | Non-Condensing | Single-Stage | Cast Iron |  |  |  |  | 217000 | 185000 | [9 empty] | 85 | 80 | Federally-Regulated Consumer Product | 2008-04-14
Ajax Boiler, Inc. | Ajax | HRPG12 | Steam | Natural Gas | Power | FALSE | TRUE | 1 |  |  | Draft Hood | Stack Damper | Non-Condensing | Two-Stage Modulating | Other | None |  |  |  | 525000 | 420000 | 420000 | 336000 | 80 | 80 | 79.2 | [6 empty] | Federally-Regulated Commercial & Industrial Equipment | 2007-08-15
Water Pik, Inc. | Laars | PW1825IN09C1A | Both Steam & Water | Natural Gas | No Match | FALSE | FALSE | 3 |  |  | No Match | No Match | No Match | No Match | Copper | No Match |  | No Match |  | 1825000 |  | 1825000 |  | 81 | 80 |  |  | 5 |  | 81 |  |  | Federally-Regulated Commercial & Industrial Equipment | 2001-11-21
Burnham Corp. | New Yorker Boiler Co. | CL3-140 | Water | Oil | Power | FALSE | FALSE | 1 |  |  |  | None | Non-Condensing | Single-Stage | Cast Iron |  |  |  |  | 140000 | 120000 | [9 empty] | 83.6 | 80 | Federally-Regulated Consumer Product | 2007-11-14
Ajax Boiler, Inc. | Ajax | WGOFD-2750 | Steam | Natural Gas | Power | FALSE | FALSE | 3 |  |  | No Match | No Match | No Match | No Match | Other | No Match |  | No Match |  | 2750000 |  | 1375000 |  | 82 | 80 |  |  |  |  | 80 |  |  | Non Federally-Regulated | 1992-10-27
Burnham Corp. | Burnham Corp. | V1104H-WO | Water | Oil | Power | FALSE | FALSE | 1 |  |  |  | None | Non-Condensing | Two-Stage Modulating | Cast Iron |  |  |  |  | 812000 | 682000 |  |  | 85.4 |  | 84.4 | [6 empty] | Federally-Regulated Commercial & Industrial Equipment | 2014-08-11
Water Pik, Inc. | Laars | HH1825IP09*BA | Water | LPG | No Match | FALSE | FALSE | 3 |  |  | No Match | No Match | No Match | No Match | Copper | No Match |  | No Match |  | 1825000 |  | 456250 |  | 82 | 80 |  |  | 5 |  | 82 |  |  | Federally-Regulated Commercial & Industrial Equipment | 2001-05-30
Camus Hydronics | Camus Hydronics | DMPW-0152 | Water | LPG | Power | FALSE | TRUE | 1 | TRUE |  |  | None | Condensing | Step Modulating | Other |  |  |  |  | 150000 | 135000 | [9 empty] | 90 | 80 | Federally-Regulated Consumer Product | 2015-09-30
Viessmann Manufacturing Co., Inc. | VIESSMANN | CU3A-35 | Water | Natural Gas | Power | FALSE | FALSE | 1 | TRUE |  |  | None | Condensing | Step Modulating | Other |  |  |  |  | 125000 | 116000 | [9 empty] | 95 | 80 | Federally-Regulated Consumer Product | 2015-09-24
Crown Boiler Co. | Crown Boiler Co. | PHNTM180 | Water | LPG | Power | FALSE | FALSE | 1 |  |  |  | None | Condensing | Step Modulating | Other | Single-Speed |  |  |  | 180000 | 167000 | [9 empty] | 93.2 | 80 | Federally-Regulated Consumer Product | 2014-08-08
Laars Heating Systems Co. | Laars Heating Systems Co. | MT2H2000 | Water | Natural Gas | Power | FALSE | FALSE | 1 |  |  |  | None | Non-Condensing | Two-Stage Modulating | Copper |  |  |  |  | 1999000 | 1701000 |  |  |  |  | 85.2 | [6 empty] | Federally-Regulated Commercial & Industrial Equipment | 2015-04-20
PB Heat, LLC | Smith Cast Iron Boilers | GSX-206-INT | Steam | Natural Gas | Injection Type | FALSE | FALSE | 1 |  | TRUE | Draft Diverter | Stack Damper | Non-Condensing | Single-Stage | Cast Iron |  |  |  |  | 206500 | 171000 | [9 empty] | 82.3 | 75 | Federally-Regulated Consumer Product | 2013-04-19
Laars Heating Systems Co. | Laars | MGH4000****** | Water | Natural Gas | Power | FALSE | TRUE | 3 |  | FALSE | None | None | Condensing | Step Modulating | Other |  |  |  |  | 4000000 | 3724000 |  |  | 93.1 |  | 95 | [6 empty] | Federally-Regulated Commercial & Industrial Equipment | 2014-05-07
Raypak | Raypak | H7-300*(N,P)* | Water | LPG | Induced Draft | FALSE | TRUE | 1 |  |  | None | None | Condensing | Step Modulating | Copper |  |  |  |  | 300000 | 282000 | 60000 |  | 94.5 | 80 | 94 |  | 12 |  |  |  |  | Federally-Regulated Commercial & Industrial Equipment | 2009-06-22
Columbia Boiler / Pottstown | PurePro | P4 | Water | LPG | Power | FALSE | FALSE | 1 |  |  | Barometric Regulator | None | Non-Condensing | Single-Stage | Cast Iron |  |  |  |  | 140000 | 122000 | [9 empty] | 85.1 | 80 | Federally-Regulated Consumer Product | 2008-05-08
HTP, Inc. | PB Heat, LLC | PI 80 | Water | Natural Gas | Power | FALSE | FALSE | 1 |  |  |  | None | Condensing | Single-Stage | Other |  |  |  |  | 80000 | 74000 | [9 empty] | 95.1 | 80 | Federally-Regulated Consumer Product | 2009-02-27
Laars Heating Systems Co. | Laars | PNCH1250N******* | Water | Natural Gas | Power | FALSE | TRUE | 1 |  |  |  | None | Non-Condensing | Step Modulating | Copper |  |  |  |  | 1250000 | 1062500 | 500000 |  | 85 | 80 | 84 | [6 empty] | Federally-Regulated Commercial & Industrial Equipment | 2007-11-01
RBI Water Heaters | RBI Water Heaters | DB600 | Water | LPG | Induced Draft | TRUE | FALSE | 1 |  |  |  | None | Non-Condensing | Single-Stage | Copper |  |  |  |  | 600000 | 504000 |  |  | 84 | 80 | 81.7 | [6 empty] | Federally-Regulated Commercial & Industrial Equipment | 2007-12-12
Ajax Boiler, Inc. | Ajax | OSGXB2500 | Steam | Natural Gas | No Match | FALSE | TRUE | 3 |  |  | No Match | No Match | No Match | No Match | Other | No Match |  | No Match |  | 2500000 |  | 2500000 |  | 80 | 80 |  |  |  |  | 80 |  |  | Federally-Regulated Commercial & Industrial Equipment | 1996-02-29
PVI Industries | PVI | 558 EWB 225A-E | Water | Electricity | No Match | TRUE | FALSE | 3 |  |  | No Match | No Match | No Match | No Match | Other | No Match |  | No Match |  | 1904000 |  | 1904000 |  | 99.9 | [5 empty] | 99.9 |  |  | Non Federally-Regulated | 1992-09-28
Universal Boiler Works | Universal Boiler Works | BF900S1 | Steam | Combo (Natural Gas & Oil) | Power | FALSE | FALSE | 3 |  |  | No Match | No Match | No Match | No Match | Other | No Match |  | No Match |  | 37800000 |  | 4725000 |  | 83.5 | 80 |  |  | 10 |  | 82 |  |  | Federally-Regulated Commercial & Industrial Equipment | 2001-12-13
Water Pik, Inc. | Laars | PW0500IN04*BA | Both Steam & Water | Natural Gas | No Match | FALSE | FALSE | 3 |  |  | No Match | No Match | No Match | No Match | Copper | No Match |  | No Match |  | 500000 |  | 125000 |  | 82 | 80 |  |  | 5 |  | 82 |  |  | Federally-Regulated Commercial & Industrial Equipment | 2001-11-21
Laars Heating Systems Co. | Laars | HH1200IP******** | Water | LPG | Induced Draft | FALSE | FALSE | 1 |  |  |  | None | Non-Condensing | Step Modulating | Copper |  |  |  |  | 1200000 | 972000 | 300000 |  | 81 | 80 | 78.6 | [6 empty] | Federally-Regulated Commercial & Industrial Equipment | 2007-11-01
Weil-McLain | Weil-McLain | 1694 | Steam | Oil | Power | FALSE | FALSE | 3 |  |  | No Match | No Match | No Match | No Match | Cast Iron | No Match |  | No Match |  | 5250000 |  | 5250000 |  | 84 | 83 |  |  | 147 |  | 84 |  |  | Federally-Regulated Commercial & Industrial Equipment | 1996-02-29
Smith Cast Iron Boilers | Peerless | TCII-07-S-O | Steam | Oil | Power | FALSE | FALSE | 1 |  | FALSE |  | None | Non-Condensing | Single-Stage | Cast Iron |  |  |  |  | 2016000 | 1713000 |  |  |  |  | 85 | 81 | [5 empty] | Federally-Regulated Commercial & Industrial Equipment | 2015-09-30
Slant / Fin Corp. | Slant / Fin Corp. | VSPH-180 | Water | Natural Gas | Induced Draft | FALSE | FALSE | 1 |  |  |  | Stack Damper | Non-Condensing | Single-Stage | Cast Iron |  |  |  |  | 180000 | 154000 | [9 empty] | 85.1 | 80 | Federally-Regulated Consumer Product | 2007-11-14
Heat Cell Technologies, Inc. / ECO Heating Systems | Propak TM - By Huron Valley Sales | HWHN00179ASME | Water | Natural Gas | Power | FALSE | TRUE | 1 |  |  | None | None | Condensing | Two-Stage Modulating | Other | No Match |  | No Match |  | 180000 | 171500 | 36000 | 34200 | [7 empty] | 93 | 80 | Federally-Regulated Consumer Product | 2006-03-29
Weil-McLain | Weil-McLain | CGS-6-PIL | Water | LPG | Power | FALSE | FALSE | 1 |  |  | No Match | No Match | No Match | No Match | Cast Iron | No Match |  | No Match |  | 167000 | [10 empty] | 83.4 | 80 | Federally-Regulated Consumer Product | 2000-06-07
Water Pik, Inc. | Laars | PH0775MN20****** | Water | Natural Gas | Power | FALSE | TRUE | 3 |  |  | No Match | No Match | No Match | No Match | Copper | No Match |  | No Match |  | 775000 |  | 775000 |  | 83 | 80 |  |  | 5 |  | 83 |  |  | Federally-Regulated Commercial & Industrial Equipment | 2001-11-21
Burnham Corp. | Burnham Corp. | MPC-17 | Water | Natural Gas | Power | FALSE | FALSE | 1 |  |  |  | None | Non-Condensing | Single-Stage | Cast Iron |  |  |  |  | 3435000 | 2880000 |  |  | 85.8 | 80 | 83.8 | [6 empty] | Federally-Regulated Commercial & Industrial Equipment | 2010-03-16
Dunkirk | Dunkirk | Q90-125 | Water | Combo (Natural Gas & Oil) | No Match | FALSE | FALSE | 1 |  |  | No Match | No Match | No Match | No Match | Other | No Match |  | No Match |  | 125000 | [10 empty] | 89.6 | 80 | Federally-Regulated Consumer Product | 2002-06-04
Water Pik, Inc. | Laars | PW1010EN09*BA | Both Steam & Water | Natural Gas | No Match | FALSE | TRUE | 3 |  |  | No Match | No Match | No Match | No Match | Copper | No Match |  | No Match |  | 1010000 |  | 252500 |  | 82 | 80 |  |  | 5 |  | 82 |  |  | Federally-Regulated Commercial & Industrial Equipment | 2001-11-21
Smith Cast Iron Boilers | Smith Cast Iron Boilers | GVX-140 | Water | Natural Gas | Induced Draft | FALSE | FALSE | 1 | TRUE |  |  | None | Non-Condensing | Single-Stage | Cast Iron |  |  |  |  | 140000 | 116000 | [9 empty] | 93.3 | 80 | Federally-Regulated Consumer Product | 2015-09-30
Ajax Boiler, Inc. | Ajax | WEG9500W | Water | Natural Gas | Power | FALSE | TRUE | 3 |  |  | No Match | No Match | No Match | No Match | Other | No Match |  | No Match |  | 9030000 |  | 3800000 |  | 85 | 80 |  |  |  |  | 80 |  |  | Federally-Regulated Commercial & Industrial Equipment | 1997-01-07
Fulton Boiler Works | Fulton | PLP-750-****** | Steam | Natural Gas | Power | FALSE | FALSE | 3 |  |  | No Match | No Match | No Match | No Match | Other | No Match |  | No Match |  | 750000 |  | 750000 |  | 82 | 80 |  |  | 100 |  | 82 |  |  | Federally-Regulated Commercial & Industrial Equipment | 1996-02-29
Burnham Corp. | Burnham Corp. | 4FHW-277A | Water | Natural Gas | Power | FALSE | FALSE | 1 |  |  |  | None | Non-Condensing | Two-Stage Modulating | Other |  |  |  |  | 2319000 | 1924000 |  |  | 85.3 |  | 83 | [6 empty] | Federally-Regulated Commercial & Industrial Equipment | 2014-08-11
PB Heat, LLC | National HVAC Manufacturing Company, LLC | CGSA-99** | Steam | LPG | Injection Type | FALSE | FALSE | 1 |  |  |  | Stack Damper | Non-Condensing | Single-Stage | Cast Iron |  |  |  |  | 118000 | 98000 | [9 empty] | 82.6 | 75 | Federally-Regulated Consumer Product | 2013-11-14
Raypak | Raypak | H7-198AR-N* | Water | Natural Gas | Power | FALSE | FALSE | 1 |  |  |  | None | Condensing | Step Modulating | Other |  |  |  |  | 199000 | 189050 | 39800 | 37810 | [7 empty] | 95 | 80 | Federally-Regulated Consumer Product | 2015-01-06
Lochinvar, LLC. | Lochinvar Corp. | CHN0752 | Water | Natural Gas | Power | FALSE | TRUE | 1 |  |  |  | None | Non-Condensing | Step Modulating | Copper |  |  |  |  | 750000 | 638000 |  |  |  |  | 85 | [6 empty] | Federally-Regulated Commercial & Industrial Equipment | 2015-04-20
U.S. Boiler Co. | BURNHAM BY U.S. BOILER | GW02 | Water | LPG | Injection Type | FALSE | FALSE | 1 | TRUE |  |  | Stack Damper | Non-Condensing | Single-Stage | Cast Iron | Single-Speed |  |  |  | 37500 | 30000 | [9 empty] | 82 | 80 | Federally-Regulated Consumer Product | 2015-09-30
PB Heat, LLC | PB Heat, LLC | LCE-16-S-N | Steam | Natural Gas | Power | FALSE | FALSE | 3 |  | FALSE |  | None | Non-Condensing | Single-Stage | Cast Iron |  |  |  |  | 3043000 | 2444000 |  |  | 81 |  | 80.3 | [6 empty] | Federally-Regulated Commercial & Industrial Equipment | 2014-09-05
Thermal Solutions | Thermal Solutions | EVO1000B**-*D* | Water | Natural Gas | Power | FALSE | TRUE | 1 |  |  |  | None | Non-Condensing | Step Modulating | Copper |  |  |  |  | 1000000 | 817000 |  |  | 82.7 |  | 81.7 | [6 empty] | Federally-Regulated Commercial & Industrial Equipment | 2014-08-11
PB Heat, LLC | Hydrotherm | HVX-105 | Water | Natural Gas | Induced Draft | FALSE | FALSE | 1 |  |  | None | None | Non-Condensing | Single-Stage | Cast Iron | Single-Speed |  | Standard |  | 105000 | 87000 | [9 empty] | 82 | 80 | Federally-Regulated Consumer Product | 2011-08-02
Lochinvar, LLC. | Lochinvar Corp. | CBN360 | Water | LPG | Injection Type | FALSE | FALSE | 1 |  |  | Draft Diverter | None | Non-Condensing | Two-Stage Modulating | Copper |  |  |  |  | 360000 | 295000 | 180000 | 146000 | 83 | 80 | 82 | [6 empty] | Federally-Regulated Commercial & Industrial Equipment | 2007-12-12
Smith Cast Iron Boilers | Smith Cast Iron Boilers | GB250-S-6-INTD | Steam | Natural Gas | No Match | FALSE | FALSE | 1 |  |  | No Match | No Match | No Match | No Match | Cast Iron | No Match |  | No Match |  | 250000 | [10 empty] | 82.1 | 75 | Federally-Regulated Consumer Product | 1998-12-21
Water Pik, Inc. | Laars | PH1670IN09C1A | Water | Natural Gas | No Match | FALSE | FALSE | 3 |  |  | No Match | No Match | No Match | No Match | Copper | No Match |  | No Match |  | 1670000 |  | 1670000 |  | 81 | 80 |  |  | 5 |  | 81 |  |  | Federally-Regulated Commercial & Industrial Equipment | 2001-05-16
Burnham Corp. | Burnham Corp. | V1107H-WN | Water | Natural Gas | Power | FALSE | FALSE | 1 |  |  |  | None | Non-Condensing | Two-Stage Modulating | Cast Iron |  |  |  |  | 1588000 | 1298000 |  |  | 82.7 |  | 81.8 | [6 empty] | Federally-Regulated Commercial & Industrial Equipment | 2014-08-11
Water Pik, Inc. | Laars | PW1200IP09CBA | Both Steam & Water | LPG | No Match | FALSE | FALSE | 3 |  |  | No Match | No Match | No Match | No Match | Copper | No Match |  | No Match |  | 1200000 |  | 1200000 |  | 82 | 80 |  |  | 5 |  | 82 |  |  | Federally-Regulated Commercial & Industrial Equipment | 2001-11-21
Ajax Boiler, Inc. | Ajax | OWGH850 | Steam | Natural Gas | No Match | FALSE | TRUE | 3 |  |  | No Match | No Match | No Match | No Match | Other | No Match |  | No Match |  | 850000 |  | 850000 |  | 80 | 80 |  |  |  |  | 80 |  |  | Federally-Regulated Commercial & Industrial Equipment | 1996-02-29
Ajax Boiler, Inc. | Ajax | WGOFD-4750 | Steam | Natural Gas | Power | FALSE | FALSE | 3 |  |  | No Match | No Match | No Match | No Match | Other | No Match |  | No Match |  | 4750000 |  | 2375000 |  | 82 | 80 |  |  |  |  | 80 |  |  | Non Federally-Regulated | 1992-10-27
Laars Heating Systems Company | BRUTE | BNTH210 | Water | LPG | Induced Draft | FALSE | FALSE | 1 | TRUE |  |  | None | Condensing | Step Modulating | Other |  |  |  |  | 210000 | 194000 | [9 empty] | 95 | 80 | Federally-Regulated Consumer Product | 2015-09-30
Unilux Manufacturing, Inc. | Unilux | ZF 2000W | Water | Combo (Natural Gas & Oil) | Power | FALSE | FALSE | 3 |  | FALSE | None | None | Non-Condensing | Step Modulating | Other |  |  |  |  | 21175000 | 18000000 |  |  | 84 | 84 | [7 empty] | Federally-Regulated Commercial & Industrial Equipment | 2012-12-03
Thermal Solutions | Thermal Solutions | EVO1500B**-*B* | Water | Natural Gas | Power | FALSE | TRUE | 3 |  |  |  | None | Non-Condensing | Step Modulating | Copper |  |  |  |  | 1500000 | 1250000 |  |  | 83.7 |  | 83.3 | [6 empty] | Federally-Regulated Commercial & Industrial Equipment | 2014-08-11
Columbia Boiler / Pottstown | Boyertown Furnace Co. | SL375 | Water | LPG | Power | FALSE | FALSE | 1 |  |  | Barometric Regulator | None | Non-Condensing | Single-Stage | Cast Iron |  |  |  |  | 105000 | 91000 | [9 empty] | 85 | 80 | Federally-Regulated Consumer Product | 2008-04-14
Utica Boilers | Utica Boilers | JD-2900 | Both Steam & Water | Natural Gas | Injection Type | FALSE | FALSE | 1 |  |  |  | None | Non-Condensing | Single-Stage | Cast Iron |  |  |  |  | 2900000 | 2335000 |  |  | 80.5 | 80 | 77.5 | [6 empty] | Federally-Regulated Commercial & Industrial Equipment | 2011-02-17
Burnham Corp. | Burnham Corp. | 4FHW-240A-O | Water | Oil | Power | FALSE | FALSE | 1 |  |  |  | None | Non-Condensing | Two-Stage Modulating | Other |  |  |  |  | 2009000 | 1661000 |  |  | 88.1 |  | 85.8 | [6 empty] | Federally-Regulated Commercial & Industrial Equipment | 2014-08-11
RBI Water Heaters | Hamilton Engineering | HSH 00400 | Water | Natural Gas | Power | FALSE | FALSE | 1 |  |  |  | None | Non-Condensing | Single-Stage | Copper |  |  |  |  | 399000 | 324000 |  |  | 81.2 |  | 81.2 | [6 empty] | Federally-Regulated Commercial & Industrial Equipment | 2014-08-11
Burnham Corp. | Burnham Corp. | V1111-SN | Steam | Natural Gas | Power | FALSE | FALSE | 3 |  |  |  | Stack Damper | Non-Condensing | Two-Stage Modulating | Cast Iron |  |  |  |  | 2656000 | 2133000 |  |  | 80.3 | 80 | 81.1 | [6 empty] | Federally-Regulated Commercial & Industrial Equipment | 2012-06-11
Weil-McLain | Weil-McLain | 1394 | Steam | Oil | Power | FALSE | FALSE | 3 |  |  | No Match | No Match | No Match | No Match | Cast Iron | No Match |  | No Match |  | 4200000 |  | 4200000 |  | 83.9 | 83 |  |  | 147 |  | 83.9 |  |  | Federally-Regulated Commercial & Industrial Equipment | 1996-02-29
Water Pik, Inc. | Laars | PW0850IP09C1A | Both Steam & Water | LPG | No Match | FALSE | FALSE | 3 |  |  | No Match | No Match | No Match | No Match | Copper | No Match |  | No Match |  | 850000 |  | 850000 |  | 81 | 80 |  |  | 5 |  | 81 |  |  | Federally-Regulated Commercial & Industrial Equipment | 2001-11-21
RBI Water Heaters | RBI Water Heaters | HB3600 | Water | Natural Gas | Induced Draft | TRUE | FALSE | 1 |  |  |  | None | Non-Condensing | Single-Stage | Copper |  |  |  |  | 3600000 | 2952000 |  |  | 82 | 80 | 0 | [6 empty] | Federally-Regulated Commercial & Industrial Equipment | 2007-12-12
Heat Cell Technologies, Inc. / ECO Heating Systems | Hamilton Engineering - EVO Duo | HWHL00399ASME | Water | LPG | Power | FALSE | TRUE | 1 |  |  | None | None | Condensing | Two-Stage Modulating | Other | No Match |  | No Match |  | 399000 | 379999 | 80000 | 75360 | 94.7 | 80 | 2.8 | [6 empty] | Federally-Regulated Commercial & Industrial Equipment | 2006-03-29
Raypak | Raypak | (H,W)7-0850 | Water | Natural Gas | Induced Draft | FALSE | TRUE | 1 |  |  | None | None | Condensing | Step Modulating | Other |  |  |  |  | 850000 | 799000 |  |  | 94.5 | 80 | 94 | [6 empty] | Federally-Regulated Commercial & Industrial Equipment | 2011-02-17
Burnham Corp. | Burnham Corp. | V1116H-SO | Steam | Oil | Power | FALSE | FALSE | 3 |  | FALSE |  | None | Non-Condensing | Two-Stage Modulating | Cast Iron |  |  |  |  | 3752000 | 3178000 |  |  | 85.3 |  | 84.7 | [6 empty] | Federally-Regulated Commercial & Industrial Equipment | 2014-08-11
Smith Cast Iron Boilers | Smith Cast Iron Boilers | 6500A-*-18 | Both Steam & Water | Natural Gas | Power | FALSE | FALSE | 1 |  |  |  | None | Non-Condensing | Single-Stage | Cast Iron |  |  |  |  | 11543000 | 9228000 |  |  | 81.4 | 80 | 79.9 | [6 empty] | Federally-Regulated Commercial & Industrial Equipment | 2007-12-12
HTP, Inc. | Munchkin | 80M | Water | Natural Gas | Power | FALSE | FALSE | 1 |  |  |  | None | Condensing | Single-Stage | Other |  |  |  |  | 80000 | 74000 | [9 empty] | 95.1 | 80 | Federally-Regulated Consumer Product | 2009-02-27
Viessmann Manufacturing | Viessmann Manufacturing | B2HA-100 | Water | Natural Gas | Power | FALSE | FALSE | 1 |  |  |  | None | Condensing | Step Modulating | Other |  |  |  |  | 352000 | 329000 |  |  | 94 |  | 93.5 | [6 empty] | Federally-Regulated Commercial & Industrial Equipment | 2014-08-11
English Boiler & Tube, Inc. | Bent Tube Balanced Flow | BTBF-400-150 | Steam | Natural Gas | Power | FALSE | FALSE | 3 |  |  | No Match | No Match | No Match | No Match | Other | No Match |  | No Match |  | 16800000 |  | 4200000 |  | 80 | 80 |  |  | 3 |  | 80 |  |  | Federally-Regulated Commercial & Industrial Equipment | 1998-09-10
HTP, Inc. | HTP | UFT-80W | Water | Natural Gas | Power | FALSE | FALSE | 1 | TRUE |  |  | None | Condensing | Step Modulating | Other |  |  |  |  | 80000 | 74000 | [9 empty] | 95.4 | 80 | Federally-Regulated Consumer Product | 2015-09-30
Parker Boiler Co. | Parker Boiler | O-115R | Steam | Oil | Power | FALSE | FALSE | 3 |  |  | No Match | No Match | No Match | No Match | Other | No Match |  | No Match |  | 4830000 |  | 2415000 |  | 85 | 83 |  |  | 4 |  | 82 |  |  | Federally-Regulated Commercial & Industrial Equipment | 1996-03-13
Raypak | Raypak | H91262B-CHX | Water | LPG | Induced Draft | FALSE | FALSE | 1 |  |  | None | None | Condensing | Single-Stage | Copper |  |  |  |  | 1260000 | 1235000 |  |  | 98 | 80 | 98 | [6 empty] | Federally-Regulated Commercial & Industrial Equipment | 2007-12-12
Parker Boiler Co. | Parker Boiler | T490LR | Water | Natural Gas | Power | FALSE | FALSE | 3 |  |  | No Match | No Match | No Match | No Match | Other | No Match |  | No Match |  | 490000 |  | 245000 |  | 85 | 80 |  |  | 4 |  | 82 |  |  | Federally-Regulated Commercial & Industrial Equipment | 1996-03-13
Lochinvar, LLC. | Lochinvar Corp. | FBD2000 | Water | LPG | Power | FALSE | FALSE | 1 |  |  |  | None | Condensing | Step Modulating | Other |  |  |  |  | 2000000 | 1840000 |  |  |  |  | 92 | [6 empty] | Federally-Regulated Commercial & Industrial Equipment | 2015-04-20
Rite Engineering | Rite | 1250WG | Both Steam & Water | Natural Gas | Power | FALSE | FALSE | 3 |  |  | No Match | No Match | No Match | No Match | Other | No Match |  | No Match |  | 12500000 |  | 4166667 |  | 80 | 80 |  |  |  |  | 80 |  |  | Non Federally-Regulated | 1992-10-14
Ajax Boiler, Inc. | Ajax | SGX-SGXB-300-D | Steam | Natural Gas | No Match | FALSE | FALSE | 3 |  |  | No Match | No Match | No Match | No Match | Other | No Match |  | No Match |  | 300000 |  | 300000 |  | 80 | 80 |  |  |  |  | 80 |  |  | Federally-Regulated Commercial & Industrial Equipment | 1996-02-29
Ajax Boiler, Inc. | Ajax | SGOXFD-7000 | Steam | Natural Gas | Power | FALSE | FALSE | 3 |  |  | No Match | No Match | No Match | No Match | Other | No Match |  | No Match |  | 7000000 |  | 3500000 |  | 81 | 80 |  |  |  |  | 80 |  |  | Non Federally-Regulated | 1992-10-27
Raypak | Propak TM - By Huron Valley Sales | TD2-824* | Water | Natural Gas | Induced Draft | FALSE | TRUE | 1 |  |  |  | None | Non-Condensing | Single-Stage | Copper |  |  |  |  | 240000 | 202000 | [9 empty] | 84 | 80 | Federally-Regulated Consumer Product | 2007-11-16
Ajax Boiler, Inc. | Ajax | OWGOFD4750 | Steam | Natural Gas | Power | FALSE | TRUE | 3 |  |  | No Match | No Match | No Match | No Match | Other | No Match |  | No Match |  | 4750000 |  | 2375000 |  | 82 | 80 |  |  |  |  | 80 |  |  | Non Federally-Regulated | 1992-10-27
Raypak | Raypak | H7-2004 | Water | LPG | Induced Draft | FALSE | TRUE | 1 |  |  | None | None | Non-Condensing | Single-Stage | Copper |  |  |  |  | 1999000 | 1679000 |  |  | 84 | 80 | 84 | [6 empty] | Federally-Regulated Commercial & Industrial Equipment | 2007-12-12
Unilux Manufacturing, Inc. | Unilux Manufacturing, Inc. | ZW 75 LS | Both Steam & Water | Combo (Natural Gas & Oil) | Power | FALSE | FALSE | 3 |  |  | No Match | No Match | No Match | No Match | Other | No Match |  | No Match |  | 862000 |  | 287000 |  | 83.5 | 80 |  |  | 10 |  | 82 |  |  | Federally-Regulated Commercial & Industrial Equipment | 1998-02-10
Columbia Boiler / Pottstown | PurePro | P5 | Water | LPG | Power | FALSE | FALSE | 1 |  |  | Barometric Regulator | None | Non-Condensing | Single-Stage | Cast Iron |  |  |  |  | 175000 | 153000 | [9 empty] | 85.1 | 80 | Federally-Regulated Consumer Product | 2008-05-08
Camus Hydronics | Camus Hydronics | DFPH-4501-MS | Water | LPG | Power | FALSE | FALSE | 1 |  |  |  | None | Condensing | Step Modulating | Other |  |  |  |  | 4500000 | 3924000 |  |  | 87.2 |  | 87.2 | [6 empty] | Federally-Regulated Commercial & Industrial Equipment | 2014-08-11
Water Pik, Inc. | Laars | PW0715EN04*BA | Both Steam & Water | Natural Gas | No Match | FALSE | TRUE | 3 |  |  | No Match | No Match | No Match | No Match | Copper | No Match |  | No Match |  | 715000 |  | 178750 |  | 82 | 80 |  |  | 5 |  | 82 |  |  | Federally-Regulated Commercial & Industrial Equipment | 2001-11-21
Dunkirk | Ultimate Engineering / Division of Dunkirk | PFG-7-255 | Water | Combo (Natural Gas & Oil) | Power | FALSE | FALSE | 1 |  |  | No Match | No Match | No Match | No Match | Cast Iron | No Match |  | No Match |  | 255000 | [10 empty] | 82.5 | 80 | Federally-Regulated Consumer Product | 2001-11-01
Ajax Boiler, Inc. | Ajax | HNG4750W | Steam | Natural Gas | No Match | FALSE | TRUE | 3 |  |  | No Match | No Match | No Match | No Match | Other | No Match |  | No Match |  | 4750000 |  | 2375000 |  | 80 | 80 |  |  |  |  | 80 |  |  | Federally-Regulated Commercial & Industrial Equipment | 1997-01-07
Camus Hydronics | Camus Hydronics | MFPH-4002-2G | Water | LPG | Power | FALSE | FALSE | 1 |  |  |  | None | Condensing | Two-Stage Modulating | Copper |  |  |  |  | 4000000 | 3736000 |  |  | 93 | [8 empty] | Federally-Regulated Commercial & Industrial Equipment | 2014-10-23
Raypak | Raypak | H7-198AR-P* | Water | LPG | Power | FALSE | FALSE | 1 |  |  |  | None | Condensing | Step Modulating | Other |  |  |  |  | 199000 | 189050 | 39800 | 37810 | [7 empty] | 95 | 80 | Federally-Regulated Consumer Product | 2015-01-06
Parker Boiler Co. | Parker Boiler | 9.5LR | Steam | Natural Gas | Power | FALSE | FALSE | 3 |  |  | No Match | No Match | No Match | No Match | Other | No Match |  | No Match |  | 398000 |  | 199000 |  | 83 | 80 |  |  | 4 |  | 82 |  |  | Federally-Regulated Commercial & Industrial Equipment | 1996-03-13
Raypak | Raypak | H7-0300* | Water | LPG | Induced Draft | FALSE | FALSE | 1 |  |  | None | None | Condensing | Step Modulating | Other |  |  |  |  | 300000 | 282000 | 60000 |  | 94.5 | 80 | 94 |  | 12 |  |  |  |  | Federally-Regulated Commercial & Industrial Equipment | 2010-10-29
Water Pik, Inc. | Laars | HH0500EN04*BA | Water | Natural Gas | No Match | FALSE | TRUE | 3 |  |  | No Match | No Match | No Match | No Match | Copper | No Match |  | No Match |  | 500000 |  | 125000 |  | 82 | 80 |  |  | 5 |  | 82 |  |  | Federally-Regulated Commercial & Industrial Equipment | 2001-05-16
Laars Heating Systems Co. | Laars | MGH3000****** | Water | Natural Gas | Power | FALSE | FALSE | 3 |  | FALSE | None | None | Condensing | Step Modulating | Other |  |  |  |  | 3000000 | 2814000 |  |  | 93.8 |  | 95 | [6 empty] | Federally-Regulated Commercial & Industrial Equipment | 2014-05-21
PB Heat, LLC | Peerless | PSCII-04-SPRK | Water | Natural Gas | Injection Type | FALSE | FALSE | 1 | TRUE |  |  | None | Non-Condensing | Single-Stage | Cast Iron | Single-Speed |  |  |  | 90000 | 77000 | [9 empty] | 85 | 80 | Federally-Regulated Consumer Product | 2015-09-30
PB Heat, LLC | Smith Cast Iron Boilers | GSX-236-INT | Steam | LPG | Injection Type | FALSE | FALSE | 1 |  | TRUE | Draft Diverter | Stack Damper | Non-Condensing | Single-Stage | Cast Iron |  |  |  |  | 236000 | 196000 | [9 empty] | 82.2 | 75 | Federally-Regulated Consumer Product | 2013-04-19
Burnham Corp. | Crown Boiler Co. | 32-1615*N | Both Steam & Water | LPG | Induced Draft | FALSE | FALSE | 1 |  |  |  | None | Non-Condensing | Single-Stage | Cast Iron |  |  |  |  | 1615000 | 1292000 |  |  | 80.5 | 80 | 75.4 | [6 empty] | Federally-Regulated Commercial & Industrial Equipment | 2007-12-12
Parker Boiler Co. | Parker Boiler | O-2304R | Water | Oil | Power | FALSE | FALSE | 3 |  |  | No Match | No Match | No Match | No Match | Other | No Match |  | No Match |  | 2304000 |  | 1152000 |  | 84 | 83 |  |  | 4 |  | 82 |  |  | Federally-Regulated Commercial & Industrial Equipment | 1996-03-13
Crown Boiler Co. | Crown | C247-2700-W | Water | Natural Gas | No Match | FALSE | FALSE | 3 |  |  | No Match | No Match | No Match | No Match | Cast Iron | No Match |  | No Match |  | 2700000 |  | 2700000 |  | 80 | 80 |  |  |  |  | 80 |  |  | Federally-Regulated Commercial & Industrial Equipment | 1996-03-06
Laars Heating Systems Co. | Laars Heating Systems Co. | JVS225ND* | Water | Natural Gas | Pressure | FALSE | FALSE | 1 |  |  |  | None | Non-Condensing | Single-Stage | Copper |  |  |  |  | 225000 | 191000 | [9 empty] | 85 | 80 | Federally-Regulated Consumer Product | 2011-08-02
Ajax Boiler, Inc. | Ajax | OWGOFD2750 | Steam | Natural Gas | Power | FALSE | TRUE | 3 |  |  | No Match | No Match | No Match | No Match | Other | No Match |  | No Match |  | 2750000 |  | 1375000 |  | 82 | 80 |  |  |  |  | 80 |  |  | Non Federally-Regulated | 1992-10-27
Parker Boiler Co. | Parker Boiler Co. | G2304R | Water | Natural Gas | Power | FALSE | FALSE | 0 |  |  |  | None | Non-Condensing | Step Modulating | Other |  |  |  |  | 2000000 | 1660000 |  |  | 83 |  | 83 | [6 empty] | Federally-Regulated Commercial & Industrial Equipment | 2014-08-11
PB Heat, LLC | PB Heat, LLC | LCE-23-S-N | Steam | Natural Gas | Power | FALSE | FALSE | 3 |  | FALSE |  | None | Non-Condensing | Single-Stage | Cast Iron |  |  |  |  | 4451000 | 3604000 |  |  | 81.2 |  | 81 | [6 empty] | Federally-Regulated Commercial & Industrial Equipment | 2014-09-05
Camus Hydronics | Camus Hydronics | DFNW-5024-MS | Water | Natural Gas | Power | FALSE | FALSE | 3 |  |  |  | None | Condensing | Step Modulating | Other |  |  |  |  | 5000000 | 4720000 |  |  | 94.4 |  | 94.4 | [6 empty] | Federally-Regulated Commercial & Industrial Equipment | 2014-08-11
Lochinvar, LLC. | Lochinvar Corp. | CBL500 | Water | Natural Gas | Injection Type | FALSE | FALSE | 1 |  |  |  | None | Non-Condensing | Two-Stage Modulating | Copper |  |  |  |  | 500000 | 410000 |  |  | 82 |  | 82 | [6 empty] | Federally-Regulated Commercial & Industrial Equipment | 2014-10-23
Ajax Boiler, Inc. | Ajax | SGX-SGXB-350-D | Steam | Natural Gas | No Match | FALSE | FALSE | 3 |  |  | No Match | No Match | No Match | No Match | Other | No Match |  | No Match |  | 350000 |  | 350000 |  | 80 | 80 |  |  |  |  | 80 |  |  | Federally-Regulated Commercial & Industrial Equipment | 1996-02-29
Thermal Solutions | Thermal Solutions | EVO2000B**-*C* | Water | Natural Gas | Power | FALSE | TRUE | 3 |  |  |  | None | Non-Condensing | Step Modulating | Copper |  |  |  |  | 2000000 | 1696000 |  |  | 84.7 |  | 84.7 | [6 empty] | Federally-Regulated Commercial & Industrial Equipment | 2014-10-21
PB Heat, LLC | Peerless | PSCII-06-SPRK | Water | Natural Gas | Injection Type | FALSE | FALSE | 1 | TRUE |  |  | None | Non-Condensing | Single-Stage | Cast Iron | Single-Speed |  |  |  | 150000 | 128000 | [9 empty] | 85.1 | 80 | Federally-Regulated Consumer Product | 2015-09-30
A O Smith Water Products | A O Smith Water Products | XB 1700 | Water | LPG | Induced Draft | FALSE | FALSE | 1 |  |  | None | None | Condensing | Step Modulating | Other |  |  |  |  | 1700000 | 1581000 |  |  | 94.4 | 80 | 93 | [6 empty] | Federally-Regulated Commercial & Industrial Equipment | 2011-08-22
U.S. Boiler Co. | New Yorker Boiler Co. | PVCG60BN | Water | Natural Gas | Induced Draft | FALSE | FALSE | 1 |  |  |  | None | Non-Condensing | Single-Stage | Cast Iron | Single-Speed |  |  |  | 175000 | 150000 | [9 empty] | 85.2 | 80 | Federally-Regulated Consumer Product | 2014-01-14
Ajax Boiler, Inc. | Ajax | B11G | Water | Natural Gas | Luminous | FALSE | FALSE | 1 |  |  | None | None | Non-Condensing | Step Modulating | Copper | Single-Speed | 0.75 |  |  | 1100000 | 880000 | 880000 | 704000 | 80 | 80 | 79.2 | [6 empty] | Federally-Regulated Commercial & Industrial Equipment | 2007-08-15
Hydrotherm | Hydrotherm | VGA-175BS-PV | Steam | LPG | No Match | FALSE | FALSE | 1 |  |  | No Match | No Match | No Match | No Match | Cast Iron | No Match |  | No Match |  | 175000 | [10 empty] | 81.5 | 75 | Federally-Regulated Consumer Product | 1998-12-21
English Boiler & Tube, Inc. | Bent Tube Balanced Flow | BTBF-1200-150 | Steam | Natural Gas | Power | FALSE | FALSE | 3 |  |  | No Match | No Match | No Match | No Match | Other | No Match |  | No Match |  | 51000000 |  | 12750000 |  | 80 | 80 |  |  | 3 |  | 80 |  |  | Federally-Regulated Commercial & Industrial Equipment | 1998-09-10
PVI Industries | PVI | 540 ESB 225A-E | Steam | Electricity | No Match | TRUE | FALSE | 3 |  |  | No Match | No Match | No Match | No Match | Other | No Match |  | No Match |  | 1843000 |  | 1843000 |  | 99.9 | [5 empty] | 99.9 |  |  | Non Federally-Regulated | 1992-09-28
New Yorker Boiler Co. | New Yorker Boiler Co. | FR400W | Water | Oil | Power | FALSE | FALSE | 1 |  | FALSE |  | None | Non-Condensing | Single-Stage | Other |  |  |  |  | 490000 | 402000 |  |  | 83.4 |  | 82 | [6 empty] | Federally-Regulated Commercial & Industrial Equipment | 2014-08-11
Ajax Boiler, Inc. | Ajax | SRPG125 | Steam | Natural Gas | Power | FALSE | TRUE | 1 |  |  | Draft Hood | Stack Damper | Non-Condensing | Two-Stage Modulating | Other | None |  | No Match |  | 5000000 | 4000000 | 4000000 | 3200000 | 80 | 80 | 79.2 | [6 empty] | Federally-Regulated Commercial & Industrial Equipment | 2007-08-15
PVI Industries | PVI | 414 EWB 200A-E | Water | Electricity | No Match | TRUE | FALSE | 3 |  |  | No Match | No Match | No Match | No Match | Other | No Match |  | No Match |  | 1413000 |  | 1413000 |  | 99.9 | [5 empty] | 99.9 |  |  | Non Federally-Regulated | 1992-09-28
Slant / Fin Corp. | Slant / Fin Corp. | S-90ED | Water | Natural Gas | Injection Type | FALSE | FALSE | 1 |  |  |  | Stack Damper | Non-Condensing | Single-Stage | Cast Iron |  |  |  |  | 90000 | 76000 | [9 empty] | 84.2 | 80 | Federally-Regulated Consumer Product | 2007-11-14
Advanced Thermal Hydronics | Advanced Thermal Hydronics | HWX-175-INT | Water | Natural Gas | Injection Type | FALSE | FALSE | 1 |  |  |  | Stack Damper | Non-Condensing | Single-Stage | Cast Iron | Single-Speed |  |  |  | 175000 | 143000 | [9 empty] | 82 | 80 | Federally-Regulated Consumer Product | 2014-03-28
A O Smith Water Products | A O Smith Water Products | XB 2600 | Water | Natural Gas | Induced Draft | FALSE | FALSE | 1 |  | FALSE | None | None | Condensing | Step Modulating | Other |  |  |  |  | 2600000 | 2418000 |  |  | 94.4 |  | 93 | [6 empty] | Federally-Regulated Commercial & Industrial Equipment | 2014-08-11
Ajax Boiler, Inc. | Ajax | WG-WGB-675-D | Steam | Natural Gas | No Match | FALSE | FALSE | 3 |  |  | No Match | No Match | No Match | No Match | Other | No Match |  | No Match |  | 675000 |  | 675000 |  | 80 | 80 |  |  |  |  | 80 |  |  | Federally-Regulated Commercial & Industrial Equipment | 1996-02-29
Ajax Boiler, Inc. | Ajax | XNG12000W | Water | Natural Gas | No Match | FALSE | TRUE | 3 |  |  | No Match | No Match | No Match | No Match | Other | No Match |  | No Match |  | 12000000 |  | 6000000 |  | 80 | 80 |  |  |  |  | 80 |  |  | Federally-Regulated Commercial & Industrial Equipment | 1997-01-07
PB Heat, LLC | PB Heat, LLC | 63-03L-SPRK-S | Steam | Natural Gas | Injection Type | FALSE | FALSE | 1 |  | TRUE | Draft Diverter | Stack Damper | Non-Condensing | Single-Stage | Cast Iron |  |  |  |  | 88500 | 74000 | [9 empty] | 83 | 75 | Federally-Regulated Consumer Product | 2013-04-19
Lochinvar, LLC. | Lochinvar Corp. | WH(N,L)055 | Water | LPG | Power | FALSE | FALSE | 1 |  | TRUE |  | None | Condensing | Step Modulating | Other |  |  |  |  | 55000 | 51000 | [9 empty] | 95 | 80 | Federally-Regulated Consumer Product | 2014-10-23
Raypak, Inc. | Raypak | H(3,4)-HD251*R | Water | LPG | Induced Draft | FALSE | FALSE | 1 | TRUE |  |  | None | Non-Condensing | Two-Stage Modulating | Copper |  |  |  |  | 250000 | 213000 | [9 empty] | 85 | 80 | Federally-Regulated Consumer Product | 2015-09-30
A O Smith Water Products | A O Smith Water Products | XB 2600 | Water | LPG | Induced Draft | FALSE | FALSE | 1 |  |  | None | None | Condensing | Step Modulating | Other |  |  |  |  | 2600000 | 2418000 |  |  | 94.4 | 80 | 93 | [6 empty] | Federally-Regulated Commercial & Industrial Equipment | 2011-08-22
Water Pik, Inc. | Laars | PH0850IN09C1A | Water | Natural Gas | No Match | FALSE | FALSE | 3 |  |  | No Match | No Match | No Match | No Match | Copper | No Match |  | No Match |  | 850000 |  | 850000 |  | 81 | 80 |  |  | 5 |  | 81 |  |  | Federally-Regulated Commercial & Industrial Equipment | 2001-05-16
Easco Boiler Corp. | Easco | SM4-450-W030 | Both Steam & Water | Combo (Natural Gas & Oil) | Power | FALSE | FALSE | 3 |  |  | No Match | No Match | No Match | No Match | Other | No Match |  | No Match |  | 18830000 |  | 3766000 |  | 84 | 80 |  |  | 22 |  | 81 |  |  | Federally-Regulated Commercial & Industrial Equipment | 1998-06-02
Ajax Boiler, Inc. | Ajax | OWGFD4250 | Steam | Natural Gas | Power | FALSE | TRUE | 3 |  |  | No Match | No Match | No Match | No Match | Other | No Match |  | No Match |  | 4250000 |  | 2125000 |  | 82 | 80 |  |  |  |  | 80 |  |  | Non Federally-Regulated | 1992-10-27
Raypak | Raypak | H2-2100* | Water | Natural Gas | Injection Type | FALSE | FALSE | 1 |  |  |  | None | Non-Condensing | Step Modulating | Copper |  |  |  |  | 2100000 | 1701000 |  |  |  |  | 81 | [6 empty] | Federally-Regulated Commercial & Industrial Equipment | 2015-04-16
Burnham Corp. | Burnham Corp. | V1121-SO | Steam | Oil | Power | FALSE | FALSE | 3 |  |  |  | Stack Damper | Non-Condensing | Two-Stage Modulating | Cast Iron |  |  |  |  | 5110000 | 4169000 |  |  | 81.6 | 83 | 81.7 | [6 empty] | Federally-Regulated Commercial & Industrial Equipment | 2012-06-11
Rite Engineering | Rite | A700WG | Both Steam & Water | Natural Gas | Power | FALSE | FALSE | 3 |  |  | No Match | No Match | No Match | No Match | Other | No Match |  | No Match |  | 7000000 |  | 2333333 |  | 80 | 80 |  |  |  |  | 80 |  |  | Non Federally-Regulated | 1992-10-14
Smith Cast Iron Boilers | Smith Cast Iron Boilers | PGV100-W-6-HSI | Water | LPG | Power | FALSE | FALSE | 1 |  |  | No Match | No Match | No Match | No Match | Cast Iron | No Match |  | No Match |  | 125000 | [10 empty] | 83.4 | 80 | Federally-Regulated Consumer Product | 2000-06-07
Rite Engineering | Rite | A200SG | Both Steam & Water | Natural Gas | Power | FALSE | FALSE | 3 |  |  | No Match | No Match | No Match | No Match | Other | No Match |  | No Match |  | 2000000 |  | 666667 |  | 80 | 80 |  |  |  |  | 80 |  |  | Non Federally-Regulated | 1992-10-14
PB Heat, LLC | Smith Cast Iron Boilers | 8HE-W-4L | Water | Oil | Power | FALSE | FALSE | 1 |  |  |  | None | Non-Condensing | Single-Stage | Cast Iron | Single-Speed |  |  |  | 175000 | 151000 | [9 empty] | 85.4 | 80 | Federally-Regulated Consumer Product | 2014-02-04
Burnham Corp. | Burnham Corp. | 4FHW-345A-O | Water | Oil | Power | FALSE | FALSE | 3 |  |  |  | None | Non-Condensing | Two-Stage Modulating | Other |  |  |  |  | 2888000 | 2410000 |  |  | 88.4 |  | 86.5 | [6 empty] | Federally-Regulated Commercial & Industrial Equipment | 2014-08-11
Laars Heating Systems Co. | Triangle Tube | KS80 | Water | Natural Gas | Induced Draft | FALSE | FALSE | 1 |  | TRUE |  | None | Condensing | Step Modulating | Other | Single-Speed |  |  |  | 80000 | 74000 | [9 empty] | 95 | 80 | Federally-Regulated Consumer Product | 2013-07-10
Ajax Boiler, Inc. | Ajax | B15G | Water | Natural Gas | Luminous | FALSE | FALSE | 1 |  |  | None | None | Non-Condensing | Step Modulating | Copper | Single-Speed | 0.75 |  |  | 1500000 | 1200000 | 1200000 | 960000 | 80 | 80 | 79.2 | [6 empty] | Federally-Regulated Commercial & Industrial Equipment | 2007-08-15
Heat Cell Technologies, Inc. / ECO Heating Systems | Propak TM - By Huron Valley Sales | HWHN00299ASME | Water | Natural Gas | Power | FALSE | TRUE | 1 |  |  | None | None | Condensing | Two-Stage Modulating | Other | No Match |  | No Match |  | 300000 | 285700 | 60000 | 56520 | 94.7 | 80 | 2.8 | [6 empty] | Federally-Regulated Commercial & Industrial Equipment | 2006-03-29
Cleaver-Brooks | Cleaver-Brooks | FLX-700-1200STM | Steam | Natural Gas | Power | FALSE | FALSE | 3 |  |  | No Match | No Match | No Match | No Match | Other | No Match |  | No Match |  | 12000000 |  | 11000000 |  | 80 | 80 |  |  | 25 |  | 80 |  |  | Federally-Regulated Commercial & Industrial Equipment | 2001-07-31
Easco Boiler Corp. | Easco | FST-80-W030 | Both Steam & Water | Combo (Natural Gas & Oil) | Power | FALSE | FALSE | 3 |  |  | No Match | No Match | No Match | No Match | Other | No Match |  | No Match |  | 3348000 |  | 1116000 |  | 83 | 80 |  |  | 22 |  | 80 |  |  | Federally-Regulated Commercial & Industrial Equipment | 1998-06-02
Weil-McLain | Weil-McLain | 1788 | Both Steam & Water | Oil | Power | FALSE | FALSE | 1 |  |  |  | None | Non-Condensing | Single-Stage | Cast Iron |  |  |  |  | 5335000 | 4570000 |  |  | 85.9 | 83 | 85.7 | [6 empty] | Federally-Regulated Commercial & Industrial Equipment | 2008-04-14
Cleaver-Brooks | Cleaver-Brooks | CFC-750 | Water | Natural Gas | Power | FALSE | FALSE | 1 |  |  |  | None | Condensing | Step Modulating | Other |  |  |  |  | 750000 | 691000 |  |  | 91 |  | 91 | [6 empty] | Federally-Regulated Commercial & Industrial Equipment | 2014-10-23
U.S. Boiler Co. | U.S. Boiler Co. | ES27 | Water | LPG | Injection Type | FALSE | FALSE | 1 |  | TRUE |  | Stack Damper | Non-Condensing | Single-Stage | Cast Iron | Single-Speed |  |  |  | 210000 | 178000 | [9 empty] | 85 | 80 | Federally-Regulated Consumer Product | 2014-01-14
Hydrotherm | Hydrotherm | KN-30 | Water | LPG | Power | FALSE | FALSE | 1 |  |  |  | None | Condensing | Step Modulating | Cast Iron |  |  |  |  | 3000000 | 2781000 |  |  | 85.8 | 80 | 92.7 | [6 empty] | Federally-Regulated Commercial & Industrial Equipment | 2011-02-17
Allied Engineering Co. | Allied Engineering Co. | SG-135-P-E | Water | LPG | Injection Type | FALSE | FALSE | 1 |  | TRUE |  | Stack Damper | Non-Condensing | Single-Stage | Other |  |  |  |  | 135000 | 115000 | [9 empty] | 85 | 80 | Federally-Regulated Consumer Product | 2014-08-08
Lochinvar, LLC. | Lochinvar Corp. | CBL090M9 | Water | Natural Gas | Injection Type | FALSE | FALSE | 1 |  |  |  | Stack Damper | Non-Condensing | Single-Stage | Copper |  |  |  |  | 90000 | 75000 | [9 empty] | 82 | 80 | Federally-Regulated Consumer Product | 2007-11-14
Allied Engineering Co. | Super Hot | AAE840*** | Water | Natural Gas | No Match | FALSE | TRUE | 3 |  |  | No Match | No Match | No Match | No Match | Copper | No Match |  | No Match |  | 840000 |  | 294000 |  | 80 | 80 |  |  |  |  | 80 |  |  | Federally-Regulated Commercial & Industrial Equipment | 1998-04-21
English Boiler & Tube, Inc. | Bent Tube Balanced Flow | BTBF-1300-160 | Water | Natural Gas | Power | FALSE | FALSE | 3 |  |  | No Match | No Match | No Match | No Match | Other | No Match |  | No Match |  | 55500000 |  | 13875000 |  | 80 | 80 |  |  | 3 |  | 80 |  |  | Federally-Regulated Commercial & Industrial Equipment | 1998-09-10
Water Pik, Inc. | Laars | VW0250CN30*B | Both Steam & Water | Natural Gas | No Match | FALSE | TRUE | 1 |  |  | No Match | No Match | No Match | No Match | Copper | No Match |  | No Match |  | 250000 | [10 empty] | 82 | 80 | Federally-Regulated Consumer Product | 2001-11-21
Lochinvar, LLC. | Lochinvar Corp. | KBL399 | Water | Natural Gas | Power | FALSE | FALSE | 1 |  |  | None | None | Condensing | Step Modulating | Other |  |  |  |  | 399000 | 373000 | 80000 | 75000 | 95 | 80 | 93.3 | [6 empty] | Federally-Regulated Commercial & Industrial Equipment | 2007-12-12
Ajax Boiler, Inc. | Ajax | SRF20 | Steam | Natural Gas | Power | FALSE | TRUE | 1 |  |  | Draft Hood | Stack Damper | Non-Condensing | Two-Stage Modulating | Other | None |  | No Match |  | 840000 | 672000 | 672000 | 537600 | 80 | 80 | 79.2 | [6 empty] | Federally-Regulated Commercial & Industrial Equipment | 2007-08-15
Dunkirk | Pennco, Inc. | 1803HWID | Water | Natural Gas | No Match | FALSE | FALSE | 1 |  |  | No Match | No Match | No Match | No Match | Cast Iron | No Match |  | No Match |  | 75000 | [10 empty] | 84 | 80 | Federally-Regulated Consumer Product | 1998-12-21
Water Pik, Inc. | Laars | HH0400CN22**** | Water | Natural Gas | No Match | FALSE | TRUE | 3 |  |  | No Match | No Match | No Match | No Match | Copper | No Match |  | No Match |  | 399000 |  | 100000 |  | 83.4 | 80 |  |  | 5 |  | 82 |  |  | Federally-Regulated Commercial & Industrial Equipment | 2001-11-21
Weil-McLain | Weil-McLain | 1288 | Steam | Oil | Power | FALSE | FALSE | 3 |  |  | No Match | No Match | No Match | No Match | Cast Iron | No Match |  | No Match |  | 3640000 |  | 3640000 |  | 83.5 | 83 |  |  | 147 |  | 83.5 |  |  | Federally-Regulated Commercial & Industrial Equipment | 1996-02-29
Water Pik, Inc. | Laars | HH0715EN09*BA | Water | Natural Gas | No Match | FALSE | TRUE | 3 |  |  | No Match | No Match | No Match | No Match | Copper | No Match |  | No Match |  | 715000 |  | 178750 |  | 82 | 80 |  |  | 5 |  | 82 |  |  | Federally-Regulated Commercial & Industrial Equipment | 2001-05-16
Ajax Boiler, Inc. | Ajax | B5E0 | Water | Natural Gas | Luminous | FALSE | TRUE | 1 |  |  | None | None | Non-Condensing | Step Modulating | Copper | Single-Speed | 0.75 | No Match |  | 500000 | 400000 | 400000 | 320000 | 80 | 80 | 79.2 | [6 empty] | Federally-Regulated Commercial & Industrial Equipment | 2007-08-15
HTP, Inc. | Westinghouse | WBRNG199WPU | Water | Natural Gas | Power | FALSE | FALSE | 1 | TRUE |  |  | None | Condensing | Step Modulating | Other | Multiple-Speed |  |  |  | 199000 | 184000 | [9 empty] | 95.3 | 80 | Federally-Regulated Consumer Product | 2015-09-30
Water Pik, Inc. | Laars | VW0400MN20***** | Both Steam & Water | Natural Gas | Power | FALSE | FALSE | 3 |  |  | No Match | No Match | No Match | No Match | Copper | No Match |  | No Match |  | 399000 |  | 399000 |  | 85 | 80 |  |  | 5 |  | 83 |  |  | Federally-Regulated Commercial & Industrial Equipment | 2001-11-21
Water Pik, Inc. | Laars | PH0715IP09*BA | Water | LPG | No Match | FALSE | FALSE | 3 |  |  | No Match | No Match | No Match | No Match | Copper | No Match |  | No Match |  | 715000 |  | 178750 |  | 82 | 80 |  |  | 5 |  | 82 |  |  | Federally-Regulated Commercial & Industrial Equipment | 2001-05-30
Lochinvar, LLC. | Lochinvar Corp. | CBN315 | Water | LPG | Injection Type | FALSE | FALSE | 1 |  |  | Draft Diverter | None | Non-Condensing | Two-Stage Modulating | Copper |  |  |  |  | 315000 | 258000 | 158000 | 128000 | 83 | 80 | 82 | [6 empty] | Federally-Regulated Commercial & Industrial Equipment | 2007-12-12
Universal Boiler Works | Universal Boiler Works | BF300W4 | Water | Combo (Natural Gas & Oil) | Power | FALSE | FALSE | 3 |  |  | No Match | No Match | No Match | No Match | Other | No Match |  | No Match |  | 12600000 |  | 3150000 |  | 86 | 80 |  |  | 10 |  | 84 |  |  | Federally-Regulated Commercial & Industrial Equipment | 2001-12-13
Ajax Boiler, Inc. | Ajax | WGFD-5500 | Steam | Natural Gas | Power | FALSE | FALSE | 3 |  |  | No Match | No Match | No Match | No Match | Other | No Match |  | No Match |  | 5500000 |  | 2750000 |  | 82 | 80 |  |  |  |  | 80 |  |  | Non Federally-Regulated | 1992-10-27
RBI Water Heaters | Hamilton Engineering | HFH 03000 | Water | Natural Gas | Power | FALSE | FALSE | 1 |  |  |  | None | Non-Condensing | Step Modulating | Copper |  |  |  |  | 3000000 | 2568000 |  |  | 87.4 |  | 85.7 | [6 empty] | Federally-Regulated Commercial & Industrial Equipment | 2014-08-11
U.S. Boiler Co. | BURNHAM HYDRONICS | ES24A | Water | Natural Gas | Injection Type | FALSE | FALSE | 1 | TRUE |  |  | Stack Damper | Non-Condensing | Single-Stage | Cast Iron | Multiple-Speed |  |  |  | 105000 | 89000 | [9 empty] | 85 | 80 | Federally-Regulated Consumer Product | 2015-09-30
Crown Boiler Co. | Burnham Corp. | 307 | Water | LPG | Injection Type | FALSE | FALSE | 1 |  |  | Draft Diverter | Stack Damper | Non-Condensing | Single-Stage | Cast Iron | Single-Speed |  | Standard |  | 210000 | 176000 | [9 empty] | 84 | 80 | Federally-Regulated Consumer Product | 2010-03-16
Camus Hydronics | Camus Hydronics | MFPH-2502-MG | Water | LPG | Power | FALSE | FALSE | 1 |  |  |  | None | Condensing | Single-Stage | Copper |  |  |  |  | 2500000 | 2335000 |  |  | 93 | [8 empty] | Federally-Regulated Commercial & Industrial Equipment | 2014-10-23
Columbia Boiler / Pottstown | Columbia Boiler / Pottstown | SL5125 | Water | LPG | Power | FALSE | FALSE | 1 |  |  |  | None | Non-Condensing | Single-Stage | Cast Iron |  |  |  |  | 150000 | 127000 | [9 empty] | 85.1 | 80 | Federally-Regulated Consumer Product | 2008-04-14
Burnham Corp. | New Yorker Boiler Co. | CLS3R | Steam | Oil | Power | FALSE | FALSE | 1 |  |  |  | None | Non-Condensing | Single-Stage | Cast Iron |  |  |  |  | 84000 | 72000 | [9 empty] | 84 | 80 | Federally-Regulated Consumer Product | 2007-11-14
Burnham Corp. | Burnham Corp. | IN9L*I | Water | LPG | Induced Draft | FALSE | FALSE | 1 |  |  |  | Stack Damper | Non-Condensing | Single-Stage | Cast Iron |  |  |  |  | 280000 | 231000 | [9 empty] | 83.2 | 80 | Federally-Regulated Consumer Product | 2007-11-14
Burnham Corp. | Burnham Corp. | MPC-5 | Water | Oil | Power | FALSE | FALSE | 1 |  |  |  | None | Non-Condensing | Single-Stage | Cast Iron |  |  |  |  | 773000 | 652000 |  |  | 88.8 | 83 | 86.9 | [6 empty] | Federally-Regulated Commercial & Industrial Equipment | 2010-03-16
PB Heat, LLC | Hydrotherm | HWX-195-SV | Water | LPG | Injection Type | FALSE | FALSE | 1 |  |  | Draft Diverter | Stack Damper | Non-Condensing | Single-Stage | Cast Iron | Single-Speed |  | Standard |  | 195000 | 160000 | [9 empty] | 82 | 80 | Federally-Regulated Consumer Product | 2011-08-02
Ajax Boiler, Inc. | Ajax | WGOXFD-5500 | Steam | Natural Gas | Power | FALSE | FALSE | 3 |  |  | No Match | No Match | No Match | No Match | Other | No Match |  | No Match |  | 5500000 |  | 2750000 |  | 82 | 80 |  |  |  |  | 80 |  |  | Non Federally-Regulated | 1992-10-27
HTP, Inc. | Westinghouse | WBRNG285WPU | Water | Natural Gas | Power | FALSE | FALSE | 1 | TRUE |  |  | None | Condensing | Step Modulating | Other | Multiple-Speed |  |  |  | 285000 | 263000 | [9 empty] | 95 | 80 | Federally-Regulated Consumer Product | 2015-09-30
Ajax Boiler, Inc. | Ajax | HFG4250W | Steam | Natural Gas | Power | FALSE | TRUE | 3 |  |  | No Match | No Match | No Match | No Match | Other | No Match |  | No Match |  | 4250000 |  | 1700000 |  | 80 | 80 |  |  |  |  | 80 |  |  | Federally-Regulated Commercial & Industrial Equipment | 1997-01-07
Ajax Boiler, Inc. | Ajax | OSGXFD1750 | Steam | Natural Gas | Power | FALSE | TRUE | 3 |  |  | No Match | No Match | No Match | No Match | Other | No Match |  | No Match |  | 1750000 |  | 875000 |  | 81 | 80 |  |  |  |  | 80 |  |  | Non Federally-Regulated | 1992-10-27
PB Heat, LLC | PB Heat, LLC | 64-10 | Steam | LPG | Injection Type | FALSE | FALSE | 1 |  | TRUE | Draft Diverter | None | Non-Condensing | Single-Stage | Cast Iron |  |  |  |  | 518000 | 413000 |  |  | 82.5 |  | 79.8 | [6 empty] | Federally-Regulated Commercial & Industrial Equipment | 2015-06-01
Ajax Boiler, Inc. | Ajax | DFG15W | Water | Natural Gas | Power | FALSE | TRUE | 3 |  |  | No Match | No Match | No Match | No Match | Other | No Match |  | No Match |  | 628000 |  | 400000 |  | 80 | 80 |  |  |  |  | 80 |  |  | Federally-Regulated Commercial & Industrial Equipment | 1997-01-07
Noritz America Corp. | Noritz America Corp. | NH-1501-DU | Water | Natural Gas | Power | FALSE | TRUE | 1 |  |  | None | Stack Damper | Non-Condensing | Step Modulating | Copper | None |  | No Match |  | 150000 | 122400 | 55500 | 45300 | [7 empty] | 83 | 80 | Federally-Regulated Consumer Product | 2006-12-29
Smith Cast Iron Boilers | Smith Cast Iron Boilers | 19-S/W-08 | Both Steam & Water | Oil | Power | FALSE | FALSE | 1 |  |  |  | None | Non-Condensing | Single-Stage | Cast Iron |  |  |  |  | 1050000 | 878000 |  |  | 85.1 | 83 | 83.4 | [6 empty] | Federally-Regulated Commercial & Industrial Equipment | 2007-12-12
Burnham Corp. | Crown Boiler Co. | BWC151 | Water | Natural Gas | Induced Draft | FALSE | FALSE | 1 |  |  | None | None | Condensing | Step Modulating | Other | Single-Speed | 0.13 | Standard |  | 150000 | 137000 | 50000 | 47000 | [7 empty] | 95.2 | 80 | Federally-Regulated Consumer Product | 2008-09-25
Water Pik, Inc. | Laars | VW0500IN09*BA | Both Steam & Water | Natural Gas | No Match | FALSE | FALSE | 3 |  |  | No Match | No Match | No Match | No Match | Copper | No Match |  | No Match |  | 500000 |  | 125000 |  | 82 | 80 |  |  | 5 |  | 82 |  |  | Federally-Regulated Commercial & Industrial Equipment | 2001-11-21
Water Pik, Inc. | Laars | HH0600IP09*1A | Water | LPG | No Match | FALSE | FALSE | 3 |  |  | No Match | No Match | No Match | No Match | Copper | No Match |  | No Match |  | 600000 |  | 150000 |  | 81 | 80 |  |  | 5 |  | 81 |  |  | Federally-Regulated Commercial & Industrial Equipment | 2001-05-30
Aerco International | Aerco International | BMK 1500 | Water | Natural Gas | Luminous | FALSE | FALSE | 1 |  |  |  | None | Condensing | Step Modulating | Other |  |  |  |  | 1500000 | 1419000 |  |  | 95.1 |  | 94.6 | [6 empty] | Federally-Regulated Commercial & Industrial Equipment | 2014-09-05
Ajax Boiler, Inc. | Ajax | OWGFD-14000 | Water | Natural Gas | Power | FALSE | TRUE | 3 |  |  | No Match | No Match | No Match | No Match | Other | No Match |  | No Match |  | 14000000 |  | 7000000 |  | 82 | 80 |  |  |  |  | 80 |  |  | Non Federally-Regulated | 1992-09-21
English Boiler & Tube, Inc. | Bent Tube Balanced Flow | BTBF-25-150 | Steam | Natural Gas | Power | FALSE | FALSE | 3 |  |  | No Match | No Match | No Match | No Match | Other | No Match |  | No Match |  | 1046000 |  | 261500 |  | 80 | 80 |  |  | 3 |  | 80 |  |  | Federally-Regulated Commercial & Industrial Equipment | 1998-09-10
Smith Cast Iron Boilers | Smith Cast Iron Boilers | PGV100-W-7-HSI | Water | LPG | Power | FALSE | FALSE | 1 |  |  | No Match | No Match | No Match | No Match | Cast Iron | No Match |  | No Match |  | 150000 | [10 empty] | 83.5 | 80 | Federally-Regulated Consumer Product | 2000-06-07
Cleaver-Brooks | Cleaver-Brooks | FLX-700-900STM | Steam | Natural Gas | Power | FALSE | FALSE | 3 |  |  | No Match | No Match | No Match | No Match | Other | No Match |  | No Match |  | 9000000 |  | 9000000 |  | 80 | 80 |  |  | 25 |  | 80 |  |  | Federally-Regulated Commercial & Industrial Equipment | 2001-07-31
Water Pik, Inc. | Laars | VW1430IP09CBA | Both Steam & Water | LPG | No Match | FALSE | FALSE | 3 |  |  | No Match | No Match | No Match | No Match | Copper | No Match |  | No Match |  | 1430000 |  | 1430000 |  | 82 | 80 |  |  | 5 |  | 82 |  |  | Federally-Regulated Commercial & Industrial Equipment | 2001-11-21
Smith Cast Iron Boilers | Spacepak | SS-160C | Water | LPG | Power | FALSE | FALSE | 1 |  | TRUE |  | None | Condensing | Step Modulating | Other | Multiple-Speed |  |  |  | 160000 | 142000 | [9 empty] | 91.1 | 80 | Federally-Regulated Consumer Product | 2013-11-14
Ajax Boiler, Inc. | Ajax | OWGH1750 | Steam | Natural Gas | No Match | FALSE | TRUE | 3 |  |  | No Match | No Match | No Match | No Match | Other | No Match |  | No Match |  | 1750000 |  | 1750000 |  | 80 | 80 |  |  |  |  | 80 |  |  | Federally-Regulated Commercial & Industrial Equipment | 1996-02-29
Universal Boiler Works | Universal Boiler Works | BF10W4 | Water | Combo (Natural Gas & Oil) | Power | FALSE | FALSE | 3 |  |  | No Match | No Match | No Match | No Match | Other | No Match |  | No Match |  | 420000 |  | 210000 |  | 86 | 80 |  |  | 10 |  | 84 |  |  | Federally-Regulated Commercial & Industrial Equipment | 2001-12-13
Camus Hydronics | Camus Hydronics | MFNH-3500-2G | Water | Natural Gas | Power | FALSE | FALSE | 1 |  |  |  | None | Non-Condensing | Two-Stage Modulating | Copper |  |  |  |  | 3500000 | 2975000 |  |  | 85 | [8 empty] | Federally-Regulated Commercial & Industrial Equipment | 2014-10-23
Water Pik, Inc. | Laars | PH0715EN21*N* | Water | Natural Gas | No Match | FALSE | TRUE | 3 |  |  | No Match | No Match | No Match | No Match | Copper | No Match |  | No Match |  | 715000 |  | 178750 |  | 82 | 80 |  |  | 5 |  | 82 |  |  | Federally-Regulated Commercial & Industrial Equipment | 2001-11-21
Rite Engineering | Rite | 550WG | Both Steam & Water | Natural Gas | Power | FALSE | FALSE | 3 |  |  | No Match | No Match | No Match | No Match | Other | No Match |  | No Match |  | 5500000 |  | 1833333 |  | 80 | 80 |  |  |  |  | 80 |  |  | Non Federally-Regulated | 1992-10-14
Slant / Fin Corp. | Slant / Fin Corp. | LD50PZ | Steam | Oil | Power | FALSE | FALSE | 1 |  |  |  | None | Non-Condensing | Single-Stage | Cast Iron |  |  |  |  | 294000 | 255000 | [9 empty] | 83.4 | 80 | Federally-Regulated Consumer Product | 2007-11-14
HTP, Inc. | HTP | EFT-285 | Water | LPG | Power | FALSE | FALSE | 1 | TRUE |  |  | None | Condensing | Step Modulating | Other |  |  |  |  | 285000 | 263000 | [9 empty] | 95 | 80 | Federally-Regulated Consumer Product | 2015-09-30
Smith Cast Iron Boilers | Smith Cast Iron Boilers | GB100-W-6-INT-D | Water | Natural Gas | No Match | FALSE | FALSE | 1 |  |  | No Match | No Match | No Match | No Match | Cast Iron | No Match |  | No Match |  | 125000 | [10 empty] | 83.2 | 80 | Federally-Regulated Consumer Product | 1998-12-21
Water Pik, Inc. | Laars | PW1825EP09*BA | Both Steam & Water | LPG | No Match | FALSE | TRUE | 3 |  |  | No Match | No Match | No Match | No Match | Copper | No Match |  | No Match |  | 1825000 |  | 456250 |  | 82 | 80 |  |  | 5 |  | 82 |  |  | Federally-Regulated Commercial & Industrial Equipment | 2001-11-21
Ajax Boiler, Inc. | Ajax | WG-WGB-600-D | Steam | Natural Gas | No Match | FALSE | FALSE | 3 |  |  | No Match | No Match | No Match | No Match | Other | No Match |  | No Match |  | 600000 |  | 600000 |  | 80 | 80 |  |  |  |  | 80 |  |  | Federally-Regulated Commercial & Industrial Equipment | 1996-02-29
Ajax Boiler, Inc. | Ajax | WGOFD-525 | Steam | Natural Gas | Power | FALSE | FALSE | 3 |  |  | No Match | No Match | No Match | No Match | Other | No Match |  | No Match |  | 525000 |  | 262500 |  | 82 | 80 |  |  |  |  | 80 |  |  | Non Federally-Regulated | 1992-10-27
Newmac Manufacturing | Newmac Manufacturing | NBR 96V | Water | Oil | No Match | TRUE | FALSE | 1 |  |  | No Match | No Match | No Match | No Match | Other | No Match |  | No Match |  | 108000 | [10 empty] | 88.6 | 80 | Federally-Regulated Consumer Product | 2001-04-12
Ajax Boiler, Inc. | Ajax | SGX-SGXB-3000-D | Steam | Natural Gas | No Match | FALSE | FALSE | 3 |  |  | No Match | No Match | No Match | No Match | Other | No Match |  | No Match |  | 3000000 |  | 3000000 |  | 80 | 80 |  |  |  |  | 80 |  |  | Federally-Regulated Commercial & Industrial Equipment | 1996-02-29
PB Heat, LLC | PB Heat, LLC | MI-07-SPRK | Water | LPG | Injection Type | FALSE | FALSE | 1 |  | TRUE |  | Stack Damper | Non-Condensing | Single-Stage | Cast Iron | Single-Speed |  |  |  | 195000 | 160000 | [9 empty] | 82 | 80 | Federally-Regulated Consumer Product | 2013-04-19
Ajax Boiler, Inc. | Ajax | XFG10500W | Water | Natural Gas | Power | FALSE | TRUE | 3 |  |  | No Match | No Match | No Match | No Match | Other | No Match |  | No Match |  | 10500000 |  | 4200000 |  | 80 | 80 |  |  |  |  | 80 |  |  | Federally-Regulated Commercial & Industrial Equipment | 1997-01-07
Laars Heating Systems Co. | Laars Heating Systems Co. | MLXHW150(N,P)**** | Water | Natural Gas | Power | FALSE | FALSE | 1 |  |  |  | None | Condensing | Step Modulating | Other |  |  |  |  | 150000 | 139000 | [9 empty] | 95 | 80 | Federally-Regulated Consumer Product | 2014-10-23
Smith Cast Iron Boilers | Smith Cast Iron Boilers | 28A-S/W-06 | Both Steam & Water | Oil | Power | FALSE | FALSE | 1 |  |  |  | None | Non-Condensing | Single-Stage | Cast Iron |  |  |  |  | 1764000 | 1433000 |  |  | 83.5 | 83 | 80.8 | [6 empty] | Federally-Regulated Commercial & Industrial Equipment | 2007-12-12
Water Pik, Inc. | Laars | PW0715IP09*1A | Both Steam & Water | LPG | No Match | FALSE | FALSE | 3 |  |  | No Match | No Match | No Match | No Match | Copper | No Match |  | No Match |  | 715000 |  | 178750 |  | 81 | 80 |  |  | 5 |  | 81 |  |  | Federally-Regulated Commercial & Industrial Equipment | 2001-11-21
Utica Boilers | Pennco, Inc. | 41J-2700 | Both Steam & Water | Natural Gas | Injection Type | FALSE | FALSE | 1 |  |  |  | None | Non-Condensing | Single-Stage | Cast Iron |  |  |  |  | 2700000 | 2171000 |  |  | 80.4 | 80 | 77.5 | [6 empty] | Federally-Regulated Commercial & Industrial Equipment | 2011-02-17
RBI Water Heaters | RBI Water Heaters | MB1500 | Water | Natural Gas | Power | FALSE | FALSE | 1 |  |  |  | None | Non-Condensing | Step Modulating | Copper |  |  |  |  | 1500000 | 1279000 |  |  | 85.2 | 80 | 85.2 | [6 empty] | Federally-Regulated Commercial & Industrial Equipment | 2010-07-21
Laars Heating Systems Co. | Laars Heating Systems Co. | MT2H2000 | Water | LPG | Power | FALSE | FALSE | 1 |  |  |  | None | Non-Condensing | Two-Stage Modulating | Copper |  |  |  |  | 1999000 | 1701000 |  |  |  |  | 85.2 | [6 empty] | Federally-Regulated Commercial & Industrial Equipment | 2015-04-20
Cemline Corp. | Cemline Corp. | VB120EHB120 | Water | Electricity | No Match | FALSE | TRUE | 3 |  |  | No Match | No Match | No Match | No Match | Cast Iron | No Match |  | No Match |  | 409800 |  | 409800 |  | 98.4 | [5 empty] | 98.4 |  |  | Non Federally-Regulated | 1992-06-18
Smith Cast Iron Boilers | Smith Cast Iron Boilers | 28HE-S/W-18 | Both Steam & Water | Oil | Power | FALSE | FALSE | 1 |  |  |  | None | Non-Condensing | Single-Stage | Cast Iron |  |  |  |  | 5390000 | 4622000 |  |  | 86 | 83 | 85.8 | [6 empty] | Federally-Regulated Commercial & Industrial Equipment | 2007-12-12
Aerco International | Aerco International | MLX303 | Water | LPG | Pressure | FALSE | FALSE | 1 |  |  | None | None | Condensing | Step Modulating | Other |  |  |  |  | 303000 | 279000 | 45000000 | 44100000 | 92 | 80 | 92 | [6 empty] | Federally-Regulated Commercial & Industrial Equipment | 2009-08-17
PB Heat, LLC | National HVAC Manufacturing Company, LLC | E3-OW*-104 | Water | Oil | Power | FALSE | FALSE | 1 |  |  |  | None | Non-Condensing | Single-Stage | Cast Iron | Single-Speed |  |  |  | 119000 | 104000 | [9 empty] | 86.2 | 80 | Federally-Regulated Consumer Product | 2013-11-14
RBI Water Heaters | RBI Water Heaters | MB500 | Water | LPG | Induced Draft | TRUE | TRUE | 1 |  |  |  | None | Non-Condensing | Single-Stage | Copper |  |  |  |  | 500000 | 428000 |  |  | 85.6 | 80 | 85.6 | [6 empty] | Federally-Regulated Commercial & Industrial Equipment | 2007-12-12
Fulton Boiler Works | Fulton | PHP-0700 | Steam | Natural Gas | No Match | FALSE | TRUE | 3 |  |  | No Match | No Match | No Match | No Match | Other | No Match |  | No Match |  | 700000 |  | 700000 |  | 86 | 80 |  |  |  |  | 86 |  |  | Federally-Regulated Commercial & Industrial Equipment | 1996-02-29
Burnham Corp. | Burnham Corp. | MPC-7 | Water | Oil | Power | FALSE | FALSE | 1 |  |  |  | None | Non-Condensing | Single-Stage | Cast Iron |  |  |  |  | 1216000 | 1023000 |  |  | 88.7 | 83 | 86.7 | [6 empty] | Federally-Regulated Commercial & Industrial Equipment | 2010-03-16
Thermo-Dynamics Boiler Co. | Columbia Boiler / Pottstown | MCB-100ID | Water | Natural Gas | No Match | FALSE | FALSE | 1 |  |  | No Match | No Match | No Match | No Match | Cast Iron | No Match |  | No Match |  | 100000 | [10 empty] | 83 | 80 | Federally-Regulated Consumer Product | 2001-06-28
Rite Engineering | Rite | 250S | Both Steam & Water | Natural Gas | No Match | FALSE | FALSE | 3 |  |  | No Match | No Match | No Match | No Match | Other | No Match |  | No Match |  | 2500000 |  | 1250000 |  | 80 | 80 |  |  |  |  | 80 |  |  | Non Federally-Regulated | 1992-10-14
Thermal Solutions | Thermal Solutions | EV(A,S)2000SB**-*D* | Water | Natural Gas | Power | FALSE | FALSE | 1 |  |  |  | None | Non-Condensing | Step Modulating | Copper |  |  |  |  | 2000000 | 1732000 |  |  | 86.4 |  | 86.4 | [6 empty] | Federally-Regulated Commercial & Industrial Equipment | 2014-10-21
Raypak | Raypak | XPak-120 | Water | Natural Gas | Induced Draft | FALSE | FALSE | 1 |  |  | None | None | Condensing | Step Modulating | Other | Multiple-Speed |  | Standard |  | 119500 | 108300 | 27300 | 26600 | [7 empty] | 92.6 | 80 | Federally-Regulated Consumer Product | 2009-04-27
Allied Engineering Co. | Super Hot | AAE2160**** | Water | Natural Gas | No Match | TRUE | TRUE | 3 |  |  | No Match | No Match | No Match | No Match | Copper | No Match |  | No Match |  | 2160000 |  | 756000 |  | 80 | 80 |  |  | 675 |  | 80 |  |  | Federally-Regulated Commercial & Industrial Equipment | 1998-04-21
Water Pik, Inc. | Laars | PW0500EN21*N* | Both Steam & Water | Natural Gas | No Match | FALSE | TRUE | 3 |  |  | No Match | No Match | No Match | No Match | Copper | No Match |  | No Match |  | 500000 |  | 125000 |  | 82 | 80 |  |  | 5 |  | 82 |  |  | Federally-Regulated Commercial & Industrial Equipment | 2001-11-21
Water Pik, Inc. | Laars | PH0850IN09CBA | Water | Natural Gas | No Match | FALSE | FALSE | 3 |  |  | No Match | No Match | No Match | No Match | Copper | No Match |  | No Match |  | 850000 |  | 850000 |  | 82 | 80 |  |  | 5 |  | 82 |  |  | Federally-Regulated Commercial & Industrial Equipment | 2001-05-16
Burnham Corp. | Burnham Corp. | K5019SN | Steam | Natural Gas | Induced Draft | TRUE | FALSE | 1 |  | TRUE |  | None | Non-Condensing | Single-Stage | Cast Iron |  |  |  |  | 1404000 | 1081000 |  |  | 80 |  | 77 | [6 empty] | Federally-Regulated Commercial & Industrial Equipment | 2014-09-05
HTP, Inc. | Westinghouse | WBR^^285 | Water | Natural Gas | Power | FALSE | FALSE | 1 | TRUE |  |  | None | Condensing | Step Modulating | Other |  |  |  |  | 285000 | 263000 | [9 empty] | 95 | 80 | Federally-Regulated Consumer Product | 2015-09-30
Dunkirk | Pennco, Inc. | 1804HWID | Water | Natural Gas | No Match | FALSE | FALSE | 1 |  |  | No Match | No Match | No Match | No Match | Cast Iron | No Match |  | No Match |  | 112500 | [10 empty] | 84 | 80 | Federally-Regulated Consumer Product | 1998-12-21
Ajax Boiler, Inc. | Ajax | SGXFD-5500 | Steam | Natural Gas | Power | FALSE | FALSE | 3 |  |  | No Match | No Match | No Match | No Match | Other | No Match |  | No Match |  | 5500000 |  | 2750000 |  | 81 | 80 |  |  |  |  | 80 |  |  | Non Federally-Regulated | 1992-10-27
Dunkirk | Dunkirk | PSB-3D | Steam | LPG | No Match | FALSE | FALSE | 1 |  |  | No Match | No Match | No Match | No Match | Cast Iron | No Match |  | No Match |  | 70000 | [10 empty] | 82.7 | 75 | Federally-Regulated Consumer Product | 1998-12-21
Raypak | Raypak | H7-0300* | Water | LPG | Induced Draft | FALSE | TRUE | 1 |  |  | None | None | Condensing | Step Modulating | Other |  |  |  |  | 300000 | 282000 | 60000 |  | 94.5 | 80 | 94 |  | 12 |  |  |  |  | Federally-Regulated Commercial & Industrial Equipment | 2010-10-29
Thermal Solutions | Thermal Solutions | EV(A,S)3000B**-*D* | Water | Natural Gas | Power | FALSE | FALSE | 1 |  |  |  | None | Non-Condensing | Step Modulating | Copper |  |  |  |  | 3000000 | 2610000 |  |  | 87 |  | 87 | [6 empty] | Federally-Regulated Commercial & Industrial Equipment | 2014-08-11
Water Pik, Inc. | Laars | VW0715EP09CBA | Both Steam & Water | LPG | No Match | FALSE | TRUE | 3 |  |  | No Match | No Match | No Match | No Match | Copper | No Match |  | No Match |  | 715000 |  | 715000 |  | 82 | 80 |  |  | 5 |  | 82 |  |  | Federally-Regulated Commercial & Industrial Equipment | 2001-11-21
Lochinvar, LLC. | Lochinvar Corp. | FBD3000 | Water | Natural Gas | Power | FALSE | FALSE | 1 |  |  |  | None | Condensing | Step Modulating | Other |  |  |  |  | 3000000 | 2760000 |  |  | 92 | [8 empty] | Federally-Regulated Commercial & Industrial Equipment | 2015-04-20
ECR International, Ltd. | ECR International, Ltd. | DKVLT-050 | Water | LPG | Power | FALSE | FALSE | 1 |  | TRUE |  | None | Condensing | Step Modulating | Other | Single-Speed |  |  |  | 50000 | 46000 | [9 empty] | 95 | 80 | Federally-Regulated Consumer Product | 2013-04-19
Slant / Fin Corp. | Slant / Fin Corp. | LDV-30-0.85 | Water | Oil | Power | FALSE | FALSE | 1 |  |  |  | None | Non-Condensing | Single-Stage | Cast Iron |  |  |  |  | 119000 | 104000 | [9 empty] | 87.2 | 80 | Federally-Regulated Consumer Product | 2007-11-14
PB Heat, LLC | PB Heat, LLC | GM-05-SPRK | Water | Natural Gas | Injection Type | FALSE | FALSE | 1 |  | TRUE |  | Stack Damper | Non-Condensing | Single-Stage | Cast Iron |  |  |  |  | 228000 | 187000 | [9 empty] | 82.1 | 80 | Federally-Regulated Consumer Product | 2013-04-19
Water Pik, Inc. | Laars | VW1200EP09*BA | Both Steam & Water | LPG | No Match | FALSE | TRUE | 3 |  |  | No Match | No Match | No Match | No Match | Copper | No Match |  | No Match |  | 1200000 |  | 300000 |  | 82 | 80 |  |  | 5 |  | 82 |  |  | Federally-Regulated Commercial & Industrial Equipment | 2001-11-21
Water Pik, Inc. | Laars | PW1670IN09C1A | Both Steam & Water | Natural Gas | No Match | FALSE | FALSE | 3 |  |  | No Match | No Match | No Match | No Match | Copper | No Match |  | No Match |  | 1670000 |  | 1670000 |  | 81 | 80 |  |  | 5 |  | 81 |  |  | Federally-Regulated Commercial & Industrial Equipment | 2001-11-21
Ajax Boiler, Inc. | Ajax | HNG14000W | Steam | Natural Gas | No Match | FALSE | TRUE | 3 |  |  | No Match | No Match | No Match | No Match | Other | No Match |  | No Match |  | 14000000 |  | 7000000 |  | 80 | 80 |  |  |  |  | 80 |  |  | Federally-Regulated Commercial & Industrial Equipment | 1997-01-07
Cleaver-Brooks | Cleaver-Brooks | CBE-700-125-***** | Steam | Natural Gas | Power | FALSE | FALSE | 3 |  |  | No Match | No Match | No Match | No Match | Other | No Match |  | No Match |  | 5230000 |  | 5230000 |  | 80 | 80 |  |  | 25 |  | 80 |  |  | Federally-Regulated Commercial & Industrial Equipment | 1999-03-02
Utica Boilers | Dunkirk | D248-400 | Both Steam & Water | Natural Gas | Injection Type | FALSE | FALSE | 1 |  |  |  | None | Non-Condensing | Single-Stage | Cast Iron |  |  |  |  | 400000 | 322000 |  |  | 80.5 | 80 | 77.5 | [6 empty] | Federally-Regulated Commercial & Industrial Equipment | 2011-05-02
Rite Engineering | Rite | A600WG | Both Steam & Water | Natural Gas | Power | FALSE | FALSE | 3 |  |  | No Match | No Match | No Match | No Match | Other | No Match |  | No Match |  | 6000000 |  | 2000000 |  | 80 | 80 |  |  |  |  | 80 |  |  | Non Federally-Regulated | 1992-10-14
Raypak | Raypak | H2-4001* | Water | LPG | Injection Type | FALSE | FALSE | 1 |  |  |  | None | Non-Condensing | Step Modulating | Copper |  |  |  |  | 4000000 | 3280000 |  |  | 82 | [8 empty] | Federally-Regulated Commercial & Industrial Equipment | 2015-04-16
Burnham Corp. | Burnham Corp. | V1120H-SN | Steam | Natural Gas | Power | FALSE | FALSE | 3 |  | FALSE |  | None | Non-Condensing | Two-Stage Modulating | Cast Iron |  |  |  |  | 4979000 | 4066000 |  |  | 82.1 |  | 81.7 | [6 empty] | Federally-Regulated Commercial & Industrial Equipment | 2014-08-11
Ajax Boiler, Inc. | Ajax | OSGX400 | Steam | Natural Gas | No Match | FALSE | TRUE | 3 |  |  | No Match | No Match | No Match | No Match | Other | No Match |  | No Match |  | 400000 |  | 400000 |  | 80 | 80 |  |  |  |  | 80 |  |  | Federally-Regulated Commercial & Industrial Equipment | 1996-02-29
Smith Cast Iron Boilers | Peerless | CC-08-W-G | Water | Natural Gas | Power | FALSE | FALSE | 1 |  |  |  | None | Non-Condensing | Single-Stage | Cast Iron |  |  |  |  | 1342000 | 1087000 |  |  |  |  | 81 | 80 | [5 empty] | Federally-Regulated Commercial & Industrial Equipment | 2015-09-30
Crown Boiler Co. | Burnham Corp. | IN10-I | Steam | Natural Gas | Induced Draft | FALSE | FALSE | 1 |  |  |  | None | Non-Condensing | Single-Stage | Cast Iron |  |  |  |  | 315000 | 260000 |  |  | 82.5 | 80 | 79.5 | [6 empty] | Federally-Regulated Commercial & Industrial Equipment | 2011-08-22
PB Heat, LLC | PB Heat, LLC | WBV-03-060-W | Water | Oil | Power | FALSE | FALSE | 1 |  | TRUE | Barometric Regulator | None | Non-Condensing | Single-Stage | Cast Iron | Single-Speed |  | Standard |  | 84000 | 75000 | [9 empty] | 87.5 | 80 | Federally-Regulated Consumer Product | 2013-04-19
Water Pik, Inc. | Laars | VW0400CN22***** | Both Steam & Water | Natural Gas | No Match | FALSE | TRUE | 3 |  |  | No Match | No Match | No Match | No Match | Copper | No Match |  | No Match |  | 399000 |  | 100000 |  | 83.4 | 80 |  |  | 5 |  | 82 |  |  | Federally-Regulated Commercial & Industrial Equipment | 2001-11-21
Dunkirk | Sears, Roebuck, & Co. | DKVLT-075 | Water | LPG | Pressure | FALSE | FALSE | 1 |  | TRUE |  | None | Condensing | Step Modulating | Other | Single-Speed |  |  |  | 75000 | 69000 | [9 empty] | 95 | 80 | Federally-Regulated Consumer Product | 2013-04-19
Ajax Boiler, Inc. | Ajax | WFG12500W | Water | Natural Gas | Power | FALSE | TRUE | 3 |  |  | No Match | No Match | No Match | No Match | Other | No Match |  | No Match |  | 12500000 |  | 5000000 |  | 80 | 80 |  |  |  |  | 80 |  |  | Federally-Regulated Commercial & Industrial Equipment | 1997-01-07
Laars Heating Systems Co. | Laars | PHO715EP******** | Water | LPG | Induced Draft | FALSE | TRUE | 1 |  |  |  | None | Non-Condensing | Step Modulating | Copper | Single-Speed |  | Standard |  | 715000 | 587000 | 178750 |  | 82 | 80 | 79.6 | [6 empty] | Federally-Regulated Commercial & Industrial Equipment | 2007-11-01
Raypak | Raypak | H(3,4)-1125* | Water | Natural Gas | Injection Type | FALSE | FALSE | 1 |  |  |  | None | Non-Condensing | Single-Stage | Copper |  |  |  |  | 1124700 | 922000 |  |  |  |  | 82 | [6 empty] | Federally-Regulated Commercial & Industrial Equipment | 2015-04-16
English Boiler & Tube, Inc. | Bent Tube Balanced Flow | BTBF-15-160 | Water | Natural Gas | Power | FALSE | FALSE | 3 |  |  | No Match | No Match | No Match | No Match | Other | No Match |  | No Match |  | 630000 |  | 157500 |  | 80 | 80 |  |  | 3 |  | 80 |  |  | Federally-Regulated Commercial & Industrial Equipment | 1998-09-10
Weil-McLain | Weil-McLain | 2494 | Steam | Natural Gas | Power | FALSE | FALSE | 3 |  |  | No Match | No Match | No Match | No Match | Cast Iron | No Match |  | No Match |  | 8371000 |  | 8371000 |  | 81.5 | 80 |  |  | 147 |  | 81.5 |  |  | Federally-Regulated Commercial & Industrial Equipment | 1996-02-29
Easco Boiler Corp. | Easco | SM4-400-S015 | Both Steam & Water | Combo (Natural Gas & Oil) | Power | FALSE | FALSE | 3 |  |  | No Match | No Match | No Match | No Match | Other | No Match |  | No Match |  | 16738000 |  | 3347600 |  | 83 | 80 |  |  | 22 |  | 81 |  |  | Federally-Regulated Commercial & Industrial Equipment | 1998-06-02
U.S. Boiler Co. | U.S. Boiler Co. | PVG-5 | Water | LPG | Induced Draft | FALSE | FALSE | 1 |  | TRUE |  | None | Non-Condensing | Single-Stage | Cast Iron | Single-Speed |  |  |  | 140000 | 120000 | [9 empty] | 85.3 | 80 | Federally-Regulated Consumer Product | 2014-01-14
Ajax Boiler, Inc. | Ajax | HNG1250W | Steam | Natural Gas | No Match | FALSE | TRUE | 3 |  |  | No Match | No Match | No Match | No Match | Other | No Match |  | No Match |  | 1250000 |  | 637500 |  | 80 | 80 |  |  |  |  | 80 |  |  | Federally-Regulated Commercial & Industrial Equipment | 1997-01-07
Water Pik, Inc. | Laars | HH1000MP20***** | Water | LPG | Power | FALSE | FALSE | 3 |  |  | No Match | No Match | No Match | No Match | Copper | No Match |  | No Match |  | 1000000 |  | 250000 |  | 85 | 80 |  |  | 5 |  | 83 |  |  | Federally-Regulated Commercial & Industrial Equipment | 2001-11-21
Easco Boiler Corp. | Easco | SM4-350-S015 | Both Steam & Water | Combo (Natural Gas & Oil) | Power | FALSE | FALSE | 3 |  |  | No Match | No Match | No Match | No Match | Other | No Match |  | No Match |  | 14645000 |  | 2929000 |  | 83 | 80 |  |  | 22 |  | 81 |  |  | Federally-Regulated Commercial & Industrial Equipment | 1998-06-02
Dunkirk | Pennco, Inc. | 1608HSID | Steam | Natural Gas | No Match | FALSE | FALSE | 1 |  |  | No Match | No Match | No Match | No Match | Cast Iron | No Match |  | No Match |  | 262500 | [10 empty] | 81.3 | 75 | Federally-Regulated Consumer Product | 1998-12-21
Weil-McLain | Weil-McLain | CGa-3-PIDN | Water | Natural Gas | No Match | FALSE | FALSE | 1 |  |  | No Match | No Match | No Match | No Match | Cast Iron | No Match |  | No Match |  | 70000 | [10 empty] | 84 | 80 | Federally-Regulated Consumer Product | 2000-09-27
Slant / Fin Corp. | Slant / Fin Corp. | LD50HF | Steam | Oil | Power | FALSE | FALSE | 1 |  |  |  | None | Non-Condensing | Single-Stage | Cast Iron |  |  |  |  | 266000 | 230000 | [9 empty] | 86 | 80 | Federally-Regulated Consumer Product | 2007-11-14
Ajax Boiler, Inc. | Ajax | OWGB850 | Steam | LPG | No Match | FALSE | TRUE | 3 |  |  | No Match | No Match | No Match | No Match | Other | No Match |  | No Match |  | 850000 |  | 850000 |  | 80 | 80 |  |  |  |  | 80 |  |  | Federally-Regulated Commercial & Industrial Equipment | 1996-02-29
Burnham Corp. | Crown Boiler Co. | BSI207E | Steam | LPG | Induced Draft | FALSE | FALSE | 1 |  |  |  | Stack Damper | Non-Condensing | Single-Stage | Cast Iron |  |  |  |  | 207000 | 171000 | [9 empty] | 82.1 | 75 | Federally-Regulated Consumer Product | 2007-11-14
Bosch Thermotechnology Corp. | Bosch Thermotechnology Corp. | GB 142 60 | Water | LPG | Injection Type | FALSE | FALSE | 1 |  | TRUE |  | None | Condensing | Step Modulating | Other | Multiple-Speed |  |  |  | 215000 | 193000 | [9 empty] | 95 | 80 | Federally-Regulated Consumer Product | 2013-11-14
Laars Heating Systems Co. | Bradford-White Corp. | BRHHH2400 | Water | Natural Gas | Power | FALSE | FALSE | 1 |  |  |  | None | Condensing | Step Modulating | Copper |  |  |  |  | 2400000 | 2182000 |  |  | 92.1 |  | 92.1 | [6 empty] | Federally-Regulated Commercial & Industrial Equipment | 2014-10-21
Dunkirk | Sears | KWX-4E | Water | Natural Gas | No Match | FALSE | FALSE | 1 |  |  | No Match | No Match | No Match | No Match | Cast Iron | No Match |  | No Match |  | 105000 | [10 empty] | 81.5 | 80 | Federally-Regulated Consumer Product | 2002-06-04
Smith Cast Iron Boilers | Smith Cast Iron Boilers | 28HE-S/W-07 | Both Steam & Water | Natural Gas | Power | FALSE | FALSE | 1 |  |  |  | None | Non-Condensing | Single-Stage | Cast Iron |  |  |  |  | 2088000 | 1722000 |  |  | 83.5 | 80 | 82.5 | [6 empty] | Federally-Regulated Commercial & Industrial Equipment | 2007-12-12
Lochinvar, LLC. | Lochinvar Corp. | OKL601 | Water | LPG | Power | FALSE | TRUE | 1 |  |  |  | None | Condensing | Step Modulating | Other |  |  |  |  | 600000 | 561000 |  |  |  |  | 93.5 | [6 empty] | Federally-Regulated Commercial & Industrial Equipment | 2015-04-20
Ajax Boiler, Inc. | Ajax | DRPG90 | Water | Natural Gas | Power | FALSE | TRUE | 1 |  |  | Draft Hood | Stack Damper | Non-Condensing | Two-Stage Modulating | Other | None |  | No Match |  | 3500000 | 2800000 | 2800000 | 2240000 | 80 | 80 | 79.2 | [6 empty] | Federally-Regulated Commercial & Industrial Equipment | 2007-08-15
Bryan Steam Corp. | Bryan | TF300 | Water | Natural Gas | Power | FALSE | FALSE | 1 |  |  |  | None | Condensing | Step Modulating | Other |  |  |  |  | 3000000 | 2700000 |  |  | 89.3 | 80 | 91.3 | [6 empty] | Federally-Regulated Commercial & Industrial Equipment | 2011-02-17
Camus Hydronics | Camus Hydronics | DFNW-2000-MS | Water | Natural Gas | Power | FALSE | FALSE | 1 |  |  |  | None | Non-Condensing | Step Modulating | Other |  |  |  |  | 2000000 | 1700000 |  |  | 85 |  | 85 | [6 empty] | Federally-Regulated Commercial & Industrial Equipment | 2014-08-11
Water Pik, Inc. | Laars | VW1430IN21*N* | Both Steam & Water | Natural Gas | No Match | FALSE | FALSE | 3 |  |  | No Match | No Match | No Match | No Match | Copper | No Match |  | No Match |  | 1430000 |  | 357500 |  | 82 | 80 |  |  | 5 |  | 82 |  |  | Federally-Regulated Commercial & Industrial Equipment | 2001-11-21
Lochinvar, LLC. | Lochinvar Corp. | FBN1251 | Water | Natural Gas | Power | FALSE | FALSE | 1 |  |  |  | None | Condensing | Step Modulating | Other |  |  |  |  | 1250000 | 1203000 |  |  |  |  | 96.2 | [6 empty] | Federally-Regulated Commercial & Industrial Equipment | 2015-04-20
Rite Engineering | Rite | A150SG | Both Steam & Water | Natural Gas | Power | FALSE | FALSE | 3 |  |  | No Match | No Match | No Match | No Match | Other | No Match |  | No Match |  | 1500000 |  | 500000 |  | 80 | 80 |  |  |  |  | 80 |  |  | Non Federally-Regulated | 1992-10-14
Ajax Boiler, Inc. | Ajax | DNG125W | Water | Natural Gas | No Match | FALSE | TRUE | 3 |  |  | No Match | No Match | No Match | No Match | Other | No Match |  | No Match |  | 5250000 |  | 5250000 |  | 80 | 80 |  |  |  |  | 80 |  |  | Federally-Regulated Commercial & Industrial Equipment | 1997-01-07
Burnham Corp. | Crown Boiler Co. | 24-06 | Both Steam & Water | Oil | Power | FALSE | FALSE | 1 |  |  |  | None | Non-Condensing | Single-Stage | Cast Iron |  |  |  |  | 966000 | 797000 |  |  | 85.2 | 83 | 82.5 | [6 empty] | Federally-Regulated Commercial & Industrial Equipment | 2007-12-12
Ajax Boiler, Inc. | Ajax | WGOFD-3250 | Steam | Natural Gas | Power | FALSE | FALSE | 3 |  |  | No Match | No Match | No Match | No Match | Other | No Match |  | No Match |  | 3250000 |  | 1625000 |  | 82 | 80 |  |  |  |  | 80 |  |  | Non Federally-Regulated | 1992-10-27
Water Pik, Inc. | Laars | PW1670IP09CBA | Both Steam & Water | LPG | No Match | FALSE | FALSE | 3 |  |  | No Match | No Match | No Match | No Match | Copper | No Match |  | No Match |  | 1670000 |  | 1670000 |  | 82 | 80 |  |  | 5 |  | 82 |  |  | Federally-Regulated Commercial & Industrial Equipment | 2001-11-21
PVI Industries | PVI | 306 ESB 150A-E | Steam | Electricity | No Match | TRUE | FALSE | 3 |  |  | No Match | No Match | No Match | No Match | Other | No Match |  | No Match |  | 1044000 |  | 1044000 |  | 99.9 | [5 empty] | 99.9 |  |  | Non Federally-Regulated | 1992-09-28
Unilux Manufacturing, Inc. | Unilux Manufacturing, Inc. | ZW 50 W | Both Steam & Water | Combo (Natural Gas & Oil) | Power | FALSE | FALSE | 3 |  |  | No Match | No Match | No Match | No Match | Other | No Match |  | No Match |  | 575000 |  | 192000 |  | 86 | 80 |  |  | 10 |  | 84 |  |  | Federally-Regulated Commercial & Industrial Equipment | 1998-02-10
Weil-McLain | Weil-McLain | 1888 | Both Steam & Water | Natural Gas | Power | FALSE | FALSE | 1 |  |  |  | None | Non-Condensing | Single-Stage | Cast Iron |  |  |  |  | 5845000 | 4857000 |  |  | 83.3 | 80 | 83.1 | [6 empty] | Federally-Regulated Commercial & Industrial Equipment | 2008-04-14
Ajax Boiler, Inc. | Ajax | OWGFD-14500 | Water | Natural Gas | Power | FALSE | TRUE | 3 |  |  | No Match | No Match | No Match | No Match | Other | No Match |  | No Match |  | 14500000 |  | 7250000 |  | 82 | 80 |  |  |  |  | 80 |  |  | Non Federally-Regulated | 1992-09-21
Dunkirk | Sears | K90-175 | Water | Combo (Natural Gas & Oil) | No Match | FALSE | FALSE | 1 |  |  | No Match | No Match | No Match | No Match | Other | No Match |  | No Match |  | 175000 | [10 empty] | 89.6 | 80 | Federally-Regulated Consumer Product | 2002-06-04
Ajax Boiler, Inc. | Ajax | WFG14500W | Water | Natural Gas | Power | FALSE | TRUE | 3 |  |  | No Match | No Match | No Match | No Match | Other | No Match |  | No Match |  | 14500000 |  | 5800000 |  | 80 | 80 |  |  |  |  | 80 |  |  | Federally-Regulated Commercial & Industrial Equipment | 1997-01-07
Rite Engineering | Rite | A200S | Both Steam & Water | Natural Gas | No Match | FALSE | FALSE | 3 |  |  | No Match | No Match | No Match | No Match | Other | No Match |  | No Match |  | 2000000 |  | 1000000 |  | 80 | 80 |  |  |  |  | 80 |  |  | Non Federally-Regulated | 1992-10-14
Smith Cast Iron Boilers | Smith Cast Iron Boilers | GB250-S-9-INT | Steam | Natural Gas | Power | FALSE | FALSE | 1 |  |  |  | Electro-Mechanical Flue Damper | Non-Condensing | Single-Stage | Cast Iron |  |  |  |  | 400000 | 320000 |  |  | 80 | 80 | 75.8 | [6 empty] | Federally-Regulated Commercial & Industrial Equipment | 2007-12-12
Harsco Industrial / Patterson-Kelley | Thermific | N1000 | Water | Natural Gas | Power | FALSE | TRUE | 1 |  |  | None | None | Non-Condensing | Single-Stage | Copper | Single-Speed |  | No Match |  | 1000000 | 850000 |  |  | 85 | 80 | 84 | [6 empty] | Federally-Regulated Commercial & Industrial Equipment | 2007-07-10
Ajax Boiler, Inc. | Ajax | OWGFD700 | Steam | Natural Gas | Power | FALSE | TRUE | 3 |  |  | No Match | No Match | No Match | No Match | Other | No Match |  | No Match |  | 700000 |  | 350000 |  | 82 | 80 |  |  |  |  | 80 |  |  | Non Federally-Regulated | 1992-10-27
Weil-McLain | Weil-McLain | 988R | Steam | Natural Gas | Power | FALSE | FALSE | 3 |  |  | No Match | No Match | No Match | No Match | Cast Iron | No Match |  | No Match |  | 2482000 |  | 2482000 |  | 81.2 | 80 |  |  | 147 |  | 81.2 |  |  | Federally-Regulated Commercial & Industrial Equipment | 1996-02-29
RBI Water Heaters | RBI Water Heaters | MB500 | Water | LPG | Power | FALSE | FALSE | 1 |  |  |  | None | Non-Condensing | Step Modulating | Copper |  |  |  |  | 500000 | 428000 |  |  | 85.6 | 80 | 85.6 | [6 empty] | Federally-Regulated Commercial & Industrial Equipment | 2010-07-21
Weil-McLain | Weil-McLain | CGs-4E-PIL | Water | LPG | Induced Draft | FALSE | FALSE | 1 |  |  | None | None | Non-Condensing | Single-Stage | Cast Iron |  |  |  |  | 90000 | 77000 | [9 empty] | 85 | 80 | Federally-Regulated Consumer Product | 2008-12-24
PB Heat, LLC | Peerless | GM-06-SV | Water | Natural Gas | Injection Type | FALSE | FALSE | 1 | TRUE |  |  | Stack Damper | Non-Condensing | Single-Stage | Cast Iron |  |  |  |  | 285000 | 238000 | [9 empty] | 82.8 | 80 | Federally-Regulated Consumer Product | 2015-09-30
Rinnai | Rinnai | QP130 | Water | Natural Gas | Induced Draft | FALSE | FALSE | 1 |  | TRUE |  | None | Condensing | Step Modulating | Other | Variable-Speed |  |  |  | 130000 | 119000 | [9 empty] | 95.4 | 80 | Federally-Regulated Consumer Product | 2013-11-14
Water Pik, Inc. | Laars | VW1200EP09CBA | Both Steam & Water | LPG | No Match | FALSE | TRUE | 3 |  |  | No Match | No Match | No Match | No Match | Copper | No Match |  | No Match |  | 1200000 |  | 1200000 |  | 82 | 80 |  |  | 5 |  | 82 |  |  | Federally-Regulated Commercial & Industrial Equipment | 2001-11-21
Burnham Corp. | Burnham Corp. | V1115H-WO | Water | Oil | Power | FALSE | FALSE | 1 |  |  |  | None | Non-Condensing | Two-Stage Modulating | Cast Iron |  |  |  |  | 3542000 | 3028000 |  |  | 85.6 |  | 85.4 | [6 empty] | Federally-Regulated Commercial & Industrial Equipment | 2014-08-11
PB Heat, LLC | PB Heat, LLC | DE-06-SPRK | Water | Natural Gas | Injection Type | FALSE | FALSE | 1 |  | TRUE |  | None | Non-Condensing | Single-Stage | Cast Iron | Single-Speed |  |  |  | 165000 | 136000 | [9 empty] | 82 | 80 | Federally-Regulated Consumer Product | 2013-04-19
Dunkirk | Dunkirk | WPSB-5D | Water | Natural Gas | No Match | FALSE | FALSE | 1 |  |  | No Match | No Match | No Match | No Match | Cast Iron | No Match |  | No Match |  | 150000 | [10 empty] | 84.1 | 80 | Federally-Regulated Consumer Product | 1998-12-21
Laars Heating Systems Co. | Bradford-White Corp. | BMT2H0300 | Water | Natural Gas | Injection Type | FALSE | TRUE | 1 |  | TRUE |  | None | Non-Condensing | Single-Stage | Copper | Single-Speed |  |  |  | 299000 | 255000 | [9 empty] | 85.1 | 80 | Federally-Regulated Consumer Product | 2013-04-19
PVI Industries | PVI | 54 ESB 85A-E | Steam | Electricity | No Match | TRUE | FALSE | 1 |  |  | No Match | No Match | No Match | No Match | Other | No Match |  | No Match |  | 184000 |  |  |  | 99.9 | [6 empty] | 99.9 |  | Federally-Regulated Consumer Product | 1992-09-30
Raypak | Raypak | H(3,4)-1468* | Water | Natural Gas | Injection Type | FALSE | FALSE | 1 |  |  |  | None | Non-Condensing | Single-Stage | Copper |  |  |  |  | 1467000 | 1203000 |  |  |  |  | 82 | [6 empty] | Federally-Regulated Commercial & Industrial Equipment | 2015-04-16
Parker Boiler Co. | Parker Boiler | T2970LR | Water | Natural Gas | Power | FALSE | FALSE | 3 |  |  | No Match | No Match | No Match | No Match | Other | No Match |  | No Match |  | 2970000 |  | 1485000 |  | 85 | 80 |  |  | 4 |  | 82 |  |  | Federally-Regulated Commercial & Industrial Equipment | 1996-03-13
English Boiler & Tube, Inc. | Bent Tube Balanced Flow | BTBF-80-15 | Steam | Natural Gas | Power | FALSE | FALSE | 3 |  |  | No Match | No Match | No Match | No Match | Other | No Match |  | No Match |  | 3360000 |  | 840000 |  | 80 | 80 |  |  | 3 |  | 80 |  |  | Federally-Regulated Commercial & Industrial Equipment | 1998-09-10
U.S. Boiler Co. | Crown Boiler Co. | PHNTM399 | Water | Natural Gas | Power | FALSE | FALSE | 1 |  |  |  | None | Condensing | Step Modulating | Other |  |  |  |  | 399000 | 375000 |  |  | 94.5 |  | 94.1 | [6 empty] | Federally-Regulated Commercial & Industrial Equipment | 2014-10-21
Utica Boilers | Utica Boilers | JD-2200 | Both Steam & Water | Natural Gas | Injection Type | FALSE | FALSE | 1 |  |  |  | None | Non-Condensing | Single-Stage | Cast Iron |  |  |  |  | 2200000 | 1771000 |  |  | 80.5 | 80 | 77.5 | [6 empty] | Federally-Regulated Commercial & Industrial Equipment | 2011-05-02
Ajax Boiler, Inc. | Ajax | OSGXB9000 | Steam | Natural Gas | No Match | FALSE | TRUE | 3 |  |  | No Match | No Match | No Match | No Match | Other | No Match |  | No Match |  | 9000000 |  | 9000000 |  | 80 | 80 |  |  |  |  | 80 |  |  | Federally-Regulated Commercial & Industrial Equipment | 1996-02-29
Ajax Boiler, Inc. | Ajax | SGOXFD-3500 | Steam | Natural Gas | Power | FALSE | FALSE | 3 |  |  | No Match | No Match | No Match | No Match | Other | No Match |  | No Match |  | 3500000 |  | 1750000 |  | 81 | 80 |  |  |  |  | 80 |  |  | Non Federally-Regulated | 1992-10-27
Water Pik, Inc. | Laars | JVS100PK** | Water | LPG | Injection Type | FALSE | TRUE | 1 |  |  | Draft Diverter | Stack Damper | Non-Condensing | Two-Stage Modulating | Copper | No Match |  | No Match |  | 100000 | 84000 | [9 empty] | 82 | 80 | Federally-Regulated Consumer Product | 2004-05-06
Ajax Boiler, Inc. | Ajax | WGX-WGXB-3750-D | Steam | Natural Gas | No Match | FALSE | FALSE | 3 |  |  | No Match | No Match | No Match | No Match | Other | No Match |  | No Match |  | 3750000 |  | 3750000 |  | 80 | 80 |  |  |  |  | 80 |  |  | Federally-Regulated Commercial & Industrial Equipment | 1996-02-29
Burnham Corp. | Burnham Corp. | V1123 | Both Steam & Water | Natural Gas | Power | FALSE | FALSE | 1 |  |  |  | None | Non-Condensing | Single-Stage | Cast Iron |  |  |  |  | 5733000 | 4551000 |  |  | 80.7 | 80 | 78.8 | [6 empty] | Federally-Regulated Commercial & Industrial Equipment | 2010-03-16
Thermal Solutions | Thermal Solutions | EV(A,S)1500B**-*E* | Water | Natural Gas | Power | FALSE | FALSE | 3 |  |  |  | None | Non-Condensing | Step Modulating | Copper |  |  |  |  | 1500000 | 1251000 |  |  | 83.7 |  | 83.4 | [6 empty] | Federally-Regulated Commercial & Industrial Equipment | 2014-08-11
Lochinvar, LLC. | Lochinvar Corp. | EBN150 | Water | Natural Gas | Power | FALSE | FALSE | 1 |  |  |  | None | Non-Condensing | Single-Stage | Copper |  |  |  |  | 150000 | 129000 | [9 empty] | 83.2 | 80 | Federally-Regulated Consumer Product | 2007-11-14
Ajax Boiler, Inc. | Ajax | B13E0 | Water | Natural Gas | Luminous | FALSE | TRUE | 1 |  |  | None | None | Non-Condensing | Step Modulating | Copper | Single-Speed | 0.75 | No Match |  | 1300000 | 1040000 | 1040000 | 832000 | 80 | 80 | 79.2 | [6 empty] | Federally-Regulated Commercial & Industrial Equipment | 2007-08-15
Water Pik, Inc. | Laars | PW0500IN04*1A | Both Steam & Water | Natural Gas | No Match | FALSE | FALSE | 3 |  |  | No Match | No Match | No Match | No Match | Copper | No Match |  | No Match |  | 500000 |  | 125000 |  | 81 | 80 |  |  | 5 |  | 81 |  |  | Federally-Regulated Commercial & Industrial Equipment | 2001-11-21
Smith Cast Iron Boilers | Peerless | TCII-06-W-G | Water | Natural Gas | Power | FALSE | FALSE | 1 |  |  |  | None | Non-Condensing | Single-Stage | Cast Iron |  |  |  |  | 1773000 | 1457000 |  |  |  |  | 82.2 | 80 | [5 empty] | Federally-Regulated Commercial & Industrial Equipment | 2015-09-30
Camus Hydronics | Camus Hydronics | DFNW-4000-MS | Water | Natural Gas | Power | FALSE | FALSE | 1 |  |  |  | None | Non-Condensing | Step Modulating | Other |  |  |  |  | 4000000 | 3400000 |  |  | 85 |  | 85 | [6 empty] | Federally-Regulated Commercial & Industrial Equipment | 2014-08-11
Dunkirk | Pennco, Inc. | 1605HSID | Steam | Natural Gas | No Match | FALSE | FALSE | 1 |  |  | No Match | No Match | No Match | No Match | Cast Iron | No Match |  | No Match |  | 150000 | [10 empty] | 80.6 | 75 | Federally-Regulated Consumer Product | 1998-12-21
Parker Boiler Co. | Parker Boiler Co. | TC1000 | Water | Natural Gas | Power | FALSE | FALSE | 3 |  |  |  | None | Condensing | Step Modulating | Other |  |  |  |  | 3754000 | 3510000 |  |  | 94.7 |  | 93.5 | [6 empty] | Federally-Regulated Commercial & Industrial Equipment | 2014-09-05
Camus Hydronics | Camus Hydronics | DFPH-2502-MS | Water | LPG | Power | FALSE | FALSE | 1 |  |  |  | None | Condensing | Step Modulating | Other |  |  |  |  | 2500000 | 2360000 |  |  | 94.4 |  | 94.4 | [6 empty] | Federally-Regulated Commercial & Industrial Equipment | 2014-08-11
Ajax Boiler, Inc. | Ajax | SFG250W | Steam | Natural Gas | Power | FALSE | TRUE | 3 |  |  | No Match | No Match | No Match | No Match | Other | No Match |  | No Match |  | 10500000 |  | 4200000 |  | 80 | 80 |  |  |  |  | 80 |  |  | Federally-Regulated Commercial & Industrial Equipment | 1997-01-07
Burnham Corp. | Crown Boiler Co. | 24-06 | Both Steam & Water | Natural Gas | Power | FALSE | FALSE | 1 |  |  |  | None | Non-Condensing | Single-Stage | Cast Iron |  |  |  |  | 990000 | 793000 |  |  | 82.4 | 80 | 80.1 | [6 empty] | Federally-Regulated Commercial & Industrial Equipment | 2007-12-12
U.S. Boiler Co. | New Yorker | CG50E | Water | Natural Gas | Injection Type | FALSE | FALSE | 1 | TRUE |  |  | Stack Damper | Non-Condensing | Single-Stage | Cast Iron | Single-Speed |  |  |  | 140000 | 117000 | [9 empty] | 84 | 80 | Federally-Regulated Consumer Product | 2015-09-30
Ajax Boiler, Inc. | Ajax | WEC1500W | Water | Combo (Natural Gas & Oil) | Power | FALSE | TRUE | 3 |  |  | No Match | No Match | No Match | No Match | Other | No Match |  | No Match |  | 1430000 |  | 800000 |  | 85 | 80 |  |  |  |  | 80 |  |  | Federally-Regulated Commercial & Industrial Equipment | 1997-01-07
Cleaver-Brooks | Cleaver-Brooks | CBW-700-800-***** | Steam | Natural Gas | Power | FALSE | FALSE | 3 |  |  | No Match | No Match | No Match | No Match | Other | No Match |  | No Match |  | 33480000 |  | 33480000 |  | 80 | 80 |  |  | 25 |  | 80 |  |  | Federally-Regulated Commercial & Industrial Equipment | 1999-03-02
Dunkirk | Caribe | BWMAAN000075AAAA | Water | LPG | Pressure | FALSE | FALSE | 1 |  | TRUE |  | None | Condensing | Step Modulating | Other | Single-Speed |  |  |  | 75000 | 69000 | [9 empty] | 95 | 80 | Federally-Regulated Consumer Product | 2013-04-19
Ajax Boiler, Inc. | Ajax | WEC8000W | Water | Combo (Natural Gas & Oil) | Power | FALSE | TRUE | 3 |  |  | No Match | No Match | No Match | No Match | Other | No Match |  | No Match |  | 7600000 |  | 3200000 |  | 85 | 80 |  |  |  |  | 80 |  |  | Federally-Regulated Commercial & Industrial Equipment | 1997-01-07
Ajax Boiler, Inc. | Ajax | WEG3000W | Water | Natural Gas | Power | FALSE | TRUE | 3 |  |  | No Match | No Match | No Match | No Match | Other | No Match |  | No Match |  | 2850000 |  | 1200000 |  | 85 | 80 |  |  |  |  | 80 |  |  | Federally-Regulated Commercial & Industrial Equipment | 1997-01-07
Crown Boiler Co. | Crown | C247-1500-S | Steam | Natural Gas | No Match | FALSE | FALSE | 3 |  |  | No Match | No Match | No Match | No Match | Cast Iron | No Match |  | No Match |  | 1500000 |  | 1500000 |  | 80 | 80 |  |  |  |  | 80 |  |  | Federally-Regulated Commercial & Industrial Equipment | 1996-03-06
Ajax Boiler, Inc. | Ajax | WFG7000W | Water | Natural Gas | Power | FALSE | TRUE | 3 |  |  | No Match | No Match | No Match | No Match | Other | No Match |  | No Match |  | 7000000 |  | 2800000 |  | 80 | 80 |  |  |  |  | 80 |  |  | Federally-Regulated Commercial & Industrial Equipment | 1997-01-07
Ajax Boiler, Inc. | Ajax | WGOXFD-1125 | Steam | Natural Gas | Power | FALSE | FALSE | 3 |  |  | No Match | No Match | No Match | No Match | Other | No Match |  | No Match |  | 1125000 |  | 562500 |  | 82 | 80 |  |  |  |  | 80 |  |  | Non Federally-Regulated | 1992-10-27
Utica Boilers | Utica Boilers | JD-2500 | Both Steam & Water | Natural Gas | Injection Type | FALSE | FALSE | 1 |  |  |  | None | Non-Condensing | Single-Stage | Cast Iron |  |  |  |  | 2500000 | 2013000 |  |  | 80.5 | 80 | 77.5 | [6 empty] | Federally-Regulated Commercial & Industrial Equipment | 2011-02-17
Raypak | Raypak | H4-HD151* | Water | LPG | Induced Draft | FALSE | TRUE | 1 |  |  | None | None | Non-Condensing | Single-Stage | Copper | Single-Speed |  | Standard |  | 150000 | 126000 | [9 empty] | 85 | 80 | Federally-Regulated Consumer Product | 2010-01-11
Burnham Corp. | Crown Boiler Co. | AWI 095E | Water | LPG | Induced Draft | FALSE | FALSE | 1 |  |  |  | Stack Damper | Non-Condensing | Single-Stage | Cast Iron | Single-Speed | 0.04 | Standard |  | 95000 | 78000 | [9 empty] | 82.3 | 80 | Federally-Regulated Consumer Product | 2007-11-14
Water Pik, Inc. | Laars | PH0400CN22**** | Water | Natural Gas | No Match | FALSE | TRUE | 3 |  |  | No Match | No Match | No Match | No Match | Copper | No Match |  | No Match |  | 399000 |  | 100000 |  | 83.4 | 80 |  |  | 5 |  | 82 |  |  | Federally-Regulated Commercial & Industrial Equipment | 2001-11-21
Burnham Corp. | Burnham Corp. | 4FHW-209A-O | Water | Oil | Power | FALSE | FALSE | 1 |  |  |  | None | Non-Condensing | Two-Stage Modulating | Other |  |  |  |  | 1750000 | 1444000 |  |  | 88 |  | 85.6 | [6 empty] | Federally-Regulated Commercial & Industrial Equipment | 2014-08-11
HTP, Inc. | PB Heat, LLC | PI-399 | Water | LPG | Power | FALSE | FALSE | 1 |  |  |  | None | Condensing | Single-Stage | Other |  |  |  |  | 399000 | 379000 |  |  | 95.1 | 80 | 93.4 | [6 empty] | Federally-Regulated Commercial & Industrial Equipment | 2007-12-12
Burnham Corp. | New Yorker Boiler Co. | FR205 | Water | Oil | Power | FALSE | FALSE | 1 |  |  |  | None | Non-Condensing | Single-Stage | Other | Single-Speed | 0.04 | Standard |  | 245000 | 215000 | [9 empty] | 86 | 80 | Federally-Regulated Consumer Product | 2007-11-14
Crown Boiler Co. | Crown Boiler Co. | CWD193 | Water | Natural Gas | Induced Draft | FALSE | FALSE | 1 |  | TRUE |  | None | Non-Condensing | Single-Stage | Cast Iron | Single-Speed |  |  |  | 192500 | 165000 | [9 empty] | 85.2 | 80 | Federally-Regulated Consumer Product | 2013-04-19
Lochinvar, LLC. | Lochinvar Corp. | OKN400 | Water | Natural Gas | Power | FALSE | TRUE | 1 |  |  |  | None | Condensing | Step Modulating | Other |  |  |  |  | 399900 | 374000 |  |  |  |  | 93.5 | [6 empty] | Federally-Regulated Commercial & Industrial Equipment | 2015-04-20
Dunkirk | Pennco, Inc. | 1808HWID | Water | LPG | No Match | FALSE | FALSE | 1 |  |  | No Match | No Match | No Match | No Match | Cast Iron | No Match |  | No Match |  | 245000 | [10 empty] | 83.9 | 80 | Federally-Regulated Consumer Product | 1998-12-21
PB Heat, LLC | Advanced Thermal Hydronics | PB/HE-W-5H | Water | Oil | Power | FALSE | FALSE | 1 |  | TRUE |  | None | Non-Condensing | Single-Stage | Cast Iron | Single-Speed |  |  |  | 273000 | 235000 | [9 empty] | 85 | 80 | Federally-Regulated Consumer Product | 2014-08-08
Burnham Corp. | Burnham Corp. | V1117H-WN | Water | Natural Gas | Power | FALSE | FALSE | 3 |  |  |  | None | Non-Condensing | Two-Stage Modulating | Cast Iron |  |  |  |  | 4186000 | 3447000 |  |  | 82.6 |  | 82.3 | [6 empty] | Federally-Regulated Commercial & Industrial Equipment | 2014-08-11
Parker Boiler Co. | Parker Boiler | G-16R | Steam | Natural Gas | Power | FALSE | FALSE | 3 |  |  | No Match | No Match | No Match | No Match | Other | No Match |  | No Match |  | 688000 |  | 344000 |  | 83 | 80 |  |  | 4 |  | 82 |  |  | Federally-Regulated Commercial & Industrial Equipment | 1996-03-13
Thermal Solutions | Thermal Solutions | EV(A,S)2500B**-*D* | Water | Natural Gas | Power | FALSE | FALSE | 1 |  |  |  | None | Non-Condensing | Step Modulating | Copper |  |  |  |  | 2500000 | 2170000 |  |  | 86.7 |  | 86.8 | [6 empty] | Federally-Regulated Commercial & Industrial Equipment | 2014-08-11
Laars Heating Systems Co. | Bradford-White Corp. | BMT2H0300 | Water | LPG | Injection Type | FALSE | FALSE | 1 |  |  |  | None | Non-Condensing | Single-Stage | Copper | Single-Speed |  |  |  | 299000 | 255000 | [9 empty] | 85.1 | 80 | Federally-Regulated Consumer Product | 2014-08-08
English Boiler & Tube, Inc. | Bent Tube Balanced Flow | BTBF-700-150 | Steam | Natural Gas | Power | FALSE | FALSE | 3 |  |  | No Match | No Match | No Match | No Match | Other | No Match |  | No Match |  | 30000000 |  | 7500000 |  | 80 | 80 |  |  | 3 |  | 80 |  |  | Federally-Regulated Commercial & Industrial Equipment | 1998-09-10
Raypak | Raypak | W7-0400* | Water | LPG | Induced Draft | FALSE | TRUE | 1 |  |  | None | None | Condensing | Step Modulating | Other |  |  |  |  | 399000 | 375060 | 79800 |  | 94.5 | 80 | 94 |  | 12 |  |  |  |  | Federally-Regulated Commercial & Industrial Equipment | 2010-10-29
Weil-McLain | Weil-McLain | EGH-115-PI | Steam | Natural Gas | No Match | FALSE | FALSE | 3 |  |  | No Match | No Match | No Match | No Match | Cast Iron | No Match |  | No Match |  | 500000 |  | 500000 |  | 80 | 80 |  |  | 10 |  | 80 |  |  | Federally-Regulated Commercial & Industrial Equipment | 1996-02-29
Lochinvar, LLC. | Lochinvar Corp. | CBL075M9 | Water | LPG | Injection Type | FALSE | FALSE | 1 |  |  |  | Stack Damper | Non-Condensing | Single-Stage | Copper |  |  |  |  | 75000 | 62000 | [9 empty] | 82 | 80 | Federally-Regulated Consumer Product | 2007-11-14
Burnham Corp. | Crown Boiler Co. | CWI276E | Water | Natural Gas | Induced Draft | FALSE | FALSE | 1 |  |  |  | Stack Damper | Non-Condensing | Single-Stage | Cast Iron | Single-Speed | 0.04 | Standard |  | 276000 | 230000 | [9 empty] | 83.2 | 80 | Federally-Regulated Consumer Product | 2007-11-14
Raypak | Raypak | H3-HD101*R | Water | LPG | Induced Draft | FALSE | FALSE | 1 | TRUE |  |  | None | Non-Condensing | Two-Stage Modulating | Copper |  |  |  |  | 100000 | 85000 | [9 empty] | 85 | 82 | Federally-Regulated Consumer Product | 2015-06-01
Ajax Boiler, Inc. | Ajax | OSGXH450 | Steam | Natural Gas | No Match | FALSE | TRUE | 3 |  |  | No Match | No Match | No Match | No Match | Other | No Match |  | No Match |  | 450000 |  | 450000 |  | 80 | 80 |  |  |  |  | 80 |  |  | Federally-Regulated Commercial & Industrial Equipment | 1996-02-29
Peerless Heater Co. | Peerless | PDE-04-HS | Water | Combo (Natural Gas & Oil) | Power | FALSE | FALSE | 1 |  |  | No Match | No Match | No Match | No Match | Cast Iron | No Match |  | No Match |  | 97500 | [10 empty] | 85 | 80 | Federally-Regulated Consumer Product | 2001-11-01
Heat Cell Technologies, Inc. / ECO Heating Systems | Hamilton Engineering - EVO Duo | HWHN0499ASME | Water | Natural Gas | Power | FALSE | TRUE | 1 |  |  | None | None | Condensing | Two-Stage Modulating | Other | No Match |  | No Match |  | 500000 | 475000 | 100000 | 94200 | 94.7 | 80 | 2.8 | [6 empty] | Federally-Regulated Commercial & Industrial Equipment | 2006-03-29
Lochinvar, LLC. | Lochinvar Corp. | CBN1436 | Water | LPG | Power | FALSE | FALSE | 1 |  |  | None | None | Non-Condensing | Two-Stage Modulating | Copper |  |  |  |  | 1435000 | 1162000 | 720000 | 583000 | 82 | 80 | 81 | [6 empty] | Federally-Regulated Commercial & Industrial Equipment | 2007-12-12
Lochinvar, LLC. | Lochinvar Corp. | FBN4000 | Water | Natural Gas | Power | FALSE | FALSE | 1 |  |  |  | None | Condensing | Step Modulating | Other |  |  |  |  | 4000000 | 3728000 |  |  | 93.2 | [8 empty] | Federally-Regulated Commercial & Industrial Equipment | 2015-04-20
U.S. Boiler Co. | BURNHAM HYDRONICS | ES23A | Water | Natural Gas | Injection Type | FALSE | FALSE | 1 | TRUE |  |  | Stack Damper | Non-Condensing | Single-Stage | Cast Iron | Multiple-Speed |  |  |  | 70000 | 59000 | [9 empty] | 85 | 80 | Federally-Regulated Consumer Product | 2015-09-30
Burnham Corp. | Burnham Corp. | V1108-SO | Steam | Oil | Power | FALSE | FALSE | 1 |  | FALSE |  | Stack Damper | Non-Condensing | Two-Stage Modulating | Cast Iron |  |  |  |  | 1820000 | 1510000 |  |  | 83 |  | 83 | [6 empty] | Federally-Regulated Commercial & Industrial Equipment | 2014-10-23
Burnham Corp. | Burnham Corp. | 4FHL-450A | Steam | Natural Gas | Power | FALSE | FALSE | 3 |  | FALSE |  | None | Non-Condensing | Two-Stage Modulating | Other |  |  |  |  | 3769000 | 3121000 |  |  | 85.2 |  | 82.8 | [6 empty] | Federally-Regulated Commercial & Industrial Equipment | 2014-08-11
Smith Cast Iron Boilers | Smith Cast Iron Boilers | 19-S/W-04 | Both Steam & Water | Natural Gas | Power | FALSE | FALSE | 1 |  |  |  | None | Non-Condensing | Single-Stage | Cast Iron |  |  |  |  | 520000 | 413000 |  |  | 82.7 | 80 | 79.4 | [6 empty] | Federally-Regulated Commercial & Industrial Equipment | 2007-12-12
PB Heat, LLC | PB Heat, LLC | TCII-15 | Both Steam & Water | Natural Gas | Power | FALSE | FALSE | 1 |  |  |  | None | Non-Condensing | Single-Stage | Cast Iron |  |  |  |  | 4608000 | 3831000 |  |  | 83.4 | 80 | 83.1 | [6 empty] | Federally-Regulated Commercial & Industrial Equipment | 2011-08-22
Lochinvar, LLC. | Lochinvar Corp. | WBN150 | Water | LPG | Power | FALSE | FALSE | 1 |  |  | None | None | Condensing | Step Modulating | Other |  |  |  |  | 150000 | 135000 | [9 empty] | 95.5 | 80 | Federally-Regulated Consumer Product | 2008-04-14
Raypak | Raypak | H(3,4)-1287 * | Water | LPG | Injection Type | FALSE | TRUE | 1 |  |  |  | None | Non-Condensing | Single-Stage | Copper |  |  |  |  | 1233000 | 1011000 |  |  |  |  | 82 | [6 empty] | Federally-Regulated Commercial & Industrial Equipment | 2015-04-16
Ajax Boiler, Inc. | Ajax | HFG400W | Steam | Natural Gas | Power | FALSE | TRUE | 3 |  |  | No Match | No Match | No Match | No Match | Other | No Match |  | No Match |  | 400000 |  | 300000 |  | 80 | 80 |  |  |  |  | 80 |  |  | Federally-Regulated Commercial & Industrial Equipment | 1997-01-07
Raypak, Inc. | Raypak | H(3,4)-HD101*R | Water | LPG | Induced Draft | FALSE | FALSE | 1 | TRUE |  |  | None | Non-Condensing | Two-Stage Modulating | Copper |  |  |  |  | 100000 | 85000 | [9 empty] | 85 | 80 | Federally-Regulated Consumer Product | 2015-09-30
Burnham Corp. | Burnham Corp. | CW-30-G | Water | Natural Gas | Power | FALSE | FALSE | 1 |  |  |  | None | Non-Condensing | Single-Stage | Other |  |  |  |  | 1225000 | 1015000 |  |  | 85.4 |  | 82.9 | [6 empty] | Federally-Regulated Commercial & Industrial Equipment | 2014-12-01
Ajax Boiler, Inc. | Ajax | XNG3750W | Water | Natural Gas | No Match | FALSE | TRUE | 3 |  |  | No Match | No Match | No Match | No Match | Other | No Match |  | No Match |  | 3750000 |  | 1875000 |  | 80 | 80 |  |  |  |  | 80 |  |  | Federally-Regulated Commercial & Industrial Equipment | 1997-01-07
Aerco International | AM Series | AM 1000 | Water | LPG | Power | FALSE | FALSE | 1 |  | FALSE | None | None | Condensing | Step Modulating | Other |  |  |  |  | 1000000 | 980000 | 50000 |  | 92.6 |  | 92.6 | [6 empty] | Federally-Regulated Commercial & Industrial Equipment | 2014-09-25
Raypak | Raypak | H(1,2,5)-0824* | Water | Natural Gas | Injection Type | FALSE | FALSE | 1 |  |  |  | None | Non-Condensing | Step Modulating | Copper |  |  |  |  | 825000 | 677000 |  |  |  |  | 82 | [6 empty] | Federally-Regulated Commercial & Industrial Equipment | 2015-04-16
Ajax Boiler, Inc. | Ajax | OWGB4750 | Steam | Natural Gas | No Match | FALSE | TRUE | 3 |  |  | No Match | No Match | No Match | No Match | Other | No Match |  | No Match |  | 4750000 |  | 4750000 |  | 80 | 80 |  |  |  |  | 80 |  |  | Federally-Regulated Commercial & Industrial Equipment | 1996-02-29
Smith Cast Iron Boilers | Smith Cast Iron Boilers | 650A-*-25 | Both Steam & Water | Natural Gas | Power | FALSE | FALSE | 1 |  |  |  | None | Non-Condensing | Single-Stage | Cast Iron |  |  |  |  | 12990000 | 10501000 |  |  | 82.6 | 80 | 80.8 | [6 empty] | Federally-Regulated Commercial & Industrial Equipment | 2007-12-12
Burnham Corp. | Crown Boiler Co. | LCW090 | Water | Oil | Power | FALSE | FALSE | 1 |  |  |  | None | Non-Condensing | Single-Stage | Cast Iron |  |  |  |  | 126000 | 111000 | [9 empty] | 85.9 | 80 | Federally-Regulated Consumer Product | 2008-04-14
Ajax Boiler, Inc. | Ajax | HFG9000W | Steam | Natural Gas | Power | FALSE | TRUE | 3 |  |  | No Match | No Match | No Match | No Match | Other | No Match |  | No Match |  | 9000000 |  | 3600000 |  | 80 | 80 |  |  |  |  | 80 |  |  | Federally-Regulated Commercial & Industrial Equipment | 1997-01-07
U.S. Boiler Co. | U.S. Boiler Co. | FCM070 | Water | Natural Gas | Induced Draft | FALSE | FALSE | 1 |  |  |  | None | Condensing | Step Modulating | Other | Single-Speed |  |  |  | 70000 | 63000 | [9 empty] | 91 | 80 | Federally-Regulated Consumer Product | 2013-05-09
Smith Cast Iron Boilers | Smith Cast Iron Boilers | 4500A-*-16 | Both Steam & Water | Natural Gas | Power | FALSE | FALSE | 1 |  |  |  | None | Non-Condensing | Single-Stage | Cast Iron |  |  |  |  | 6825000 | 5400000 |  |  | 81 | 80 | 79.1 | [6 empty] | Federally-Regulated Commercial & Industrial Equipment | 2007-12-12
Heat Cell Technologies, Inc. / ECO Heating Systems | Propak TM - By Huron Valley Sales | HWHL00129ASME | Water | LPG | Power | FALSE | TRUE | 1 |  |  | None | None | Condensing | Two-Stage Modulating | Other | No Match |  | No Match |  | 136600 | 130150 | 30700 | 29165 | [7 empty] | 93 | 80 | Federally-Regulated Consumer Product | 2006-03-29
Burnham Corp. | Crown Boiler Co. | CT-6 | Water | Oil | Pressure | FALSE | FALSE | 1 |  |  |  | None | Non-Condensing | Single-Stage | Cast Iron | Single-Speed | 0.04 | Standard |  | 231000 | 202000 | [9 empty] | 86.1 | 80 | Federally-Regulated Consumer Product | 2007-11-14
Laars Heating Systems Company | Laars | CB-M2-250 | Water | Natural Gas | Power | FALSE | FALSE | 1 | TRUE |  |  | None | Condensing | Single-Stage | Copper |  |  |  |  | 250000 | 223000 | [9 empty] | 93.3 | 80 | Federally-Regulated Consumer Product | 2015-09-30
Ajax Boiler, Inc. | Ajax | WEC1750W | Water | Combo (Natural Gas & Oil) | Power | FALSE | TRUE | 3 |  |  | No Match | No Match | No Match | No Match | Other | No Match |  | No Match |  | 1660000 |  | 800000 |  | 85 | 80 |  |  |  |  | 80 |  |  | Federally-Regulated Commercial & Industrial Equipment | 1997-01-07
Smith Cast Iron Boilers | Smith Cast Iron Boilers | 19HE-11 | Both Steam & Water | LPG | Power | FALSE | FALSE | 1 |  | FALSE |  | None | Non-Condensing | Single-Stage | Cast Iron |  |  |  |  | 1963000 | 1587000 |  |  |  |  | 83.4 | [6 empty] | Federally-Regulated Commercial & Industrial Equipment | 2015-04-20
Dunkirk | Dunkirk | PSB-5D | Steam | LPG | No Match | FALSE | FALSE | 1 |  |  | No Match | No Match | No Match | No Match | Cast Iron | No Match |  | No Match |  | 140000 | [10 empty] | 80.6 | 75 | Federally-Regulated Consumer Product | 1998-12-21
Burnham Corp. | Crown Boiler Co. | CWD138 | Water | LPG | Induced Draft | FALSE | FALSE | 1 |  |  |  | None | Non-Condensing | Single-Stage | Cast Iron | Single-Speed | 0.04 | Standard |  | 137500 | 118000 | [9 empty] | 85.2 | 80 | Federally-Regulated Consumer Product | 2007-11-14
Dunkirk | Dunkirk | DPFG-5T-112 | Water | Combo (Natural Gas & Oil) | Power | FALSE | FALSE | 1 |  |  | No Match | No Match | No Match | No Match | Cast Iron | No Match |  | No Match |  | 112000 | [10 empty] | 85 | 80 | Federally-Regulated Consumer Product | 2001-11-01
U.S. Boiler Co. | BURNHAM HYDRONICS | SCG-4 | Water | Natural Gas | Induced Draft | FALSE | FALSE | 1 | TRUE |  |  | None | Non-Condensing | Single-Stage | Cast Iron |  |  |  |  | 105000 | 90000 | [9 empty] | 85.4 | 80 | Federally-Regulated Consumer Product | 2015-09-30
Ajax Boiler, Inc. | Ajax | HRF125 | Steam | Natural Gas | Power | FALSE | TRUE | 1 |  |  | Draft Hood | Stack Damper | Non-Condensing | Two-Stage Modulating | Other | None |  | No Match |  | 5250000 | 4200000 | 4200000 | 3360000 | 80 | 80 | 79.2 | [6 empty] | Federally-Regulated Commercial & Industrial Equipment | 2007-08-15
Triangle Tube | Triangle Tube | CC125s | Water | LPG | Power | FALSE | FALSE | 1 |  | TRUE |  | None | Condensing | Step Modulating | Other |  |  |  |  | 124000 | 110000 | [9 empty] | 94 | 80 | Federally-Regulated Consumer Product | 2014-01-14
PB Heat, LLC | National HVAC Manufacturing Company, LLC | CGWA-230** | Water | LPG | Injection Type | FALSE | FALSE | 1 |  |  |  | Stack Damper | Non-Condensing | Single-Stage | Cast Iron | Single-Speed |  |  |  | 227500 | 186000 | [9 empty] | 82 | 80 | Federally-Regulated Consumer Product | 2013-11-14
Laars Heating Systems Co. | Triangle Tube | KS105 | Water | LPG | Induced Draft | FALSE | FALSE | 1 |  | TRUE |  | None | Condensing | Step Modulating | Other | Single-Speed |  |  |  | 105000 | 96000 | [9 empty] | 95 | 80 | Federally-Regulated Consumer Product | 2013-11-14
Smith Cast Iron Boilers | Smith Cast Iron Boilers | 19-S/W-05 | Both Steam & Water | Natural Gas | Power | FALSE | FALSE | 1 |  |  |  | None | Non-Condensing | Single-Stage | Cast Iron |  |  |  |  | 660000 | 529000 |  |  | 82.6 | 80 | 80 | [6 empty] | Federally-Regulated Commercial & Industrial Equipment | 2007-12-12
U.S. Boiler Co. | BURNHAM HYDRONICS | RSAE110 | Water | Oil | Power | FALSE | FALSE | 1 | TRUE |  |  | None | Non-Condensing | Single-Stage | Other |  |  |  |  | 84000 | 73000 | [9 empty] | 86 | 84 | Federally-Regulated Consumer Product | 2015-09-30
Weil-McLain | Weil-McLain | CGS-4-PIL | Water | LPG | Power | FALSE | FALSE | 1 |  |  | No Match | No Match | No Match | No Match | Cast Iron | No Match |  | No Match |  | 100000 | [10 empty] | 84.6 | 80 | Federally-Regulated Consumer Product | 2000-06-07
Laars Heating Systems Co. | Laars | PNCH0400N******* | Water | Natural Gas | Power | FALSE | FALSE | 1 |  |  |  | None | Non-Condensing | Two-Stage Modulating | Copper |  |  |  |  | 399900 | 339915 | 200000 |  | 85 | 80 | 84 | [6 empty] | Federally-Regulated Commercial & Industrial Equipment | 2007-11-01
Parker Boiler Co. | Parker Boiler | GO-16R | Steam | Combo (Natural Gas & Oil) | Power | FALSE | FALSE | 3 |  |  | No Match | No Match | No Match | No Match | Other | No Match |  | No Match |  | 688000 |  | 344000 |  | 83 | 80 |  |  | 4 |  | 82 |  |  | Federally-Regulated Commercial & Industrial Equipment | 1996-03-13
Ajax Boiler, Inc. | Ajax | SGOXFD-4750 | Steam | Natural Gas | Power | FALSE | FALSE | 3 |  |  | No Match | No Match | No Match | No Match | Other | No Match |  | No Match |  | 4750000 |  | 2375000 |  | 81 | 80 |  |  |  |  | 80 |  |  | Non Federally-Regulated | 1992-10-02
Laars Heating Systems Co. | Laars Heating Systems Co. | MT2H0200 | Water | Natural Gas | Injection Type | FALSE | FALSE | 1 |  |  |  | None | Non-Condensing | Single-Stage | Copper | Single-Speed |  |  |  | 200000 | 170000 | [9 empty] | 85.1 | 80 | Federally-Regulated Consumer Product | 2014-08-08
U.S. Boiler Co. | U.S. Boiler Co. | 304 | Water | Natural Gas | Injection Type | FALSE | FALSE | 1 |  | TRUE |  | Stack Damper | Non-Condensing | Single-Stage | Cast Iron | Single-Speed |  |  |  | 105000 | 88000 | [9 empty] | 84 | 80 | Federally-Regulated Consumer Product | 2013-04-19
Crown Boiler Co. | Burnham Corp. | V88W | Water | Oil | Power | FALSE | FALSE | 1 |  |  |  | None | Non-Condensing | Single-Stage | Cast Iron | Single-Speed | 0.04 | Standard |  | 329000 | 275000 |  |  | 84.2 | 83 | 81.4 | [6 empty] | Federally-Regulated Commercial & Industrial Equipment | 2010-03-16
RBI Water Heaters | RBI Water Heaters | DB750 | Water | LPG | Induced Draft | TRUE | FALSE | 1 |  |  |  | None | Non-Condensing | Single-Stage | Copper |  |  |  |  | 750000 | 630000 |  |  | 84 | 80 | 82 | [6 empty] | Federally-Regulated Commercial & Industrial Equipment | 2007-12-12
Ajax Boiler, Inc. | Ajax | WGOXFD-4500 | Steam | Natural Gas | Power | FALSE | FALSE | 3 |  |  | No Match | No Match | No Match | No Match | Other | No Match |  | No Match |  | 4500000 |  | 2250000 |  | 82 | 80 |  |  |  |  | 80 |  |  | Non Federally-Regulated | 1992-10-27
Burnham Corp. | Burnham Corp. | MPC-8 | Water | Natural Gas | Power | FALSE | FALSE | 1 |  |  |  | None | Non-Condensing | Single-Stage | Cast Iron |  |  |  |  | 1438000 | 1209000 |  |  | 85.9 | 80 | 84.1 | [6 empty] | Federally-Regulated Commercial & Industrial Equipment | 2010-03-16
Laars Heating Systems Co. | Laars Heating Systems Co. | JVS050PD* | Water | LPG | Pressure | FALSE | FALSE | 1 |  |  |  | None | Non-Condensing | Single-Stage | Copper |  |  |  |  | 50000 | 43000 | [9 empty] | 85.4 | 80 | Federally-Regulated Consumer Product | 2011-08-02
PB Heat, LLC | PB Heat, LLC | SC/SCT-10-W/S-N | Water | Natural Gas | Power | FALSE | FALSE | 1 |  |  |  | None | Non-Condensing | Single-Stage | Cast Iron |  |  |  |  | 794000 | 645000 |  |  | 82.7 |  | 81.2 | [6 empty] | Federally-Regulated Commercial & Industrial Equipment | 2014-09-05
Water Pik, Inc. | Laars | PNCH1500N******* | Water | Natural Gas | Induced Draft | FALSE | TRUE | 3 |  |  | None | None | Non-Condensing | Step Modulating | Copper | Single-Speed | 1 | Standard |  | 1500000 | 1260000 | 499980 |  | 85.1 | 80 | 85.1 | [6 empty] | Federally-Regulated Commercial & Industrial Equipment | 2004-11-05
Raypak | Propak TM - By Huron Valley Sales | TD2-812** | Water | LPG | Induced Draft | FALSE | TRUE | 1 |  |  |  | None | Non-Condensing | Single-Stage | Copper |  |  |  |  | 120000 | 101000 | [9 empty] | 84 | 80 | Federally-Regulated Consumer Product | 2007-11-16
Smith Cast Iron Boilers | Peerless | TCII-11-S-G | Steam | LPG | Power | FALSE | FALSE | 1 |  | FALSE |  | None | Non-Condensing | Single-Stage | Cast Iron |  |  |  |  | 3348000 | 2775000 |  |  |  |  | 82.9 | 79 | [5 empty] | Federally-Regulated Commercial & Industrial Equipment | 2015-09-30
Laars Heating Systems Co. | Laars | HH3200EN******** | Water | Natural Gas | Induced Draft | FALSE | TRUE | 1 |  |  |  | None | Non-Condensing | Step Modulating | Copper |  |  |  |  | 3150000 | 2552000 | 945000 |  | 81 | 80 | [7 empty] | Federally-Regulated Commercial & Industrial Equipment | 2007-11-01
Laars Heating Systems Company | COPPER BRUTE II | BWCH1250 | Water | LPG | Power | FALSE | FALSE | 1 |  |  |  | None | Non-Condensing | Step Modulating | Copper |  |  |  |  | 1250000 | 1064000 |  |  |  |  | 85.2 | 80 | [5 empty] | Federally-Regulated Commercial & Industrial Equipment | 2015-09-30
Heat Cell Technologies, Inc. / ECO Heating Systems | Propak TM - By Huron Valley Sales | HWHN00129.8 | Water | Natural Gas | Power | FALSE | TRUE | 1 |  |  | None | None | Condensing | Two-Stage Modulating | Other | No Match |  | No Match |  | 136600 | 130150 | 30700 | 29165 | [7 empty] | 93 | 80 | Federally-Regulated Consumer Product | 2006-03-29
Smith Cast Iron Boilers | Smith Cast Iron Boilers | GV100-W-3-HSI | Water | Natural Gas | Power | FALSE | FALSE | 1 |  |  | No Match | No Match | No Match | No Match | Cast Iron | No Match |  | No Match |  | 50000 | [10 empty] | 83.8 | 80 | Federally-Regulated Consumer Product | 2000-06-07
Smith Cast Iron Boilers | Smith Cast Iron Boilers | 6500-*-19 | Both Steam & Water | Oil | Power | FALSE | FALSE | 1 |  |  |  | None | Non-Condensing | Single-Stage | Cast Iron |  |  |  |  | 12040000 | 9906000 |  |  | 83.9 | 83 | 82.3 | [6 empty] | Federally-Regulated Commercial & Industrial Equipment | 2007-12-12
Bryan Steam Corp. | Bryan | K-250-S-***-LP | Steam | LPG | No Match | TRUE | FALSE | 3 |  |  | No Match | No Match | No Match | No Match | Other | No Match |  | No Match |  | 2500000 |  | 2500000 |  | 80 | 80 |  |  |  |  | 80 |  |  | Federally-Regulated Commercial & Industrial Equipment | 1996-03-01
Raypak | Raypak | H-1631A | Water | LPG | Injection Type | FALSE | FALSE | 1 |  |  | None | None | Non-Condensing | Single-Stage | Copper |  |  |  |  | 1500000 | 1230000 |  |  | 82 | 80 | 82 | [6 empty] | Federally-Regulated Commercial & Industrial Equipment | 2007-12-12
Ajax Boiler, Inc. | Ajax | WRPG3000 | Water | Natural Gas | Power | FALSE | TRUE | 1 |  |  | Draft Hood | Stack Damper | Non-Condensing | Two-Stage Modulating | Other | None |  | No Match |  | 3000000 | 2460000 | 2460000 | 2017200 | 82 | 80 | 81.2 | [6 empty] | Federally-Regulated Commercial & Industrial Equipment | 2007-08-15
Water Pik, Inc. | Laars | HH4050IP18C* | Water | LPG | No Match | FALSE | FALSE | 3 |  |  | No Match | No Match | No Match | No Match | Copper | No Match |  | No Match |  | 4050000 |  | 4050000 |  | 82 | 80 |  |  | 5 |  | 82 |  |  | Federally-Regulated Commercial & Industrial Equipment | 2001-05-30
Crown Boiler Co. | Burnham Corp. | FCM070 | Water | Natural Gas | Induced Draft | FALSE | FALSE | 1 |  |  | None | None | Condensing | Step Modulating | Other | Single-Speed | 0.04 | Standard |  | 70000 | 63000 | 30000 | 27000 | [7 empty] | 95.4 | 80 | Federally-Regulated Consumer Product | 2009-09-15
ECR International, Ltd. | ECR International, Ltd. | UBSSC-100 | Water | LPG | Pressure | FALSE | FALSE | 1 |  | TRUE |  | None | Condensing | Step Modulating | Other | Single-Speed |  |  |  | 100000 | 91000 | [9 empty] | 95 | 80 | Federally-Regulated Consumer Product | 2013-04-19
Hydrotherm | Hydrotherm | KN-20 | Water | Natural Gas | Induced Draft | TRUE | FALSE | 1 |  |  |  | None | Condensing | Step Modulating | Cast Iron |  |  |  |  | 1999000 | 1706000 |  |  | 85.3 | 80 | 83.8 | [6 empty] | Federally-Regulated Commercial & Industrial Equipment | 2007-12-12
Universal Boiler Works | Universal Boiler Works | BF200W4 | Water | Combo (Natural Gas & Oil) | Power | FALSE | FALSE | 3 |  |  | No Match | No Match | No Match | No Match | Other | No Match |  | No Match |  | 8400000 |  | 2800000 |  | 86 | 80 |  |  | 10 |  | 84 |  |  | Federally-Regulated Commercial & Industrial Equipment | 2001-12-13
Heat Cell Technologies, Inc. / ECO Heating Systems | Propak TM - By Huron Valley Sales | HWHN00199ASME | Water | Natural Gas | Power | FALSE | TRUE | 1 |  |  | None | None | Condensing | Two-Stage Modulating | Other | No Match |  | No Match |  | 199000 | 189999 | 40000 | 38000 | [7 empty] | 93 | 80 | Federally-Regulated Consumer Product | 2006-03-29
Fulton Boiler Works | Fulton | PHP-0500 | Steam | Natural Gas | No Match | FALSE | TRUE | 3 |  |  | No Match | No Match | No Match | No Match | Other | No Match |  | No Match |  | 500000 |  | 500000 |  | 86 | 80 |  |  |  |  | 86 |  |  | Federally-Regulated Commercial & Industrial Equipment | 1996-02-29
Burnham Corp. | Burnham Corp. | V1106H-SN | Steam | Natural Gas | Power | FALSE | FALSE | 1 |  | FALSE |  | None | Non-Condensing | Two-Stage Modulating | Cast Iron |  |  |  |  | 1328000 | 1074000 |  |  | 82.4 |  | 80.9 | [6 empty] | Federally-Regulated Commercial & Industrial Equipment | 2014-08-11
Lochinvar, LLC. | Lochinvar Corp. | CBL075F9 | Water | Natural Gas | Injection Type | FALSE | FALSE | 1 |  |  |  | Stack Damper | Non-Condensing | Single-Stage | Copper |  |  |  |  | 75000 | 62000 | [9 empty] | 84 | 80 | Federally-Regulated Consumer Product | 2007-11-14
Parker Boiler Co. | Parker Boiler | 150R | Steam | Natural Gas | No Match | FALSE | FALSE | 3 |  |  | No Match | No Match | No Match | No Match | Other | No Match |  | No Match |  | 6300000 |  | 3150000 |  | 83 | 80 |  |  | 4 |  | 82 |  |  | Federally-Regulated Commercial & Industrial Equipment | 1996-03-13
Water Pik, Inc. | Laars | VW1430EP04*BA | Both Steam & Water | LPG | No Match | FALSE | TRUE | 3 |  |  | No Match | No Match | No Match | No Match | Copper | No Match |  | No Match |  | 1430000 |  | 357500 |  | 82 | 80 |  |  | 5 |  | 82 |  |  | Federally-Regulated Commercial & Industrial Equipment | 2001-11-21
New York Thermal, Inc. | New York Thermal, Inc. | CT120 | Water | Oil | Power | FALSE | FALSE | 1 |  | TRUE |  | None | Non-Condensing | Single-Stage | Cast Iron |  |  |  |  | 140000 | 121000 | [9 empty] | 85.1 | 80 | Federally-Regulated Consumer Product | 2013-04-19
Smith Cast Iron Boilers | Smith Cast Iron Boilers | 28A-S/W-08 | Both Steam & Water | Natural Gas | Power | FALSE | FALSE | 1 |  |  |  | None | Non-Condensing | Single-Stage | Cast Iron |  |  |  |  | 2499000 | 1965000 |  |  | 81 | 80 | 78.6 | [6 empty] | Federally-Regulated Commercial & Industrial Equipment | 2007-12-12
Burnham Corp. | Burnham Corp. | CL-30-G | Steam | Natural Gas | Power | FALSE | FALSE | 1 |  | FALSE |  | None | Non-Condensing | Single-Stage | Other |  |  |  |  | 1225000 | 995000 |  |  | 84.8 |  | 81.3 | [6 empty] | Federally-Regulated Commercial & Industrial Equipment | 2014-12-01
RBI Water Heaters | RBI Water Heaters | DB1350 | Water | Natural Gas | Power | FALSE | FALSE | 1 |  |  |  | None | Non-Condensing | Step Modulating | Copper |  |  |  |  | 1350000 | 1107000 |  |  | 85 | 80 | 82 | [6 empty] | Federally-Regulated Commercial & Industrial Equipment | 2011-02-17
A O Smith Water Products | A O Smith Water Products | XW 3400 | Water | LPG | Induced Draft | FALSE | FALSE | 1 |  |  | None | None | Condensing | Step Modulating | Other | Single-Speed |  | Standard |  | 3400000 | 3162000 |  |  | 94.4 | 80 | 93 | [6 empty] | Federally-Regulated Commercial & Industrial Equipment | 2011-08-22
Raypak | Raypak | H-1758A | Water | LPG | Injection Type | FALSE | FALSE | 1 |  |  | None | None | Non-Condensing | Single-Stage | Copper |  |  |  |  | 1758000 | 1442000 |  |  | 82 | 80 | 82 | [6 empty] | Federally-Regulated Commercial & Industrial Equipment | 2007-12-12
Camus Hydronics | Camus Hydronics | DFPH-1200-MS | Water | LPG | Power | FALSE | FALSE | 1 |  |  |  | None | Non-Condensing | Step Modulating | Other |  |  |  |  | 1200000 | 1020000 |  |  | 85 |  | 85 | [6 empty] | Federally-Regulated Commercial & Industrial Equipment | 2014-08-11
PB Heat, LLC | PB Heat, LLC | SC/SCT-08-W/S-N | Water | Natural Gas | Power | FALSE | FALSE | 1 |  |  |  | None | Non-Condensing | Single-Stage | Cast Iron |  |  |  |  | 649000 | 527000 |  |  | 82.8 |  | 81.1 | [6 empty] | Federally-Regulated Commercial & Industrial Equipment | 2014-09-05
Water Pik, Inc. | Laars | PH0600IP09*BA | Water | LPG | No Match | FALSE | FALSE | 3 |  |  | No Match | No Match | No Match | No Match | Copper | No Match |  | No Match |  | 600000 |  | 150000 |  | 82 | 80 |  |  | 5 |  | 82 |  |  | Federally-Regulated Commercial & Industrial Equipment | 2001-05-30
Water Pik, Inc. | Laars | PH1000MP20***** | Water | LPG | Power | FALSE | FALSE | 3 |  |  | No Match | No Match | No Match | No Match | Copper | No Match |  | No Match |  | 1000000 |  | 1000000 |  | 85 | 80 |  |  | 5 |  | 83 |  |  | Federally-Regulated Commercial & Industrial Equipment | 2001-11-21
Ajax Boiler, Inc. | Ajax | DFG300W | Water | Natural Gas | Power | FALSE | TRUE | 3 |  |  | No Match | No Match | No Match | No Match | Other | No Match |  | No Match |  | 12600000 |  | 5000000 |  | 80 | 80 |  |  |  |  | 80 |  |  | Federally-Regulated Commercial & Industrial Equipment | 1997-01-07
U.S. Boiler Co. | New Yorker Boiler Co. | PVCG70A | Water | LPG | Induced Draft | FALSE | FALSE | 1 |  | TRUE |  | None | Non-Condensing | Single-Stage | Cast Iron | Single-Speed |  |  |  | 210000 | 179000 | [9 empty] | 85 | 80 | Federally-Regulated Consumer Product | 2014-01-14
Rite Engineering | Rite | 55WG | Both Steam & Water | Natural Gas | Power | FALSE | FALSE | 3 |  |  | No Match | No Match | No Match | No Match | Other | No Match |  | No Match |  | 550000 |  | 183333 |  | 80 | 80 |  |  |  |  | 80 |  |  | Non Federally-Regulated | 1992-10-14
Water Pik, Inc. | Laars | PH0500IN04*1A | Water | Natural Gas | No Match | FALSE | FALSE | 3 |  |  | No Match | No Match | No Match | No Match | Copper | No Match |  | No Match |  | 500000 |  | 125000 |  | 81 | 80 |  |  | 5 |  | 81 |  |  | Federally-Regulated Commercial & Industrial Equipment | 2001-05-16
Smith Cast Iron Boilers | Smith Cast Iron Boilers | GBX-195-INT | Water | LPG | Injection Type | FALSE | FALSE | 1 | TRUE |  |  | Stack Damper | Non-Condensing | Single-Stage | Cast Iron |  |  |  |  | 195000 | 160000 | [9 empty] | 93.3 | 80 | Federally-Regulated Consumer Product | 2015-09-30
Laars Heating Systems Company | BRUTE | BNTH210 | Water | Natural Gas | Induced Draft | FALSE | FALSE | 1 | TRUE |  |  | None | Condensing | Step Modulating | Other |  |  |  |  | 210000 | 194000 | [9 empty] | 95 | 80 | Federally-Regulated Consumer Product | 2015-09-30
A O Smith Water Products | A O Smith Water Products | GB-2500 | Water | Natural Gas | Induced Draft | FALSE | FALSE | 1 |  |  |  | None | Non-Condensing | Step Modulating | Copper |  |  |  |  | 2500000 | 2092000 |  |  | 82 |  | 83 | [6 empty] | Federally-Regulated Commercial & Industrial Equipment | 2014-09-05
Burnham Corp. | Burnham Corp. | V905 | Both Steam & Water | Oil | Power | FALSE | FALSE | 1 |  |  |  | None | Non-Condensing | Single-Stage | Cast Iron |  |  |  |  | 784000 | 646000 |  |  | 85.5 | 83 | 82.4 | [6 empty] | Federally-Regulated Commercial & Industrial Equipment | 2010-03-16
Cleaver-Brooks | Cleaver-Brooks | CB-700-300-***** | Steam | Natural Gas | Power | FALSE | FALSE | 3 |  |  | No Match | No Match | No Match | No Match | Other | No Match |  | No Match |  | 12560000 |  | 12560000 |  | 80 | 80 |  |  | 25 |  | 80 |  |  | Federally-Regulated Commercial & Industrial Equipment | 1996-03-06
A O Smith Water Products | A O Smith Water Products | XW 2600 | Water | LPG | Induced Draft | FALSE | FALSE | 1 |  |  | None | None | Condensing | Step Modulating | Other | Single-Speed |  | Standard |  | 2600000 | 2418000 |  |  | 94.4 | 80 | 93 | [6 empty] | Federally-Regulated Commercial & Industrial Equipment | 2011-08-22
Burnham Corp. | Crown Boiler Co. | BWF229 | Water | Natural Gas | Induced Draft | FALSE | FALSE | 1 |  |  |  | None | Non-Condensing | Single-Stage | Cast Iron | Single-Speed | 0.04 | Standard |  | 229000 | 189000 | [9 empty] | 82 | 80 | Federally-Regulated Consumer Product | 2007-11-14
Laars Heating Systems Co. | Laars | HH0400CN01***** | Water | Natural Gas | Induced Draft | TRUE | TRUE | 1 |  |  |  | None | Non-Condensing | Two-Stage Modulating | Copper |  |  |  |  | 399000 | 323190 | 162500 |  | 81 | 80 | 78.6 | [6 empty] | Federally-Regulated Commercial & Industrial Equipment | 2007-11-01
Water Pik, Inc. | Laars | PH0500EN09CBA | Water | Natural Gas | No Match | FALSE | TRUE | 3 |  |  | No Match | No Match | No Match | No Match | Copper | No Match |  | No Match |  | 500000 |  | 500000 |  | 82 | 80 |  |  | 5 |  | 82 |  |  | Federally-Regulated Commercial & Industrial Equipment | 2001-05-16
Water Pik, Inc. | Laars | JVS160PD(I/L) | Water | LPG | No Match | FALSE | FALSE | 1 |  |  | No Match | No Match | No Match | No Match | Copper | No Match |  | No Match |  | 160000 | [10 empty] | 84.8 | 80 | Federally-Regulated Consumer Product | 2001-11-21
Water Pik, Inc. | Laars | PW1430EN21*N* | Both Steam & Water | Natural Gas | No Match | FALSE | TRUE | 3 |  |  | No Match | No Match | No Match | No Match | Copper | No Match |  | No Match |  | 1430000 |  | 357500 |  | 82 | 80 |  |  | 5 |  | 82 |  |  | Federally-Regulated Commercial & Industrial Equipment | 2001-11-21
Weil-McLain | Weil-McLain | WM97+ 100-CT | Water | Natural Gas | Power | FALSE | FALSE | 1 | TRUE |  |  | None | Condensing | Step Modulating | Other | Single-Speed |  |  |  | 110000 | 101000 | [9 empty] | 90 | 80 | Federally-Regulated Consumer Product | 2015-09-30
Water Pik, Inc. | Laars | PH0715EP09CBA | Water | LPG | No Match | FALSE | TRUE | 3 |  |  | No Match | No Match | No Match | No Match | Copper | No Match |  | No Match |  | 715000 |  | 715000 |  | 82 | 80 |  |  | 5 |  | 82 |  |  | Federally-Regulated Commercial & Industrial Equipment | 2001-05-30
Burnham Corp. | Burnham Corp. | V1118 | Both Steam & Water | Natural Gas | Power | FALSE | FALSE | 1 |  |  |  | None | Non-Condensing | Single-Stage | Cast Iron |  |  |  |  | 4474000 | 3580000 |  |  | 81.6 | 80 | 80 | [6 empty] | Federally-Regulated Commercial & Industrial Equipment | 2010-03-16
PB Heat, LLC | PB Heat, LLC | GM-06-SPRK | Water | Natural Gas | Injection Type | FALSE | FALSE | 1 |  | TRUE |  | Stack Damper | Non-Condensing | Single-Stage | Cast Iron |  |  |  |  | 285000 | 238000 | [9 empty] | 82.8 | 80 | Federally-Regulated Consumer Product | 2013-04-19
Ajax Boiler, Inc. | Ajax | OSGXB675 | Steam | Natural Gas | No Match | FALSE | TRUE | 3 |  |  | No Match | No Match | No Match | No Match | Other | No Match |  | No Match |  | 675000 |  | 675000 |  | 80 | 80 |  |  |  |  | 80 |  |  | Federally-Regulated Commercial & Industrial Equipment | 1996-02-29
Laars Heating Systems Co. | Bradford-White Corp. | BLXHW050(N,P)**** | Water | Natural Gas | Power | FALSE | FALSE | 1 |  |  |  | None | Condensing | Step Modulating | Other |  |  |  |  | 50000 | 46000 | [9 empty] | 95 | 80 | Federally-Regulated Consumer Product | 2014-10-23
Burnham Corp. | Crown Boiler Co. | F4 | Water | Natural Gas | Power | FALSE | FALSE | 1 |  |  |  | None | Non-Condensing | Single-Stage | Cast Iron |  |  |  |  | 433000 | 355000 |  |  | 82.5 | 80 | 81.7 | [6 empty] | Federally-Regulated Commercial & Industrial Equipment | 2007-12-12
English Boiler & Tube, Inc. | Bent Tube Balanced Flow | BTBF-125-160 | Water | Natural Gas | Power | FALSE | FALSE | 3 |  |  | No Match | No Match | No Match | No Match | Other | No Match |  | No Match |  | 5250000 |  | 1312500 |  | 80 | 80 |  |  | 3 |  | 80 |  |  | Federally-Regulated Commercial & Industrial Equipment | 1998-09-10
Smith Cast Iron Boilers | Peerless | TCII-08-W-G | Water | Natural Gas | Power | FALSE | FALSE | 1 |  |  |  | None | Non-Condensing | Single-Stage | Cast Iron |  |  |  |  | 2403000 | 1984000 |  |  |  |  | 82.6 | 80 | [5 empty] | Federally-Regulated Commercial & Industrial Equipment | 2015-09-30
Water Pik, Inc. | Laars | VW0715IP09*1A | Both Steam & Water | LPG | No Match | FALSE | FALSE | 3 |  |  | No Match | No Match | No Match | No Match | Copper | No Match |  | No Match |  | 715000 |  | 178750 |  | 81 | 80 |  |  | 5 |  | 81 |  |  | Federally-Regulated Commercial & Industrial Equipment | 2001-11-21
Peerless Heater Co. | Peerless | DE-04-SV | Water | Combo (Natural Gas & Oil) | Power | FALSE | FALSE | 1 |  |  | No Match | No Match | No Match | No Match | Cast Iron | No Match |  | No Match |  | 105000 | [10 empty] | 82 | 80 | Federally-Regulated Consumer Product | 2001-11-01
Crown Boiler Co. | Crown Boiler Co. | BWC151 | Water | LPG | Induced Draft | FALSE | FALSE | 1 |  | TRUE | None | None | Condensing | Step Modulating | Other | Single-Speed | 0.13 | Standard |  | 150000 | 135000 | 50000 | 47000 | [7 empty] | 90.5 | 80 | Federally-Regulated Consumer Product | 2013-04-19
Camus Hydronics | Camus Hydronics | DMPW-0262 | Water | LPG | Power | FALSE | TRUE | 1 | TRUE |  |  | None | Condensing | Step Modulating | Other |  |  |  |  | 250000 | 225000 | [9 empty] | 90 | 80 | Federally-Regulated Consumer Product | 2015-09-30
PVI Industries | PVI | 125 WBHE 250A-TPGO | Water | Combo (Natural Gas & Oil) | No Match | FALSE | FALSE | 3 |  |  | No Match | No Match | No Match | No Match | Other | No Match |  | No Match |  | 5000000 |  | 1667000 |  | 84 | 80 |  |  |  |  | 85 |  |  | Federally-Regulated Commercial & Industrial Equipment | 1996-03-13
PB Heat, LLC | Peerless | DE-05-SPRK | Water | Natural Gas | Injection Type | FALSE | FALSE | 1 | TRUE |  |  | None | Non-Condensing | Single-Stage | Cast Iron | Single-Speed |  |  |  | 140000 | 116000 | [9 empty] | 82 | 80 | Federally-Regulated Consumer Product | 2015-09-30
Burnham Corp. | Burnham Corp. | V9010A-SN | Steam | Natural Gas | Power | FALSE | FALSE | 1 |  | FALSE |  | Stack Damper | Non-Condensing | Two-Stage Modulating | Cast Iron |  |  |  |  | 1905000 | 1528000 |  |  | 82.2 |  | 80.2 | [6 empty] | Federally-Regulated Commercial & Industrial Equipment | 2014-09-05
Lochinvar, LLC. | Lochinvar Corp. | WH(N,L)110 | Water | Natural Gas | Power | FALSE | FALSE | 1 |  | TRUE |  | None | Condensing | Step Modulating | Other |  |  |  |  | 110000 | 102000 | [9 empty] | 95 | 80 | Federally-Regulated Consumer Product | 2014-10-23
Weil-McLain | Weil-McLain | 576 | Steam | Oil | Power | FALSE | FALSE | 3 |  |  | No Match | No Match | No Match | No Match | Cast Iron | No Match |  | No Match |  | 420000 |  | 420000 |  | 83.8 | 83 |  |  | 10 |  | 83.8 |  |  | Federally-Regulated Commercial & Industrial Equipment | 1996-02-29
PB Heat, LLC | Peerless | MIHII-04-SPRK | Water | Natural Gas | Injection Type | FALSE | FALSE | 1 | TRUE |  |  | Stack Damper | Non-Condensing | Single-Stage | Cast Iron | Single-Speed |  |  |  | 97500 | 82000 | [9 empty] | 84.1 | 80 | Federally-Regulated Consumer Product | 2015-09-30
Ajax Boiler, Inc. | Ajax | WFG2750W | Water | Natural Gas | Power | FALSE | TRUE | 3 |  |  | No Match | No Match | No Match | No Match | Other | No Match |  | No Match |  | 2750000 |  | 1100000 |  | 80 | 80 |  |  |  |  | 80 |  |  | Federally-Regulated Commercial & Industrial Equipment | 1997-01-07
U.S. Boiler Co. | U.S. Boiler Co. | PVG-9 | Water | Natural Gas | Induced Draft | FALSE | FALSE | 1 |  | TRUE |  | None | Non-Condensing | Single-Stage | Cast Iron | Single-Speed |  |  |  | 280000 | 238000 | [9 empty] | 84 | 80 | Federally-Regulated Consumer Product | 2014-01-14
Parker Boiler Co. | Parker Boiler | GO-1920R | Water | Combo (Natural Gas & Oil) | Power | FALSE | FALSE | 3 |  |  | No Match | No Match | No Match | No Match | Other | No Match |  | No Match |  | 1920000 |  | 960000 |  | 84 | 80 |  |  | 4 |  | 82 |  |  | Federally-Regulated Commercial & Industrial Equipment | 1996-03-13
Water Pik, Inc. | Laars | PNCH0500N******* | Water | Natural Gas | Induced Draft | FALSE | TRUE | 3 |  |  | None | None | Non-Condensing | Step Modulating | Copper | Single-Speed |  | Standard |  | 499980 | 420000 | 249990 |  | 85 | 80 | 85 | [6 empty] | Federally-Regulated Commercial & Industrial Equipment | 2004-11-05
Water Pik, Inc. | Laars | HH0400CN30*B | Water | Natural Gas | No Match | FALSE | TRUE | 3 |  |  | No Match | No Match | No Match | No Match | Copper | No Match |  | No Match |  | 399000 |  | 100000 |  | 82 | 80 |  |  | 5 |  | 82 |  |  | Federally-Regulated Commercial & Industrial Equipment | 2001-11-21
Slant / Fin Corp. | Slant / Fin Corp. | VSPH-150 | Water | LPG | Induced Draft | FALSE | FALSE | 1 |  |  |  | Stack Damper | Non-Condensing | Single-Stage | Cast Iron |  |  |  |  | 150000 | 128000 | [9 empty] | 85.2 | 80 | Federally-Regulated Consumer Product | 2007-11-14
Allied Engineering Co. | Super Hot | AAE2520**** | Water | Natural Gas | No Match | TRUE | TRUE | 3 |  |  | No Match | No Match | No Match | No Match | Copper | No Match |  | No Match |  | 2520000 |  | 882000 |  | 80 | 80 |  |  | 675 |  | 80 |  |  | Federally-Regulated Commercial & Industrial Equipment | 1998-04-21
Lochinvar, LLC. | Lochinvar Corp. | FBL1001 | Water | LPG | Power | FALSE | FALSE | 1 |  |  |  | None | Condensing | Step Modulating | Other |  |  |  |  | 1000000 | 962000 |  |  |  |  | 96.2 | [6 empty] | Federally-Regulated Commercial & Industrial Equipment | 2015-04-20
PB Heat, LLC | PB Heat, LLC | TCII-11 | Both Steam & Water | Natural Gas | Power | FALSE | FALSE | 1 |  |  |  | None | Non-Condensing | Single-Stage | Cast Iron |  |  |  |  | 3348000 | 2776000 |  |  | 83.5 | 80 | 82.9 | [6 empty] | Federally-Regulated Commercial & Industrial Equipment | 2011-08-22
Laars Heating Systems Co. | Laars Heating Systems Co. | MLXHW150(N,P)**** | Water | LPG | Power | FALSE | FALSE | 1 |  |  |  | None | Condensing | Step Modulating | Other |  |  |  |  | 150000 | 139000 | [9 empty] | 95 | 80 | Federally-Regulated Consumer Product | 2014-10-23
Universal Boiler Works | Universal Boiler Works | BF200S1 | Steam | Combo (Natural Gas & Oil) | Power | FALSE | FALSE | 3 |  |  | No Match | No Match | No Match | No Match | Other | No Match |  | No Match |  | 8400000 |  | 2800000 |  | 83.5 | 80 |  |  | 10 |  | 82 |  |  | Federally-Regulated Commercial & Industrial Equipment | 2001-12-13
HTP, Inc. | HTP | EFT-110 | Water | Natural Gas | Power | FALSE | FALSE | 1 | TRUE |  |  | None | Condensing | Step Modulating | Other |  |  |  |  | 110000 | 102000 | [9 empty] | 95.6 | 80 | Federally-Regulated Consumer Product | 2015-09-30
Water Pik, Inc. | Laars | VW0775MP20***** | Both Steam & Water | LPG | Power | FALSE | FALSE | 3 |  |  | No Match | No Match | No Match | No Match | Copper | No Match |  | No Match |  | 775000 |  | 775000 |  | 85 | 80 |  |  | 5 |  | 83 |  |  | Federally-Regulated Commercial & Industrial Equipment | 2001-11-21
Universal Boiler Works | Universal Boiler Works | BF15S4 | Steam | Combo (Natural Gas & Oil) | Power | FALSE | FALSE | 3 |  |  | No Match | No Match | No Match | No Match | Other | No Match |  | No Match |  | 630000 |  | 315000 |  | 83.5 | 80 |  |  | 10 |  | 82 |  |  | Federally-Regulated Commercial & Industrial Equipment | 2001-12-13
Ace Boiler, Inc. | Ace Boiler, Inc. | B4EO | Both Steam & Water | Natural Gas | No Match | FALSE | TRUE | 3 |  |  | No Match | No Match | No Match | No Match | Copper | No Match |  | No Match |  | 420000 |  | 420000 |  | 80.5 | 80 |  |  |  |  | 80.5 |  |  | Federally-Regulated Commercial & Industrial Equipment | 1996-02-29
ECR International, Ltd. | Dunkirk | ESC365S | Steam | Oil | Pressure | FALSE | FALSE | 1 |  |  |  | None | Non-Condensing | Single-Stage | Cast Iron |  |  |  |  | 91000 | 79000 | [9 empty] | 85 | 80 | Federally-Regulated Consumer Product | 2010-03-16
Ajax Boiler, Inc. | Ajax | SRF80 | Steam | Natural Gas | Power | FALSE | TRUE | 1 |  |  | Draft Hood | Stack Damper | Non-Condensing | Two-Stage Modulating | Other | None |  | No Match |  | 3350000 | 2640000 | 2640000 | 2112000 | 80 | 80 | 79.2 | [6 empty] | Federally-Regulated Commercial & Industrial Equipment | 2007-08-15
Thermal Solutions | Thermal Solutions | EVO1500B**-*C* | Water | Natural Gas | Power | FALSE | TRUE | 3 |  |  |  | None | Non-Condensing | Step Modulating | Copper |  |  |  |  | 1500000 | 1250000 |  |  | 83.7 |  | 83.3 | [6 empty] | Federally-Regulated Commercial & Industrial Equipment | 2014-08-11
HTP, Inc. | HTP | EL-220 | Water | LPG | Power | FALSE | FALSE | 1 | TRUE |  |  | None | Condensing | Step Modulating | Other |  |  |  |  | 220000 | 205000 | [9 empty] | 95.2 | 80 | Federally-Regulated Consumer Product | 2015-09-30
Laars Heating Systems Co. | Laars | MT2H1250N******* | Water | Natural Gas | Power | FALSE | TRUE | 1 |  |  |  | None | Non-Condensing | Two-Stage Modulating | Copper |  |  |  |  | 1250000 | 1062500 |  |  | 85 | 80 | 84 | [6 empty] | Federally-Regulated Commercial & Industrial Equipment | 2008-03-14
A O Smith Water Products | A O Smith Water Products | XW 1000 | Water | Natural Gas | Induced Draft | FALSE | FALSE | 1 |  | FALSE | None | None | Condensing | Step Modulating | Other | Single-Speed |  | Standard |  | 920000 | 855000 |  |  | 94.4 |  | 93 | [6 empty] | Federally-Regulated Commercial & Industrial Equipment | 2014-08-11
Raypak | Raypak | H7-850*(N,P)* | Water | LPG | Induced Draft | FALSE | TRUE | 1 |  |  | None | None | Condensing | Step Modulating | Copper |  |  |  |  | 850000 | 799000 | 170000 |  | 94.5 | 80 | 94 |  | 12 |  |  |  |  | Federally-Regulated Commercial & Industrial Equipment | 2009-06-22
Laars Heating Systems Co. | Triangle Tube | EXCELLENCE 110 | Water | Natural Gas | Power | FALSE | FALSE | 1 |  |  |  | None | Condensing | Step Modulating | Other | Multiple-Speed |  |  |  | 110000 | 99000 | [9 empty] | 96 | 80 | Federally-Regulated Consumer Product | 2012-07-06
Harsco Industrial / Patterson-Kelley | Thermific | N2000-MFD | Water | Natural Gas | Power | FALSE | TRUE | 1 |  |  | None | None | Non-Condensing | Step Modulating | Copper | Single-Speed |  | No Match |  | 2000000 | 1700000 | 400000 | 340000 | 85 | 80 | 84 | [6 empty] | Federally-Regulated Commercial & Industrial Equipment | 2007-07-10
Peerless Heater Co. | Peerless | 211A-42I | Steam | Natural Gas | No Match | FALSE | FALSE | 3 |  |  | No Match | No Match | No Match | No Match | Cast Iron | No Match |  | No Match |  | 8610000 |  | 8610000 |  | 80 | 75 |  |  | 18 | 147 | 80 |  |  | Non Federally-Regulated | 1990-06-25
Slant / Fin Corp. | Slant / Fin Corp. | GG-150HEDS | Water | LPG | Injection Type | FALSE | FALSE | 1 |  |  |  | Stack Damper | Non-Condensing | Single-Stage | Cast Iron |  |  |  |  | 150000 | 125000 | [9 empty] | 82.9 | 80 | Federally-Regulated Consumer Product | 2007-11-14
Lochinvar, LLC. | Lochinvar Corp. | CHL1262 | Water | LPG | Power | FALSE | TRUE | 1 |  |  |  | None | Non-Condensing | Step Modulating | Copper |  |  |  |  | 1260000 | 1071000 |  |  |  |  | 85 | [6 empty] | Federally-Regulated Commercial & Industrial Equipment | 2015-04-20
Ajax Boiler, Inc. | Ajax | B11E0 | Water | Natural Gas | Luminous | FALSE | TRUE | 1 |  |  | None | None | Non-Condensing | Step Modulating | Copper | Single-Speed | 0.75 | No Match |  | 1060000 | 848000 | 848000 | 704000 | 80 | 80 | 79.2 | [6 empty] | Federally-Regulated Commercial & Industrial Equipment | 2007-08-15
Weil-McLain | Weil-McLain | EG-55-PIDN-S | Steam | Natural Gas | No Match | FALSE | FALSE | 1 |  |  | No Match | No Match | No Match | No Match | Cast Iron | No Match |  | No Match |  | 200000 | [10 empty] | 82.8 | 75 | Federally-Regulated Consumer Product | 2001-11-01
Water Pik, Inc. | Laars | PW0250CN22***** | Both Steam & Water | Natural Gas | No Match | FALSE | TRUE | 1 |  |  | No Match | No Match | No Match | No Match | Copper | No Match |  | No Match |  | 250000 | [10 empty] | 82 | 80 | Federally-Regulated Consumer Product | 2001-11-21
Ajax Boiler, Inc. | Ajax | OWGB400 | Steam | LPG | No Match | FALSE | TRUE | 3 |  |  | No Match | No Match | No Match | No Match | Other | No Match |  | No Match |  | 400000 |  | 400000 |  | 80 | 80 |  |  |  |  | 80 |  |  | Federally-Regulated Commercial & Industrial Equipment | 1996-02-29
A O Smith Water Products | A O Smith Water Products | XW 1300 | Water | Natural Gas | Induced Draft | FALSE | FALSE | 1 |  | FALSE | None | None | Condensing | Step Modulating | Other | Single-Speed |  | Standard |  | 1300000 | 1209000 |  |  | 94.4 |  | 93 | [6 empty] | Federally-Regulated Commercial & Industrial Equipment | 2014-08-11
Slant / Fin Corp. | Slant / Fin Corp. | LDWO-1300-3-7 | Water | Oil | Power | FALSE | FALSE | 1 |  |  |  | None | Non-Condensing | Single-Stage | Cast Iron |  |  |  |  | 1260000 | 1026000 |  |  | 85.5 | 83 | 81.5 | [6 empty] | Federally-Regulated Commercial & Industrial Equipment | 2007-12-12
Water Pik, Inc. | Laars | PW0500IP09C1A | Both Steam & Water | LPG | No Match | FALSE | FALSE | 3 |  |  | No Match | No Match | No Match | No Match | Copper | No Match |  | No Match |  | 500000 |  | 500000 |  | 81 | 80 |  |  | 5 |  | 81 |  |  | Federally-Regulated Commercial & Industrial Equipment | 2001-11-21
Dunkirk | Pennco, Inc. | 1604HSID | Steam | LPG | No Match | FALSE | FALSE | 1 |  |  | No Match | No Match | No Match | No Match | Cast Iron | No Match |  | No Match |  | 105000 | [10 empty] | 80.4 | 75 | Federally-Regulated Consumer Product | 1998-12-21
Ajax Boiler, Inc. | Ajax | OSGXB2250 | Steam | Natural Gas | No Match | FALSE | TRUE | 3 |  |  | No Match | No Match | No Match | No Match | Other | No Match |  | No Match |  | 2250000 |  | 2250000 |  | 80 | 80 |  |  |  |  | 80 |  |  | Federally-Regulated Commercial & Industrial Equipment | 1996-02-29
ECR International, Ltd. | ECR International, Ltd. | SSV-150 | Water | Natural Gas | Power | FALSE | FALSE | 1 |  |  |  | None | Condensing | Step Modulating | Other |  |  |  |  | 150000 | 140000 | [9 empty] | 95 | 80 | Federally-Regulated Consumer Product | 2014-08-08
Parker Boiler Co. | Parker Boiler Co. | G1536R | Water | Natural Gas | Power | FALSE | FALSE | 0 |  |  |  | None | Non-Condensing | Step Modulating | Other |  |  |  |  | 1536000 | 1275000 |  |  | 83 |  | 83 | [6 empty] | Federally-Regulated Commercial & Industrial Equipment | 2014-08-11
Raypak | Raypak | H7-1505 * | Water | Natural Gas | Induced Draft | FALSE | FALSE | 1 |  |  |  | None | Condensing | Step Modulating | Copper |  |  |  |  | 1500000 | 1440000 |  |  |  |  | 96 | [6 empty] | Federally-Regulated Commercial & Industrial Equipment | 2015-04-16
Weil-McLain | Weil-McLain | 1288 | Both Steam & Water | Oil | Power | FALSE | FALSE | 1 |  |  |  | None | Non-Condensing | Single-Stage | Cast Iron |  |  |  |  | 3660000 | 3135000 |  |  | 86 | 83 | 85.7 | [6 empty] | Federally-Regulated Commercial & Industrial Equipment | 2008-04-14
Water Pik, Inc. | Laars | HH1200EP09*BA | Water | LPG | No Match | FALSE | TRUE | 3 |  |  | No Match | No Match | No Match | No Match | Copper | No Match |  | No Match |  | 1200000 |  | 300000 |  | 82 | 80 |  |  | 5 |  | 82 |  |  | Federally-Regulated Commercial & Industrial Equipment | 2001-05-30
Slant / Fin Corp. | Slant / Fin Corp. | SE-210EDP | Water | LPG | Injection Type | FALSE | FALSE | 1 |  |  |  | Stack Damper | Non-Condensing | Single-Stage | Cast Iron |  |  |  |  | 210000 | 173000 | [9 empty] | 82.3 | 80 | Federally-Regulated Consumer Product | 2007-11-14
HTP, Inc. | HTP | EL-299 | Water | LPG | Power | FALSE | FALSE | 1 | TRUE |  |  | None | Condensing | Step Modulating | Other |  |  |  |  | 299000 | 275000 | [9 empty] | 93 | 80 | Federally-Regulated Consumer Product | 2015-09-30
Raypak | Raypak | H7-500*(N,P)* | Water | LPG | Induced Draft | FALSE | FALSE | 1 |  |  | None | None | Condensing | Step Modulating | Copper |  |  |  |  | 500000 | 470000 | 100000 |  | 94.5 | 80 | 94 |  | 12 |  |  |  |  | Federally-Regulated Commercial & Industrial Equipment | 2009-06-22
Water Pik, Inc. | Laars | PH0520MN20***** | Water | Natural Gas | Power | FALSE | FALSE | 3 |  |  | No Match | No Match | No Match | No Match | Copper | No Match |  | No Match |  | 520000 |  | 520000 |  | 85 | 80 |  |  | 5 |  | 83 |  |  | Federally-Regulated Commercial & Industrial Equipment | 2001-11-21
Laars Heating Systems Co. | Laars | PH1430EP******** | Water | LPG | Induced Draft | FALSE | TRUE | 1 |  |  |  | None | Non-Condensing | Step Modulating | Copper | Single-Speed |  | Standard |  | 1430000 | 1173000 | 357500 |  | 82 | 80 | 79.6 | [6 empty] | Federally-Regulated Commercial & Industrial Equipment | 2007-11-01
Burnham Corp. | Burnham Corp. | 4FHL-360A-O | Steam | Oil | Power | FALSE | FALSE | 3 |  | FALSE |  | None | Non-Condensing | Two-Stage Modulating | Other |  |  |  |  | 3013000 | 2479000 |  |  | 88.1 |  | 85.3 | [6 empty] | Federally-Regulated Commercial & Industrial Equipment | 2014-08-11
New Yorker Boiler Company, Inc. | New Yorker | CG100C_I | Water | Natural Gas | Induced Draft | FALSE | FALSE | 1 | TRUE |  |  | Stack Damper | Non-Condensing | Single-Stage | Cast Iron |  |  |  |  | 299000 | 246000 | [9 empty] | 82 | 80 | Federally-Regulated Consumer Product | 2015-09-30
Water Pik, Inc. | Laars | HH0250CN22**** | Water | Natural Gas | No Match | FALSE | TRUE | 1 |  |  | No Match | No Match | No Match | No Match | Copper | No Match |  | No Match |  | 250000 | [10 empty] | 82 | 80 | Federally-Regulated Consumer Product | 2001-11-21
Lochinvar, LLC. | Lochinvar Corp. | KBN151 | Water | Natural Gas | Power | FALSE | FALSE | 1 |  | TRUE | None | None | Condensing | Step Modulating | Other |  |  |  |  | 150000 | 139000 | [9 empty] | 95 | 80 | Federally-Regulated Consumer Product | 2014-10-23
Universal Boiler Works | Universal Boiler Works | BF1500W4 | Water | Combo (Natural Gas & Oil) | Power | FALSE | FALSE | 3 |  |  | No Match | No Match | No Match | No Match | Other | No Match |  | No Match |  | 63000000 |  | 6300000 |  | 86 | 80 |  |  | 10 |  | 84 |  |  | Federally-Regulated Commercial & Industrial Equipment | 2001-12-13
U.S. Boiler Co. | New Yorker Boiler Co. | PVCG50BN | Water | LPG | Induced Draft | FALSE | FALSE | 1 |  |  |  | None | Non-Condensing | Single-Stage | Cast Iron | Single-Speed |  |  |  | 140000 | 120000 | [9 empty] | 85.3 | 80 | Federally-Regulated Consumer Product | 2014-01-14
Ajax Boiler, Inc. | Ajax | WEG3750W | Water | Natural Gas | Power | FALSE | TRUE | 3 |  |  | No Match | No Match | No Match | No Match | Other | No Match |  | No Match |  | 3560000 |  | 1500000 |  | 85 | 80 |  |  |  |  | 80 |  |  | Federally-Regulated Commercial & Industrial Equipment | 1997-01-07
U.S. Boiler Co. | U.S. Boiler Co. | PVG-5 | Water | Natural Gas | Induced Draft | FALSE | FALSE | 1 |  | TRUE |  | None | Non-Condensing | Single-Stage | Cast Iron | Single-Speed |  |  |  | 140000 | 120000 | [9 empty] | 85.3 | 80 | Federally-Regulated Consumer Product | 2014-01-14
Raypak | Raypak | H(1,2,5)-0926 * | Water | LPG | Injection Type | FALSE | TRUE | 1 |  |  |  | None | Non-Condensing | Step Modulating | Copper |  |  |  |  | 885000 | 726000 |  |  |  |  | 82 | [6 empty] | Federally-Regulated Commercial & Industrial Equipment | 2015-04-16
Camus Hydronics | Camus Hydronics | DFNH-1751-MS | Water | Natural Gas | Power | FALSE | FALSE | 1 |  |  |  | None | Condensing | Step Modulating | Other |  |  |  |  | 1750000 | 1526000 |  |  | 87.2 |  | 87.2 | [6 empty] | Federally-Regulated Commercial & Industrial Equipment | 2014-08-11
Slant / Fin Corp. | Slant / Fin Corp. | XL-20-.65 | Water | Oil | Power | FALSE | FALSE | 1 |  |  |  | None | Non-Condensing | Single-Stage | Cast Iron |  |  |  |  | 91000 | 78000 | [9 empty] | 83.5 | 80 | Federally-Regulated Consumer Product | 2007-11-14
Water Pik, Inc. | Laars | VW3600EP18AC | Both Steam & Water | LPG | No Match | FALSE | TRUE | 3 |  |  | No Match | No Match | No Match | No Match | Copper | No Match |  | No Match |  | 3645000 |  | 3645000 |  | 81 | 80 |  |  | 5 |  | 81 |  |  | Federally-Regulated Commercial & Industrial Equipment | 2001-11-21
Cleaver-Brooks | Cleaver-Brooks | FLX-700-900HW | Water | Natural Gas | Power | FALSE | FALSE | 3 |  |  | No Match | No Match | No Match | No Match | Other | No Match |  | No Match |  | 9000000 |  | 9000000 |  | 80 | 80 |  |  | 25 |  | 80 |  |  | Federally-Regulated Commercial & Industrial Equipment | 2001-07-31
Viessmann Manufacturing | Viessmann Manufacturing | WB2 6-24 | Water | LPG | Power | FALSE | FALSE | 1 |  |  |  | None | Condensing | Step Modulating | Other |  |  |  |  | 81000 | 73000 | [9 empty] | 95.2 | 80 | Federally-Regulated Consumer Product | 2007-11-14
Ajax Boiler, Inc. | Ajax | WEG15000W | Water | Natural Gas | Power | FALSE | TRUE | 3 |  |  | No Match | No Match | No Match | No Match | Other | No Match |  | No Match |  | 14300000 |  | 6000000 |  | 85 | 80 |  |  |  |  | 80 |  |  | Federally-Regulated Commercial & Industrial Equipment | 1997-01-07
Laars Heating Systems Co. | Bradford-White Corp. | BLXHW220(N,P)**** | Water | Natural Gas | Power | FALSE | FALSE | 1 |  |  |  | None | Condensing | Step Modulating | Other |  |  |  |  | 220000 | 206000 | [9 empty] | 95 | 80 | Federally-Regulated Consumer Product | 2014-10-23
Allied Engineering Co. | Allied Engineering Co. | MG-100-P-E | Water | LPG | Injection Type | FALSE | FALSE | 1 |  | TRUE |  | Stack Damper | Non-Condensing | Single-Stage | Other |  |  |  |  | 100000 | 85000 | [9 empty] | 85 | 80 | Federally-Regulated Consumer Product | 2014-08-08
Ajax Boiler, Inc. | Ajax | OWGB5500 | Steam | Natural Gas | No Match | FALSE | TRUE | 3 |  |  | No Match | No Match | No Match | No Match | Other | No Match |  | No Match |  | 5500000 |  | 5500000 |  | 80 | 80 |  |  |  |  | 80 |  |  | Federally-Regulated Commercial & Industrial Equipment | 1996-02-29
Raypak | Raypak | H4-HD151* | Water | Natural Gas | Induced Draft | FALSE | FALSE | 1 |  |  | None | None | Non-Condensing | Single-Stage | Copper | Single-Speed |  | Standard |  | 150000 | 126000 | [9 empty] | 85 | 80 | Federally-Regulated Consumer Product | 2010-01-11
Rite Engineering | Rite | A200WG | Both Steam & Water | Natural Gas | Power | FALSE | FALSE | 3 |  |  | No Match | No Match | No Match | No Match | Other | No Match |  | No Match |  | 2000000 |  | 666667 |  | 80 | 80 |  |  |  |  | 80 |  |  | Non Federally-Regulated | 1992-10-14
RBI Water Heaters | RBI Water Heaters | DB1950 | Water | LPG | Power | FALSE | FALSE | 1 |  |  |  | None | Non-Condensing | Step Modulating | Copper |  |  |  |  | 1950000 | 1599000 |  |  | 85 | 80 | 82 | [6 empty] | Federally-Regulated Commercial & Industrial Equipment | 2011-02-17
Raypak | Raypak | H8-1259* | Water | Natural Gas | Induced Draft | FALSE | FALSE | 1 |  |  |  | None | Non-Condensing | Step Modulating | Copper |  |  |  |  | 1260000 | 1058000 |  |  |  |  | 84 | [6 empty] | Federally-Regulated Commercial & Industrial Equipment | 2015-04-16
Ajax Boiler, Inc. | Ajax | SFG80W | Steam | Natural Gas | Power | FALSE | TRUE | 3 |  |  | No Match | No Match | No Match | No Match | Other | No Match |  | No Match |  | 3360000 |  | 1400000 |  | 80 | 80 |  |  |  |  | 80 |  |  | Federally-Regulated Commercial & Industrial Equipment | 1997-01-07
Ajax Boiler, Inc. | Ajax | XNG800W | Water | Natural Gas | No Match | FALSE | TRUE | 3 |  |  | No Match | No Match | No Match | No Match | Other | No Match |  | No Match |  | 800000 |  | 400000 |  | 80 | 80 |  |  |  |  | 80 |  |  | Federally-Regulated Commercial & Industrial Equipment | 1997-01-07
Burnham Corp. | Burnham Corp. | 202X*I | Water | Natural Gas | Induced Draft | FALSE | FALSE | 1 |  |  |  | Stack Damper | Non-Condensing | Single-Stage | Cast Iron | Single-Speed | 0.04 | Standard |  | 50000 | 42000 | [9 empty] | 83.2 | 80 | Federally-Regulated Consumer Product | 2007-11-14
U.S. Boiler Co. | U.S. Boiler Co. | LEDV1 | Water | Oil | Pressure | FALSE | FALSE | 1 |  | TRUE |  | None | Non-Condensing | Single-Stage | Other | Single-Speed |  |  |  | 84000 | 74000 | [9 empty] | 86.7 | 80 | Federally-Regulated Consumer Product | 2014-01-14
Easco Boiler Corp. | Easco | FST-350-S015 | Both Steam & Water | Combo (Natural Gas & Oil) | Power | FALSE | FALSE | 3 |  |  | No Match | No Match | No Match | No Match | Other | No Match |  | No Match |  | 14645000 |  | 2929000 |  | 83 | 80 |  |  | 22 |  | 81 |  |  | Federally-Regulated Commercial & Industrial Equipment | 1998-06-02
Water Pik, Inc. | Laars | CB-M2-250 | Water | LPG | Power | FALSE | FALSE | 1 |  |  | No Match | No Match | No Match | No Match | Copper | No Match |  | No Match |  | 240000 | [10 empty] | 88.1 | 80 | Federally-Regulated Consumer Product | 2001-11-21
Lochinvar, LLC. | Lochinvar Corp. | OKL151 | Water | LPG | Power | FALSE | TRUE | 1 |  | TRUE |  | None | Condensing | Step Modulating | Other |  |  |  |  | 150000 | 141000 | [9 empty] | 94 | 80 | Federally-Regulated Consumer Product | 2014-10-23
Water Pik, Inc. | Laars | HH5000IN18C* | Water | Natural Gas | No Match | FALSE | FALSE | 3 |  |  | No Match | No Match | No Match | No Match | Copper | No Match |  | No Match |  | 5000000 |  | 5000000 |  | 82 | 80 |  |  | 5 |  | 82 |  |  | Federally-Regulated Commercial & Industrial Equipment | 2001-05-16
Hydrotherm | Hydrotherm | VGA-200BS-PV | Steam | LPG | No Match | FALSE | FALSE | 1 |  |  | No Match | No Match | No Match | No Match | Cast Iron | No Match |  | No Match |  | 200000 | [10 empty] | 81.8 | 75 | Federally-Regulated Consumer Product | 1998-12-21
ECR International, Ltd. | ECR International, Ltd. | UBSSC-150 | Water | LPG | Pressure | FALSE | FALSE | 1 |  | TRUE |  | None | Condensing | Step Modulating | Other | Single-Speed |  |  |  | 150000 | 139000 | [9 empty] | 95 | 80 | Federally-Regulated Consumer Product | 2013-04-19
Crown Boiler Co. | Crown Boiler Co. | BWF229 | Water | Natural Gas | Induced Draft | FALSE | FALSE | 1 |  | TRUE |  | None | Non-Condensing | Single-Stage | Cast Iron | Single-Speed |  |  |  | 229000 | 189000 | [9 empty] | 82 | 80 | Federally-Regulated Consumer Product | 2013-04-19
Ajax Boiler, Inc. | Ajax | WEG525W | Water | Natural Gas | Power | FALSE | TRUE | 3 |  |  | No Match | No Match | No Match | No Match | Other | No Match |  | No Match |  | 499000 |  | 350000 |  | 85 | 80 |  |  |  |  | 80 |  |  | Federally-Regulated Commercial & Industrial Equipment | 1997-01-07
Ajax Boiler, Inc. | Ajax | HNG1750W | Steam | Natural Gas | No Match | FALSE | TRUE | 3 |  |  | No Match | No Match | No Match | No Match | Other | No Match |  | No Match |  | 1750000 |  | 875000 |  | 80 | 80 |  |  |  |  | 80 |  |  | Federally-Regulated Commercial & Industrial Equipment | 1997-01-07
Burnham Corp. | Burnham Corp. | V1120-SO | Steam | Oil | Power | FALSE | FALSE | 3 |  |  |  | Stack Damper | Non-Condensing | Two-Stage Modulating | Cast Iron |  |  |  |  | 4830000 | 3950000 |  |  | 81.8 | 83 | 81.9 | [6 empty] | Federally-Regulated Commercial & Industrial Equipment | 2012-06-11
Axeman-Anderson Co. | Axeman-Anderson Co. | PVT-210H | Water | Oil | No Match | TRUE | FALSE | 1 |  |  | No Match | No Match | No Match | No Match | Other | No Match |  | No Match |  | 210000 | [10 empty] | 82.6 | 80 | Federally-Regulated Consumer Product | 2001-04-12
Burnham Corp. | Burnham Corp. | CW-60-G | Water | Natural Gas | Power | FALSE | FALSE | 1 |  |  |  | None | Non-Condensing | Two-Stage Modulating | Other |  |  |  |  | 2449000 | 2057000 |  |  | 85 |  | 84 | [6 empty] | Federally-Regulated Commercial & Industrial Equipment | 2014-12-01
Viessmann Manufacturing Co., Inc. | VIESSMANN | B2HA-60 | Water | LPG | Power | FALSE | FALSE | 1 | TRUE |  |  | Electro-Mechanical Inlet Dampe | Condensing | Step Modulating | Other |  |  |  |  | 212000 | 195000 | [9 empty] | 92 | 80 | Federally-Regulated Consumer Product | 2015-09-24
Laars Heating Systems Co. | Bradford-White Corp. | BWCH1500 | Water | Natural Gas | Power | FALSE | FALSE | 1 |  |  |  | None | Non-Condensing | Step Modulating | Copper |  |  |  |  | 1500000 | 1266000 |  |  |  |  | 85.2 | [6 empty] | Federally-Regulated Commercial & Industrial Equipment | 2015-06-01
Weil-McLain | Weil-McLain | 1088R | Both Steam & Water | Natural Gas | Power | FALSE | FALSE | 1 |  |  |  | None | Non-Condensing | Single-Stage | Cast Iron |  |  |  |  | 2887000 | 2399000 |  |  | 83.6 | 80 | 83.1 | [6 empty] | Federally-Regulated Commercial & Industrial Equipment | 2008-04-14
PB Heat, LLC | PB Heat, LLC | PF-1000-LP | Water | LPG | Power | FALSE | FALSE | 1 |  |  |  | None | Condensing | Step Modulating | Other |  |  |  |  | 1000000 | 966000 |  |  |  |  | 96.6 | [6 empty] | Federally-Regulated Commercial & Industrial Equipment | 2015-06-01
Ajax Boiler, Inc. | Ajax | WGX-WGXB-4250-D | Steam | Natural Gas | No Match | FALSE | FALSE | 3 |  |  | No Match | No Match | No Match | No Match | Other | No Match |  | No Match |  | 4250000 |  | 4250000 |  | 80 | 80 |  |  |  |  | 80 |  |  | Federally-Regulated Commercial & Industrial Equipment | 1996-02-29
New York Thermal, Inc. | New York Thermal, Inc. | LX700 | Water | Natural Gas | Power | FALSE | FALSE | 1 |  |  |  | None | Condensing | Step Modulating | Other |  |  |  |  | 700000 | 658000 |  |  | 95 |  | 94 | [6 empty] | Federally-Regulated Commercial & Industrial Equipment | 2014-09-05
Lochinvar, LLC. | Lochinvar Corp. | KBN601 | Water | Natural Gas | Power | FALSE | FALSE | 1 |  |  |  | None | Condensing | Step Modulating | Other |  |  |  |  | 600000 | 564000 |  |  |  |  | 94 | [6 empty] | Federally-Regulated Commercial & Industrial Equipment | 2015-04-20
Camus Hydronics | Camus Hydronics | DFNH-4000-MS | Water | Natural Gas | Power | FALSE | FALSE | 1 |  |  |  | None | Non-Condensing | Step Modulating | Other |  |  |  |  | 5000000 | 4250000 |  |  | 85 |  | 85 | [6 empty] | Federally-Regulated Commercial & Industrial Equipment | 2014-08-11
Hydrotherm, Division of Mestek, Inc. | Hydrotherm | HWX-140-SV | Water | LPG | Injection Type | FALSE | FALSE | 1 | TRUE |  |  | Stack Damper | Non-Condensing | Single-Stage | Cast Iron |  |  |  |  | 140000 | 115000 | [9 empty] | 93.3 | 80 | Federally-Regulated Consumer Product | 2015-09-30
Water Pik, Inc. | Laars | VW4000EP18AC | Both Steam & Water | LPG | No Match | FALSE | TRUE | 3 |  |  | No Match | No Match | No Match | No Match | Copper | No Match |  | No Match |  | 4050000 |  | 4050000 |  | 81 | 80 |  |  | 5 |  | 81 |  |  | Federally-Regulated Commercial & Industrial Equipment | 2001-11-21
Camus Hydronics | Camus Hydronics | DMPC-0153-MPI | Water | LPG | Power | FALSE | FALSE | 1 | TRUE |  |  | None | Condensing | Step Modulating | Other |  |  |  |  | 150000 | 135000 | [9 empty] | 90 | 80 | Federally-Regulated Consumer Product | 2015-09-30
Universal Boiler Works | Universal Boiler Works | BF70S1 | Steam | Combo (Natural Gas & Oil) | Power | FALSE | FALSE | 3 |  |  | No Match | No Match | No Match | No Match | Other | No Match |  | No Match |  | 2940000 |  | 1470000 |  | 83.5 | 80 |  |  | 10 |  | 82 |  |  | Federally-Regulated Commercial & Industrial Equipment | 2001-12-13
Water Pik, Inc. | Laars | PH1430IN09*BA | Water | Natural Gas | No Match | FALSE | FALSE | 3 |  |  | No Match | No Match | No Match | No Match | Copper | No Match |  | No Match |  | 1430000 |  | 357500 |  | 82 | 80 |  |  | 5 |  | 82 |  |  | Federally-Regulated Commercial & Industrial Equipment | 2001-05-30
Raypak | Raypak | H30135* | Water | LPG | No Match | FALSE | FALSE | 1 |  |  | No Match | No Match | No Match | No Match | Other | No Match |  | No Match |  | 135000 | [10 empty] | 82.8 | 80 | Federally-Regulated Consumer Product | 2001-11-01
Burnham Corp. | New Yorker Boiler Co. | PVCG50*I- | Water | Natural Gas | Induced Draft | FALSE | FALSE | 1 |  |  |  | None | Non-Condensing | Single-Stage | Cast Iron | Single-Speed | 0.04 | Standard |  | 130000 | 107000 | [9 empty] | 82 | 80 | Federally-Regulated Consumer Product | 2007-11-14
Raypak | Raypak | H(3,4)-0824* | Water | Natural Gas | Injection Type | FALSE | FALSE | 1 |  |  |  | None | Non-Condensing | Single-Stage | Copper |  |  |  |  | 825000 | 677000 |  |  |  |  | 82 | [6 empty] | Federally-Regulated Commercial & Industrial Equipment | 2015-04-16
ECR International, Ltd. | ECR International, Ltd. | OLSSV-100 | Water | LPG | Power | FALSE | FALSE | 1 |  |  |  | None | Condensing | Step Modulating | Other |  |  |  |  | 100000 | 92000 | [9 empty] | 95 | 80 | Federally-Regulated Consumer Product | 2014-08-08
HTP, Inc. | PB Heat, LLC | PI-T80 | Water | LPG | Power | FALSE | FALSE | 1 |  |  |  | None | Condensing | Single-Stage | Other |  |  |  |  | 80000 | 74000 | [9 empty] | 95.1 | 80 | Federally-Regulated Consumer Product | 2009-02-27
Thermal Solutions | Evolution | EVH-2000 | Water | Natural Gas | Power | FALSE | FALSE | 3 |  |  | No Match | No Match | No Match | No Match | Copper | No Match |  | No Match |  | 2000000 |  | 2000000 |  | 88 | 80 |  |  | 60 |  | 88 |  |  | Federally-Regulated Commercial & Industrial Equipment | 1998-06-01
Water Pik, Inc. | Laars | HH0850IP09*BA | Water | LPG | No Match | FALSE | FALSE | 3 |  |  | No Match | No Match | No Match | No Match | Copper | No Match |  | No Match |  | 850000 |  | 212850 |  | 82 | 80 |  |  | 5 |  | 82 |  |  | Federally-Regulated Commercial & Industrial Equipment | 2001-05-30
Water Pik, Inc. | Laars | VW0500IP09CBA | Both Steam & Water | LPG | No Match | FALSE | FALSE | 3 |  |  | No Match | No Match | No Match | No Match | Copper | No Match |  | No Match |  | 500000 |  | 500000 |  | 82 | 80 |  |  | 5 |  | 82 |  |  | Federally-Regulated Commercial & Industrial Equipment | 2001-11-21
Ajax Boiler, Inc. | Ajax | OWGH350 | Steam | Natural Gas | No Match | FALSE | TRUE | 3 |  |  | No Match | No Match | No Match | No Match | Other | No Match |  | No Match |  | 350000 |  | 350000 |  | 80 | 80 |  |  |  |  | 80 |  |  | Federally-Regulated Commercial & Industrial Equipment | 1996-02-29
Water Pik, Inc. | Laars | PH0600IP09*1A | Water | LPG | No Match | FALSE | FALSE | 3 |  |  | No Match | No Match | No Match | No Match | Copper | No Match |  | No Match |  | 600000 |  | 150000 |  | 81 | 80 |  |  | 5 |  | 81 |  |  | Federally-Regulated Commercial & Industrial Equipment | 2001-05-30
Ajax Boiler, Inc. | Ajax | WGXFD-7000 | Steam | Natural Gas | Power | FALSE | FALSE | 3 |  |  | No Match | No Match | No Match | No Match | Other | No Match |  | No Match |  | 7000000 |  | 3500000 |  | 82 | 80 |  |  |  |  | 80 |  |  | Non Federally-Regulated | 1992-10-27
Laars Heating Systems Co. | Laars | PH0600IN******** | Water | Natural Gas | Induced Draft | FALSE | FALSE | 1 |  |  |  | None | Non-Condensing | Step Modulating | Copper | Single-Speed |  | Standard |  | 600000 | 486000 | 150000 |  | 81 | 80 | 78.6 | [6 empty] | Federally-Regulated Commercial & Industrial Equipment | 2007-11-01
Water Pik, Inc. | Laars | HH0600IP09CBA | Water | LPG | No Match | FALSE | FALSE | 3 |  |  | No Match | No Match | No Match | No Match | Copper | No Match |  | No Match |  | 600000 |  | 600000 |  | 82 | 80 |  |  | 5 |  | 82 |  |  | Federally-Regulated Commercial & Industrial Equipment | 2001-05-30
Utica Boilers | Pennco, Inc. | 41J-1800 | Both Steam & Water | Natural Gas | Injection Type | FALSE | FALSE | 1 |  |  |  | None | Non-Condensing | Single-Stage | Cast Iron |  |  |  |  | 1800000 | 1449000 |  |  | 80.5 | 80 | 77.5 | [6 empty] | Federally-Regulated Commercial & Industrial Equipment | 2011-05-02
Ajax Boiler, Inc. | Ajax | OSGXB9500 | Steam | Natural Gas | No Match | FALSE | TRUE | 3 |  |  | No Match | No Match | No Match | No Match | Other | No Match |  | No Match |  | 9500000 |  | 9500000 |  | 80 | 80 |  |  |  |  | 80 |  |  | Federally-Regulated Commercial & Industrial Equipment | 1996-02-29
Burnham Corp. | Crown Boiler Co. | CT-5 | Water | Oil | Pressure | FALSE | FALSE | 1 |  |  |  | None | Non-Condensing | Single-Stage | Cast Iron | Single-Speed | 0.04 | Standard |  | 189000 | 162000 | [9 empty] | 86.1 | 80 | Federally-Regulated Consumer Product | 2007-11-14
Laars Heating Systems Company | ENDURANCE | EDN110 | Water | Natural Gas | Power | FALSE | FALSE | 1 | TRUE |  |  | None | Non-Condensing | Step Modulating | Copper |  |  |  |  | 107000 | 94000 | [9 empty] | 85.5 | 80 | Federally-Regulated Consumer Product | 2015-09-30
Viessmann Manufacturing Co., Inc. | VIESSMANN | B2HA-45 | Water | Natural Gas | Power | FALSE | FALSE | 1 | TRUE |  |  | Electro-Mechanical Inlet Dampe | Condensing | Step Modulating | Other |  |  |  |  | 160000 | 147000 | [9 empty] | 92 | 80 | Federally-Regulated Consumer Product | 2015-09-24
Parker Boiler Co. | Parker Boiler | T2970R | Water | Natural Gas | No Match | FALSE | FALSE | 3 |  |  | No Match | No Match | No Match | No Match | Other | No Match |  | No Match |  | 2970000 |  | 1485000 |  | 83 | 80 |  |  | 4 |  | 82 |  |  | Federally-Regulated Commercial & Industrial Equipment | 1996-03-13
Water Pik, Inc. | Laars | PW1670IN04*BA | Both Steam & Water | Natural Gas | No Match | FALSE | FALSE | 3 |  |  | No Match | No Match | No Match | No Match | Copper | No Match |  | No Match |  | 1670000 |  | 417500 |  | 82 | 80 |  |  | 5 |  | 82 |  |  | Federally-Regulated Commercial & Industrial Equipment | 2001-11-21
Lochinvar, LLC. | Lochinvar Corp. | CBN090M9 | Water | Natural Gas | Injection Type | FALSE | FALSE | 1 |  |  |  | Stack Damper | Non-Condensing | Single-Stage | Copper |  |  |  |  | 90000 | 75000 | [9 empty] | 82 | 80 | Federally-Regulated Consumer Product | 2007-11-14
Ajax Boiler, Inc. | Ajax | SNG15W | Steam | Natural Gas | No Match | FALSE | TRUE | 3 |  |  | No Match | No Match | No Match | No Match | Other | No Match |  | No Match |  | 628000 |  | 628000 |  | 80 | 80 |  |  |  |  | 80 |  |  | Federally-Regulated Commercial & Industrial Equipment | 1997-01-07
Universal Boiler Works | Universal Boiler Works | BF100S4 | Steam | Combo (Natural Gas & Oil) | Power | FALSE | FALSE | 3 |  |  | No Match | No Match | No Match | No Match | Other | No Match |  | No Match |  | 4200000 |  | 1400000 |  | 83.5 | 80 |  |  | 10 |  | 82 |  |  | Federally-Regulated Commercial & Industrial Equipment | 2001-12-13
Crown Boiler Co. | Burnham Corp. | 305 | Water | Natural Gas | Injection Type | FALSE | FALSE | 1 |  |  | Draft Diverter | Stack Damper | Non-Condensing | Single-Stage | Cast Iron | Single-Speed |  | Standard |  | 140000 | 117000 | [9 empty] | 84 | 80 | Federally-Regulated Consumer Product | 2010-03-16
Raypak | Raypak | H(3,4)-HD201 | Water | Natural Gas | Induced Draft | FALSE | FALSE | 1 |  |  | None | None | Non-Condensing | Two-Stage Modulating | Copper |  |  |  |  | 199000 | 170000 | [9 empty] | 85 | 80 | Federally-Regulated Consumer Product | 2010-03-16
Ajax Boiler, Inc. | Ajax | OWGOFD850/ | Steam | Natural Gas | Power | FALSE | TRUE | 3 |  |  | No Match | No Match | No Match | No Match | Other | No Match |  | No Match |  | 8500000 |  | 4250000 |  | 82 | 80 |  |  |  |  | 80 |  |  | Non Federally-Regulated | 1992-10-02
Utica Boilers | Utica Boilers | JD-500 | Both Steam & Water | Natural Gas | Injection Type | FALSE | FALSE | 1 |  |  |  | None | Non-Condensing | Single-Stage | Cast Iron |  |  |  |  | 500000 | 403000 |  |  | 80.5 | 80 | 77.5 | [6 empty] | Federally-Regulated Commercial & Industrial Equipment | 2011-05-02
Water Pik, Inc. | Laars | PH1430EN04*BA | Water | Natural Gas | No Match | FALSE | TRUE | 3 |  |  | No Match | No Match | No Match | No Match | Copper | No Match |  | No Match |  | 1430000 |  | 357500 |  | 82 | 80 |  |  | 5 |  | 82 |  |  | Federally-Regulated Commercial & Industrial Equipment | 2001-05-16
Dunkirk | Dunkirk | DPFG-5-211 | Water | Combo (Natural Gas & Oil) | Power | FALSE | FALSE | 1 |  |  | No Match | No Match | No Match | No Match | Cast Iron | No Match |  | No Match |  | 211000 | [10 empty] | 82.1 | 80 | Federally-Regulated Consumer Product | 2001-11-01
Slant / Fin Corp. | Slant / Fin Corp. | LX-120CB | Water | LPG | Power | FALSE | FALSE | 1 |  | TRUE |  | None | Condensing | Step Modulating | Other | Single-Speed |  |  |  | 120000 | 106000 | [9 empty] | 92.5 | 80 | Federally-Regulated Consumer Product | 2013-07-10
HTP, Inc. | HTP, Inc. | WBRCLP140WLP | Water | LPG | Power | FALSE | FALSE | 1 |  | TRUE |  | None | Condensing | Step Modulating | Other |  |  |  |  | 140000 | 128000 | [9 empty] | 94 | 80 | Federally-Regulated Consumer Product | 2015-03-30
Bosch Thermotechnology Corp. | Buderus | G 125 BE-28 | Water | Oil | Power | FALSE | FALSE | 1 |  |  | None | None | Non-Condensing | Single-Stage | Cast Iron |  |  |  |  | 108000 | 97000 | [9 empty] | 89.4 | 80 | Federally-Regulated Consumer Product | 2009-10-19
Laars Heating Systems Co. | Laars | PH0715IN******** | Water | Natural Gas | Induced Draft | FALSE | FALSE | 1 |  |  |  | None | Non-Condensing | Step Modulating | Copper | Single-Speed |  | Standard |  | 715000 | 579150 | 178750 |  | 81 | 80 | 78.6 | [6 empty] | Federally-Regulated Commercial & Industrial Equipment | 2007-11-01
New York Thermal, Inc. | New York Thermal, Inc. | TFT110 | Water | Natural Gas | Power | FALSE | FALSE | 1 |  | TRUE |  | None | Condensing | Step Modulating | Other |  |  |  |  | 108000 | 99000 | [9 empty] | 95 | 80 | Federally-Regulated Consumer Product | 2013-06-17
Burnham Corp. | Crown Boiler Co. | CWI207E | Water | LPG | Induced Draft | FALSE | FALSE | 1 |  |  |  | Stack Damper | Non-Condensing | Single-Stage | Cast Iron | Single-Speed | 0.04 | Standard |  | 207000 | 173000 | [9 empty] | 83.2 | 80 | Federally-Regulated Consumer Product | 2007-11-14
Ajax Boiler, Inc. | Ajax | DNG30W | Water | Natural Gas | No Match | FALSE | TRUE | 3 |  |  | No Match | No Match | No Match | No Match | Other | No Match |  | No Match |  | 1260000 |  | 1256000 |  | 80 | 80 |  |  |  |  | 80 |  |  | Federally-Regulated Commercial & Industrial Equipment | 1997-01-07
Dunkirk | Caribe | BWMAAN000200AAAA | Water | LPG | Pressure | FALSE | FALSE | 1 |  | TRUE |  | None | Condensing | Step Modulating | Other | Single-Speed |  |  |  | 200000 | 185000 | [9 empty] | 95 | 80 | Federally-Regulated Consumer Product | 2014-08-08
Newmac Manufacturing | Newmac Manufacturing | NBR 91 | Water | Oil | No Match | TRUE | FALSE | 1 |  |  | No Match | No Match | No Match | No Match | Other | No Match |  | No Match |  | 102000 | [10 empty] | 88.3 | 80 | Federally-Regulated Consumer Product | 2001-04-12
U.S. Boiler Co. | F.W. Webb | AG3 | Water | Natural Gas | Injection Type | FALSE | FALSE | 1 |  | TRUE |  | Stack Damper | Non-Condensing | Single-Stage | Cast Iron | Single-Speed |  |  |  | 70000 | 59000 | [9 empty] | 84 | 80 | Federally-Regulated Consumer Product | 2013-04-19
Viessmann Manufacturing | Viessmann Manufacturing | VD2A-270 | Water | Oil | Power | FALSE | FALSE | 1 |  |  | Barometric Regulator | None | Non-Condensing | Two-Stage Modulating | Cast Iron |  |  |  |  | 1064000 | 928000 |  |  | 87.3 | 83 | 87.2 | [6 empty] | Federally-Regulated Commercial & Industrial Equipment | 2011-12-30
Rite Engineering | Rite | 63S | Both Steam & Water | Natural Gas | No Match | FALSE | FALSE | 3 |  |  | No Match | No Match | No Match | No Match | Other | No Match |  | No Match |  | 630000 |  | 315000 |  | 80 | 80 |  |  |  |  | 80 |  |  | Non Federally-Regulated | 1992-10-14
Parker Boiler Co. | Parker Boiler | O-3456R | Water | Oil | Power | FALSE | FALSE | 3 |  |  | No Match | No Match | No Match | No Match | Other | No Match |  | No Match |  | 3456000 |  | 1728000 |  | 84 | 83 |  |  | 4 |  | 82 |  |  | Federally-Regulated Commercial & Industrial Equipment | 1996-03-13
Water Pik, Inc. | Laars | VW4500EN18CC | Both Steam & Water | Natural Gas | No Match | FALSE | TRUE | 3 |  |  | No Match | No Match | No Match | No Match | Copper | No Match |  | No Match |  | 4500000 |  | 4500000 |  | 81 | 80 |  |  | 5 |  | 81 |  |  | Federally-Regulated Commercial & Industrial Equipment | 2001-11-21
Water Pik, Inc. | Laars | PH0850IN09*1A | Water | Natural Gas | No Match | FALSE | FALSE | 3 |  |  | No Match | No Match | No Match | No Match | Copper | No Match |  | No Match |  | 850000 |  | 212850 |  | 81 | 80 |  |  | 5 |  | 81 |  |  | Federally-Regulated Commercial & Industrial Equipment | 2001-05-16
English Boiler & Tube, Inc. | Bent Tube Balanced Flow | BTBF-700-15 | Steam | Natural Gas | Power | FALSE | FALSE | 3 |  |  | No Match | No Match | No Match | No Match | Other | No Match |  | No Match |  | 30000000 |  | 7500000 |  | 80 | 80 |  |  | 3 |  | 80 |  |  | Federally-Regulated Commercial & Industrial Equipment | 1998-09-10
Parker Boiler Co. | Parker Boiler | 70 | Steam | Natural Gas | No Match | FALSE | FALSE | 3 |  |  | No Match | No Match | No Match | No Match | Other | No Match |  | No Match |  | 2940000 |  | 2940000 |  | 80 | 80 |  |  | 4 |  | 80 |  |  | Non Federally-Regulated | 1992-10-27
PVI Industries | PVI | 414 ESB 200A-E | Steam | Electricity | No Match | TRUE | FALSE | 3 |  |  | No Match | No Match | No Match | No Match | Other | No Match |  | No Match |  | 1413000 |  | 1413000 |  | 99.9 | [5 empty] | 99.9 |  |  | Non Federally-Regulated | 1992-09-28
U.S. Boiler Co. | BURNHAM HYDRONICS | RV3 | Water | Natural Gas | Induced Draft | FALSE | FALSE | 1 | TRUE |  |  | None | Non-Condensing | Single-Stage | Cast Iron |  |  |  |  | 62000 | 55000 | [9 empty] | 88 | 80 | Federally-Regulated Consumer Product | 2015-09-30
Burnham Corp. | Burnham Corp. | V1119H-WO | Water | Oil | Power | FALSE | FALSE | 3 |  |  |  | None | Non-Condensing | Two-Stage Modulating | Cast Iron |  |  |  |  | 4522000 | 3865000 |  |  | 85.5 |  | 85.4 | [6 empty] | Federally-Regulated Commercial & Industrial Equipment | 2014-08-11
Burnham Corp. | Burnham Corp. | K5015SP | Steam | LPG | Induced Draft | FALSE | FALSE | 1 |  | TRUE |  | None | Non-Condensing | Single-Stage | Cast Iron |  |  |  |  | 1023800 | 788000 |  |  | 80 |  | 77 | [6 empty] | Federally-Regulated Commercial & Industrial Equipment | 2014-09-05
Easco Boiler Corp. | Easco | ESP-450-S015 | Both Steam & Water | Combo (Natural Gas & Oil) | Power | FALSE | FALSE | 3 |  |  | No Match | No Match | No Match | No Match | Other | No Match |  | No Match |  | 18830000 |  | 3766000 |  | 83 | 80 |  |  | 22 |  | 81 |  |  | Federally-Regulated Commercial & Industrial Equipment | 1998-06-02
Thermal Hydronic Supply, Ltd. | Thermal Hydronic Supply, Ltd. | MURELLE EV HE 30 | Water | Natural Gas | Pressure | FALSE | FALSE | 1 |  |  |  | None | Condensing | Step Modulating | Other | Multiple-Speed |  |  |  | 110000 | 100000 | [9 empty] | 95.1 | 80 | Federally-Regulated Consumer Product | 2012-05-02
Lochinvar, LLC. | Lochinvar Corp. | CBL360 | Water | Natural Gas | Injection Type | FALSE | FALSE | 1 |  |  |  | None | Non-Condensing | Two-Stage Modulating | Copper |  |  |  |  | 360000 | 295000 |  |  | 83 |  | 82 | [6 empty] | Federally-Regulated Commercial & Industrial Equipment | 2014-10-23
Camus Hydronics | Camus Hydronics | DMNW-0292 | Water | Natural Gas | Power | FALSE | FALSE | 1 | TRUE |  |  | None | Condensing | Step Modulating | Other |  |  |  |  | 299000 | 269000 | [9 empty] | 90 | 80 | Federally-Regulated Consumer Product | 2015-09-30
Cleaver-Brooks | Cleaver-Brooks | FLX-700-350STM | Steam | Natural Gas | Power | FALSE | FALSE | 3 |  |  | No Match | No Match | No Match | No Match | Other | No Match |  | No Match |  | 3500000 |  | 3500000 |  | 80 | 80 |  |  | 25 |  | 80 |  |  | Federally-Regulated Commercial & Industrial Equipment | 2001-07-31
Weil-McLain | Weil-McLain | 776 | Steam | Oil | Power | FALSE | FALSE | 3 |  |  | No Match | No Match | No Match | No Match | Cast Iron | No Match |  | No Match |  | 595000 |  | 595000 |  | 83.4 | 83 |  |  | 10 |  | 83.4 |  |  | Federally-Regulated Commercial & Industrial Equipment | 1996-02-29
Ajax Boiler, Inc. | Ajax | HRPG35 | Steam | Natural Gas | Power | FALSE | TRUE | 1 |  |  | Draft Hood | Stack Damper | Non-Condensing | Two-Stage Modulating | Other | None |  |  |  | 1500000 | 1200000 | 1200000 | 960000 | 80 | 80 | 79.2 | [6 empty] | Federally-Regulated Commercial & Industrial Equipment | 2007-08-15
Laars Heating Systems Co. | Bradford-White Corp. | BMT2H0200 | Water | Natural Gas | Injection Type | FALSE | TRUE | 1 |  |  |  | None | Non-Condensing | Single-Stage | Copper | Single-Speed |  |  |  | 200000 | 170000 | [9 empty] | 85.1 | 80 | Federally-Regulated Consumer Product | 2013-05-09
Ajax Boiler, Inc. | Ajax | SGX-SGXB-4000-D | Steam | Natural Gas | No Match | FALSE | FALSE | 3 |  |  | No Match | No Match | No Match | No Match | Other | No Match |  | No Match |  | 4000000 |  | 4000000 |  | 80 | 80 |  |  |  |  | 80 |  |  | Federally-Regulated Commercial & Industrial Equipment | 1996-02-29
Smith Cast Iron Boilers | Smith Cast Iron Boilers | 3500A-*-12 | Both Steam & Water | Oil | Power | FALSE | FALSE | 1 |  |  |  | None | Non-Condensing | Single-Stage | Cast Iron |  |  |  |  | 3710000 | 3040000 |  |  | 83.3 | 83 | 81.7 | [6 empty] | Federally-Regulated Commercial & Industrial Equipment | 2007-12-12
Harsco Industrial / Patterson-Kelley | Harsco Industrial / Patterson-Kelley | C-2000H | Water | LPG | Power | FALSE | FALSE | 1 |  |  |  | None | Condensing | Step Modulating | Other |  |  |  |  | 2000000 | 1902000 |  |  |  |  | 95.1 | [6 empty] | Federally-Regulated Commercial & Industrial Equipment | 2015-04-14
Laars Heating Systems Co. | Laars Heating Systems Co. | MT2H0200 | Water | Natural Gas | Injection Type | FALSE | TRUE | 1 |  |  |  | None | Non-Condensing | Single-Stage | Copper | Single-Speed |  |  |  | 200000 | 170000 | [9 empty] | 85.1 | 80 | Federally-Regulated Consumer Product | 2013-05-09
Ajax Boiler, Inc. | Ajax | WGFD-800 | Steam | Natural Gas | Power | FALSE | FALSE | 3 |  |  | No Match | No Match | No Match | No Match | Other | No Match |  | No Match |  | 800000 |  | 400000 |  | 82 | 80 |  |  |  |  | 80 |  |  | Non Federally-Regulated | 1992-10-27
Burnham Corp. | Crown Boiler Co. | 32-2565*N | Both Steam & Water | LPG | Induced Draft | FALSE | FALSE | 1 |  |  |  | None | Non-Condensing | Single-Stage | Cast Iron |  |  |  |  | 2565000 | 2052000 |  |  | 80.5 | 80 | 75.4 | [6 empty] | Federally-Regulated Commercial & Industrial Equipment | 2007-12-12
Lochinvar, LLC. | Lochinvar Corp. | KBL399 | Water | LPG | Power | FALSE | FALSE | 1 |  |  | None | None | Condensing | Step Modulating | Other |  |  |  |  | 399900 | 373000 | 80000 | 75000 | 95 | 80 | 93.3 | [6 empty] | Federally-Regulated Commercial & Industrial Equipment | 2009-08-17
Newmac Manufacturing | Newmac Manufacturing | NBR 126V | Water | Oil | No Match | TRUE | FALSE | 1 |  |  | No Match | No Match | No Match | No Match | Other | No Match |  | No Match |  | 143000 | [10 empty] | 87.8 | 80 | Federally-Regulated Consumer Product | 2001-04-12
Water Pik, Inc. | Laars | PW0500IN09*BA | Both Steam & Water | Natural Gas | No Match | FALSE | FALSE | 3 |  |  | No Match | No Match | No Match | No Match | Copper | No Match |  | No Match |  | 500000 |  | 125000 |  | 82 | 80 |  |  | 5 |  | 82 |  |  | Federally-Regulated Commercial & Industrial Equipment | 2001-11-21
Water Pik, Inc. | Laars | VW1825IP09C1A | Both Steam & Water | LPG | No Match | FALSE | FALSE | 3 |  |  | No Match | No Match | No Match | No Match | Copper | No Match |  | No Match |  | 1825000 |  | 1825000 |  | 81 | 80 |  |  | 5 |  | 81 |  |  | Federally-Regulated Commercial & Industrial Equipment | 2001-11-21
Ajax Boiler, Inc. | Ajax | WGX-WGXB-6000-D | Steam | Natural Gas | No Match | FALSE | FALSE | 3 |  |  | No Match | No Match | No Match | No Match | Other | No Match |  | No Match |  | 6000000 |  | 6000000 |  | 80 | 80 |  |  |  |  | 80 |  |  | Federally-Regulated Commercial & Industrial Equipment | 1996-02-29
Ajax Boiler, Inc. | Ajax | XFG11000W | Water | Natural Gas | Power | FALSE | TRUE | 3 |  |  | No Match | No Match | No Match | No Match | Other | No Match |  | No Match |  | 11000000 |  | 4400000 |  | 80 | 80 |  |  |  |  | 80 |  |  | Federally-Regulated Commercial & Industrial Equipment | 1997-01-07
Water Pik, Inc. | Laars | PW1010IN09*BA | Both Steam & Water | Natural Gas | No Match | FALSE | FALSE | 3 |  |  | No Match | No Match | No Match | No Match | Copper | No Match |  | No Match |  | 1010000 |  | 252500 |  | 82 | 80 |  |  | 5 |  | 82 |  |  | Federally-Regulated Commercial & Industrial Equipment | 2001-11-21
Smith Cast Iron Boilers | Smith Cast Iron Boilers | 19HE-12 | Water | Natural Gas | Power | FALSE | FALSE | 1 |  |  |  | None | Non-Condensing | Single-Stage | Cast Iron |  |  |  |  | 2165000 | 1750000 |  |  | 83 |  | 83 | [6 empty] | Federally-Regulated Commercial & Industrial Equipment | 2014-10-23
Thermal Solutions | Evolution | EVH-1500 | Water | Natural Gas | Power | FALSE | FALSE | 3 |  |  | No Match | No Match | No Match | No Match | Copper | No Match |  | No Match |  | 1500000 |  | 1500000 |  | 88 | 80 |  |  | 60 |  | 88 |  |  | Federally-Regulated Commercial & Industrial Equipment | 1998-06-01
A O Smith Water Products | A O Smith Water Products | VB 1,000 | Water | Natural Gas | Induced Draft | FALSE | FALSE | 1 |  | FALSE | None | None | Non-Condensing | Step Modulating | Copper |  |  |  |  | 1000000 | 830000 | 250000 | 220000 | 84 |  | 82 | [6 empty] | Federally-Regulated Commercial & Industrial Equipment | 2014-08-11
PB Heat, LLC | Peerless | WBV-03-060-W | Water | Oil | Power | FALSE | FALSE | 1 | TRUE |  |  | None | Non-Condensing | Single-Stage | Cast Iron |  |  |  |  | 84000 | 75000 | [9 empty] | 87.5 | 84 | Federally-Regulated Consumer Product | 2015-09-30
Burnham Corp. | Burnham Corp. | V1123 | Both Steam & Water | Oil | Power | FALSE | FALSE | 1 |  |  |  | None | Non-Condensing | Single-Stage | Cast Iron |  |  |  |  | 5600000 | 4551000 |  |  | 83.2 | 83 | 81.3 | [6 empty] | Federally-Regulated Commercial & Industrial Equipment | 2010-03-16
Smith Cast Iron Boilers | Peerless | TCII-09-S-G | Steam | Natural Gas | Power | FALSE | FALSE | 1 |  | FALSE |  | None | Non-Condensing | Two-Stage Modulating | Cast Iron |  |  |  |  | 2718000 | 2247000 |  |  |  |  | 82.7 | 79 | [5 empty] | Federally-Regulated Commercial & Industrial Equipment | 2015-09-30
HTP, Inc. | HTP | ELP-110 | Water | LPG | Power | FALSE | FALSE | 1 | TRUE |  |  | None | Condensing | Step Modulating | Other |  |  |  |  | 110000 | 101000 | [9 empty] | 94 | 80 | Federally-Regulated Consumer Product | 2015-09-30
New York Thermal, Inc. | New York Thermal, Inc. | CT230 | Water | Oil | Pressure | FALSE | FALSE | 1 |  | TRUE |  | None | Non-Condensing | Single-Stage | Cast Iron |  |  |  |  | 259000 | 223000 | [9 empty] | 85.5 | 80 | Federally-Regulated Consumer Product | 2013-04-19
U.S. Boiler Co. | BURNHAM BY U.S. BOILER | ESC8 | Water | LPG | Induced Draft | FALSE | FALSE | 1 | TRUE |  |  | None | Non-Condensing | Single-Stage | Cast Iron | Single-Speed |  |  |  | 245000 | 208000 | [9 empty] | 84.5 | 80 | Federally-Regulated Consumer Product | 2015-09-30
Ajax Boiler, Inc. | Ajax | WRF5250 | Water | Natural Gas | Power | FALSE | TRUE | 1 |  |  | Draft Hood | Stack Damper | Non-Condensing | Two-Stage Modulating | Other | None |  | No Match |  | 5250000 | 4462500 | 4462500 | 3793125 | 85 | 80 | 84.2 | [6 empty] | Federally-Regulated Commercial & Industrial Equipment | 2007-08-15
Dunkirk | Ultimate Engineering / Division of Dunkirk | PFG-5-105 | Water | Combo (Natural Gas & Oil) | Power | FALSE | FALSE | 1 |  |  | No Match | No Match | No Match | No Match | Cast Iron | No Match |  | No Match |  | 105000 | [10 empty] | 84.8 | 80 | Federally-Regulated Consumer Product | 2001-11-01
Smith Cast Iron Boilers | Smith Cast Iron Boilers | 6500A-*-23 | Both Steam & Water | Natural Gas | Power | FALSE | FALSE | 1 |  |  |  | None | Non-Condensing | Single-Stage | Cast Iron |  |  |  |  | 15888000 | 12618000 |  |  | 81.1 | 80 | 79.4 | [6 empty] | Federally-Regulated Commercial & Industrial Equipment | 2007-12-12
Laars Heating Systems Co. | Bradford-White Corp. | BWCH0400 | Water | LPG | Power | FALSE | FALSE | 1 |  |  |  | None | Non-Condensing | Two-Stage Modulating | Copper |  |  |  |  | 399000 | 340000 |  |  |  |  | 85.3 | [6 empty] | Federally-Regulated Commercial & Industrial Equipment | 2015-06-01
Burnham Corp. | Crown Boiler Co. | BSI379E | Both Steam & Water | Natural Gas | Induced Draft | FALSE | FALSE | 1 |  |  |  | None | Non-Condensing | Single-Stage | Cast Iron |  |  |  |  | 379000 | 313000 |  |  | 82.5 | 80 | 79.5 | [6 empty] | Federally-Regulated Commercial & Industrial Equipment | 2007-12-12
English Boiler & Tube, Inc. | Bent Tube Balanced Flow | BTBF-1100-150 | Steam | Natural Gas | Power | FALSE | FALSE | 3 |  |  | No Match | No Match | No Match | No Match | Other | No Match |  | No Match |  | 46500000 |  | 11625000 |  | 80 | 80 |  |  | 3 |  | 80 |  |  | Federally-Regulated Commercial & Industrial Equipment | 1998-09-10
Smith Cast Iron Boilers | Smith Cast Iron Boilers | 19HE-7 | Water | Oil | Power | FALSE | FALSE | 1 |  |  |  | None | Non-Condensing | Single-Stage | Cast Iron |  |  |  |  | 1106000 | 924000 |  |  | 83.6 | 83 | 83.5 | [6 empty] | Federally-Regulated Commercial & Industrial Equipment | 2010-07-21
Laars Heating Systems Company | BRUTE LX | BLXCW150(N,P)**** | Water | LPG | Power | FALSE | FALSE | 1 | TRUE |  |  | None | Condensing | Step Modulating | Other | Single-Speed |  |  |  | 150000 | 139000 | [9 empty] | 95 | 80 | Federally-Regulated Consumer Product | 2015-09-30
Raypak, Inc. | Raypak | H(3,4)-HD201*R | Water | LPG | Induced Draft | FALSE | FALSE | 1 | TRUE |  |  | None | Non-Condensing | Two-Stage Modulating | Copper |  |  |  |  | 199000 | 170000 | [9 empty] | 85 | 80 | Federally-Regulated Consumer Product | 2015-09-30
Ajax Boiler, Inc. | Ajax | HNG3250W | Steam | Natural Gas | No Match | FALSE | TRUE | 3 |  |  | No Match | No Match | No Match | No Match | Other | No Match |  | No Match |  | 3250000 |  | 1625000 |  | 80 | 80 |  |  |  |  | 80 |  |  | Federally-Regulated Commercial & Industrial Equipment | 1997-01-07
Baxi S.p.A. | Baxi | Luna Duo-Tec 40 G.A | Water | Natural Gas | Power | FALSE | FALSE | 1 |  |  | None | None | Condensing | Step Modulating | Other | Dual-Speed |  |  |  | 152864 | 136486 | 21838 | 19108 | [7 empty] | 90.2 | 80 | Federally-Regulated Consumer Product | 2015-01-07
Laars Heating Systems Co. | Laars Heating Systems Co. | NTH399 | Water | Natural Gas | Power | FALSE | FALSE | 1 |  |  |  | None | Condensing | Step Modulating | Other |  |  |  |  | 399900 | 386000 |  |  |  |  | 96.5 | [6 empty] | Federally-Regulated Commercial & Industrial Equipment | 2015-04-20
Water Pik, Inc. | Laars | VW0400MP20****** | Both Steam & Water | LPG | Power | FALSE | TRUE | 3 |  |  | No Match | No Match | No Match | No Match | Copper | No Match |  | No Match |  | 399000 |  | 399000 |  | 83 | 80 |  |  | 5 |  | 83 |  |  | Federally-Regulated Commercial & Industrial Equipment | 2001-11-21
Smith Cast Iron Boilers | Smith Cast Iron Boilers | GBX-140-INT | Water | Natural Gas | Injection Type | FALSE | FALSE | 1 | TRUE |  |  | Stack Damper | Non-Condensing | Single-Stage | Cast Iron |  |  |  |  | 140000 | 115000 | [9 empty] | 93.3 | 80 | Federally-Regulated Consumer Product | 2015-09-30
Burnham Corp. | Burnham Corp. | K5016SP | Steam | LPG | Induced Draft | FALSE | FALSE | 1 |  | TRUE |  | None | Non-Condensing | Single-Stage | Cast Iron |  |  |  |  | 1096900 | 845000 |  |  | 80 |  | 77 | [6 empty] | Federally-Regulated Commercial & Industrial Equipment | 2014-09-05
Raypak | Raypak | H41532B-CHX | Water | LPG | Induced Draft | FALSE | FALSE | 1 |  |  | None | None | Non-Condensing | Single-Stage | Copper |  |  |  |  | 1530000 | 1499000 |  |  | 98 | 80 | 98 | [6 empty] | Federally-Regulated Commercial & Industrial Equipment | 2007-12-12
Burnham Corp. | Burnham Corp. | 810HE | Water | Natural Gas | Induced Draft | FALSE | FALSE | 1 |  |  |  | None | Non-Condensing | Single-Stage | Cast Iron |  |  |  |  | 505000 | 406000 |  |  | 83.2 |  | 80.5 | [6 empty] | Federally-Regulated Commercial & Industrial Equipment | 2014-10-23
Burnham Corp. | Burnham Corp. | ALP500 | Water | LPG | Power | FALSE | FALSE | 1 |  |  | None | None | Condensing | Step Modulating | Other |  |  |  |  | 500000 | 475000 | 100000000 |  | 95 | 80 | 95 | [6 empty] | Federally-Regulated Commercial & Industrial Equipment | 2009-08-17
PB Heat, LLC | Smith Cast Iron Boilers | GBX-70-INT | Water | Natural Gas | Injection Type | FALSE | FALSE | 1 |  | TRUE | Draft Diverter | Stack Damper | Non-Condensing | Single-Stage | Cast Iron | Single-Speed |  | Standard |  | 70000 | 58000 | [9 empty] | 82.2 | 80 | Federally-Regulated Consumer Product | 2013-06-17
Laars Heating Systems Co. | Laars | MT2H0750P******* | Water | LPG | Power | FALSE | TRUE | 1 |  |  |  | None | Non-Condensing | Two-Stage Modulating | Copper |  |  |  |  | 750000 | 638000 |  |  | 85 | 80 | 84 | [6 empty] | Federally-Regulated Commercial & Industrial Equipment | 2008-03-14
Raypak | Raypak | H3-0649* | Water | Natural Gas | Induced Draft | FALSE | FALSE | 1 |  |  |  | None | Non-Condensing | Single-Stage | Copper |  |  |  |  | 650000 | 546000 |  |  |  |  | 84 | [6 empty] | Federally-Regulated Commercial & Industrial Equipment | 2015-04-16
PB Heat, LLC | Hydrotherm | HWX-175-SV | Water | LPG | Injection Type | FALSE | FALSE | 1 |  |  | Draft Diverter | Stack Damper | Non-Condensing | Single-Stage | Cast Iron | Single-Speed |  | Standard |  | 175000 | 143000 | [9 empty] | 82 | 80 | Federally-Regulated Consumer Product | 2011-08-02
Burnham Corp. | Burnham Corp. | K5011SP | Steam | LPG | Induced Draft | FALSE | FALSE | 1 |  | TRUE |  | None | Non-Condensing | Single-Stage | Cast Iron |  |  |  |  | 731300 | 563000 |  |  | 80 |  | 77 | [6 empty] | Federally-Regulated Commercial & Industrial Equipment | 2014-09-05
RBI Water Heaters | RBI Water Heaters | MB1000 | Water | Natural Gas | Induced Draft | TRUE | TRUE | 1 |  |  |  | None | Non-Condensing | Single-Stage | Copper |  |  |  |  | 1000000 | 853000 |  |  | 85.3 | 80 | 85.3 | [6 empty] | Federally-Regulated Commercial & Industrial Equipment | 2007-12-12
Axeman-Anderson Co. | Axeman-Anderson Co. | OL-91 | Water | Oil | No Match | TRUE | FALSE | 1 |  |  | No Match | No Match | No Match | No Match | Other | No Match |  | No Match |  | 91000 | [10 empty] | 86.4 | 80 | Federally-Regulated Consumer Product | 2000-06-07
Harsco Industrial / Patterson-Kelley | Harsco Industrial / Patterson-Kelley | C-1050 | Water | Natural Gas | Power | FALSE | FALSE | 1 |  |  |  | None | Condensing | Step Modulating | Other |  |  |  |  | 1050000 | 986000 |  |  | 94 |  | 93.9 | [6 empty] | Federally-Regulated Commercial & Industrial Equipment | 2015-04-02
RBI Water Heaters | RBI Water Heaters | DB1350 | Water | LPG | Power | FALSE | FALSE | 1 |  |  |  | None | Non-Condensing | Step Modulating | Copper |  |  |  |  | 1350000 | 1107000 |  |  | 85 | 80 | 82 | [6 empty] | Federally-Regulated Commercial & Industrial Equipment | 2011-02-17
Lochinvar, LLC. | Lochinvar Corp. | CBN135M9 | Water | Natural Gas | Injection Type | FALSE | FALSE | 1 |  |  |  | Stack Damper | Non-Condensing | Single-Stage | Copper |  |  |  |  | 135000 | 112000 | [9 empty] | 82 | 80 | Federally-Regulated Consumer Product | 2007-11-14
ECR International, Ltd. | Dunkirk | ESC4125 | Steam | Oil | Pressure | FALSE | FALSE | 1 |  |  |  | None | Non-Condensing | Single-Stage | Cast Iron |  |  |  |  | 175000 | 145000 | [9 empty] | 82.5 | 80 | Federally-Regulated Consumer Product | 2008-10-20
Parker Boiler Co. | Parker Boiler | T5700L | Water | Natural Gas | Power | FALSE | FALSE | 3 |  |  | No Match | No Match | No Match | No Match | Other | No Match |  | No Match |  | 5700000 |  | 2850000 |  | 80 | 80 |  |  | 4 |  | 80 |  |  | Federally-Regulated Commercial & Industrial Equipment | 1996-03-13
Viessmann Manufacturing Co., Inc. | VIESSMANN | CU3A-57 | Water | Natural Gas | Power | FALSE | FALSE | 1 | TRUE |  |  | None | Condensing | Step Modulating | Other |  |  |  |  | 199000 | 185000 | [9 empty] | 95 | 80 | Federally-Regulated Consumer Product | 2015-09-24
Lochinvar, LLC. | Lochinvar Corp. | WBL150 | Water | LPG | Power | FALSE | FALSE | 1 |  |  | None | None | Condensing | Step Modulating | Other |  |  |  |  | 150000 | 135000 | [9 empty] | 95.5 | 80 | Federally-Regulated Consumer Product | 2010-03-16
Smith Cast Iron Boilers | Smith Cast Iron Boilers | 19HE-4 | Both Steam & Water | Natural Gas | Power | FALSE | FALSE | 1 |  | FALSE |  | None | Non-Condensing | Single-Stage | Cast Iron |  |  |  |  | 520000 | 421000 |  |  |  |  | 81.5 | [6 empty] | Federally-Regulated Commercial & Industrial Equipment | 2015-04-20
Laars Heating Systems Company | COPPER BRUTE II | BWCH1250 | Water | Natural Gas | Power | FALSE | FALSE | 1 |  |  |  | None | Non-Condensing | Step Modulating | Copper |  |  |  |  | 1250000 | 1064000 |  |  |  |  | 85.2 | 80 | [5 empty] | Federally-Regulated Commercial & Industrial Equipment | 2015-09-30
Bryan Steam Corp. | Bryan | HECL-120-W-FDG | Water | Natural Gas | Power | FALSE | FALSE | 3 |  |  | No Match | No Match | No Match | No Match | Other | No Match |  | No Match |  | 1200000 |  | 1200000 |  | 85 | 80 |  |  |  |  | 85 |  |  | Federally-Regulated Commercial & Industrial Equipment | 1996-02-29
Ajax Boiler, Inc. | Ajax | OWG450 | Steam | Natural Gas | No Match | FALSE | TRUE | 3 |  |  | No Match | No Match | No Match | No Match | Other | No Match |  | No Match |  | 450000 |  | 450000 |  | 80 | 80 |  |  |  |  | 80 |  |  | Federally-Regulated Commercial & Industrial Equipment | 1996-02-29
U.S. Boiler Co. | New Yorker Boiler Co. | PVCG90A | Water | Natural Gas | Induced Draft | FALSE | FALSE | 1 |  | TRUE |  | None | Non-Condensing | Single-Stage | Cast Iron | Single-Speed |  |  |  | 280000 | 238000 | [9 empty] | 84 | 80 | Federally-Regulated Consumer Product | 2014-01-14
Ajax Boiler, Inc. | Ajax | OWG600 | Steam | Natural Gas | No Match | FALSE | TRUE | 3 |  |  | No Match | No Match | No Match | No Match | Other | No Match |  | No Match |  | 600000 |  | 600000 |  | 80 | 80 |  |  |  |  | 80 |  |  | Federally-Regulated Commercial & Industrial Equipment | 1996-02-29
PB Heat, LLC | Smith Cast Iron Boilers | GVX-70 | Water | LPG | Injection Type | FALSE | FALSE | 1 |  | TRUE |  | None | Non-Condensing | Single-Stage | Cast Iron | Single-Speed |  |  |  | 70000 | 58000 | [9 empty] | 82.1 | 80 | Federally-Regulated Consumer Product | 2013-06-17
Dunkirk | Dunkirk | Q90-50 | Water | Combo (Natural Gas & Oil) | No Match | FALSE | FALSE | 1 |  |  | No Match | No Match | No Match | No Match | Other | No Match |  | No Match |  | 50000 | [10 empty] | 90 | 80 | Federally-Regulated Consumer Product | 2001-11-01
Laars Heating Systems Co. | Bradford-White Corp. | BLXCW175(N,P)**** | Water | LPG | Power | FALSE | FALSE | 1 |  |  |  | None | Condensing | Step Modulating | Other | Single-Speed |  |  |  | 175000 | 166000 | [9 empty] | 95 | 80 | Federally-Regulated Consumer Product | 2014-10-23
Raypak | Raypak | H(3,4)-0402* | Water | LPG | Induced Draft | FALSE | FALSE | 1 |  |  |  | None | Non-Condensing | Single-Stage | Copper |  |  |  |  | 399000 | 335000 |  |  |  |  | 84 | [6 empty] | Federally-Regulated Commercial & Industrial Equipment | 2015-04-16
HTP, Inc. | HTP, Inc. | WBCNG399WPU | Water | Natural Gas | Power | FALSE | FALSE | 1 |  |  |  | None | Condensing | Step Modulating | Other | Single-Speed |  |  |  | 399000 | 372000 |  |  | 95.3 |  | 93.2 | [6 empty] | Federally-Regulated Commercial & Industrial Equipment | 2014-10-21
Allied Engineering Co. | Allied Engineering Co. | MG-125-P-E | Water | LPG | Injection Type | FALSE | FALSE | 1 |  | TRUE |  | Stack Damper | Non-Condensing | Single-Stage | Other |  |  |  |  | 125000 | 107000 | [9 empty] | 85 | 80 | Federally-Regulated Consumer Product | 2014-08-08
Water Pik, Inc. | Laars | PH1200IN04*1A | Water | Natural Gas | No Match | FALSE | FALSE | 3 |  |  | No Match | No Match | No Match | No Match | Copper | No Match |  | No Match |  | 1200000 |  | 300000 |  | 81 | 80 |  |  | 5 |  | 81 |  |  | Federally-Regulated Commercial & Industrial Equipment | 2001-05-16
Bosch Thermotechnology Corp. | Buderus | GB125BE-35 | Water | Oil | Power | FALSE | FALSE | 1 |  |  | None | None | Condensing | Single-Stage | Cast Iron |  |  |  |  | 131000 | 121000 | [9 empty] | 91 | 80 | Federally-Regulated Consumer Product | 2009-10-19
Water Pik, Inc. | Laars | HH1825EN04*BA | Water | Natural Gas | No Match | FALSE | TRUE | 3 |  |  | No Match | No Match | No Match | No Match | Copper | No Match |  | No Match |  | 1825000 |  | 456250 |  | 82 | 80 |  |  | 5 |  | 82 |  |  | Federally-Regulated Commercial & Industrial Equipment | 2001-05-16
Lochinvar, LLC. | Lochinvar Corp. | CBL075M9 | Water | Natural Gas | Injection Type | FALSE | FALSE | 1 |  |  |  | Stack Damper | Non-Condensing | Single-Stage | Copper |  |  |  |  | 75000 | 62000 | [9 empty] | 82 | 80 | Federally-Regulated Consumer Product | 2007-11-14
Smith Cast Iron Boilers | Smith Cast Iron Boilers | 28HE-S/W-08 | Both Steam & Water | Oil | Power | FALSE | FALSE | 1 |  |  |  | None | Non-Condensing | Single-Stage | Cast Iron |  |  |  |  | 2324000 | 1985000 |  |  | 86.1 | 83 | 85.2 | [6 empty] | Federally-Regulated Commercial & Industrial Equipment | 2007-12-12
McKenna Boiler Co. | McKenna Boiler Co. | 50 | Steam | Natural Gas | Power | FALSE | FALSE | 3 |  |  | No Match | No Match | No Match | No Match | Other | No Match |  | No Match |  | 2000000 |  | 2000000 |  | 82 | 80 |  |  |  |  | 82 |  |  | Federally-Regulated Commercial & Industrial Equipment | 2002-05-14
Lochinvar, LLC. | Lochinvar Corp. | CBN135F9 | Water | Natural Gas | Injection Type | FALSE | FALSE | 1 |  |  |  | Stack Damper | Non-Condensing | Single-Stage | Copper |  |  |  |  | 135000 | 112000 | [9 empty] | 84 | 80 | Federally-Regulated Consumer Product | 2007-11-14
Lattner Boiler Co. | Lattner | WLF 9.5 | Steam | Combo (Natural Gas & Oil) | Power | FALSE | FALSE | 3 |  |  | No Match | No Match | No Match | No Match | Other | No Match |  | No Match |  | 398000 |  | 398000 |  | 83.5 | 80 |  |  |  |  | 83.5 |  |  | Federally-Regulated Commercial & Industrial Equipment | 2000-09-06
PB Heat, LLC | National HVAC Manufacturing Company, LLC | CGWA-76** | Water | LPG | Injection Type | FALSE | FALSE | 1 |  |  |  | Stack Damper | Non-Condensing | Single-Stage | Cast Iron | Single-Speed |  |  |  | 70000 | 58000 | [9 empty] | 82.2 | 80 | Federally-Regulated Consumer Product | 2013-11-14
Ajax Boiler, Inc. | Ajax | A300W | Water | Natural Gas | Luminous | FALSE | TRUE | 1 |  |  | None | None | Condensing | Step Modulating | Copper | None |  | No Match |  | 3000000 | 2790000 | 750000 | 727500 | 93 | 80 | 92 |  |  |  | 98 |  |  | Federally-Regulated Commercial & Industrial Equipment | 2007-08-15
ECR International, Ltd. | ECR International, Ltd. | SSV-075 | Water | LPG | Power | FALSE | FALSE | 1 |  |  |  | None | Condensing | Step Modulating | Other |  |  |  |  | 75000 | 69000 | [9 empty] | 95 | 80 | Federally-Regulated Consumer Product | 2014-08-08
Ajax Boiler, Inc. | Ajax | WGX-WGXB-8000-D | Steam | Natural Gas | No Match | FALSE | FALSE | 3 |  |  | No Match | No Match | No Match | No Match | Other | No Match |  | No Match |  | 8000000 |  | 8000000 |  | 80 | 80 |  |  |  |  | 80 |  |  | Federally-Regulated Commercial & Industrial Equipment | 1996-02-29
Smith Cast Iron Boilers | Peerless | CC-04-W-G | Water | Natural Gas | Power | FALSE | FALSE | 1 |  |  |  | None | Non-Condensing | Single-Stage | Cast Iron |  |  |  |  | 520000 | 421000 |  |  |  |  | 81.5 | 80 | [5 empty] | Federally-Regulated Commercial & Industrial Equipment | 2015-09-30
HTP, Inc. | Elite | EL-150 | Water | Natural Gas | Power | FALSE | FALSE | 1 |  |  | None | None | Condensing | Single-Stage | Other |  |  |  |  | 150000 | 137000 | 25000 | 150000 | [7 empty] | 94 | 80 | Federally-Regulated Consumer Product | 2009-09-17
Raypak | Raypak | H(1,2,5)-0962* | Water | Natural Gas | Injection Type | FALSE | FALSE | 1 |  |  |  | None | Non-Condensing | Step Modulating | Copper |  |  |  |  | 961700 | 789000 |  |  |  |  | 82 | [6 empty] | Federally-Regulated Commercial & Industrial Equipment | 2015-04-16
Ajax Boiler, Inc. | Ajax | B5G | Water | Natural Gas | Luminous | FALSE | FALSE | 1 |  |  | None | None | Non-Condensing | Step Modulating | Copper | Single-Speed | 0.75 |  |  | 500000 | 400000 | 400000 | 320000 | 80 | 80 | 79.2 | [6 empty] | Federally-Regulated Commercial & Industrial Equipment | 2007-08-15
Ajax Boiler, Inc. | Ajax | WGB-4000-D | Steam | Natural Gas | No Match | FALSE | FALSE | 3 |  |  | No Match | No Match | No Match | No Match | Other | No Match |  | No Match |  | 4000000 |  | 4000000 |  | 80 | 80 |  |  |  |  | 80 |  |  | Federally-Regulated Commercial & Industrial Equipment | 1996-02-29
Ajax Boiler, Inc. | Ajax | WEG12000W | Water | Natural Gas | Power | FALSE | TRUE | 3 |  |  | No Match | No Match | No Match | No Match | Other | No Match |  | No Match |  | 11400000 |  | 4800000 |  | 85 | 80 |  |  |  |  | 80 |  |  | Federally-Regulated Commercial & Industrial Equipment | 1997-01-07
Burnham Corp. | Burnham Corp. | SP4 | Water | LPG | Induced Draft | FALSE | FALSE | 1 |  |  |  | None | Non-Condensing | Single-Stage | Cast Iron | Single-Speed | 0.04 | Standard |  | 96000 | 81000 | [9 empty] | 84 | 80 | Federally-Regulated Consumer Product | 2007-11-14
Ajax Boiler, Inc. | Ajax | HNG13500W | Steam | Natural Gas | No Match | FALSE | TRUE | 3 |  |  | No Match | No Match | No Match | No Match | Other | No Match |  | No Match |  | 13500000 |  | 6750000 |  | 80 | 80 |  |  |  |  | 80 |  |  | Federally-Regulated Commercial & Industrial Equipment | 1997-01-07
Slant / Fin Corp. | Slant / Fin Corp. | EC-16DV | Water | Oil | Power | FALSE | FALSE | 1 |  | TRUE |  | None | Non-Condensing | Single-Stage | Cast Iron |  |  |  |  | 161000 | 141000 | [9 empty] | 87 | 80 | Federally-Regulated Consumer Product | 2013-04-19
ECR International, Ltd. | ECR International, Ltd. | VX-100 | Water | LPG | Power | FALSE | FALSE | 1 |  |  |  | None | Condensing | Step Modulating | Other |  |  |  |  | 100000 | 92000 | [9 empty] | 95 | 80 | Federally-Regulated Consumer Product | 2014-08-08
Burnham Corp. | Burnham Corp. | V1109H-SN | Steam | Natural Gas | Power | FALSE | FALSE | 1 |  | FALSE |  | None | Non-Condensing | Two-Stage Modulating | Cast Iron |  |  |  |  | 2136000 | 1741000 |  |  | 82.3 |  | 81.5 | [6 empty] | Federally-Regulated Commercial & Industrial Equipment | 2014-08-11
Lochinvar, LLC. | Lochinvar Corp. | CBL215F9 | Water | Natural Gas | Injection Type | FALSE | FALSE | 1 |  |  |  | Stack Damper | Non-Condensing | Single-Stage | Copper |  |  |  |  | 215000 | 178000 | [9 empty] | 84 | 80 | Federally-Regulated Consumer Product | 2007-11-14
Mestek, Inc. | Mestek, Inc. | SB350 | Water | LPG | Power | FALSE | FALSE | 1 |  |  |  | Stack Damper | Non-Condensing | Single-Stage | Copper |  |  |  |  | 350000 | 285000 |  |  | 81.6 | 80 | 81.6 | [6 empty] | Federally-Regulated Commercial & Industrial Equipment | 2011-02-17
Camus Hydronics | Camus Hydronics | MFPH-2500-MG | Water | LPG | Power | FALSE | FALSE | 1 |  |  |  | None | Non-Condensing | Step Modulating | Copper |  |  |  |  | 2500000 | 2125000 |  |  | 85 | [8 empty] | Federally-Regulated Commercial & Industrial Equipment | 2014-10-23
Burnham Corp. | New Yorker Boiler Co. | CLS7 | Steam | Oil | Power | FALSE | FALSE | 1 |  |  |  | None | Non-Condensing | Single-Stage | Cast Iron |  |  |  |  | 294000 | 242000 | [9 empty] | 81.8 | 80 | Federally-Regulated Consumer Product | 2007-11-14
Weil-McLain | Weil-McLain | FS-80-N-H | Water | Natural Gas | Induced Draft | FALSE | FALSE | 1 | TRUE |  |  | None | Condensing | Step Modulating | Other |  |  |  |  | 80000 | 73000 | [9 empty] | 92.4 | 80 | Federally-Regulated Consumer Product | 2015-09-30
Crown Boiler Co. | CROWN BOILER | MWC116 | Water | Natural Gas | Induced Draft | FALSE | FALSE | 1 | TRUE |  |  | None | Non-Condensing | Step Modulating | Copper |  |  |  |  | 116000 | 102000 | [9 empty] | 85 | 80 | Federally-Regulated Consumer Product | 2015-09-30
Slant / Fin Corp. | Slant / Fin Corp. | GG-225HEDS | Water | LPG | Injection Type | FALSE | FALSE | 1 |  |  |  | Stack Damper | Non-Condensing | Single-Stage | Cast Iron |  |  |  |  | 225000 | 186000 | [9 empty] | 82.5 | 80 | Federally-Regulated Consumer Product | 2007-11-14
Burnham Corp. | Burnham Corp. | V1118H-SO | Steam | Oil | Power | FALSE | FALSE | 3 |  | FALSE |  | None | Non-Condensing | Two-Stage Modulating | Cast Iron |  |  |  |  | 4312000 | 3644000 |  |  | 85.2 |  | 84.5 | [6 empty] | Federally-Regulated Commercial & Industrial Equipment | 2014-08-11
Burnham Corp. | Burnham Corp. | 4FHW-563A | Water | Natural Gas | Power | FALSE | FALSE | 3 |  |  |  | None | Non-Condensing | Two-Stage Modulating | Other |  |  |  |  | 4713000 | 4001000 |  |  | 85.9 |  | 84.9 | [6 empty] | Federally-Regulated Commercial & Industrial Equipment | 2014-08-11
Glowcore Corp. | Glowcore | GB090A | Water | Natural Gas | Power | FALSE | FALSE | 1 |  |  | No Match | No Match | No Match | No Match | Other | No Match |  | No Match |  | 90000 | [10 empty] | 88.8 | 80 | Federally-Regulated Consumer Product | 2000-06-07
Weil-McLain | Weil-McLain | CGi-5-PIL | Water | LPG | Induced Draft | FALSE | FALSE | 1 |  |  |  | None | Non-Condensing | Single-Stage | Cast Iron |  |  |  |  | 119700 | 100000 | [9 empty] | 83.3 | 80 | Federally-Regulated Consumer Product | 2008-09-25
PB Heat, LLC | Peerless | EC/ECT-03-100W | Water | Oil | Power | FALSE | FALSE | 1 | TRUE |  |  | None | Non-Condensing | Single-Stage | Cast Iron |  |  |  |  | 140000 | 121000 | [9 empty] | 85.3 | 84 | Federally-Regulated Consumer Product | 2015-09-30
Smith Cast Iron Boilers | Smith Cast Iron Boilers | 6500-*-23 | Both Steam & Water | Oil | Power | FALSE | FALSE | 1 |  |  |  | None | Non-Condensing | Single-Stage | Cast Iron |  |  |  |  | 15400000 | 12619000 |  |  | 83.6 | 83 | 81.9 | [6 empty] | Federally-Regulated Commercial & Industrial Equipment | 2007-12-12
Laars Heating Systems Co. | Bradford-White Corp. | BWCH1750 | Water | Natural Gas | Power | FALSE | FALSE | 1 |  |  |  | None | Non-Condensing | Step Modulating | Copper |  |  |  |  | 1750000 | 1489000 |  |  |  |  | 85.2 | [6 empty] | Federally-Regulated Commercial & Industrial Equipment | 2015-06-01
Weben-Jarco | Jarco | AJHWB-70 | Water | Natural Gas | No Match | FALSE | FALSE | 3 |  |  | No Match | No Match | No Match | No Match | Copper | No Match |  | No Match |  | 700000 |  | 700000 |  | 80 | 80 |  |  |  |  | 80 |  |  | Federally-Regulated Commercial & Industrial Equipment | 1996-02-29
Bosch Thermotechnology Corp. | Buderus | GC124/5 II | Water | Natural Gas | Induced Draft | FALSE | FALSE | 1 |  |  | Barometric Regulator | Electro-Mechanical Flue Damper | Non-Condensing | Single-Stage | Cast Iron | Single-Speed |  |  |  | 133000 | 112000 | [9 empty] | 85 | 80 | Federally-Regulated Consumer Product | 2011-10-19
Water Pik, Inc. | Laars | PW1825IP09*BA | Both Steam & Water | LPG | No Match | FALSE | FALSE | 3 |  |  | No Match | No Match | No Match | No Match | Copper | No Match |  | No Match |  | 1825000 |  | 456250 |  | 82 | 80 |  |  | 5 |  | 82 |  |  | Federally-Regulated Commercial & Industrial Equipment | 2001-11-21
Water Pik, Inc. | Laars | PW0520MN20****** | Both Steam & Water | Natural Gas | Power | FALSE | TRUE | 3 |  |  | No Match | No Match | No Match | No Match | Copper | No Match |  | No Match |  | 520000 |  | 520000 |  | 83 | 80 |  |  | 5 |  | 83 |  |  | Federally-Regulated Commercial & Industrial Equipment | 2001-11-21
Ajax Boiler, Inc. | Ajax | SRF60 | Steam | Natural Gas | Power | FALSE | TRUE | 1 |  |  | Draft Hood | Stack Damper | Non-Condensing | Two-Stage Modulating | Other | None |  | No Match |  | 2500000 | 2000000 | 2000000 | 1600000 | 80 | 80 | 79.2 | [6 empty] | Federally-Regulated Commercial & Industrial Equipment | 2007-08-15
Aerco International | AM Series | AM 750 | Water | Natural Gas | Power | FALSE | FALSE | 1 |  | FALSE | None | None | Condensing | Step Modulating | Other |  |  |  |  | 750000 | 735000 | 50000 |  | 92.6 |  | 92.6 | [6 empty] | Federally-Regulated Commercial & Industrial Equipment | 2014-09-25
Slant / Fin Corp. | Slant / Fin Corp. | VSPH-90 | Water | LPG | Induced Draft | FALSE | FALSE | 1 |  |  |  | Stack Damper | Non-Condensing | Single-Stage | Cast Iron |  |  |  |  | 90000 | 78000 | [9 empty] | 85.7 | 80 | Federally-Regulated Consumer Product | 2007-11-14
Crown Boiler Co. | Crown Boiler Co. | CTPB-3 | Water | Oil | Pressure | FALSE | FALSE | 1 |  | TRUE |  | None | Non-Condensing | Single-Stage | Cast Iron | Single-Speed |  |  |  | 105000 | 92000 | [9 empty] | 86.6 | 84 | Federally-Regulated Consumer Product | 2015-04-20
U.S. Boiler Co. | BURNHAM BY U.S. BOILER | GW06 | Water | LPG | Injection Type | FALSE | FALSE | 1 | TRUE |  |  | Stack Damper | Non-Condensing | Single-Stage | Cast Iron | Single-Speed |  |  |  | 164000 | 134000 | [9 empty] | 82 | 80 | Federally-Regulated Consumer Product | 2015-09-30
Slant / Fin Corp. | Slant / Fin Corp. | VHS-30EP | Water | LPG | Induced Draft | FALSE | FALSE | 1 |  |  |  | Stack Damper | Non-Condensing | Single-Stage | Cast Iron |  |  |  |  | 30000 | 26000 | [9 empty] | 84.5 | 80 | Federally-Regulated Consumer Product | 2007-11-14
Raypak | Raypak | H3-HD301*R | Water | Natural Gas | Induced Draft | FALSE | FALSE | 1 | TRUE |  |  | None | Non-Condensing | Two-Stage Modulating | Copper |  |  |  |  | 299000 | 255000 | [9 empty] | 85 | 82 | Federally-Regulated Consumer Product | 2015-06-01
PB Heat, LLC | PB Heat, LLC | MI-09-SPRK | Water | Natural Gas | Injection Type | FALSE | FALSE | 1 |  | TRUE |  | Stack Damper | Non-Condensing | Single-Stage | Cast Iron | Single-Speed |  |  |  | 260000 | 211000 | [9 empty] | 82 | 80 | Federally-Regulated Consumer Product | 2013-04-19
Burnham Corp. | Crown Boiler Co. | 32-2660*N | Both Steam & Water | LPG | Induced Draft | FALSE | FALSE | 1 |  |  |  | None | Non-Condensing | Single-Stage | Cast Iron |  |  |  |  | 2660000 | 2128000 |  |  | 80.5 | 80 | 75.4 | [6 empty] | Federally-Regulated Commercial & Industrial Equipment | 2007-12-12
Water Pik, Inc. | Laars | HH1430EP09CBA | Water | LPG | No Match | FALSE | TRUE | 3 |  |  | No Match | No Match | No Match | No Match | Copper | No Match |  | No Match |  | 1430000 |  | 1430000 |  | 82 | 80 |  |  | 5 |  | 82 |  |  | Federally-Regulated Commercial & Industrial Equipment | 2001-05-30
Peerless Heater Co. | Peerless | PDE-03-HS | Water | Combo (Natural Gas & Oil) | Power | FALSE | FALSE | 1 |  |  | No Match | No Match | No Match | No Match | Cast Iron | No Match |  | No Match |  | 65000 | [10 empty] | 85 | 80 | Federally-Regulated Consumer Product | 2001-11-01
Ajax Boiler, Inc. | Ajax | XFG13000W | Water | Natural Gas | Power | FALSE | TRUE | 3 |  |  | No Match | No Match | No Match | No Match | Other | No Match |  | No Match |  | 13000000 |  | 5200000 |  | 80 | 80 |  |  |  |  | 80 |  |  | Federally-Regulated Commercial & Industrial Equipment | 1997-01-07
Ajax Boiler, Inc. | Ajax | OWGFD5000 | Steam | Natural Gas | Power | FALSE | TRUE | 3 |  |  | No Match | No Match | No Match | No Match | Other | No Match |  | No Match |  | 5000000 |  | 2500000 |  | 82 | 80 |  |  |  |  | 80 |  |  | Non Federally-Regulated | 1992-10-27
Hydrotherm | Hydrotherm | VGA-200BS-PV | Steam | Natural Gas | No Match | FALSE | FALSE | 1 |  |  | No Match | No Match | No Match | No Match | Cast Iron | No Match |  | No Match |  | 200000 | [10 empty] | 81.6 | 75 | Federally-Regulated Consumer Product | 1998-12-21
Water Pik, Inc. | Laars | PH1670IN04*BA | Water | Natural Gas | No Match | FALSE | FALSE | 3 |  |  | No Match | No Match | No Match | No Match | Copper | No Match |  | No Match |  | 1670000 |  | 417500 |  | 82 | 80 |  |  | 5 |  | 82 |  |  | Federally-Regulated Commercial & Industrial Equipment | 2001-05-30
Dunkirk | Pennco, Inc. | 1806HWID | Water | Natural Gas | No Match | FALSE | FALSE | 1 |  |  | No Match | No Match | No Match | No Match | Cast Iron | No Match |  | No Match |  | 187500 | [10 empty] | 84.1 | 80 | Federally-Regulated Consumer Product | 1998-12-21
U.S. Boiler Co. | U.S. Boiler Co. | PVG-3 | Water | LPG | Induced Draft | FALSE | FALSE | 1 |  | TRUE |  | None | Non-Condensing | Single-Stage | Cast Iron | Single-Speed |  |  |  | 70000 | 60000 | [9 empty] | 85.5 | 80 | Federally-Regulated Consumer Product | 2014-01-14
Burnham Corp. | Crown Boiler Co. | 32-1520*N | Both Steam & Water | Natural Gas | Induced Draft | FALSE | FALSE | 1 |  |  |  | None | Non-Condensing | Single-Stage | Cast Iron |  |  |  |  | 1520000 | 1216000 |  |  | 80.5 | 80 | 75.4 | [6 empty] | Federally-Regulated Commercial & Industrial Equipment | 2007-12-12
Laars Heating Systems Co. | Laars Heating Systems Co. | RHHH1200 | Water | LPG | Power | FALSE | FALSE | 1 |  |  |  | None | Condensing | Step Modulating | Copper | Single-Speed |  |  |  | 1200000 | 1090000 |  |  |  |  | 92.1 | [6 empty] | Federally-Regulated Commercial & Industrial Equipment | 2015-04-20
U.S. Boiler Co. | Thermal Solutions | APX625 | Water | Natural Gas | Power | FALSE | FALSE | 1 |  |  |  | None | Condensing | Step Modulating | Other |  |  |  |  | 625000 | 594000 |  |  | 96 |  | 95 | [6 empty] | Federally-Regulated Commercial & Industrial Equipment | 2014-08-11
Smith Cast Iron Boilers | Smith Cast Iron Boilers | 19A-S/W-08 | Both Steam & Water | Natural Gas | Power | FALSE | FALSE | 1 |  |  |  | None | Non-Condensing | Single-Stage | Cast Iron |  |  |  |  | 1342000 | 1063000 |  |  | 81.3 | 80 | 79.2 | [6 empty] | Federally-Regulated Commercial & Industrial Equipment | 2007-12-12
Burnham Corp. | Burnham Corp. | K5024SP | Steam | LPG | Induced Draft | FALSE | FALSE | 1 |  | TRUE |  | None | Non-Condensing | Single-Stage | Cast Iron |  |  |  |  | 1681900 | 1295000 |  |  | 80 |  | 77 | [6 empty] | Federally-Regulated Commercial & Industrial Equipment | 2014-09-05
Raypak | Raypak | H7-2003 | Water | Natural Gas | Induced Draft | FALSE | TRUE | 1 |  |  | None | None | Non-Condensing | Single-Stage | Copper |  |  |  |  | 1999000 | 1739000 |  |  | 87 | 80 | 87 | [6 empty] | Federally-Regulated Commercial & Industrial Equipment | 2007-12-12
ECR International, Ltd. | ECR International, Ltd. | OLSSC-075 | Water | Natural Gas | Pressure | FALSE | FALSE | 1 |  | TRUE |  | None | Condensing | Step Modulating | Other | Single-Speed |  |  |  | 75000 | 69000 | [9 empty] | 95 | 80 | Federally-Regulated Consumer Product | 2013-04-19
Universal Boiler Works | Universal Boiler Works | BF400S1 | Steam | Combo (Natural Gas & Oil) | Power | FALSE | FALSE | 3 |  |  | No Match | No Match | No Match | No Match | Other | No Match |  | No Match |  | 16800000 |  | 4200000 |  | 83.5 | 80 |  |  | 10 |  | 82 |  |  | Federally-Regulated Commercial & Industrial Equipment | 2001-12-13
PB Heat, LLC | PB Heat, LLC | 63-04L-SPRK-S | Steam | LPG | Injection Type | FALSE | FALSE | 1 |  | TRUE | Draft Diverter | Stack Damper | Non-Condensing | Single-Stage | Cast Iron |  |  |  |  | 147500 | 123000 | [9 empty] | 82.6 | 75 | Federally-Regulated Consumer Product | 2013-04-19
Camus Hydronics | Camus Hydronics | DFPH-2501-MG | Water | LPG | Power | FALSE | FALSE | 1 |  |  |  | None | Condensing | Step Modulating | Copper |  |  |  |  | 2500000 | 2180000 |  |  | 87.2 |  | 87.2 | [6 empty] | Federally-Regulated Commercial & Industrial Equipment | 2014-08-11
Ajax Boiler, Inc. | Ajax | OSGOXFD4750 | Steam | Natural Gas | Power | FALSE | TRUE | 3 |  |  | No Match | No Match | No Match | No Match | Other | No Match |  | No Match |  | 4750000 |  | 2375000 |  | 81 | 80 |  |  |  |  | 80 |  |  | Non Federally-Regulated | 1992-10-01
Hydrotherm | Smith Cast Iron Boilers | UHE-1600 | Water | Natural Gas | Power | FALSE | FALSE | 1 |  |  |  | None | Condensing | Step Modulating | Cast Iron |  |  |  |  | 1600000 | 1483000 |  |  | 86 |  | 86 | [6 empty] | Federally-Regulated Commercial & Industrial Equipment | 2014-10-23
Lochinvar, LLC. | Lochinvar Corp. | FBL1500 | Water | LPG | Power | FALSE | FALSE | 1 |  |  |  | None | Condensing | Step Modulating | Other |  |  |  |  | 1500000 | 1380000 |  |  |  |  | 92 | [6 empty] | Federally-Regulated Commercial & Industrial Equipment | 2015-04-20
Water Pik, Inc. | Laars | VW0175CP12*B | Both Steam & Water | LPG | No Match | FALSE | TRUE | 1 |  |  | No Match | No Match | No Match | No Match | Copper | No Match |  | No Match |  | 175000 | [10 empty] | 82 | 80 | Federally-Regulated Consumer Product | 2001-11-21
Crown Boiler Co. | CROWN BOILER | AWI 295E | Water | LPG | Induced Draft | FALSE | FALSE | 1 | TRUE |  |  | Stack Damper | Non-Condensing | Single-Stage | Cast Iron |  |  |  |  | 295000 | 238000 | [9 empty] | 80.6 | 80 | Federally-Regulated Consumer Product | 2015-09-30
Slant / Fin Corp. | Slant / Fin Corp. | GG-100HEDS | Water | Natural Gas | Injection Type | FALSE | FALSE | 1 |  |  |  | Stack Damper | Non-Condensing | Single-Stage | Cast Iron |  |  |  |  | 100000 | 83000 | [9 empty] | 82.7 | 80 | Federally-Regulated Consumer Product | 2007-11-14
Camus Hydronics | Camus Hydronics | MFNH-3002-2G | Water | Natural Gas | Power | FALSE | FALSE | 1 |  |  |  | None | Condensing | Two-Stage Modulating | Copper |  |  |  |  | 3000000 | 2802000 |  |  | 93 | [8 empty] | Federally-Regulated Commercial & Industrial Equipment | 2014-10-23
PB Heat, LLC | PB Heat, LLC | 211A-04 | Steam | Natural Gas | Injection Type | FALSE | FALSE | 1 |  | TRUE |  | None | Non-Condensing | Single-Stage | Cast Iron |  |  |  |  | 630000 | 486000 |  |  |  |  | 77.1 | [6 empty] | Federally-Regulated Commercial & Industrial Equipment | 2015-06-01
Ajax Boiler, Inc. | Ajax | WGXFD-1375 | Steam | Natural Gas | Power | FALSE | FALSE | 3 |  |  | No Match | No Match | No Match | No Match | Other | No Match |  | No Match |  | 1375000 |  | 687500 |  | 82 | 80 |  |  |  |  | 80 |  |  | Non Federally-Regulated | 1992-10-27
Parker Boiler Co. | Parker Boiler | O-6250R | Water | Oil | Power | FALSE | FALSE | 3 |  |  | No Match | No Match | No Match | No Match | Other | No Match |  | No Match |  | 6250000 |  | 3125000 |  | 84 | 83 |  |  | 4 |  | 82 |  |  | Federally-Regulated Commercial & Industrial Equipment | 1996-03-13
English Boiler & Tube, Inc. | Bent Tube Balanced Flow | BTBF-900-15 | Steam | Natural Gas | Power | FALSE | FALSE | 3 |  |  | No Match | No Match | No Match | No Match | Other | No Match |  | No Match |  | 38250000 |  | 9562500 |  | 80 | 80 |  |  | 3 |  | 80 |  |  | Federally-Regulated Commercial & Industrial Equipment | 1998-09-10
Camus Hydronics | Camus Hydronics | DFPH-2500-MG | Water | LPG | Power | FALSE | FALSE | 1 |  |  |  | None | Non-Condensing | Step Modulating | Copper |  |  |  |  | 2500000 | 2125000 |  |  | 85 |  | 85 | [6 empty] | Federally-Regulated Commercial & Industrial Equipment | 2014-08-11
U.S. Boiler Co. | U.S. Boiler Co. | 303 | Water | Natural Gas | Injection Type | FALSE | FALSE | 1 |  | TRUE |  | Stack Damper | Non-Condensing | Single-Stage | Cast Iron | Single-Speed |  |  |  | 70000 | 59000 | [9 empty] | 84 | 80 | Federally-Regulated Consumer Product | 2013-04-19
Ajax Boiler, Inc. | Ajax | XFG450W | Water | Natural Gas | Power | FALSE | TRUE | 3 |  |  | No Match | No Match | No Match | No Match | Other | No Match |  | No Match |  | 450000 |  | 325000 |  | 80 | 80 |  |  |  |  | 80 |  |  | Federally-Regulated Commercial & Industrial Equipment | 1997-01-07
Parker Boiler Co. | Parker Boiler | T4600LR | Water | Natural Gas | Power | FALSE | FALSE | 3 |  |  | No Match | No Match | No Match | No Match | Other | No Match |  | No Match |  | 4600000 |  | 2300000 |  | 85 | 80 |  |  | 4 |  | 82 |  |  | Federally-Regulated Commercial & Industrial Equipment | 1996-03-13
Raypak | Raypak | H40182 | Water | LPG | No Match | FALSE | FALSE | 1 |  |  | No Match | No Match | No Match | No Match | Other | No Match |  | No Match |  | 181000 | [10 empty] | 82.6 | 80 | Federally-Regulated Consumer Product | 2001-11-01
Universal Boiler Works | Universal Boiler Works | BF1500S4 | Steam | Combo (Natural Gas & Oil) | Power | FALSE | FALSE | 3 |  |  | No Match | No Match | No Match | No Match | Other | No Match |  | No Match |  | 63000000 |  | 6300000 |  | 83.5 | 80 |  |  | 10 |  | 82 |  |  | Federally-Regulated Commercial & Industrial Equipment | 2001-12-13
Water Pik, Inc. | Laars | VW1825EP09*BA | Both Steam & Water | LPG | No Match | FALSE | TRUE | 3 |  |  | No Match | No Match | No Match | No Match | Copper | No Match |  | No Match |  | 1825000 |  | 456250 |  | 82 | 80 |  |  | 5 |  | 82 |  |  | Federally-Regulated Commercial & Industrial Equipment | 2001-11-21
New York Thermal, Inc. | New York Thermal, Inc. | M100V | Water | Natural Gas | Power | FALSE | FALSE | 1 |  | TRUE |  | None | Condensing | Step Modulating | Other |  |  |  |  | 150000 | 136000 | [9 empty] | 93.5 | 80 | Federally-Regulated Consumer Product | 2013-06-17
Laars Heating Systems Co. | Laars Heating Systems Co. | EBP0175 | Water | Natural Gas | Power | FALSE | FALSE | 1 |  |  |  | None | Non-Condensing | Step Modulating | Copper |  |  |  |  | 175000 | 155000 | [9 empty] | 86.1 | 80 | Federally-Regulated Consumer Product | 2014-08-08
RBI Water Heaters | RBI Water Heaters | MB1000 | Water | LPG | Power | FALSE | FALSE | 1 |  |  |  | None | Non-Condensing | Step Modulating | Copper |  |  |  |  | 1000000 | 853000 |  |  | 85.3 | 80 | 85.3 | [6 empty] | Federally-Regulated Commercial & Industrial Equipment | 2010-07-21
Laars Heating Systems Co. | Bradford-White Corp. | BLXHW125(N,P)**** | Water | Natural Gas | Power | FALSE | FALSE | 1 |  |  |  | None | Condensing | Step Modulating | Other | Single-Speed |  |  |  | 125000 | 116000 | [9 empty] | 95 | 80 | Federally-Regulated Consumer Product | 2014-10-23
Burnham Corp. | Burnham Corp. | V907 | Both Steam & Water | Oil | Power | FALSE | FALSE | 1 |  |  |  | None | Non-Condensing | Single-Stage | Cast Iron |  |  |  |  | 1162000 | 959000 |  |  | 85.1 | 83 | 82.6 | [6 empty] | Federally-Regulated Commercial & Industrial Equipment | 2010-03-16
Viessmann Manufacturing Co., Inc. | VIESSMANN | WB2B-60 | Water | LPG | Power | FALSE | FALSE | 1 | TRUE |  |  | None | Condensing | Step Modulating | Other |  |  |  |  | 212000 | 194000 | [9 empty] | 90.3 | 80 | Federally-Regulated Consumer Product | 2015-09-24
HTP, Inc. | HTP, Inc. | EFT-110 | Water | Natural Gas | Power | FALSE | FALSE | 1 |  | TRUE |  | None | Condensing | Step Modulating | Other |  |  |  |  | 110000 | 102000 | [9 empty] | 95.6 | 80 | Federally-Regulated Consumer Product | 2015-03-30
Camus Hydronics | Camus Hydronics | DFNW-4514-MS | Water | Natural Gas | Power | FALSE | FALSE | 1 |  |  |  | None | Condensing | Step Modulating | Other |  |  |  |  | 4500000 | 3924000 |  |  | 87.2 |  | 87.2 | [6 empty] | Federally-Regulated Commercial & Industrial Equipment | 2014-08-11
Burnham Corp. | Burnham Corp. | V1122-SO | Steam | Oil | Power | FALSE | FALSE | 3 |  |  |  | Stack Damper | Non-Condensing | Two-Stage Modulating | Cast Iron |  |  |  |  | 5320000 | 4330000 |  |  | 81.4 | 83 | 81.5 | [6 empty] | Federally-Regulated Commercial & Industrial Equipment | 2012-06-11
Water Pik, Inc. | Laars | VW0625MP20****** | Both Steam & Water | LPG | Power | FALSE | TRUE | 3 |  |  | No Match | No Match | No Match | No Match | Copper | No Match |  | No Match |  | 625000 |  | 625000 |  | 83 | 80 |  |  | 5 |  | 83 |  |  | Federally-Regulated Commercial & Industrial Equipment | 2001-11-21
U.S. Boiler Co. | U.S. Boiler Co. | FORCE02 | Water | LPG | Injection Type | FALSE | FALSE | 1 |  |  |  | Stack Damper | Non-Condensing | Single-Stage | Cast Iron | Single-Speed |  |  |  | 37500 | 30000 | [9 empty] | 82 | 80 | Federally-Regulated Consumer Product | 2014-10-23
Water Pik, Inc. | Laars | VW3600EP18CC | Both Steam & Water | LPG | No Match | FALSE | TRUE | 3 |  |  | No Match | No Match | No Match | No Match | Copper | No Match |  | No Match |  | 3645000 |  | 3645000 |  | 81 | 80 |  |  | 5 |  | 81 |  |  | Federally-Regulated Commercial & Industrial Equipment | 2001-11-21
Laars Heating Systems Co. | Laars | MT2H1500P******* | Water | LPG | Power | FALSE | TRUE | 1 |  |  |  | None | Non-Condensing | Two-Stage Modulating | Copper |  |  |  |  | 1500000 | 1275000 |  |  | 85 | 80 | 84 | [6 empty] | Federally-Regulated Commercial & Industrial Equipment | 2008-03-14
Water Pik, Inc. | Laars | HH0850IN04*1A | Water | Natural Gas | No Match | FALSE | FALSE | 3 |  |  | No Match | No Match | No Match | No Match | Copper | No Match |  | No Match |  | 850000 |  | 212850 |  | 81 | 80 |  |  | 5 |  | 81 |  |  | Federally-Regulated Commercial & Industrial Equipment | 2001-05-16
Dunkirk | Carrier | BS2AAN000112ABAA | Steam | Natural Gas | No Match | FALSE | FALSE | 1 |  |  | No Match | No Match | No Match | No Match | Cast Iron | No Match |  | No Match |  | 112500 | [10 empty] | 80.4 | 75 | Federally-Regulated Consumer Product | 1999-10-22
Dunkirk | Carrier | BW2AAN000105ABAA | Water | Natural Gas | No Match | FALSE | FALSE | 1 |  |  | No Match | No Match | No Match | No Match | Cast Iron | No Match |  | No Match |  | 105000 | [10 empty] | 81.5 | 80 | Federally-Regulated Consumer Product | 1999-10-22
Ajax Boiler, Inc. | Ajax | XFG1275W | Water | Natural Gas | Power | FALSE | TRUE | 3 |  |  | No Match | No Match | No Match | No Match | Other | No Match |  | No Match |  | 1275000 |  | 750000 |  | 80 | 80 |  |  |  |  | 80 |  |  | Federally-Regulated Commercial & Industrial Equipment | 1997-01-07
Ajax Boiler, Inc. | Ajax | OWGB1125 | Steam | LPG | No Match | FALSE | TRUE | 3 |  |  | No Match | No Match | No Match | No Match | Other | No Match |  | No Match |  | 1125000 |  | 1125000 |  | 80 | 80 |  |  |  |  | 80 |  |  | Federally-Regulated Commercial & Industrial Equipment | 1996-02-29
Navien, Inc. | Navien | CH-240-ASME | Water | LPG | Power | FALSE | TRUE | 1 |  |  |  | None | Condensing | Step Modulating | Other | Single-Speed |  |  |  | 199000 | 185000 | [9 empty] | 91 | 80 | Federally-Regulated Consumer Product | 2012-10-16
Smith Cast Iron Boilers | Smith Cast Iron Boilers | 28HE-S/W-06 | Both Steam & Water | Oil | Power | FALSE | FALSE | 1 |  |  |  | None | Non-Condensing | Single-Stage | Cast Iron |  |  |  |  | 1708000 | 1458000 |  |  | 86.1 | 83 | 84.8 | [6 empty] | Federally-Regulated Commercial & Industrial Equipment | 2007-12-12
Smith Cast Iron Boilers | Smith Cast Iron Boilers | 4500A-*-13 | Both Steam & Water | Natural Gas | Power | FALSE | FALSE | 1 |  |  |  | None | Non-Condensing | Single-Stage | Cast Iron |  |  |  |  | 5372000 | 4240000 |  |  | 81.4 | 80 | 78.9 | [6 empty] | Federally-Regulated Commercial & Industrial Equipment | 2007-12-12
Water Pik, Inc. | Laars | VW1825EP04*BA | Both Steam & Water | LPG | No Match | FALSE | TRUE | 3 |  |  | No Match | No Match | No Match | No Match | Copper | No Match |  | No Match |  | 1825000 |  | 456250 |  | 82 | 80 |  |  | 5 |  | 82 |  |  | Federally-Regulated Commercial & Industrial Equipment | 2001-11-21
Crown Boiler Co. | Crown Boiler Co. | CWI207E | Water | LPG | Induced Draft | FALSE | FALSE | 1 |  | TRUE |  | Stack Damper | Non-Condensing | Single-Stage | Cast Iron | Single-Speed |  |  |  | 207000 | 173000 | [9 empty] | 83.2 | 80 | Federally-Regulated Consumer Product | 2013-04-19
Burnham Corp. | Crown Boiler Co. | TWI162EN | Water | Natural Gas | Induced Draft | FALSE | FALSE | 1 |  |  |  | None | Non-Condensing | Single-Stage | Cast Iron | Single-Speed | 0.04 | Standard |  | 162000 | 134000 | [9 empty] | 83 | 80 | Federally-Regulated Consumer Product | 2007-11-14
Hydrotherm, Division of Mestek, Inc. | Hydrotherm | HWX-140-SV | Water | Natural Gas | Injection Type | FALSE | FALSE | 1 | TRUE |  |  | Stack Damper | Non-Condensing | Single-Stage | Cast Iron |  |  |  |  | 140000 | 115000 | [9 empty] | 93.3 | 80 | Federally-Regulated Consumer Product | 2015-09-30
Smith Cast Iron Boilers | Smith Cast Iron Boilers | 19HE-S-9 | Steam | Oil | Power | FALSE | FALSE | 1 |  |  |  | None | Non-Condensing | Single-Stage | Cast Iron |  |  |  |  | 1512000 | 1262000 |  |  | 83.5 | 83 | 83.5 | [6 empty] | Federally-Regulated Commercial & Industrial Equipment | 2010-07-21
Universal Boiler Works | Universal Boiler Works | BF15W4 | Water | Combo (Natural Gas & Oil) | Power | FALSE | FALSE | 3 |  |  | No Match | No Match | No Match | No Match | Other | No Match |  | No Match |  | 630000 |  | 315000 |  | 86 | 80 |  |  | 10 |  | 84 |  |  | Federally-Regulated Commercial & Industrial Equipment | 2001-12-13
Laars Heating Systems Co. | Laars | MGH2000****** | Water | LPG | Power | FALSE | FALSE | 1 |  | FALSE | None | None | Condensing | Step Modulating | Other |  |  |  |  | 1999900 | 1895000 |  |  | 93.6 |  | 93.6 | [6 empty] | Federally-Regulated Commercial & Industrial Equipment | 2014-05-21
Weil-McLain | Weil-McLain | ULTRA 155-UE | Water | Natural Gas | Power | FALSE | FALSE | 1 | TRUE |  |  | None | Condensing | Step Modulating | Other |  |  |  |  | 155000 | 139000 | [9 empty] | 90 | 80 | Federally-Regulated Consumer Product | 2015-09-30
Smith Cast Iron Boilers | Peerless | CC-03-W-G | Water | Natural Gas | Power | FALSE | FALSE | 1 |  |  |  | None | Non-Condensing | Single-Stage | Cast Iron |  |  |  |  | 375000 | 268000 |  |  |  |  | 82.1 | 80 | [5 empty] | Federally-Regulated Commercial & Industrial Equipment | 2015-09-30
Raypak | Raypak | H7-3003* | Water | Natural Gas | Induced Draft | FALSE | FALSE | 1 |  |  |  | None | Non-Condensing | Step Modulating | Copper |  |  |  |  | 3000000 | 2550000 |  |  | 85 |  | 85 | [6 empty] | Federally-Regulated Commercial & Industrial Equipment | 2015-04-02
Viessmann Manufacturing | Viessmann Manufacturing | VD2-500G | Water | Natural Gas | Power | FALSE | FALSE | 3 |  |  |  | None | Non-Condensing | Two-Stage Modulating | Cast Iron |  |  |  |  | 2031000 | 1732000 |  |  | 85.3 |  | 85.3 | [6 empty] | Federally-Regulated Commercial & Industrial Equipment | 2014-09-05
Water Pik, Inc. | Laars | PH1010IN09C1A | Water | Natural Gas | No Match | FALSE | FALSE | 3 |  |  | No Match | No Match | No Match | No Match | Copper | No Match |  | No Match |  | 1010000 |  | 1010000 |  | 81 | 80 |  |  | 5 |  | 81 |  |  | Federally-Regulated Commercial & Industrial Equipment | 2001-05-16
Water Pik, Inc. | Laars | VW1010IP09*1A | Both Steam & Water | LPG | No Match | FALSE | FALSE | 3 |  |  | No Match | No Match | No Match | No Match | Copper | No Match |  | No Match |  | 1010000 |  | 252500 |  | 81 | 80 |  |  | 5 |  | 81 |  |  | Federally-Regulated Commercial & Industrial Equipment | 2001-11-21
Ajax Boiler, Inc. | Ajax | WGOXFD-8000 | Steam | Natural Gas | Power | FALSE | FALSE | 3 |  |  | No Match | No Match | No Match | No Match | Other | No Match |  | No Match |  | 8000000 |  | 4000000 |  | 82 | 80 |  |  |  |  | 80 |  |  | Non Federally-Regulated | 1992-10-27
PB Heat, LLC | Peerless | PFW-210-LP | Water | LPG | Power | FALSE | FALSE | 1 | TRUE |  |  | None | Condensing | Step Modulating | Other |  |  |  |  | 210000 | 195000 | [9 empty] | 95.1 | 80 | Federally-Regulated Consumer Product | 2015-09-30
Lochinvar, LLC. | Lochinvar Corp. | PBL1701-M9 | Water | LPG | Power | FALSE | FALSE | 1 |  |  |  | None | Non-Condensing | Step Modulating | Copper |  |  |  |  | 1700000 | 1445000 |  |  |  |  | 85 | [6 empty] | Federally-Regulated Commercial & Industrial Equipment | 2015-04-20
Weil-McLain | Weil-McLain | WM97+155 | Water | LPG | Pressure | FALSE | FALSE | 1 | TRUE |  |  | None | Condensing | Step Modulating | Other | Multiple-Speed |  |  |  | 155000 | 143000 | [9 empty] | 90 | 80 | Federally-Regulated Consumer Product | 2015-09-30
Crown Boiler Co. | Crown Boiler Co. | TWZ120 | Water | Oil | Power | FALSE | FALSE | 1 |  | TRUE |  | None | Non-Condensing | Single-Stage | Cast Iron | Single-Speed | 0.04 | Standard |  | 168000 | 147000 | [9 empty] | 85.9 | 80 | Federally-Regulated Consumer Product | 2013-04-19
U.S. Boiler Co. | U.S. Boiler Co. | PVG-9 | Water | LPG | Induced Draft | FALSE | FALSE | 1 |  | TRUE |  | None | Non-Condensing | Single-Stage | Cast Iron | Single-Speed |  |  |  | 280000 | 238000 | [9 empty] | 84 | 80 | Federally-Regulated Consumer Product | 2014-01-14
Crown Boiler Co. | CROWN BOILER | AWI 295E | Water | Natural Gas | Induced Draft | FALSE | FALSE | 1 | TRUE |  |  | Stack Damper | Non-Condensing | Single-Stage | Cast Iron |  |  |  |  | 295000 | 238000 | [9 empty] | 80.6 | 80 | Federally-Regulated Consumer Product | 2015-09-30
Ajax Boiler, Inc. | Ajax | SGOXFD-1050 | Steam | Natural Gas | Power | FALSE | FALSE | 3 |  |  | No Match | No Match | No Match | No Match | Other | No Match |  | No Match |  | 1050000 |  | 525000 |  | 81 | 80 |  |  |  |  | 80 |  |  | Non Federally-Regulated | 1992-10-27
Water Pik, Inc. | Laars | VW1010IP09*BA | Both Steam & Water | LPG | No Match | FALSE | FALSE | 3 |  |  | No Match | No Match | No Match | No Match | Copper | No Match |  | No Match |  | 1010000 |  | 252500 |  | 82 | 80 |  |  | 5 |  | 82 |  |  | Federally-Regulated Commercial & Industrial Equipment | 2001-11-21
Smith Cast Iron Boilers | Smith Cast Iron Boilers | 350A-*-14 | Both Steam & Water | Oil | Power | FALSE | FALSE | 1 |  |  |  | None | Non-Condensing | Single-Stage | Cast Iron |  |  |  |  | 3570000 | 2878000 |  |  | 83.5 | 83 | 81.4 | [6 empty] | Federally-Regulated Commercial & Industrial Equipment | 2007-12-12
Water Pik, Inc. | Laars | VW0600IN04*1A | Both Steam & Water | Natural Gas | No Match | FALSE | FALSE | 3 |  |  | No Match | No Match | No Match | No Match | Copper | No Match |  | No Match |  | 600000 |  | 150000 |  | 81 | 80 |  |  | 5 |  | 81 |  |  | Federally-Regulated Commercial & Industrial Equipment | 2001-11-21
Viessmann Manufacturing | Viessmann Manufacturing | WB2B-105 | Water | LPG | Power | FALSE | FALSE | 1 |  |  | None | None | Condensing | Step Modulating | Other |  |  |  |  | 370000 | 350000 | 104000000 | 98000000 | 94.5 | 80 | 94.5 | [6 empty] | Federally-Regulated Commercial & Industrial Equipment | 2011-12-30
Water Pik, Inc. | Laars | HH1670IN09*1A | Water | Natural Gas | No Match | FALSE | FALSE | 3 |  |  | No Match | No Match | No Match | No Match | Copper | No Match |  | No Match |  | 1670000 |  | 417500 |  | 81 | 80 |  |  | 5 |  | 81 |  |  | Federally-Regulated Commercial & Industrial Equipment | 2001-05-16
Laars Heating Systems Company | BRUTE FT | BMFTC(F,W)140(N,P)**** | Water | Natural Gas | Pressure | FALSE | FALSE | 1 | TRUE |  |  | None | Condensing | Step Modulating | Other |  |  |  |  | 140000 | 129000 | [9 empty] | 95 | 80 | Federally-Regulated Consumer Product | 2015-09-30
Viessmann Manufacturing | Viessmann Manufacturing | WB2 15-60 | Water | LPG | Power | FALSE | FALSE | 1 |  |  |  | None | Condensing | Step Modulating | Other |  |  |  |  | 214000 | 192000 | [9 empty] | 95.2 | 80 | Federally-Regulated Consumer Product | 2007-11-14
Water Pik, Inc. | Laars | PH0600IN09C1A | Water | Natural Gas | No Match | FALSE | FALSE | 3 |  |  | No Match | No Match | No Match | No Match | Copper | No Match |  | No Match |  | 600000 |  | 600000 |  | 81 | 80 |  |  | 5 |  | 81 |  |  | Federally-Regulated Commercial & Industrial Equipment | 2001-05-16
Burnham Corp. | Burnham Corp. | V1108H-WO | Water | Oil | Power | FALSE | FALSE | 1 |  |  |  | None | Non-Condensing | Two-Stage Modulating | Cast Iron |  |  |  |  | 1806000 | 1533000 |  |  | 85.6 |  | 84.9 | [6 empty] | Federally-Regulated Commercial & Industrial Equipment | 2014-08-11
PB Heat, LLC | PB Heat, LLC | MIHII-06-SPRK | Water | Natural Gas | Injection Type | FALSE | FALSE | 1 |  | TRUE |  | Stack Damper | Non-Condensing | Single-Stage | Cast Iron | Single-Speed |  |  |  | 162500 | 137000 | [9 empty] | 84 | 80 | Federally-Regulated Consumer Product | 2013-04-19
Ajax Boiler, Inc. | Ajax | SRPG175 | Steam | Natural Gas | Power | FALSE | TRUE | 1 |  |  | Draft Hood | Stack Damper | Non-Condensing | Two-Stage Modulating | Other | None |  | No Match |  | 7000000 | 5600000 | 5600000 | 4480000 | 80 | 80 | 79.2 | [6 empty] | Federally-Regulated Commercial & Industrial Equipment | 2007-08-15
U.S. Boiler Co. | New Yorker Boiler Co. | CI-HGS-74B | Water | Oil | Power | FALSE | FALSE | 1 |  |  |  | None | Non-Condensing | Single-Stage | Cast Iron |  |  |  |  | 84000 | 74000 | [9 empty] | 87 | 80 | Federally-Regulated Consumer Product | 2014-12-01
Ajax Boiler, Inc. | Ajax | WEC4750W | Water | Combo (Natural Gas & Oil) | Power | FALSE | TRUE | 3 |  |  | No Match | No Match | No Match | No Match | Other | No Match |  | No Match |  | 4510000 |  | 1950000 |  | 85 | 80 |  |  |  |  | 80 |  |  | Federally-Regulated Commercial & Industrial Equipment | 1997-01-07
Bryan Steam Corp. | Bryan | K-600-S-***-G | Steam | Natural Gas | No Match | TRUE | FALSE | 3 |  |  | No Match | No Match | No Match | No Match | Other | No Match |  | No Match |  | 6000000 |  | 6000000 |  | 80 | 80 |  |  |  |  | 80 |  |  | Federally-Regulated Commercial & Industrial Equipment | 1996-03-01
Thermal Solutions | Thermal Solutions | EVO1500B**-*F* | Water | Natural Gas | Power | FALSE | TRUE | 1 |  |  |  | None | Non-Condensing | Step Modulating | Copper |  |  |  |  | 1500000 | 1250000 |  |  | 83.7 |  | 83.3 | [6 empty] | Federally-Regulated Commercial & Industrial Equipment | 2014-08-11
Ajax Boiler, Inc. | Ajax | SGX-SGXB-750-D | Steam | Natural Gas | No Match | FALSE | FALSE | 3 |  |  | No Match | No Match | No Match | No Match | Other | No Match |  | No Match |  | 750000 |  | 750000 |  | 80 | 80 |  |  |  |  | 80 |  |  | Federally-Regulated Commercial & Industrial Equipment | 1996-02-29
Ajax Boiler, Inc. | Ajax | OSGXB4750 | Steam | Natural Gas | No Match | FALSE | TRUE | 3 |  |  | No Match | No Match | No Match | No Match | Other | No Match |  | No Match |  | 4750000 |  | 4750000 |  | 80 | 80 |  |  |  |  | 80 |  |  | Federally-Regulated Commercial & Industrial Equipment | 1996-02-29
RBI Water Heaters | RBI Water Heaters | MB500 | Water | Natural Gas | Power | FALSE | FALSE | 1 |  |  |  | None | Non-Condensing | Step Modulating | Copper |  |  |  |  | 500000 | 428000 |  |  | 85.6 | 80 | 85.6 | [6 empty] | Federally-Regulated Commercial & Industrial Equipment | 2010-07-21
Raypak, Inc. | Raypak | H(3,4)-HD251*R | Water | Natural Gas | Induced Draft | FALSE | FALSE | 1 | TRUE |  |  | None | Non-Condensing | Two-Stage Modulating | Copper |  |  |  |  | 250000 | 213000 | [9 empty] | 85 | 80 | Federally-Regulated Consumer Product | 2015-09-30
Lochinvar, LLC. | Lochinvar Corp. | CBL090M9 | Water | LPG | Injection Type | FALSE | FALSE | 1 |  |  |  | Stack Damper | Non-Condensing | Single-Stage | Copper |  |  |  |  | 90000 | 75000 | [9 empty] | 82 | 80 | Federally-Regulated Consumer Product | 2007-11-14
Laars Heating Systems Company | Laars | NP 85-110-1 | Water | Oil | Pressure | FALSE | FALSE | 1 | TRUE |  |  | None | Non-Condensing | Single-Stage | Other |  |  |  |  | 120000 | 104000 | [9 empty] | 93.3 | 84 | Federally-Regulated Consumer Product | 2015-09-30
Rite Engineering | Rite | 165WG | Both Steam & Water | Natural Gas | Power | FALSE | FALSE | 3 |  |  | No Match | No Match | No Match | No Match | Other | No Match |  | No Match |  | 1650000 |  | 550000 |  | 80 | 80 |  |  |  |  | 80 |  |  | Non Federally-Regulated | 1992-10-14
Laars Heating Systems Co. | Laars | HH4500EN******** | Water | Natural Gas | Induced Draft | FALSE | TRUE | 1 |  |  |  | None | Non-Condensing | Step Modulating | Copper |  |  |  |  | 4500000 | 3645000 | 1350000 |  | 81 | 80 | [7 empty] | Federally-Regulated Commercial & Industrial Equipment | 2007-11-01
Lochinvar, LLC. | Lochinvar Corp. | PBL2001-M9 | Water | LPG | Power | FALSE | FALSE | 1 |  |  |  | None | Non-Condensing | Step Modulating | Copper |  |  |  |  | 2000000 | 1700000 |  |  |  |  | 85 | [6 empty] | Federally-Regulated Commercial & Industrial Equipment | 2015-04-20
Smith Cast Iron Boilers | Peerless | TCII-09-S-G | Steam | LPG | Power | FALSE | FALSE | 1 |  | FALSE |  | None | Non-Condensing | Two-Stage Modulating | Cast Iron |  |  |  |  | 2718000 | 2247000 |  |  |  |  | 82.7 | 79 | [5 empty] | Federally-Regulated Commercial & Industrial Equipment | 2015-09-30
Laars Heating Systems Company | Mighty Therm | PH0175CP12CB | Water | LPG | Injection Type | FALSE | FALSE | 1 | TRUE |  |  | None | Non-Condensing | Single-Stage | Copper |  |  |  |  | 175000 | 145000 | [9 empty] | 82.2 | 80 | Federally-Regulated Consumer Product | 2015-09-30
Water Pik, Inc. | Laars | JVS225NK** | Water | Natural Gas | Injection Type | FALSE | TRUE | 1 |  |  | Draft Diverter | Stack Damper | Non-Condensing | Two-Stage Modulating | Copper | No Match |  | No Match |  | 225000 | 189000 | [9 empty] | 81.8 | 80 | Federally-Regulated Consumer Product | 2004-05-06
Water Pik, Inc. | Laars | PH0175CP12KB | Water | LPG | No Match | FALSE | TRUE | 1 |  |  | No Match | No Match | No Match | No Match | Copper | No Match |  | No Match |  | 175000 | [10 empty] | 82 | 80 | Federally-Regulated Consumer Product | 2001-11-21
Bryan Steam Corp. | Bryan | D-450-W-FDG* | Water | Natural Gas | Power | FALSE | FALSE | 3 |  |  | No Match | No Match | No Match | No Match | Other | No Match |  | No Match |  | 450000 |  | 450000 |  | 80 | 80 |  |  |  |  | 80 |  |  | Federally-Regulated Commercial & Industrial Equipment | 1996-02-29
Burnham Corp. | New Yorker Boiler Co. | FR122 | Water | Oil | Power | FALSE | FALSE | 1 |  |  |  | None | Non-Condensing | Single-Stage | Other | Single-Speed | 0.04 | Standard |  | 154000 | 132000 | [9 empty] | 85.1 | 80 | Federally-Regulated Consumer Product | 2007-11-14
HTP, Inc. | Elite | EL-150VWH | Water | Natural Gas | Power | FALSE | FALSE | 1 |  |  | None | None | Condensing | Single-Stage | Other |  |  |  |  | 150000 | 137000 | 25000000 | 150000000 | [7 empty] | 94 | 80 | Federally-Regulated Consumer Product | 2011-08-02
Peerless Heater Co. | Peerless | 211A-43I | Steam | Natural Gas | No Match | FALSE | FALSE | 3 |  |  | No Match | No Match | No Match | No Match | Cast Iron | No Match |  | No Match |  | 8820000 |  | 8820000 |  | 80 | 75 |  |  | 18 | 147 | 80 |  |  | Non Federally-Regulated | 1990-06-25
Ajax Boiler, Inc. | Ajax | WGOFD-350 | Steam | Natural Gas | Power | FALSE | FALSE | 3 |  |  | No Match | No Match | No Match | No Match | Other | No Match |  | No Match |  | 350000 |  | 175000 |  | 82 | 80 |  |  |  |  | 80 |  |  | Non Federally-Regulated | 1992-10-27
Parker Boiler Co. | Parker Boiler | GO-2304R | Water | Combo (Natural Gas & Oil) | Power | FALSE | FALSE | 3 |  |  | No Match | No Match | No Match | No Match | Other | No Match |  | No Match |  | 2304000 |  | 1152000 |  | 84 | 80 |  |  | 4 |  | 82 |  |  | Federally-Regulated Commercial & Industrial Equipment | 1996-03-13
New Yorker Boiler Co. | New Yorker | CG40A(N/P)I- | Water | Combo (Natural Gas & Oil) | No Match | FALSE | FALSE | 1 |  |  | No Match | No Match | No Match | No Match | Cast Iron | No Match |  | No Match |  | 96000 | [10 empty] | 82.3 | 80 | Federally-Regulated Consumer Product | 2003-05-23
Ajax Boiler, Inc. | Ajax | WFG8000W | Water | Natural Gas | Power | FALSE | TRUE | 3 |  |  | No Match | No Match | No Match | No Match | Other | No Match |  | No Match |  | 8000000 |  | 3200000 |  | 80 | 80 |  |  |  |  | 80 |  |  | Federally-Regulated Commercial & Industrial Equipment | 1997-01-07
Raypak | Raypak | H(1,2,5)-0514* | Water | Natural Gas | Injection Type | FALSE | FALSE | 1 |  |  |  | None | Non-Condensing | Step Modulating | Copper |  |  |  |  | 511500 | 419000 |  |  |  |  | 82 | [6 empty] | Federally-Regulated Commercial & Industrial Equipment | 2015-04-16
Advanced Thermal Hydronics | Advanced Thermal Hydronics | VGX-118-INT | Steam | LPG | Injection Type | FALSE | FALSE | 1 |  |  |  | Stack Damper | Non-Condensing | Single-Stage | Cast Iron |  |  |  |  | 118000 | 98000 | [9 empty] | 82.6 | 75 | Federally-Regulated Consumer Product | 2014-03-28
Laars Heating Systems Co. | Laars | PH1010IN******** | Water | Natural Gas | Induced Draft | FALSE | FALSE | 1 |  |  |  | None | Non-Condensing | Step Modulating | Copper | Single-Speed |  | Standard |  | 1010000 | 818100 | 252500 |  | 81 | 80 | 78.6 | [6 empty] | Federally-Regulated Commercial & Industrial Equipment | 2007-11-01
Weil-McLain | Weil-McLain | 1788 | Steam | Natural Gas | Power | FALSE | FALSE | 3 |  |  | No Match | No Match | No Match | No Match | Cast Iron | No Match |  | No Match |  | 5485000 |  | 5485000 |  | 80.9 | 80 |  |  | 147 |  | 80.9 |  |  | Federally-Regulated Commercial & Industrial Equipment | 1996-02-29
Raypak | Raypak | (H,W)7-0400 | Water | Natural Gas | Induced Draft | FALSE | TRUE | 1 |  |  | None | None | Condensing | Step Modulating | Other |  |  |  |  | 399000 | 375000 |  |  | 94.5 | 80 | 94 | [6 empty] | Federally-Regulated Commercial & Industrial Equipment | 2011-02-17
PB Heat, LLC | Peerless | 63-04-SPRK-W | Water | LPG | Injection Type | FALSE | FALSE | 1 | TRUE |  |  | Stack Damper | Non-Condensing | Single-Stage | Cast Iron |  |  |  |  | 177000 | 148000 | [9 empty] | 83.4 | 80 | Federally-Regulated Consumer Product | 2015-09-30
Ajax Boiler, Inc. | Ajax | DNG20W | Water | Natural Gas | No Match | FALSE | TRUE | 3 |  |  | No Match | No Match | No Match | No Match | Other | No Match |  | No Match |  | 837000 |  | 837000 |  | 80 | 80 |  |  |  |  | 80 |  |  | Federally-Regulated Commercial & Industrial Equipment | 1997-01-07
Bryan Steam Corp. | Bryan | CL-120-W-G | Water | Natural Gas | No Match | TRUE | FALSE | 3 |  |  | No Match | No Match | No Match | No Match | Other | No Match |  | No Match |  | 1200000 |  | 1200000 |  | 80 | 80 |  |  |  |  | 80 |  |  | Federally-Regulated Commercial & Industrial Equipment | 1996-02-29
PB Heat, LLC | Advanced Thermal Hydronics | PB/HE-W-4L | Water | Oil | Power | FALSE | FALSE | 1 |  | TRUE |  | None | Non-Condensing | Single-Stage | Cast Iron | Single-Speed |  |  |  | 175000 | 151000 | [9 empty] | 85.4 | 80 | Federally-Regulated Consumer Product | 2014-08-08
Lochinvar, LLC. | Lochinvar Corp. | KBL600 | Water | Natural Gas | Power | FALSE | FALSE | 1 |  |  | None | None | Condensing | Step Modulating | Other |  |  |  |  | 600000 | 567000 | 120000 |  | 95 | 80 | 94.6 | [6 empty] | Federally-Regulated Commercial & Industrial Equipment | 2008-04-14
Burnham Corp. | Crown Boiler Co. | CT-7 | Water | Oil | Pressure | FALSE | FALSE | 1 |  |  |  | None | Non-Condensing | Single-Stage | Cast Iron | Single-Speed | 0.04 | Standard |  | 280000 | 243000 | [9 empty] | 86.1 | 80 | Federally-Regulated Consumer Product | 2007-11-14
Burnham Corp. | New Yorker Boiler Co. | CG40CHNI | Water | Natural Gas | Induced Draft | FALSE | FALSE | 1 |  |  |  | Stack Damper | Non-Condensing | Single-Stage | Cast Iron | Single-Speed | 0.04 | Standard |  | 96000 | 80000 | [9 empty] | 84 | 80 | Federally-Regulated Consumer Product | 2008-12-24
U.S. Boiler Co. | BURNHAM HYDRONICS | SCG-8 | Water | Natural Gas | Induced Draft | FALSE | FALSE | 1 | TRUE |  |  | None | Non-Condensing | Single-Stage | Cast Iron |  |  |  |  | 245000 | 208000 | [9 empty] | 84.5 | 80 | Federally-Regulated Consumer Product | 2015-09-30
Burnham Corp. | Burnham Corp. | V1110-SO | Steam | Oil | Power | FALSE | FALSE | 1 |  | FALSE |  | Stack Damper | Non-Condensing | Two-Stage Modulating | Cast Iron |  |  |  |  | 2324000 | 1926000 |  |  | 84 |  | 84 | [6 empty] | Federally-Regulated Commercial & Industrial Equipment | 2014-10-23
Burnham Corp. | Crown Boiler Co. | 32-1520*N | Both Steam & Water | LPG | Induced Draft | FALSE | FALSE | 1 |  |  |  | None | Non-Condensing | Single-Stage | Cast Iron |  |  |  |  | 1520000 | 1216000 |  |  | 80.5 | 80 | 75.4 | [6 empty] | Federally-Regulated Commercial & Industrial Equipment | 2007-12-12
Ajax Boiler, Inc. | Ajax | HRF15 | Steam | Natural Gas | Power | FALSE | TRUE | 1 |  |  | Draft Hood | Stack Damper | Non-Condensing | Two-Stage Modulating | Other | None |  | No Match |  | 630000 | 504000 | 504000 | 403200 | 80 | 80 | 79.2 | [6 empty] | Federally-Regulated Commercial & Industrial Equipment | 2007-08-15
Cleaver-Brooks | Cleaver-Brooks | CBE-700-200-***** | Steam | Natural Gas | Power | FALSE | FALSE | 3 |  |  | No Match | No Match | No Match | No Match | Other | No Match |  | No Match |  | 8370000 |  | 8370000 |  | 80 | 80 |  |  | 25 |  | 80 |  |  | Federally-Regulated Commercial & Industrial Equipment | 1999-03-02
Crown Boiler Co. | CROWN BOILER | CT-7 | Water | Oil | Pressure | FALSE | FALSE | 1 | TRUE |  |  | None | Non-Condensing | Single-Stage | Cast Iron |  |  |  |  | 280000 | 243000 | [9 empty] | 93.3 | 84 | Federally-Regulated Consumer Product | 2015-09-30
Ajax Boiler, Inc. | Ajax | OSGXH300 | Steam | Natural Gas | No Match | FALSE | TRUE | 3 |  |  | No Match | No Match | No Match | No Match | Other | No Match |  | No Match |  | 300000 |  | 300000 |  | 80 | 80 |  |  |  |  | 80 |  |  | Federally-Regulated Commercial & Industrial Equipment | 1996-02-29
Smith Cast Iron Boilers | Smith Cast Iron Boilers | PGB100-W-4-HSI-D | Water | LPG | No Match | FALSE | FALSE | 1 |  |  | No Match | No Match | No Match | No Match | Cast Iron | No Match |  | No Match |  | 75000 | [10 empty] | 84 | 80 | Federally-Regulated Consumer Product | 1998-12-21
Universal Boiler Works | Universal Boiler Works | BF500W4 | Water | Combo (Natural Gas & Oil) | Power | FALSE | FALSE | 3 |  |  | No Match | No Match | No Match | No Match | Other | No Match |  | No Match |  | 21000000 |  | 3500000 |  | 86 | 80 |  |  | 10 |  | 84 |  |  | Federally-Regulated Commercial & Industrial Equipment | 2001-12-13
Burnham Corp. | Crown Boiler Co. | 16H-505 | Water | Natural Gas | Induced Draft | FALSE | FALSE | 1 |  |  |  | None | Non-Condensing | Single-Stage | Cast Iron |  |  |  |  | 505000 | 406000 |  |  | 83.2 |  | 80.5 | [6 empty] | Federally-Regulated Commercial & Industrial Equipment | 2014-09-05
Utica Boilers | Utica Boilers | USC-5 | Water | Combo (Natural Gas & Oil) | No Match | FALSE | FALSE | 1 |  |  | No Match | No Match | No Match | No Match | Cast Iron | No Match |  | No Match |  | 140000 | [10 empty] | 87 | 80 | Federally-Regulated Consumer Product | 2001-11-01
HTP, Inc. | Munchkin | 399M | Water | Natural Gas | Power | FALSE | FALSE | 1 |  |  |  | None | Condensing | Single-Stage | Other |  |  |  |  | 299000 | 279000 | [9 empty] | 93 | 80 | Federally-Regulated Consumer Product | 2009-02-27
Ajax Boiler, Inc. | Ajax | OSGXB750 | Steam | Natural Gas | No Match | FALSE | TRUE | 3 |  |  | No Match | No Match | No Match | No Match | Other | No Match |  | No Match |  | 750000 |  | 750000 |  | 80 | 80 |  |  |  |  | 80 |  |  | Federally-Regulated Commercial & Industrial Equipment | 1996-02-29
Ajax Boiler, Inc. | Ajax | WEC400W | Water | Combo (Natural Gas & Oil) | Power | FALSE | TRUE | 3 |  |  | No Match | No Match | No Match | No Match | Other | No Match |  | No Match |  | 380000 |  | 300000 |  | 85 | 80 |  |  |  |  | 80 |  |  | Federally-Regulated Commercial & Industrial Equipment | 1997-01-07
Camus Hydronics | Camus Hydronics | DFNH-3001-MS | Water | Natural Gas | Power | FALSE | FALSE | 1 |  |  |  | None | Condensing | Step Modulating | Other |  |  |  |  | 3000000 | 2616000 |  |  | 87.2 |  | 87.2 | [6 empty] | Federally-Regulated Commercial & Industrial Equipment | 2014-08-11
Viessmann Manufacturing | Viessmann Manufacturing | VD2A-270 | Water | LPG | Power | FALSE | FALSE | 1 |  |  | Barometric Regulator | None | Non-Condensing | Two-Stage Modulating | Cast Iron |  |  |  |  | 1096000 | 928000 |  |  | 84.8 | 80 | 84.7 | [6 empty] | Federally-Regulated Commercial & Industrial Equipment | 2011-12-30
Ajax Boiler, Inc. | Ajax | WGB-9000-D | Steam | Natural Gas | No Match | FALSE | FALSE | 3 |  |  | No Match | No Match | No Match | No Match | Other | No Match |  | No Match |  | 9000000 |  | 9000000 |  | 80 | 80 |  |  |  |  | 80 |  |  | Federally-Regulated Commercial & Industrial Equipment | 1996-02-29
ECR International, Ltd. | ECR International, Ltd. | OLSSC-050 | Water | Natural Gas | Power | FALSE | FALSE | 1 |  | TRUE |  | None | Condensing | Step Modulating | Other | Single-Speed |  |  |  | 50000 | 46000 | [9 empty] | 95 | 80 | Federally-Regulated Consumer Product | 2013-04-19
Raypak | Raypak | H(3,4)-1223 * | Water | LPG | Injection Type | FALSE | FALSE | 1 |  |  |  | None | Non-Condensing | Single-Stage | Copper |  |  |  |  | 1125000 | 923000 |  |  |  |  | 82 | [6 empty] | Federally-Regulated Commercial & Industrial Equipment | 2015-04-16
New York Thermal, Inc. | New York Thermal, Inc. | TX101 | Water | LPG | Power | FALSE | FALSE | 1 |  | TRUE |  | None | Condensing | Step Modulating | Other |  |  |  |  | 101000 | 92000 | [9 empty] | 94 | 80 | Federally-Regulated Consumer Product | 2014-10-23
PB Heat, LLC | PB Heat, LLC | PF-850-LP | Water | LPG | Power | FALSE | FALSE | 1 |  |  |  | None | Condensing | Step Modulating | Other |  |  |  |  | 850000 | 818000 |  |  |  |  | 96.2 | [6 empty] | Federally-Regulated Commercial & Industrial Equipment | 2015-06-01
Water Pik, Inc. | Laars | VW2800EN18CC | Both Steam & Water | Natural Gas | No Match | FALSE | TRUE | 3 |  |  | No Match | No Match | No Match | No Match | Copper | No Match |  | No Match |  | 2745000 |  | 2745000 |  | 81 | 80 |  |  | 5 |  | 81 |  |  | Federally-Regulated Commercial & Industrial Equipment | 2001-11-21
Ajax Boiler, Inc. | Ajax | WEG400W | Water | Natural Gas | Power | FALSE | TRUE | 3 |  |  | No Match | No Match | No Match | No Match | Other | No Match |  | No Match |  | 380000 |  | 300000 |  | 85 | 80 |  |  |  |  | 80 |  |  | Federally-Regulated Commercial & Industrial Equipment | 1997-01-07
HTP, Inc. | Elite | EL-150 | Water | LPG | Power | FALSE | FALSE | 1 |  |  | None | None | Condensing | Single-Stage | Other |  |  |  |  | 150000 | 137000 | 25000 | 150000 | [7 empty] | 94 | 80 | Federally-Regulated Consumer Product | 2009-09-17
Water Pik, Inc. | Laars | PH0850IP09*1A | Water | LPG | No Match | FALSE | FALSE | 3 |  |  | No Match | No Match | No Match | No Match | Copper | No Match |  | No Match |  | 850000 |  | 212850 |  | 81 | 80 |  |  | 5 |  | 81 |  |  | Federally-Regulated Commercial & Industrial Equipment | 2001-05-30
Ajax Boiler, Inc. | Ajax | SGXFD-900 | Steam | Natural Gas | Power | FALSE | FALSE | 3 |  |  | No Match | No Match | No Match | No Match | Other | No Match |  | No Match |  | 900000 |  | 450000 |  | 81 | 80 |  |  |  |  | 80 |  |  | Non Federally-Regulated | 1992-10-27
Burnham Corp. | Burnham Corp. | V907A-SO | Steam | Oil | Power | FALSE | FALSE | 1 |  | FALSE |  | Stack Damper | Non-Condensing | Two-Stage Modulating | Cast Iron |  |  |  |  | 1162000 | 959000 |  |  | 85.1 |  | 82.6 | [6 empty] | Federally-Regulated Commercial & Industrial Equipment | 2014-08-11
Water Pik, Inc. | Laars | PH1825IP09C1A | Water | LPG | No Match | FALSE | FALSE | 3 |  |  | No Match | No Match | No Match | No Match | Copper | No Match |  | No Match |  | 1825000 |  | 1825000 |  | 81 | 80 |  |  | 5 |  | 81 |  |  | Federally-Regulated Commercial & Industrial Equipment | 2001-05-30
Burnham Corp. | Burnham Corp. | K5022 | Both Steam & Water | LPG | Induced Draft | FALSE | FALSE | 1 |  |  |  | None | Non-Condensing | Single-Stage | Cast Iron |  |  |  |  | 1535600 | 1229000 |  |  | 80 | 80 | 77 | [6 empty] | Federally-Regulated Commercial & Industrial Equipment | 2010-03-16
Lochinvar, LLC. | Lochinvar Corp. | OKL501 | Water | LPG | Power | FALSE | TRUE | 1 |  |  |  | None | Condensing | Step Modulating | Other |  |  |  |  | 500000 | 468000 |  |  |  |  | 93.5 | [6 empty] | Federally-Regulated Commercial & Industrial Equipment | 2015-04-20
Raypak | Raypak | H(3,4)-1758 * | Water | LPG | Injection Type | FALSE | TRUE | 1 |  |  |  | None | Non-Condensing | Single-Stage | Copper |  |  |  |  | 1680000 | 1378000 |  |  |  |  | 82 | [6 empty] | Federally-Regulated Commercial & Industrial Equipment | 2015-04-16
Water Pik, Inc. | Laars | JVS225ND(I/L) | Water | Natural Gas | No Match | FALSE | FALSE | 1 |  |  | No Match | No Match | No Match | No Match | Copper | No Match |  | No Match |  | 225000 | [10 empty] | 83.2 | 80 | Federally-Regulated Consumer Product | 2001-11-21
Water Pik, Inc. | Laars | PW1430EP09CBA | Both Steam & Water | LPG | No Match | FALSE | TRUE | 3 |  |  | No Match | No Match | No Match | No Match | Copper | No Match |  | No Match |  | 1430000 |  | 1430000 |  | 82 | 80 |  |  | 5 |  | 82 |  |  | Federally-Regulated Commercial & Industrial Equipment | 2001-11-21
Camus Hydronics | Camus Hydronics | DFNH-1500-MS | Water | Natural Gas | Power | FALSE | FALSE | 1 |  |  |  | None | Non-Condensing | Step Modulating | Other |  |  |  |  | 1500000 | 1275000 |  |  | 85 |  | 85 | [6 empty] | Federally-Regulated Commercial & Industrial Equipment | 2014-08-11
Water Pik, Inc. | Laars | VW0400CP12*B | Both Steam & Water | LPG | No Match | FALSE | TRUE | 3 |  |  | No Match | No Match | No Match | No Match | Copper | No Match |  | No Match |  | 399000 |  | 100000 |  | 83 | 80 |  |  | 5 |  | 82 |  |  | Federally-Regulated Commercial & Industrial Equipment | 2001-11-21
Laars Heating Systems Co. | Laars Heating Systems Co. | NTH600 | Water | LPG | Power | FALSE | FALSE | 1 |  |  |  | None | Condensing | Step Modulating | Other |  |  |  |  | 600000 | 572000 |  |  |  |  | 95.3 | [6 empty] | Federally-Regulated Commercial & Industrial Equipment | 2015-04-20
Ajax Boiler, Inc. | Ajax | HRF8 | Steam | Natural Gas | Power | FALSE | TRUE | 1 |  |  | Draft Hood | Stack Damper | Non-Condensing | Two-Stage Modulating | Other | None |  | No Match |  | 350000 | 280000 | 280000 | 224000 | 80 | 80 | 79.2 | [6 empty] | Federally-Regulated Commercial & Industrial Equipment | 2007-08-15
Burnham Corp. | Burnham Corp. | ALP105 | Water | LPG | Power | FALSE | FALSE | 1 |  |  | None | None | Condensing | Step Modulating | Other |  |  |  |  | 105000 | 96000 | 21000000 | 20000000 | [7 empty] | 95 | 80 | Federally-Regulated Consumer Product | 2008-04-14
ECR International, Ltd. | ECR International, Ltd. | OLSSC-299 | Water | LPG | Pressure | FALSE | FALSE | 1 |  | TRUE |  | None | Condensing | Step Modulating | Other | Single-Speed |  |  |  | 299000 | 273000 | [9 empty] | 95 | 80 | Federally-Regulated Consumer Product | 2014-08-08
Smith Cast Iron Boilers | Smith Cast Iron Boilers | 19HE-S-6 | Steam | Oil | Power | FALSE | FALSE | 1 |  |  |  | None | Non-Condensing | Single-Stage | Cast Iron |  |  |  |  | 910000 | 762000 |  |  | 83.8 | 83 | 83.7 | [6 empty] | Federally-Regulated Commercial & Industrial Equipment | 2010-07-21
Ajax Boiler, Inc. | Ajax | OWGB3500 | Steam | Natural Gas | No Match | FALSE | TRUE | 3 |  |  | No Match | No Match | No Match | No Match | Other | No Match |  | No Match |  | 3500000 |  | 3500000 |  | 80 | 80 |  |  |  |  | 80 |  |  | Federally-Regulated Commercial & Industrial Equipment | 1996-02-29
Ajax Boiler, Inc. | Ajax | OWG2000 | Steam | Natural Gas | No Match | FALSE | TRUE | 3 |  |  | No Match | No Match | No Match | No Match | Other | No Match |  | No Match |  | 2000000 |  | 2000000 |  | 80 | 80 |  |  |  |  | 80 |  |  | Federally-Regulated Commercial & Industrial Equipment | 1996-02-29
Ajax Boiler, Inc. | Ajax | WNG1125W | Water | Natural Gas | No Match | FALSE | TRUE | 3 |  |  | No Match | No Match | No Match | No Match | Other | No Match |  | No Match |  | 1125000 |  | 562500 |  | 80 | 80 |  |  |  |  | 80 |  |  | Federally-Regulated Commercial & Industrial Equipment | 1997-01-07
Ajax Boiler, Inc. | Ajax | HNG4500W | Steam | Natural Gas | No Match | FALSE | TRUE | 3 |  |  | No Match | No Match | No Match | No Match | Other | No Match |  | No Match |  | 4500000 |  | 2250000 |  | 80 | 80 |  |  |  |  | 80 |  |  | Federally-Regulated Commercial & Industrial Equipment | 1997-01-07
Slant / Fin Corp. | Slant / Fin Corp. | GG-75HEDS | Water | LPG | Injection Type | FALSE | FALSE | 1 |  |  |  | Stack Damper | Non-Condensing | Single-Stage | Cast Iron |  |  |  |  | 75000 | 64000 | [9 empty] | 84.7 | 80 | Federally-Regulated Consumer Product | 2007-11-14
PB Heat, LLC | PB Heat, LLC | MI85-03-SPRK | Water | Natural Gas | Injection Type | FALSE | FALSE | 1 |  | TRUE |  | Stack Damper | Non-Condensing | Single-Stage | Cast Iron | Single-Speed |  |  |  | 60000 | 51000 | [9 empty] | 85 | 80 | Federally-Regulated Consumer Product | 2013-04-19
Ajax Boiler, Inc. | Ajax | WRLG3000 | Water | Natural Gas | Power | FALSE | TRUE | 1 |  |  | Draft Hood | Stack Damper | Non-Condensing | Two-Stage Modulating | Other | None |  | No Match |  | 3000000 | 2400000 | 2400000 | 1920000 | 80 | 80 | 79.2 | [6 empty] | Federally-Regulated Commercial & Industrial Equipment | 2007-08-15
Raypak | Raypak | H(3,4)-1178 * | Water | LPG | Injection Type | FALSE | TRUE | 1 |  |  |  | None | Non-Condensing | Single-Stage | Copper |  |  |  |  | 1125500 | 923000 |  |  |  |  | 82 | [6 empty] | Federally-Regulated Commercial & Industrial Equipment | 2015-04-16
Water Pik, Inc. | Laars | PH1670EP09CBA | Water | LPG | No Match | FALSE | TRUE | 3 |  |  | No Match | No Match | No Match | No Match | Copper | No Match |  | No Match |  | 1670000 |  | 1670000 |  | 82 | 80 |  |  | 5 |  | 82 |  |  | Federally-Regulated Commercial & Industrial Equipment | 2001-05-30
Smith Cast Iron Boilers | Smith Cast Iron Boilers | 19HE-9 | Both Steam & Water | LPG | Power | FALSE | FALSE | 1 |  | FALSE |  | None | Non-Condensing | Single-Stage | Cast Iron |  |  |  |  | 1559000 | 1262000 |  |  |  |  | 83.5 | [6 empty] | Federally-Regulated Commercial & Industrial Equipment | 2015-04-20
Lochinvar, LLC. | Lochinvar Corp. | PBN1002 | Water | LPG | Power | FALSE | FALSE | 1 |  |  | None | None | Non-Condensing | Step Modulating | Copper |  |  |  |  | 1000000 | 850000 | 250000 | 218000 | 85 | 80 | 85 | [6 empty] | Federally-Regulated Commercial & Industrial Equipment | 2007-12-12
Burnham Corp. | Burnham Corp. | SCG-5 | Water | Natural Gas | Induced Draft | FALSE | FALSE | 1 |  |  |  | None | Non-Condensing | Single-Stage | Cast Iron | Single-Speed | 0.04 | Standard |  | 140000 | 120000 | [9 empty] | 85.3 | 80 | Federally-Regulated Consumer Product | 2007-11-14
Lochinvar, LLC. | Lochinvar Corp. | OKN286 | Water | Natural Gas | Power | FALSE | TRUE | 1 |  | TRUE |  | None | Condensing | Step Modulating | Other |  |  |  |  | 285000 | 266000 | [9 empty] | 94 | 80 | Federally-Regulated Consumer Product | 2014-10-23
HTP, Inc. | Westinghouse | WBRU^^080W | Water | LPG | Power | FALSE | FALSE | 1 | TRUE |  |  | None | Condensing | Step Modulating | Other |  |  |  |  | 80000 | 74000 | [9 empty] | 95.4 | 80 | Federally-Regulated Consumer Product | 2015-09-30
Harsco Industrial / Patterson-Kelley | Thermific | N2000-2 | Water | Natural Gas | Power | FALSE | TRUE | 1 |  |  | None | None | Non-Condensing | Two-Stage Modulating | Copper | Single-Speed |  | No Match |  | 2000000 | 1700000 | 1200000 | 1020000 | 85 | 80 | 83.6 | [6 empty] | Federally-Regulated Commercial & Industrial Equipment | 2007-07-10
Hydrotherm | Hydrotherm | KN-16 | Water | LPG | Power | FALSE | FALSE | 1 |  |  |  | None | Condensing | Step Modulating | Cast Iron |  |  |  |  | 1600000 | 1483000 |  |  |  |  | 92.7 | [6 empty] | Federally-Regulated Commercial & Industrial Equipment | 2015-04-20
Thermo-Dynamics Boiler Co. | Columbia Boiler / Pottstown | LVG-105 | Water | Combo (Natural Gas & Oil) | No Match | FALSE | FALSE | 1 |  |  | No Match | No Match | No Match | No Match | Other | No Match |  | No Match |  | 105000 | [10 empty] | 83.7 | 80 | Federally-Regulated Consumer Product | 2001-11-01
Burnham Corp. | Burnham Corp. | K5017SN | Steam | Natural Gas | Induced Draft | TRUE | FALSE | 1 |  | TRUE |  | None | Non-Condensing | Single-Stage | Cast Iron |  |  |  |  | 1248000 | 961000 |  |  | 80 |  | 77 | [6 empty] | Federally-Regulated Commercial & Industrial Equipment | 2014-09-05
Burnham Corp. | Burnham Corp. | MMII470*I- | Water | Natural Gas | Induced Draft | FALSE | FALSE | 1 |  |  |  | None | Non-Condensing | Single-Stage | Cast Iron | Single-Speed | 0.04 | Standard |  | 70000 | 58000 | [9 empty] | 83.3 | 80 | Federally-Regulated Consumer Product | 2007-11-14
Burnham Corp. | Burnham Corp. | V1109H-SO | Steam | Oil | Power | FALSE | FALSE | 1 |  | FALSE |  | None | Non-Condensing | Two-Stage Modulating | Cast Iron |  |  |  |  | 2058000 | 1739000 |  |  | 85.5 |  | 84.5 | [6 empty] | Federally-Regulated Commercial & Industrial Equipment | 2014-08-11
Easco Boiler Corp. | Easco | FST-60-W030 | Both Steam & Water | Combo (Natural Gas & Oil) | Power | FALSE | FALSE | 3 |  |  | No Match | No Match | No Match | No Match | Other | No Match |  | No Match |  | 2511000 |  | 837000 |  | 83 | 80 |  |  | 22 |  | 80 |  |  | Federally-Regulated Commercial & Industrial Equipment | 1998-06-02
Burnham Corp. | Crown Boiler Co. | BSI103E | Steam | Natural Gas | Induced Draft | FALSE | FALSE | 1 |  |  |  | Stack Damper | Non-Condensing | Single-Stage | Cast Iron |  |  |  |  | 103000 | 85000 | [9 empty] | 82 | 75 | Federally-Regulated Consumer Product | 2007-11-14
HTP, Inc. | PB Heat, LLC | PI 199 | Water | Natural Gas | Power | FALSE | FALSE | 1 |  |  |  | None | Condensing | Single-Stage | Other |  |  |  |  | 140000 | 129000 | [9 empty] | 95.1 | 80 | Federally-Regulated Consumer Product | 2009-02-27
Ajax Boiler, Inc. | Ajax | OWGOFD3750 | Steam | Natural Gas | Power | FALSE | TRUE | 3 |  |  | No Match | No Match | No Match | No Match | Other | No Match |  | No Match |  | 3750000 |  | 1875000 |  | 82 | 80 |  |  |  |  | 80 |  |  | Non Federally-Regulated | 1992-10-27
Raypak | Raypak | H30260 | Water | LPG | No Match | FALSE | FALSE | 1 |  |  | No Match | No Match | No Match | No Match | Other | No Match |  | No Match |  | 264000 | [10 empty] | 82.7 | 80 | Federally-Regulated Consumer Product | 2001-11-01
Raypak | Raypak | H(3,4)-HD301 | Water | LPG | Induced Draft | FALSE | FALSE | 1 |  |  | None | None | Non-Condensing | Two-Stage Modulating | Copper |  |  |  |  | 299000 | 255000 | [9 empty] | 85 | 80 | Federally-Regulated Consumer Product | 2010-03-16
Burnham Corp. | Crown Boiler Co. | CWD220 | Water | Natural Gas | Induced Draft | FALSE | FALSE | 1 |  |  |  | None | Non-Condensing | Single-Stage | Cast Iron | Single-Speed | 0.04 | Standard |  | 220000 | 189000 | [9 empty] | 85.2 | 80 | Federally-Regulated Consumer Product | 2007-11-14
Smith Cast Iron Boilers | Smith Cast Iron Boilers | 28HE-S/W-11 | Both Steam & Water | Natural Gas | Power | FALSE | FALSE | 1 |  |  |  | None | Non-Condensing | Single-Stage | Cast Iron |  |  |  |  | 3348000 | 2776000 |  |  | 83.5 | 80 | 82.9 | [6 empty] | Federally-Regulated Commercial & Industrial Equipment | 2007-12-12
Ajax Boiler, Inc. | Ajax | HFG7000W | Steam | Natural Gas | Power | FALSE | TRUE | 3 |  |  | No Match | No Match | No Match | No Match | Other | No Match |  | No Match |  | 7000000 |  | 2800000 |  | 80 | 80 |  |  |  |  | 80 |  |  | Federally-Regulated Commercial & Industrial Equipment | 1997-01-07
Parker Boiler Co. | Parker Boiler | 7 | Steam | Natural Gas | No Match | FALSE | FALSE | 3 |  |  | No Match | No Match | No Match | No Match | Other | No Match |  | No Match |  | 301000 |  | 301000 |  | 80 | 80 |  |  | 4 |  | 80 |  |  | Non Federally-Regulated | 1992-10-27
Camus Hydronics | Camus Hydronics | DMPH-0201-MPI | Water | LPG | Power | FALSE | FALSE | 1 | TRUE |  |  | None | Condensing | Step Modulating | Other |  |  |  |  | 199000 | 179000 | [9 empty] | 90 | 80 | Federally-Regulated Consumer Product | 2015-09-30
Ajax Boiler, Inc. | Ajax | OWGOFD900 | Steam | Natural Gas | Power | FALSE | TRUE | 3 |  |  | No Match | No Match | No Match | No Match | Other | No Match |  | No Match |  | 900000 |  | 450000 |  | 82 | 80 |  |  |  |  | 80 |  |  | Non Federally-Regulated | 1992-10-27
Burnham Corp. | New Yorker Boiler Co. | CLS6R | Steam | Oil | Power | FALSE | FALSE | 1 |  |  |  | None | Non-Condensing | Single-Stage | Cast Iron |  |  |  |  | 161000 | 138000 | [9 empty] | 84 | 80 | Federally-Regulated Consumer Product | 2007-11-14
Burnham Corp. | Crown Boiler Co. | KSZ125 | Steam | Oil | Power | FALSE | FALSE | 1 |  |  |  | None | Non-Condensing | Single-Stage | Cast Iron |  |  |  |  | 175000 | 149000 | [9 empty] | 84.2 | 80 | Federally-Regulated Consumer Product | 2007-11-14
English Boiler & Tube, Inc. | Bent Tube Balanced Flow | BTBF-800-150 | Steam | Natural Gas | Power | FALSE | FALSE | 3 |  |  | No Match | No Match | No Match | No Match | Other | No Match |  | No Match |  | 34500000 |  | 8625000 |  | 80 | 80 |  |  | 3 |  | 80 |  |  | Federally-Regulated Commercial & Industrial Equipment | 1998-09-10
Water Pik, Inc. | Laars | HH1670IN09C1A | Water | Natural Gas | No Match | FALSE | FALSE | 3 |  |  | No Match | No Match | No Match | No Match | Copper | No Match |  | No Match |  | 1670000 |  | 1670000 |  | 81 | 80 |  |  | 5 |  | 81 |  |  | Federally-Regulated Commercial & Industrial Equipment | 2001-05-16
Slant / Fin Corp. | Slant / Fin Corp. | LDWO-2500-6-7 | Water | Oil | Power | FALSE | FALSE | 1 |  |  |  | None | Non-Condensing | Single-Stage | Cast Iron |  |  |  |  | 2520000 | 2052000 |  |  | 85.5 | 83 | 81.5 | [6 empty] | Federally-Regulated Commercial & Industrial Equipment | 2007-12-12
Ajax Boiler, Inc. | Ajax | SRLG125 | Steam | Natural Gas | Power | FALSE | TRUE | 1 |  |  | Draft Hood | Stack Damper | Non-Condensing | Two-Stage Modulating | Other | None |  | No Match |  | 5000000 | 4000000 | 4000000 | 3200000 | 80 | 80 | 79.2 | [6 empty] | Federally-Regulated Commercial & Industrial Equipment | 2007-08-15
Slant / Fin Corp. | Slant / Fin Corp. | EC-16B | Water | Oil | Power | FALSE | FALSE | 1 |  |  |  | None | Non-Condensing | Single-Stage | Cast Iron |  |  |  |  | 175000 | 152000 | [9 empty] | 87 | 80 | Federally-Regulated Consumer Product | 2007-11-14
Ajax Boiler, Inc. | Ajax | WGX-WGXB-350-D | Steam | Natural Gas | No Match | FALSE | FALSE | 3 |  |  | No Match | No Match | No Match | No Match | Other | No Match |  | No Match |  | 350000 |  | 350000 |  | 80 | 80 |  |  |  |  | 80 |  |  | Federally-Regulated Commercial & Industrial Equipment | 1996-02-29
RBI Water Heaters | RBI Water Heaters | DB1500 | Water | Natural Gas | Induced Draft | TRUE | FALSE | 1 |  |  |  | None | Non-Condensing | Single-Stage | Copper |  |  |  |  | 1500000 | 1260000 |  |  | 84 | 80 | 82 | [6 empty] | Federally-Regulated Commercial & Industrial Equipment | 2007-12-12
Water Pik, Inc. | Laars | HH0715IP09*1A | Water | LPG | No Match | FALSE | FALSE | 3 |  |  | No Match | No Match | No Match | No Match | Copper | No Match |  | No Match |  | 715000 |  | 178750 |  | 81 | 80 |  |  | 5 |  | 81 |  |  | Federally-Regulated Commercial & Industrial Equipment | 2001-05-30
PB Heat, LLC | PB Heat, LLC | PF-140 | Water | LPG | Power | FALSE | FALSE | 1 |  | TRUE | None | None | Condensing | Step Modulating | Other |  |  |  |  | 140000 | 131000 | 46000 | 43000 | [7 empty] | 95 | 80 | Federally-Regulated Consumer Product | 2015-03-30
Water Pik, Inc. | Laars | HH0775MP20***** | Water | LPG | Power | FALSE | FALSE | 3 |  |  | No Match | No Match | No Match | No Match | Copper | No Match |  | No Match |  | 775000 |  | 775000 |  | 85 | 80 |  |  | 5 |  | 83 |  |  | Federally-Regulated Commercial & Industrial Equipment | 2001-05-16
Smith Cast Iron Boilers | Smith Cast Iron Boilers | 28HE-S/W-16 | Both Steam & Water | Natural Gas | Power | FALSE | FALSE | 1 |  |  |  | None | Non-Condensing | Single-Stage | Cast Iron |  |  |  |  | 4923000 | 4095000 |  |  | 83.4 | 80 | 83.2 | [6 empty] | Federally-Regulated Commercial & Industrial Equipment | 2007-12-12
Camus Hydronics | Camus Hydronics | DFNW-1102-MS | Water | Natural Gas | Power | FALSE | FALSE | 1 |  |  |  | None | Condensing | Step Modulating | Other |  |  |  |  | 1100000 | 1038000 |  |  | 94.4 |  | 94.4 | [6 empty] | Federally-Regulated Commercial & Industrial Equipment | 2014-08-11
Raypak | Raypak | XPak-120 | Water | LPG | Induced Draft | FALSE | FALSE | 1 |  |  | None | None | Condensing | Step Modulating | Other | Multiple-Speed |  | Standard |  | 119500 | 108300 | 27300 | 26600 | [7 empty] | 92.6 | 80 | Federally-Regulated Consumer Product | 2009-04-27
Bryan Steam Corp. | Bryan | K-450-W-G | Water | Natural Gas | No Match | TRUE | FALSE | 3 |  |  | No Match | No Match | No Match | No Match | Other | No Match |  | No Match |  | 4500000 |  | 4500000 |  | 80 | 80 |  |  |  |  | 80 |  |  | Federally-Regulated Commercial & Industrial Equipment | 1996-03-01
Burnham Corp. | Crown Boiler Co. | BSi310S | Both Steam & Water | LPG | Induced Draft | TRUE | FALSE | 1 |  |  |  | None | Non-Condensing | Single-Stage | Cast Iron |  |  |  |  | 310000 | 256000 |  |  | 82.5 | 80 | 79.5 | [6 empty] | Federally-Regulated Commercial & Industrial Equipment | 2007-12-12
Lochinvar, LLC. | Lochinvar Corp. | SBN1500 | Water | Natural Gas | Power | FALSE | FALSE | 1 |  |  |  | None | Condensing | Step Modulating | Other |  |  |  |  | 1500000 | 1443000 |  |  |  |  | 96.2 | [6 empty] | Federally-Regulated Commercial & Industrial Equipment | 2015-04-20
PB Heat, LLC | PB Heat, LLC | EC/ECT-06-300-W/S | Water | Oil | Power | FALSE | FALSE | 1 |  |  |  | None | Non-Condensing | Single-Stage | Cast Iron |  |  |  |  | 420000 | 347000 |  |  | 83.7 |  | 82.5 | [6 empty] | Federally-Regulated Commercial & Industrial Equipment | 2014-09-05
Aerco International | Aerco International | MLX EXT 802 | Water | LPG | Luminous | FALSE | TRUE | 1 |  |  |  | None | Condensing | Step Modulating | Other |  |  |  |  | 802000 | 722000 |  |  |  |  | 90 | [6 empty] | Federally-Regulated Commercial & Industrial Equipment | 2015-04-16
Ajax Boiler, Inc. | Ajax | OSGXB400 | Steam | Natural Gas | No Match | FALSE | TRUE | 3 |  |  | No Match | No Match | No Match | No Match | Other | No Match |  | No Match |  | 400000 |  | 400000 |  | 80 | 80 |  |  |  |  | 80 |  |  | Federally-Regulated Commercial & Industrial Equipment | 1996-02-29
Laars Heating Systems Co. | Laars | NTH285P*** | Water | LPG | Induced Draft | FALSE | FALSE | 1 |  |  | None | None | Condensing | Step Modulating | Other | Single-Speed | 0.17 | Standard |  | 285000 | 270000 | [9 empty] | 95 | 80 | Federally-Regulated Consumer Product | 2008-10-28
PB Heat, LLC | Hydrotherm | HVX-140 | Water | Natural Gas | Induced Draft | FALSE | FALSE | 1 |  |  | None | None | Non-Condensing | Single-Stage | Cast Iron | Single-Speed |  | Standard |  | 140000 | 116000 | [9 empty] | 82 | 80 | Federally-Regulated Consumer Product | 2011-08-02
Water Pik, Inc. | Laars | HH0600IN09C1A | Water | Natural Gas | No Match | FALSE | FALSE | 3 |  |  | No Match | No Match | No Match | No Match | Copper | No Match |  | No Match |  | 600000 |  | 600000 |  | 81 | 80 |  |  | 5 |  | 81 |  |  | Federally-Regulated Commercial & Industrial Equipment | 2001-05-16
Raypak | Raypak | W7-0500* | Water | Natural Gas | Induced Draft | FALSE | TRUE | 1 |  |  | None | None | Condensing | Step Modulating | Other |  |  |  |  | 500000 | 470000 | 100000 |  | 94.5 | 80 | 94 |  | 12 |  |  |  |  | Federally-Regulated Commercial & Industrial Equipment | 2010-10-29
Ajax Boiler, Inc. | Ajax | WEO-350 | Water | Oil | Power | FALSE | FALSE | 3 |  |  | No Match | No Match | No Match | No Match | Other | No Match |  | No Match |  | 332000 |  | 300000 |  | 85 | 83 |  |  |  |  | 82 |  |  | Federally-Regulated Commercial & Industrial Equipment | 1996-03-13
Raypak | Raypak | W7-500*(N,P)* | Water | Natural Gas | Induced Draft | FALSE | FALSE | 1 |  |  | None | None | Condensing | Step Modulating | Copper |  |  |  |  | 500000 | 470000 | 100000 |  | 94.5 | 80 | 94 |  | 12 |  |  |  |  | Federally-Regulated Commercial & Industrial Equipment | 2009-06-22
Weil-McLain | Weil-McLain | PEG-50-PIDN-S | Steam | Natural Gas | No Match | FALSE | FALSE | 1 |  |  | No Match | No Match | No Match | No Match | Cast Iron | No Match |  | No Match |  | 175000 | [10 empty] | 82.8 | 75 | Federally-Regulated Consumer Product | 2001-04-12
Water Pik, Inc. | Laars | VW0715IN04*1A | Both Steam & Water | Natural Gas | No Match | FALSE | FALSE | 3 |  |  | No Match | No Match | No Match | No Match | Copper | No Match |  | No Match |  | 715000 |  | 178750 |  | 81 | 80 |  |  | 5 |  | 81 |  |  | Federally-Regulated Commercial & Industrial Equipment | 2001-11-21
Burnham Corp. | Burnham Corp. | MPO147 | Water | Oil | Power | FALSE | FALSE | 1 |  |  | Barometric Regulator | None | Non-Condensing | Single-Stage | Cast Iron | Single-Speed | 0.04 | Standard |  | 147000 | 129000 | [9 empty] | 87 | 80 | Federally-Regulated Consumer Product | 2008-09-25
PB Heat, LLC | Peerless | MI-05-SPRK | Water | Natural Gas | Injection Type | FALSE | FALSE | 1 | TRUE |  |  | Stack Damper | Non-Condensing | Single-Stage | Cast Iron | Single-Speed |  |  |  | 140000 | 115000 | [9 empty] | 82 | 80 | Federally-Regulated Consumer Product | 2015-09-30
Burnham Corp. | New Yorker Boiler Co. | CL3-105 | Steam | Oil | Power | FALSE | FALSE | 1 |  |  |  | None | Non-Condensing | Single-Stage | Cast Iron |  |  |  |  | 105000 | 90000 | [9 empty] | 83.8 | 80 | Federally-Regulated Consumer Product | 2007-11-14
Water Pik, Inc. | Laars | PH1200EN09*BA | Water | Natural Gas | No Match | FALSE | TRUE | 3 |  |  | No Match | No Match | No Match | No Match | Copper | No Match |  | No Match |  | 1200000 |  | 300000 |  | 82 | 80 |  |  | 5 |  | 82 |  |  | Federally-Regulated Commercial & Industrial Equipment | 2001-05-16
Raypak | Raypak | H(3,4)-0260*R | Water | Natural Gas | Induced Draft | FALSE | FALSE | 1 |  |  |  | Electro-Mechanical Flue Damper | Non-Condensing | Single-Stage | Copper |  |  |  |  | 264000 | 216000 | [9 empty] | 82.7 | 80 | Federally-Regulated Consumer Product | 2015-03-30
HTP, Inc. | HTP, Inc. | EFT-80 | Water | Natural Gas | Power | FALSE | FALSE | 1 |  | TRUE |  | None | Condensing | Step Modulating | Other |  |  |  |  | 80000 | 74000 | [9 empty] | 96 | 80 | Federally-Regulated Consumer Product | 2015-03-30
U.S. Boiler Co. | Thermal Solutions | APX825 | Water | Natural Gas | Power | FALSE | FALSE | 1 |  |  |  | None | Condensing | Step Modulating | Other |  |  |  |  | 800000 | 760000 |  |  | 93 |  | 93 | [6 empty] | Federally-Regulated Commercial & Industrial Equipment | 2014-10-21
Columbia Boiler / Pottstown | PurePro | P3 | Water | LPG | Power | FALSE | FALSE | 1 |  |  | Barometric Regulator | None | Non-Condensing | Single-Stage | Cast Iron |  |  |  |  | 105000 | 91000 | [9 empty] | 85 | 80 | Federally-Regulated Consumer Product | 2008-05-08
Smith Cast Iron Boilers | Peerless | TCII-17-S-G | Steam | Natural Gas | Power | FALSE | FALSE | 1 |  | FALSE |  | None | Non-Condensing | Single-Stage | Cast Iron |  |  |  |  | 5238000 | 4358000 |  |  |  |  | 83.2 | 79 | [5 empty] | Federally-Regulated Commercial & Industrial Equipment | 2015-09-30
Slant / Fin Corp. | Slant / Fin Corp. | LZDF-1700-4-7 | Steam | Oil | Power | FALSE | FALSE | 1 |  |  |  | None | Non-Condensing | Single-Stage | Cast Iron |  |  |  |  | 1680000 | 1348000 |  |  | 85.5 | 83 | 80.2 | [6 empty] | Federally-Regulated Commercial & Industrial Equipment | 2007-12-12
Thermal Solutions | Thermal Solutions | EV(A,S)2000B**-*C* | Water | Natural Gas | Power | FALSE | FALSE | 3 |  |  |  | None | Non-Condensing | Step Modulating | Copper |  |  |  |  | 2000000 | 1696000 |  |  | 84.7 |  | 84.7 | [6 empty] | Federally-Regulated Commercial & Industrial Equipment | 2014-10-21
Dunkirk | Dunkirk | PSB-8D | Steam | Natural Gas | No Match | FALSE | FALSE | 1 |  |  | No Match | No Match | No Match | No Match | Cast Iron | No Match |  | No Match |  | 262500 | [10 empty] | 81.3 | 75 | Federally-Regulated Consumer Product | 1998-12-21
Universal Boiler Works | Universal Boiler Works | BF700S1 | Steam | Combo (Natural Gas & Oil) | Power | FALSE | FALSE | 3 |  |  | No Match | No Match | No Match | No Match | Other | No Match |  | No Match |  | 29400000 |  | 4900000 |  | 83.5 | 80 |  |  | 10 |  | 82 |  |  | Federally-Regulated Commercial & Industrial Equipment | 2001-12-13
Slant / Fin Corp. | Slant / Fin Corp. | LWDF-2900-7-7 | Water | Oil | Power | FALSE | FALSE | 1 |  |  |  | None | Non-Condensing | Single-Stage | Cast Iron |  |  |  |  | 2940000 | 2359000 |  |  | 85.5 | 83 | 80.2 | [6 empty] | Federally-Regulated Commercial & Industrial Equipment | 2007-12-12
Water Pik, Inc. | Laars | VW1430IN04*1A | Both Steam & Water | Natural Gas | No Match | FALSE | FALSE | 3 |  |  | No Match | No Match | No Match | No Match | Copper | No Match |  | No Match |  | 1430000 |  | 357500 |  | 81 | 80 |  |  | 5 |  | 81 |  |  | Federally-Regulated Commercial & Industrial Equipment | 2001-11-21
Burnham Corp. | Crown Boiler Co. | 32-950*N | Both Steam & Water | Natural Gas | Induced Draft | FALSE | FALSE | 1 |  |  |  | None | Non-Condensing | Single-Stage | Cast Iron |  |  |  |  | 950000 | 760000 |  |  | 80.5 | 80 | 75.4 | [6 empty] | Federally-Regulated Commercial & Industrial Equipment | 2007-12-12
Raypak | Raypak | H7-1503 * | Water | Natural Gas | Induced Draft | FALSE | FALSE | 1 |  |  |  | None | Non-Condensing | Step Modulating | Copper |  |  |  |  | 1500000 | 1293000 |  |  |  |  | 86.2 | [6 empty] | Federally-Regulated Commercial & Industrial Equipment | 2015-04-16
U.S. Boiler Co. | BURNHAM BY U.S. BOILER | ESC4 | Water | LPG | Induced Draft | FALSE | FALSE | 1 | TRUE |  |  | None | Non-Condensing | Single-Stage | Cast Iron | Single-Speed |  |  |  | 105000 | 90000 | [9 empty] | 85.4 | 80 | Federally-Regulated Consumer Product | 2015-09-30
Burnham Corp. | New Yorker Boiler Co. | CLS5R | Steam | Oil | Power | FALSE | FALSE | 1 |  |  |  | None | Non-Condensing | Single-Stage | Cast Iron |  |  |  |  | 126000 | 108000 | [9 empty] | 84 | 80 | Federally-Regulated Consumer Product | 2007-11-14
Crown Boiler Co. | Crown Boiler Co. | CWD060 | Water | Natural Gas | Induced Draft | FALSE | FALSE | 1 |  | TRUE |  | None | Non-Condensing | Single-Stage | Cast Iron | Single-Speed |  |  |  | 60000 | 51000 | [9 empty] | 85.1 | 80 | Federally-Regulated Consumer Product | 2013-04-19
Ajax Boiler, Inc. | Ajax | SGXFD-1125 | Steam | Natural Gas | Power | FALSE | FALSE | 3 |  |  | No Match | No Match | No Match | No Match | Other | No Match |  | No Match |  | 1125000 |  | 562500 |  | 81 | 80 |  |  |  |  | 80 |  |  | Non Federally-Regulated | 1992-10-27
Weil-McLain | Weil-McLain | 2194 | Steam | Oil | Power | FALSE | FALSE | 3 |  |  | No Match | No Match | No Match | No Match | Cast Iron | No Match |  | No Match |  | 7000000 |  | 7000000 |  | 84 | 83 |  |  | 147 |  | 84 |  |  | Federally-Regulated Commercial & Industrial Equipment | 1996-02-29
Water Pik, Inc. | Laars | JVS100NK** | Water | Natural Gas | Injection Type | FALSE | TRUE | 1 |  |  | Draft Diverter | Stack Damper | Non-Condensing | Two-Stage Modulating | Copper | No Match |  | No Match |  | 100000 | 84000 | [9 empty] | 82 | 80 | Federally-Regulated Consumer Product | 2004-05-06
U.S. Boiler Co. | U.S. Boiler Co. | PVG-4 | Water | Natural Gas | Induced Draft | FALSE | FALSE | 1 |  | TRUE |  | None | Non-Condensing | Single-Stage | Cast Iron | Single-Speed |  |  |  | 105000 | 90000 | [9 empty] | 85.4 | 80 | Federally-Regulated Consumer Product | 2014-01-14
Slant / Fin Corp. | Slant / Fin Corp. | GG-100HEDP | Water | Natural Gas | Injection Type | FALSE | FALSE | 1 |  |  |  | Stack Damper | Non-Condensing | Single-Stage | Cast Iron |  |  |  |  | 100000 | 83000 | [9 empty] | 82.5 | 80 | Federally-Regulated Consumer Product | 2007-11-14
New York Thermal, Inc. | New York Thermal, Inc. | LX800 | Water | Natural Gas | Power | FALSE | FALSE | 1 |  |  |  | None | Condensing | Step Modulating | Other |  |  |  |  | 800000 | 752000 |  |  | 95 |  | 94 | [6 empty] | Federally-Regulated Commercial & Industrial Equipment | 2014-09-05
Ajax Boiler, Inc. | Ajax | DRLG150 | Water | Natural Gas | Power | FALSE | TRUE | 1 |  |  | Draft Hood | Stack Damper | Non-Condensing | Two-Stage Modulating | Other | None |  | No Match |  | 6000000 | 4800000 | 4800000 | 3840000 | 80 | 80 | 79.2 | [6 empty] | Federally-Regulated Commercial & Industrial Equipment | 2007-08-15
ECR International, Ltd. | ECR International, Ltd. | SSV-100 | Water | Natural Gas | Power | FALSE | FALSE | 1 |  |  |  | None | Condensing | Step Modulating | Other |  |  |  |  | 100000 | 92000 | [9 empty] | 95 | 80 | Federally-Regulated Consumer Product | 2014-08-08
Slant / Fin Corp. | Slant / Fin Corp. | GG-275HEDP | Water | LPG | Injection Type | FALSE | FALSE | 1 |  |  |  | Stack Damper | Non-Condensing | Single-Stage | Cast Iron |  |  |  |  | 275000 | 228000 | [9 empty] | 82.7 | 80 | Federally-Regulated Consumer Product | 2007-11-14
Ajax Boiler, Inc. | Ajax | SRPG12 | Steam | Natural Gas | Power | FALSE | TRUE | 1 |  |  | Draft Hood | Stack Damper | Non-Condensing | Two-Stage Modulating | Other | None |  | No Match |  | 500000 | 400000 | 400000 | 320000 | 80 | 80 | 79.2 | [6 empty] | Federally-Regulated Commercial & Industrial Equipment | 2007-08-15
Lochinvar, LLC. | Lochinvar Corp. | KBL105 | Water | LPG | Power | FALSE | FALSE | 1 |  |  | None | None | Condensing | Step Modulating | Other |  |  |  |  | 105000 | 94000 | [9 empty] | 95.4 | 80 | Federally-Regulated Consumer Product | 2010-03-16
Burnham Corp. | Burnham Corp. | K5009SN | Steam | Natural Gas | Induced Draft | TRUE | FALSE | 1 |  | TRUE |  | None | Non-Condensing | Single-Stage | Cast Iron |  |  |  |  | 624000 | 480000 |  |  | 80 |  | 77 | [6 empty] | Federally-Regulated Commercial & Industrial Equipment | 2014-09-05
Dunkirk | Ultimate Engineering / Division of Dunkirk | PFG-3T-154 | Water | Combo (Natural Gas & Oil) | Power | FALSE | FALSE | 1 |  |  | No Match | No Match | No Match | No Match | Cast Iron | No Match |  | No Match |  | 154000 | [10 empty] | 81.5 | 80 | Federally-Regulated Consumer Product | 2001-11-01
PB Heat, LLC | National HVAC Manufacturing Company, LLC | CGWA-200** | Water | LPG | Injection Type | FALSE | FALSE | 1 |  |  |  | Stack Damper | Non-Condensing | Single-Stage | Cast Iron | Single-Speed |  |  |  | 195000 | 160000 | [9 empty] | 82 | 80 | Federally-Regulated Consumer Product | 2013-11-14
Ajax Boiler, Inc. | Ajax | XFG6000W | Water | Natural Gas | Power | FALSE | TRUE | 3 |  |  | No Match | No Match | No Match | No Match | Other | No Match |  | No Match |  | 6000000 |  | 2400000 |  | 80 | 80 |  |  |  |  | 80 |  |  | Federally-Regulated Commercial & Industrial Equipment | 1997-01-07
Allied Engineering Co. | Super Hot | AAE1680**** | Water | Natural Gas | No Match | TRUE | TRUE | 3 |  |  | No Match | No Match | No Match | No Match | Copper | No Match |  | No Match |  | 1680000 |  | 588000 |  | 80 | 80 |  |  | 450 |  | 80 |  |  | Federally-Regulated Commercial & Industrial Equipment | 1998-04-21
Ajax Boiler, Inc. | Ajax | WNG2000W | Water | Natural Gas | No Match | FALSE | TRUE | 3 |  |  | No Match | No Match | No Match | No Match | Other | No Match |  | No Match |  | 2000000 |  | 1000000 |  | 80 | 80 |  |  |  |  | 80 |  |  | Federally-Regulated Commercial & Industrial Equipment | 1997-01-07
Water Pik, Inc. | Laars | PH1200IN09*1A | Water | Natural Gas | No Match | FALSE | FALSE | 3 |  |  | No Match | No Match | No Match | No Match | Copper | No Match |  | No Match |  | 1200000 |  | 300000 |  | 81 | 80 |  |  | 5 |  | 81 |  |  | Federally-Regulated Commercial & Industrial Equipment | 2001-05-16
HTP, Inc. | HTP, Inc. | EL-220 | Water | LPG | Power | FALSE | FALSE | 1 |  |  |  | None | Condensing | Step Modulating | Other |  |  |  |  | 220000 | 205000 | [9 empty] | 95.2 | 80 | Federally-Regulated Consumer Product | 2014-10-23
Smith Cast Iron Boilers | Smith Cast Iron Boilers | 350A-*-09 | Both Steam & Water | Natural Gas | Power | FALSE | FALSE | 1 |  |  |  | None | Non-Condensing | Single-Stage | Cast Iron |  |  |  |  | 2174000 | 1705000 |  |  | 81 | 80 | 78.4 | [6 empty] | Federally-Regulated Commercial & Industrial Equipment | 2007-12-12
Bryan Steam Corp. | Bryan | HED-650-W-FDG | Water | Natural Gas | Power | FALSE | FALSE | 3 |  |  | No Match | No Match | No Match | No Match | Other | No Match |  | No Match |  | 650000 |  | 650000 |  | 85 | 80 |  |  |  |  | 85 |  |  | Federally-Regulated Commercial & Industrial Equipment | 1996-03-01
Ajax Boiler, Inc. | Ajax | HFG5500W | Steam | Natural Gas | Power | FALSE | TRUE | 3 |  |  | No Match | No Match | No Match | No Match | Other | No Match |  | No Match |  | 5500000 |  | 2200000 |  | 80 | 80 |  |  |  |  | 80 |  |  | Federally-Regulated Commercial & Industrial Equipment | 1997-01-07
Raypak | Raypak | H7-0754* | Water | LPG | Induced Draft | FALSE | FALSE | 1 |  |  |  | None | Non-Condensing | Step Modulating | Copper |  |  |  |  | 750000 | 630000 |  |  |  |  | 84 | [6 empty] | Federally-Regulated Commercial & Industrial Equipment | 2015-04-16
RBI Water Heaters | RBI Water Heaters | HB2800 | Water | Natural Gas | Induced Draft | TRUE | FALSE | 1 |  |  |  | None | Non-Condensing | Single-Stage | Copper |  |  |  |  | 2800000 | 2296000 |  |  | 82 | 80 | 0 | [6 empty] | Federally-Regulated Commercial & Industrial Equipment | 2007-12-12
Hydrotherm | Hydrotherm | HI-165/100B | Water | Natural Gas | Power | FALSE | FALSE | 1 |  |  | No Match | No Match | No Match | No Match | Cast Iron | No Match |  | No Match |  | 165000 | [10 empty] | 82.5 | 80 | Federally-Regulated Consumer Product | 2000-06-07
Burnham Corp. | Burnham Corp. | V903A-SN | Steam | Natural Gas | Power | FALSE | FALSE | 1 |  | FALSE |  | Stack Damper | Non-Condensing | Single-Stage | Cast Iron |  |  |  |  | 447000 | 358000 |  |  | 82.5 |  | 80 | [6 empty] | Federally-Regulated Commercial & Industrial Equipment | 2014-08-11
HTP, Inc. | Munchkin | 140M | Water | LPG | Power | FALSE | FALSE | 1 |  |  |  | None | Condensing | Single-Stage | Other |  |  |  |  | 140000 | 129000 | [9 empty] | 95.1 | 80 | Federally-Regulated Consumer Product | 2009-02-27
Raypak | Raypak | H30182 | Water | Natural Gas | No Match | FALSE | FALSE | 1 |  |  | No Match | No Match | No Match | No Match | Other | No Match |  | No Match |  | 181000 | [10 empty] | 82.6 | 80 | Federally-Regulated Consumer Product | 2001-11-01
Smith Cast Iron Boilers | Smith Cast Iron Boilers | 28A-S/W-15 | Both Steam & Water | Natural Gas | Power | FALSE | FALSE | 1 |  |  |  | None | Non-Condensing | Single-Stage | Cast Iron |  |  |  |  | 4853000 | 3830000 |  |  | 81 | 80 | 78.9 | [6 empty] | Federally-Regulated Commercial & Industrial Equipment | 2007-12-12
Rite Engineering | Rite | 450S | Both Steam & Water | Natural Gas | No Match | FALSE | FALSE | 3 |  |  | No Match | No Match | No Match | No Match | Other | No Match |  | No Match |  | 4500000 |  | 2250000 |  | 80 | 80 |  |  |  |  | 80 |  |  | Non Federally-Regulated | 1992-10-14
U.S. Boiler Co. | U.S. Boiler Co. | 309 | Water | Natural Gas | Injection Type | FALSE | FALSE | 1 |  | TRUE |  | Stack Damper | Non-Condensing | Single-Stage | Cast Iron | Single-Speed |  |  |  | 280000 | 234000 | [9 empty] | 84 | 80 | Federally-Regulated Consumer Product | 2013-04-19
Rite Engineering | Rite | 325SG | Both Steam & Water | Natural Gas | Power | FALSE | FALSE | 3 |  |  | No Match | No Match | No Match | No Match | Other | No Match |  | No Match |  | 3250000 |  | 1083333 |  | 80 | 80 |  |  |  |  | 80 |  |  | Non Federally-Regulated | 1992-10-14
Parker Boiler Co. | Parker Boiler | T2160R | Water | Natural Gas | No Match | FALSE | FALSE | 3 |  |  | No Match | No Match | No Match | No Match | Other | No Match |  | No Match |  | 2160000 |  | 1080000 |  | 83 | 80 |  |  | 4 |  | 82 |  |  | Federally-Regulated Commercial & Industrial Equipment | 1996-03-13
Water Pik, Inc. | Laars | PH0715IN21*N* | Water | Natural Gas | No Match | FALSE | FALSE | 3 |  |  | No Match | No Match | No Match | No Match | Copper | No Match |  | No Match |  | 715000 |  | 178750 |  | 82 | 80 |  |  | 5 |  | 82 |  |  | Federally-Regulated Commercial & Industrial Equipment | 2001-11-21
Raypak | Raypak | H3-0902* | Water | Natural Gas | Induced Draft | FALSE | FALSE | 1 |  |  |  | None | Non-Condensing | Single-Stage | Copper |  |  |  |  | 900000 | 756000 |  |  |  |  | 84 | [6 empty] | Federally-Regulated Commercial & Industrial Equipment | 2015-04-16
Utica Boilers | Pennco, Inc. | 41J-700 | Both Steam & Water | Natural Gas | Injection Type | FALSE | FALSE | 1 |  |  |  | None | Non-Condensing | Single-Stage | Cast Iron |  |  |  |  | 700000 | 563000 |  |  | 80.4 | 80 | 77.5 | [6 empty] | Federally-Regulated Commercial & Industrial Equipment | 2011-05-02
Cleaver-Brooks | Cleaver-Brooks | CEW-700-250-***** | Steam | Natural Gas | Power | FALSE | FALSE | 3 |  |  | No Match | No Match | No Match | No Match | Other | No Match |  | No Match |  | 10470000 |  | 10470000 |  | 80 | 80 |  |  | 25 |  | 80 |  |  | Federally-Regulated Commercial & Industrial Equipment | 1999-03-02
Aerco International | AM Series | AM 500 | Water | Natural Gas | Power | FALSE | FALSE | 1 |  | FALSE | None | None | Condensing | Step Modulating | Other |  |  |  |  | 500000 | 490000 | 50000 |  | 92.6 |  | 92.6 | [6 empty] | Federally-Regulated Commercial & Industrial Equipment | 2014-09-25
Burnham Corp. | Burnham Corp. | ALP150 | Water | LPG | Power | FALSE | FALSE | 1 |  |  | None | None | Condensing | Step Modulating | Other |  |  |  |  | 150000 | 138000 | 30000000 | 28500000 | [7 empty] | 95 | 80 | Federally-Regulated Consumer Product | 2008-04-14
U.S. Boiler Co. | U.S. Boiler Co. | ALP600 | Water | Natural Gas | Power | FALSE | FALSE | 1 |  |  |  | None | Condensing | Step Modulating | Other |  |  |  |  | 625000 | 594000 |  |  | 96 |  | 95 | [6 empty] | Federally-Regulated Commercial & Industrial Equipment | 2014-08-11
A O Smith Water Products | A O Smith Water Products | VB 500 | Water | LPG | Induced Draft | FALSE | FALSE | 1 |  |  | None | None | Non-Condensing | Step Modulating | Copper |  |  |  |  | 500000 | 413000 | 125000 | 110000 | 84 | 80 | 82 | [6 empty] | Federally-Regulated Commercial & Industrial Equipment | 2011-08-02
Bryan Steam Corp. | Bryan | CL-210-S-***-G | Steam | Natural Gas | No Match | TRUE | FALSE | 3 |  |  | No Match | No Match | No Match | No Match | Other | No Match |  | No Match |  | 2100000 |  | 2100000 |  | 80 | 80 |  |  |  |  | 80 |  |  | Federally-Regulated Commercial & Industrial Equipment | 1996-02-29
Allied Engineering Co. | Allied Engineering Co. | HSE-145-N | Water | Natural Gas | Power | FALSE | FALSE | 1 |  | TRUE |  | None | Condensing | Step Modulating | Other | Multiple-Speed |  |  |  | 145000 | 129000 | [9 empty] | 92 | 80 | Federally-Regulated Consumer Product | 2014-08-08
Camus Hydronics | Camus Hydronics | DMPC-0103-MPI | Water | LPG | Power | FALSE | FALSE | 1 | TRUE |  |  | None | Condensing | Step Modulating | Other |  |  |  |  | 100000 | 90000 | [9 empty] | 90 | 80 | Federally-Regulated Consumer Product | 2015-09-30
Utica Boilers | Dunkirk | D248-700 | Both Steam & Water | Natural Gas | Injection Type | FALSE | FALSE | 1 |  |  |  | None | Non-Condensing | Single-Stage | Cast Iron |  |  |  |  | 700000 | 563000 |  |  | 80.4 | 80 | 77.5 | [6 empty] | Federally-Regulated Commercial & Industrial Equipment | 2011-05-02
Water Pik, Inc. | Laars | JVS225PD(I/L) | Water | LPG | No Match | FALSE | FALSE | 1 |  |  | No Match | No Match | No Match | No Match | Copper | No Match |  | No Match |  | 225000 | [10 empty] | 85 | 80 | Federally-Regulated Consumer Product | 2001-11-21
Weil-McLain | Weil-McLain | WM97+70 | Water | Natural Gas | Pressure | FALSE | FALSE | 1 | TRUE |  |  | None | Condensing | Step Modulating | Other | Multiple-Speed |  |  |  | 70000 | 65000 | [9 empty] | 90 | 80 | Federally-Regulated Consumer Product | 2015-09-30
Water Pik, Inc. | Laars | PW0715EN09*BA | Both Steam & Water | Natural Gas | No Match | FALSE | TRUE | 3 |  |  | No Match | No Match | No Match | No Match | Copper | No Match |  | No Match |  | 715000 |  | 178750 |  | 82 | 80 |  |  | 5 |  | 82 |  |  | Federally-Regulated Commercial & Industrial Equipment | 2001-11-21
Peerless Heater Co. | Peerless | MIH-06-SV | Water | Natural Gas | No Match | FALSE | FALSE | 1 |  |  | No Match | No Match | No Match | No Match | Cast Iron | No Match |  | No Match |  | 162500 | [10 empty] | 83 | 80 | Federally-Regulated Consumer Product | 1999-08-20
Ajax Boiler, Inc. | Ajax | HFG15000W | Steam | Natural Gas | Power | FALSE | TRUE | 3 |  |  | No Match | No Match | No Match | No Match | Other | No Match |  | No Match |  | 15000000 |  | 6000000 |  | 80 | 80 |  |  |  |  | 80 |  |  | Federally-Regulated Commercial & Industrial Equipment | 1997-01-07
Slant / Fin Corp. | Slant / Fin Corp. | LX-150 | Water | LPG | Power | FALSE | FALSE | 1 |  | TRUE | None | None | Condensing | Step Modulating | Other | Single-Speed |  | Standard |  | 150000 | 133000 | [9 empty] | 92.5 | 80 | Federally-Regulated Consumer Product | 2013-07-10
PB Heat, LLC | National HVAC Manufacturing Company, LLC | CGSA-249** | Steam | LPG | Injection Type | FALSE | FALSE | 1 |  |  |  | Stack Damper | Non-Condensing | Single-Stage | Cast Iron |  |  |  |  | 287500 | 238000 | [9 empty] | 82 | 75 | Federally-Regulated Consumer Product | 2013-11-14
Burnham Corp. | Burnham Corp. | V908A-SN | Steam | Natural Gas | Power | FALSE | FALSE | 1 |  | FALSE |  | Stack Damper | Non-Condensing | Two-Stage Modulating | Cast Iron |  |  |  |  | 1386000 | 1112000 |  |  | 82.3 |  | 80.2 | [6 empty] | Federally-Regulated Commercial & Industrial Equipment | 2014-08-11
Sterling HVAC Products | Sterling HVAC Products | X7P9-12002-0012 | Water | Natural Gas | Power | FALSE | FALSE | 1 |  |  |  | None | Condensing | Step Modulating | Other |  |  |  |  | 1200000 | 1127000 |  |  | 94.4 |  | 93.9 | [6 empty] | Federally-Regulated Commercial & Industrial Equipment | 2014-08-11
Ajax Boiler, Inc. | Ajax | XFG5000W | Water | Natural Gas | Power | FALSE | TRUE | 3 |  |  | No Match | No Match | No Match | No Match | Other | No Match |  | No Match |  | 5000000 |  | 2000000 |  | 80 | 80 |  |  |  |  | 80 |  |  | Federally-Regulated Commercial & Industrial Equipment | 1997-01-07
Ajax Boiler, Inc. | Ajax | WEG3250W | Water | Natural Gas | Power | FALSE | TRUE | 3 |  |  | No Match | No Match | No Match | No Match | Other | No Match |  | No Match |  | 3090000 |  | 1300000 |  | 85 | 80 |  |  |  |  | 80 |  |  | Federally-Regulated Commercial & Industrial Equipment | 1997-01-07
Ajax Boiler, Inc. | Ajax | OSGXH400 | Steam | Natural Gas | No Match | FALSE | TRUE | 3 |  |  | No Match | No Match | No Match | No Match | Other | No Match |  | No Match |  | 400000 |  | 400000 |  | 80 | 80 |  |  |  |  | 80 |  |  | Federally-Regulated Commercial & Industrial Equipment | 1996-02-29
Allied Engineering Co. | Super Hot | AAE960*** | Water | Natural Gas | No Match | FALSE | TRUE | 3 |  |  | No Match | No Match | No Match | No Match | Copper | No Match |  | No Match |  | 960000 |  | 336000 |  | 80 | 80 |  |  |  |  | 80 |  |  | Federally-Regulated Commercial & Industrial Equipment | 1998-04-21
Rite Engineering | Rite | A650SG | Both Steam & Water | Natural Gas | Power | FALSE | FALSE | 3 |  |  | No Match | No Match | No Match | No Match | Other | No Match |  | No Match |  | 6500000 |  | 2166667 |  | 80 | 80 |  |  |  |  | 80 |  |  | Non Federally-Regulated | 1992-10-14
U.S. Boiler Co. | BURNHAM HYDRONICS | SCG-9 | Water | Natural Gas | Induced Draft | FALSE | FALSE | 1 | TRUE |  |  | None | Non-Condensing | Single-Stage | Cast Iron |  |  |  |  | 280000 | 238000 | [9 empty] | 84 | 80 | Federally-Regulated Consumer Product | 2015-09-30
Laars Heating Systems Co. | Laars | MT2H1000N******* | Water | Natural Gas | Power | FALSE | TRUE | 1 |  |  |  | None | Non-Condensing | Two-Stage Modulating | Copper |  |  |  |  | 999000 | 849000 |  |  | 85 | 80 | 84 | [6 empty] | Federally-Regulated Commercial & Industrial Equipment | 2008-03-14
Dunkirk | Lennox | GWB9050IH | Water | Combo (Natural Gas & Oil) | No Match | FALSE | FALSE | 1 |  |  | No Match | No Match | No Match | No Match | Other | No Match |  | No Match |  | 50000 | [10 empty] | 90 | 80 | Federally-Regulated Consumer Product | 2001-11-01
Ajax Boiler, Inc. | Ajax | OWGH2500 | Steam | Natural Gas | No Match | FALSE | TRUE | 3 |  |  | No Match | No Match | No Match | No Match | Other | No Match |  | No Match |  | 2500000 |  | 2500000 |  | 80 | 80 |  |  |  |  | 80 |  |  | Federally-Regulated Commercial & Industrial Equipment | 1996-02-29
Parker Boiler Co. | Parker Boiler | GO-70R | Steam | Combo (Natural Gas & Oil) | Power | FALSE | FALSE | 3 |  |  | No Match | No Match | No Match | No Match | Other | No Match |  | No Match |  | 2940000 |  | 1470000 |  | 83 | 80 |  |  | 4 |  | 82 |  |  | Federally-Regulated Commercial & Industrial Equipment | 1996-03-13
Water Pik, Inc. | Laars | HH0250CP30*B | Water | LPG | No Match | FALSE | TRUE | 1 |  |  | No Match | No Match | No Match | No Match | Copper | No Match |  | No Match |  | 250000 | [10 empty] | 82 | 80 | Federally-Regulated Consumer Product | 2001-11-21
HTP, Inc. | Westinghouse | WBRNG199W | Water | Natural Gas | Power | FALSE | FALSE | 1 | TRUE |  |  | None | Condensing | Step Modulating | Other |  |  |  |  | 199000 | 184000 | [9 empty] | 95.3 | 80 | Federally-Regulated Consumer Product | 2015-09-30
Ajax Boiler, Inc. | Ajax | SRF275 | Steam | Natural Gas | Power | FALSE | TRUE | 1 |  |  | Draft Hood | Stack Damper | Non-Condensing | Two-Stage Modulating | Other | None |  | No Match |  | 11500000 | 9200000 | 9200000 | 7360000 | 80 | 80 | 79.2 | [6 empty] | Federally-Regulated Commercial & Industrial Equipment | 2007-08-15
Ajax Boiler, Inc. | Ajax | OWGOFD600 | Steam | Natural Gas | Power | FALSE | TRUE | 3 |  |  | No Match | No Match | No Match | No Match | Other | No Match |  | No Match |  | 600000 |  | 300000 |  | 82 | 80 |  |  |  |  | 80 |  |  | Non Federally-Regulated | 1992-10-27
U.S. Boiler Co. | U.S. Boiler Co. | 308 | Water | Natural Gas | Injection Type | FALSE | FALSE | 1 |  | TRUE |  | Stack Damper | Non-Condensing | Single-Stage | Cast Iron | Single-Speed |  |  |  | 245000 | 205000 | [9 empty] | 84 | 80 | Federally-Regulated Consumer Product | 2013-04-19
Ajax Boiler, Inc. | Ajax | HFG10500W | Steam | Natural Gas | Power | FALSE | TRUE | 3 |  |  | No Match | No Match | No Match | No Match | Other | No Match |  | No Match |  | 10500000 |  | 4200000 |  | 80 | 80 |  |  |  |  | 80 |  |  | Federally-Regulated Commercial & Industrial Equipment | 1997-01-07
Bryan Steam Corp. | Bryan | HECL-240-W-FDG | Water | Natural Gas | Power | FALSE | FALSE | 3 |  |  | No Match | No Match | No Match | No Match | Other | No Match |  | No Match |  | 2400000 |  | 2400000 |  | 85 | 80 |  |  |  |  | 85 |  |  | Federally-Regulated Commercial & Industrial Equipment | 1996-03-01
Ajax Boiler, Inc. | Ajax | SGOXFD-1500 | Steam | Natural Gas | Power | FALSE | FALSE | 3 |  |  | No Match | No Match | No Match | No Match | Other | No Match |  | No Match |  | 1500000 |  | 750000 |  | 81 | 80 |  |  |  |  | 80 |  |  | Non Federally-Regulated | 1992-10-27
Burnham Corp. | Burnham Corp. | 4FHW-92A | Water | Natural Gas | Power | FALSE | FALSE | 1 |  |  |  | None | Non-Condensing | Single-Stage | Other |  |  |  |  | 770000 | 629000 |  |  | 84.8 |  | 81.7 | [6 empty] | Federally-Regulated Commercial & Industrial Equipment | 2014-08-11
Laars Heating Systems Co. | Laars | HH0715IN******** | Water | Natural Gas | Induced Draft | FALSE | FALSE | 1 |  |  |  | None | Non-Condensing | Step Modulating | Copper |  |  |  |  | 715000 | 579150 | 178750 |  | 81 | 80 | 78.6 | [6 empty] | Federally-Regulated Commercial & Industrial Equipment | 2007-11-01
Advanced Thermal Hydronics | Advanced Thermal Hydronics | HWX-70-INT | Water | LPG | Injection Type | FALSE | FALSE | 1 |  |  |  | Stack Damper | Non-Condensing | Single-Stage | Cast Iron | Single-Speed |  |  |  | 70000 | 58000 | [9 empty] | 82.2 | 80 | Federally-Regulated Consumer Product | 2014-03-28
Ajax Boiler, Inc. | Ajax | WEG4750W | Water | Natural Gas | Power | FALSE | TRUE | 3 |  |  | No Match | No Match | No Match | No Match | Other | No Match |  | No Match |  | 4510000 |  | 1950000 |  | 85 | 80 |  |  |  |  | 80 |  |  | Federally-Regulated Commercial & Industrial Equipment | 1997-01-07
Water Pik, Inc. | Laars | PH1430EP04*BA | Water | LPG | No Match | FALSE | TRUE | 3 |  |  | No Match | No Match | No Match | No Match | Copper | No Match |  | No Match |  | 1430000 |  | 357500 |  | 82 | 80 |  |  | 5 |  | 82 |  |  | Federally-Regulated Commercial & Industrial Equipment | 2001-05-30
HTP, Inc. | Westinghouse | WBR^^055 | Water | Natural Gas | Power | FALSE | FALSE | 1 | TRUE |  |  | None | Condensing | Step Modulating | Other |  |  |  |  | 55000 | 51000 | [9 empty] | 96.3 | 80 | Federally-Regulated Consumer Product | 2015-09-30
Easco Boiler Corp. | Easco | ESP-70-W030 | Both Steam & Water | Combo (Natural Gas & Oil) | Power | FALSE | FALSE | 3 |  |  | No Match | No Match | No Match | No Match | Other | No Match |  | No Match |  | 2929000 |  | 976333 |  | 83 | 80 |  |  | 22 |  | 81 |  |  | Federally-Regulated Commercial & Industrial Equipment | 1998-06-02
Ajax Boiler, Inc. | Ajax | WGOXFD-1750 | Steam | Natural Gas | Power | FALSE | FALSE | 3 |  |  | No Match | No Match | No Match | No Match | Other | No Match |  | No Match |  | 1750000 |  | 875000 |  | 82 | 80 |  |  |  |  | 80 |  |  | Non Federally-Regulated | 1992-10-27
Rite Engineering | Rite | 1250SG | Both Steam & Water | Natural Gas | Power | FALSE | FALSE | 3 |  |  | No Match | No Match | No Match | No Match | Other | No Match |  | No Match |  | 12500000 |  | 4166667 |  | 80 | 80 |  |  |  |  | 80 |  |  | Non Federally-Regulated | 1992-10-14
Ajax Boiler, Inc. | Ajax | OWGOFD1375 | Steam | Natural Gas | Power | FALSE | TRUE | 3 |  |  | No Match | No Match | No Match | No Match | Other | No Match |  | No Match |  | 1375000 |  | 687500 |  | 82 | 80 |  |  |  |  | 80 |  |  | Non Federally-Regulated | 1992-10-27
Ajax Boiler, Inc. | Ajax | WEG9000W | Water | Natural Gas | Power | FALSE | TRUE | 3 |  |  | No Match | No Match | No Match | No Match | Other | No Match |  | No Match |  | 8550000 |  | 3600000 |  | 85 | 80 |  |  |  |  | 80 |  |  | Federally-Regulated Commercial & Industrial Equipment | 1997-01-07
DDR Americas, Inc. | De Deitrich | GT 336A | Water | Natural Gas | Power | FALSE | FALSE | 1 |  | FALSE |  | Electro-Mechanical Inlet Dampe | Non-Condensing | Step Modulating | Cast Iron |  |  |  |  | 808000 | 686000 |  |  | 85.2 |  | 85.2 | [6 empty] | Federally-Regulated Commercial & Industrial Equipment | 2014-08-11
Water Pik, Inc. | Laars | VW0715EP04*BA | Both Steam & Water | LPG | No Match | FALSE | TRUE | 3 |  |  | No Match | No Match | No Match | No Match | Copper | No Match |  | No Match |  | 715000 |  | 178750 |  | 82 | 80 |  |  | 5 |  | 82 |  |  | Federally-Regulated Commercial & Industrial Equipment | 2001-11-21
PB Heat, LLC | PB Heat, LLC | PRO-05-125 | Water | Oil | Power | FALSE | FALSE | 1 |  |  |  | None | Non-Condensing | Single-Stage | Cast Iron |  |  |  |  | 175000 | 151000 | [9 empty] | 85.2 | 80 | Federally-Regulated Consumer Product | 2007-11-14
Smith Cast Iron Boilers | Smith Cast Iron Boilers | 19-S/W-03 | Both Steam & Water | Oil | Power | FALSE | FALSE | 1 |  |  |  | None | Non-Condensing | Single-Stage | Cast Iron |  |  |  |  | 364000 | 297000 |  |  | 84.2 | 83 | 81.6 | [6 empty] | Federally-Regulated Commercial & Industrial Equipment | 2007-12-12
PB Heat, LLC | RBI Water Heaters | IEW-399 Nat | Water | Natural Gas | Power | FALSE | FALSE | 1 |  |  | None | None | Condensing | Step Modulating | Other |  |  |  |  | 399000 | 373000 | 199000 | 186000 | 95.5 | 80 | 93.4 | [6 empty] | Federally-Regulated Commercial & Industrial Equipment | 2010-07-21
Raypak | Raypak | H4-HD251* | Water | LPG | Induced Draft | FALSE | TRUE | 1 |  |  | None | None | Non-Condensing | Single-Stage | Copper | Single-Speed |  | Standard |  | 250000 | 210000 | [9 empty] | 85 | 80 | Federally-Regulated Consumer Product | 2010-01-11
Rite Engineering | Rite | 1150SG | Both Steam & Water | Natural Gas | Power | FALSE | FALSE | 3 |  |  | No Match | No Match | No Match | No Match | Other | No Match |  | No Match |  | 11500000 |  | 3833333 |  | 80 | 80 |  |  |  |  | 80 |  |  | Non Federally-Regulated | 1992-10-14
Ajax Boiler, Inc. | Ajax | WGOFD-7000 | Steam | Natural Gas | Power | FALSE | FALSE | 3 |  |  | No Match | No Match | No Match | No Match | Other | No Match |  | No Match |  | 7000000 |  | 3500000 |  | 82 | 80 |  |  |  |  | 80 |  |  | Non Federally-Regulated | 1992-10-27
Ajax Boiler, Inc. | Ajax | SGX-SGXB-1250-D | Steam | Natural Gas | No Match | FALSE | FALSE | 3 |  |  | No Match | No Match | No Match | No Match | Other | No Match |  | No Match |  | 1250000 |  | 1250000 |  | 80 | 80 |  |  |  |  | 80 |  |  | Federally-Regulated Commercial & Industrial Equipment | 1996-02-29
Lochinvar, LLC. | Lochinvar Corp. | WH(N,L)155 | Water | LPG | Power | FALSE | FALSE | 1 |  | TRUE |  | None | Condensing | Step Modulating | Other |  |  |  |  | 155000 | 144000 | [9 empty] | 95 | 80 | Federally-Regulated Consumer Product | 2014-10-23
Ajax Boiler, Inc. | Ajax | WEG4250W | Water | Natural Gas | Power | FALSE | TRUE | 3 |  |  | No Match | No Match | No Match | No Match | Other | No Match |  | No Match |  | 4040000 |  | 1700000 |  | 85 | 80 |  |  |  |  | 80 |  |  | Federally-Regulated Commercial & Industrial Equipment | 1997-01-07
Slant / Fin Corp. | Slant / Fin Corp. | SE-70EDP | Water | Natural Gas | Injection Type | FALSE | FALSE | 1 |  |  |  | Stack Damper | Non-Condensing | Single-Stage | Cast Iron |  |  |  |  | 70000 | 58000 | [9 empty] | 82 | 80 | Federally-Regulated Consumer Product | 2007-11-14
U.S. Boiler Co. | U.S. Boiler Co. | 307 | Water | Natural Gas | Injection Type | FALSE | FALSE | 1 |  | TRUE |  | Stack Damper | Non-Condensing | Single-Stage | Cast Iron | Single-Speed |  |  |  | 210000 | 176000 | [9 empty] | 84 | 80 | Federally-Regulated Consumer Product | 2013-04-19
Burnham Corp. | Crown Boiler Co. | BSI310E | Both Steam & Water | LPG | Induced Draft | FALSE | FALSE | 1 |  |  |  | None | Non-Condensing | Single-Stage | Cast Iron |  |  |  |  | 310000 | 256000 |  |  | 82.5 | 80 | 79.5 | [6 empty] | Federally-Regulated Commercial & Industrial Equipment | 2007-12-12
Parker Boiler Co. | Parker Boiler | 9.5R | Steam | Natural Gas | No Match | FALSE | FALSE | 3 |  |  | No Match | No Match | No Match | No Match | Other | No Match |  | No Match |  | 398000 |  | 199000 |  | 83 | 80 |  |  | 4 |  | 82 |  |  | Federally-Regulated Commercial & Industrial Equipment | 1996-03-13
PB Heat, LLC | Peerless | 63-06-SPRK-W | Water | LPG | Injection Type | FALSE | FALSE | 1 | TRUE |  |  | Stack Damper | Non-Condensing | Single-Stage | Cast Iron |  |  |  |  | 287500 | 241000 | [9 empty] | 83.2 | 80 | Federally-Regulated Consumer Product | 2015-09-30
Lochinvar, LLC. | Lochinvar Corp. | PBL1501-M9 | Water | Natural Gas | Power | FALSE | FALSE | 1 |  |  |  | None | Non-Condensing | Step Modulating | Copper |  |  |  |  | 1500000 | 1275000 |  |  | 85 |  | 85 | [6 empty] | Federally-Regulated Commercial & Industrial Equipment | 2014-10-23
Smith Cast Iron Boilers | Peerless | TCII-13-W-G | Water | LPG | Power | FALSE | FALSE | 1 |  |  |  | None | Non-Condensing | Single-Stage | Cast Iron |  |  |  |  | 3978000 | 3301000 |  |  | 83.5 | 82 | [7 empty] | Federally-Regulated Commercial & Industrial Equipment | 2015-09-30
Ajax Boiler, Inc. | Ajax | XNG1250W | Water | Natural Gas | No Match | FALSE | TRUE | 3 |  |  | No Match | No Match | No Match | No Match | Other | No Match |  | No Match |  | 1250000 |  | 637500 |  | 80 | 80 |  |  |  |  | 80 |  |  | Federally-Regulated Commercial & Industrial Equipment | 1997-01-07
Ajax Boiler, Inc. | Ajax | SGXFD-9000 | Steam | Natural Gas | Power | FALSE | FALSE | 3 |  |  | No Match | No Match | No Match | No Match | Other | No Match |  | No Match |  | 9000000 |  | 4500000 |  | 81 | 80 |  |  |  |  | 80 |  |  | Non Federally-Regulated | 1992-10-27
PB Heat, LLC | National HVAC Manufacturing Company, LLC | CGWA-176** | Water | LPG | Injection Type | FALSE | FALSE | 1 |  |  |  | Stack Damper | Non-Condensing | Single-Stage | Cast Iron | Single-Speed |  |  |  | 175000 | 143000 | [9 empty] | 82 | 80 | Federally-Regulated Consumer Product | 2013-11-14
Advanced Thermal Hydronics | Advanced Thermal Hydronics | VGX-88-INT | Steam | LPG | Injection Type | FALSE | FALSE | 1 |  |  |  | Stack Damper | Non-Condensing | Single-Stage | Cast Iron |  |  |  |  | 88500 | 74000 | [9 empty] | 83 | 75 | Federally-Regulated Consumer Product | 2014-03-28
Water Pik, Inc. | Laars | VW0500IP04*1A | Both Steam & Water | LPG | No Match | FALSE | FALSE | 3 |  |  | No Match | No Match | No Match | No Match | Copper | No Match |  | No Match |  | 500000 |  | 125000 |  | 81 | 80 |  |  | 5 |  | 81 |  |  | Federally-Regulated Commercial & Industrial Equipment | 2001-11-21
Heat Cell Technologies, Inc. / ECO Heating Systems | Hamilton Engineering - EVO Duo | HWHN00399ASME | Water | Natural Gas | Power | FALSE | TRUE | 1 |  |  | None | None | Condensing | Two-Stage Modulating | Other | No Match |  | No Match |  | 399000 | 379999 | 80000 | 75360 | 94.7 | 80 | 2.8 | [6 empty] | Federally-Regulated Commercial & Industrial Equipment | 2006-03-29
Dunkirk | Sears | 229.9602 | Steam | Natural Gas | No Match | FALSE | FALSE | 1 |  |  | No Match | No Match | No Match | No Match | Cast Iron | No Match |  | No Match |  | 75000 | [10 empty] | 82.7 | 75 | Federally-Regulated Consumer Product | 1998-12-21
Weil-McLain | Weil-McLain | LGB-19 | Steam | Natural Gas | No Match | FALSE | FALSE | 3 |  |  | No Match | No Match | No Match | No Match | Cast Iron | No Match |  | No Match |  | 2340000 |  | 2340000 |  | 81 | 80 |  |  | 147 |  | 81 |  |  | Federally-Regulated Commercial & Industrial Equipment | 1996-02-29
Laars Heating Systems Co. | Laars | PH1430EN******** | Water | Natural Gas | Induced Draft | FALSE | TRUE | 1 |  |  |  | None | Non-Condensing | Step Modulating | Copper | Single-Speed |  | Standard |  | 1430000 | 1173000 | 357500 |  | 82 | 80 | 79.6 | [6 empty] | Federally-Regulated Commercial & Industrial Equipment | 2007-11-01
Weil-McLain | Weil-McLain | EG-65-PIDN-S | Steam | Natural Gas | No Match | FALSE | FALSE | 1 |  |  | No Match | No Match | No Match | No Match | Cast Iron | No Match |  | No Match |  | 250000 | [10 empty] | 83 | 75 | Federally-Regulated Consumer Product | 2001-04-12
Water Pik, Inc. | Laars | NP 135 | Water | Oil | No Match | TRUE | FALSE | 1 |  |  | No Match | No Match | No Match | No Match | Other | No Match |  | No Match |  | 189000 | [10 empty] | 83 | 80 | Federally-Regulated Consumer Product | 2001-10-11
Laars Heating Systems Co. | Laars | PHO600EP******** | Water | LPG | Induced Draft | FALSE | TRUE | 1 |  |  |  | None | Non-Condensing | Step Modulating | Copper | Single-Speed |  | Standard |  | 600000 | 492000 | 150000 |  | 82 | 80 | 79.6 | [6 empty] | Federally-Regulated Commercial & Industrial Equipment | 2007-11-01
Weil-McLain | Weil-McLain | PEG-40-PIDN-S | Steam | Natural Gas | No Match | FALSE | FALSE | 1 |  |  | No Match | No Match | No Match | No Match | Cast Iron | No Match |  | No Match |  | 125000 | [10 empty] | 82.6 | 75 | Federally-Regulated Consumer Product | 2002-06-04
Lattner Boiler Co. | Lattner | WLF 10 | Steam | Combo (Natural Gas & Oil) | Power | FALSE | FALSE | 3 |  |  | No Match | No Match | No Match | No Match | Other | No Match |  | No Match |  | 418000 |  | 418000 |  | 83.4 | 80 |  |  |  |  | 83.4 |  |  | Federally-Regulated Commercial & Industrial Equipment | 2000-09-06
Lochinvar, LLC. | Lochinvar Corp. | PBL1302-F9 | Water | LPG | Power | FALSE | FALSE | 1 |  |  |  | None | Non-Condensing | Single-Stage | Copper |  |  |  |  | 1300000 | 1105000 |  |  |  |  | 85 | [6 empty] | Federally-Regulated Commercial & Industrial Equipment | 2015-04-20
Camus Hydronics | Camus Hydronics | DFNW-0500-MS | Water | Natural Gas | Power | FALSE | FALSE | 1 |  |  |  | None | Non-Condensing | Step Modulating | Other |  |  |  |  | 500000 | 425000 |  |  | 85 |  | 85 | [6 empty] | Federally-Regulated Commercial & Industrial Equipment | 2014-08-11
Ajax Boiler, Inc. | Ajax | OWGFD7000 | Steam | Natural Gas | Power | FALSE | TRUE | 3 |  |  | No Match | No Match | No Match | No Match | Other | No Match |  | No Match |  | 7000000 |  | 3500000 |  | 82 | 80 |  |  |  |  | 80 |  |  | Non Federally-Regulated | 1992-10-27
Smith Cast Iron Boilers | Smith Cast Iron Boilers | GV100-W-5-HSI | Water | Natural Gas | Power | FALSE | FALSE | 1 |  |  | No Match | No Match | No Match | No Match | Cast Iron | No Match |  | No Match |  | 100000 | [10 empty] | 84.1 | 80 | Federally-Regulated Consumer Product | 2000-06-07
PB Heat, LLC | Peerless | EC/ECT-04-150W | Water | Oil | Power | FALSE | FALSE | 1 | TRUE |  |  | None | Non-Condensing | Single-Stage | Cast Iron |  |  |  |  | 210000 | 181000 | [9 empty] | 85.2 | 84 | Federally-Regulated Consumer Product | 2015-09-30
Laars Heating Systems Co. | Laars | PH1670IP******** | Water | LPG | Induced Draft | FALSE | FALSE | 1 |  |  |  | None | Non-Condensing | Step Modulating | Copper | Single-Speed |  | Standard |  | 1670000 | 1352700 | 417500 |  | 81 | 80 | 78.6 | [6 empty] | Federally-Regulated Commercial & Industrial Equipment | 2007-11-01
Thermal Solutions | Thermal Solutions | EVO2000B**-*B* | Water | Natural Gas | Power | FALSE | TRUE | 3 |  |  |  | None | Non-Condensing | Step Modulating | Copper |  |  |  |  | 2000000 | 1696000 |  |  | 84.7 |  | 84.7 | [6 empty] | Federally-Regulated Commercial & Industrial Equipment | 2014-10-21
Laars Heating Systems Co. | Laars | PH0715IP******** | Water | LPG | Induced Draft | FALSE | FALSE | 1 |  |  |  | None | Non-Condensing | Step Modulating | Copper | Single-Speed |  | Standard |  | 715000 | 579150 | 178750 |  | 81 | 80 | 78.6 | [6 empty] | Federally-Regulated Commercial & Industrial Equipment | 2007-11-01
Allied Engineering Co. | Allied Engineering Co. | MG-150-N-E | Water | Natural Gas | Injection Type | FALSE | FALSE | 1 |  | TRUE |  | Stack Damper | Non-Condensing | Single-Stage | Other |  |  |  |  | 150000 | 128000 | [9 empty] | 85 | 80 | Federally-Regulated Consumer Product | 2014-08-08
Crown Boiler Co. | Crown | C247-1700-W | Water | Natural Gas | No Match | FALSE | FALSE | 3 |  |  | No Match | No Match | No Match | No Match | Cast Iron | No Match |  | No Match |  | 1700000 |  | 1700000 |  | 80 | 80 |  |  |  |  | 80 |  |  | Federally-Regulated Commercial & Industrial Equipment | 1996-03-06
Ajax Boiler, Inc. | Ajax | WGOFD-1125 | Steam | Natural Gas | Power | FALSE | FALSE | 3 |  |  | No Match | No Match | No Match | No Match | Other | No Match |  | No Match |  | 1125000 |  | 562500 |  | 82 | 80 |  |  |  |  | 80 |  |  | Non Federally-Regulated | 1992-10-27
HTP, Inc. | Elite | EL-80VWH | Water | LPG | Power | FALSE | FALSE | 1 |  |  | None | None | Condensing | Single-Stage | Other |  |  |  |  | 80000 | 73000 | 14000000 | 80000000 | [7 empty] | 94.4 | 80 | Federally-Regulated Consumer Product | 2011-08-02
Ajax Boiler, Inc. | Ajax | XFG2250W | Water | Natural Gas | Power | FALSE | TRUE | 3 |  |  | No Match | No Match | No Match | No Match | Other | No Match |  | No Match |  | 2250000 |  | 1000000 |  | 80 | 80 |  |  |  |  | 80 |  |  | Federally-Regulated Commercial & Industrial Equipment | 1997-01-07
Water Pik, Inc. | Laars | PW0500IP09*BA | Both Steam & Water | LPG | No Match | FALSE | FALSE | 3 |  |  | No Match | No Match | No Match | No Match | Copper | No Match |  | No Match |  | 500000 |  | 125000 |  | 82 | 80 |  |  | 5 |  | 82 |  |  | Federally-Regulated Commercial & Industrial Equipment | 2001-11-21
Raypak | Raypak | H3-HD101*R | Water | Natural Gas | Induced Draft | FALSE | FALSE | 1 | TRUE |  |  | None | Non-Condensing | Two-Stage Modulating | Copper |  |  |  |  | 100000 | 85000 | [9 empty] | 85 | 82 | Federally-Regulated Consumer Product | 2015-06-01
Ajax Boiler, Inc. | Ajax | OWGFD3750 | Steam | Natural Gas | Power | FALSE | TRUE | 3 |  |  | No Match | No Match | No Match | No Match | Other | No Match |  | No Match |  | 3750000 |  | 1875000 |  | 82 | 80 |  |  |  |  | 80 |  |  | Non Federally-Regulated | 1992-10-27
Bryan Steam Corp. | Bryan | HECL-75-W-FDG | Water | Natural Gas | Power | FALSE | FALSE | 3 |  |  | No Match | No Match | No Match | No Match | Other | No Match |  | No Match |  | 750000 |  | 750000 |  | 85 | 80 |  |  |  |  | 85 |  |  | Federally-Regulated Commercial & Industrial Equipment | 1996-03-01
HTP, Inc. | Elite | EL-220VWH | Water | LPG | Power | FALSE | FALSE | 1 |  |  | None | None | Condensing | Single-Stage | Other |  |  |  |  | 220000 | 203000 | 37000000 | 220000000 | [7 empty] | 98 | 80 | Federally-Regulated Consumer Product | 2011-08-02
Rite Engineering | Rite | A500S | Both Steam & Water | Natural Gas | No Match | FALSE | FALSE | 3 |  |  | No Match | No Match | No Match | No Match | Other | No Match |  | No Match |  | 5000000 |  | 2500000 |  | 80 | 80 |  |  |  |  | 80 |  |  | Non Federally-Regulated | 1992-10-14
Easco Boiler Corp. | Easco | SM4-150-S015 | Both Steam & Water | Combo (Natural Gas & Oil) | Power | FALSE | FALSE | 3 |  |  | No Match | No Match | No Match | No Match | Other | No Match |  | No Match |  | 6276000 |  | 2092000 |  | 83 | 80 |  |  | 22 |  | 81 |  |  | Federally-Regulated Commercial & Industrial Equipment | 1998-06-02
Ajax Boiler, Inc. | Ajax | OSGXFD1050 | Steam | Natural Gas | Power | FALSE | TRUE | 3 |  |  | No Match | No Match | No Match | No Match | Other | No Match |  | No Match |  | 1050000 |  | 525000 |  | 81 | 80 |  |  |  |  | 80 |  |  | Non Federally-Regulated | 1992-10-27
Parker Boiler Co. | Parker Boiler | O-1920R | Water | Oil | Power | FALSE | FALSE | 3 |  |  | No Match | No Match | No Match | No Match | Other | No Match |  | No Match |  | 1920000 |  | 960000 |  | 84 | 83 |  |  | 4 |  | 82 |  |  | Federally-Regulated Commercial & Industrial Equipment | 1996-03-13
Cemline Corp. | Cemline Corp. | VB120EHB144 | Water | Electricity | No Match | FALSE | TRUE | 3 |  |  | No Match | No Match | No Match | No Match | Cast Iron | No Match |  | No Match |  | 491760 |  | 491760 |  | 98.4 | [5 empty] | 98.4 |  |  | Non Federally-Regulated | 1992-06-18
Slant / Fin Corp. | Slant / Fin Corp. | EG-16 | Water | LPG | Power | FALSE | FALSE | 1 |  |  |  | None | Non-Condensing | Single-Stage | Cast Iron |  |  |  |  | 161000 | 137000 | [9 empty] | 84.5 | 80 | Federally-Regulated Consumer Product | 2008-04-14
Viessmann Manufacturing Co., Inc. | VIESSMANN | B2HA-88 | Water | Natural Gas | Power | FALSE | FALSE | 1 |  |  |  | Electro-Mechanical Inlet Dampe | Condensing | Step Modulating | Other |  |  |  |  | 311000 | 292000 |  |  |  |  | 94 | 80 | [5 empty] | Federally-Regulated Commercial & Industrial Equipment | 2015-09-24
PB Heat, LLC | PB Heat, LLC | MI85-05-SPRK | Water | Natural Gas | Injection Type | FALSE | FALSE | 1 |  | TRUE |  | Stack Damper | Non-Condensing | Single-Stage | Cast Iron | Single-Speed |  |  |  | 120000 | 102000 | [9 empty] | 85.1 | 80 | Federally-Regulated Consumer Product | 2013-04-19
Cleaver-Brooks | Cleaver-Brooks | CBH-700-50A | Steam | Natural Gas | Power | FALSE | FALSE | 3 |  |  | No Match | No Match | No Match | No Match | Other | No Match |  | No Match |  | 2093750 |  | 2093750 |  | 80 | 80 |  |  | 25 |  | 80 |  |  | Federally-Regulated Commercial & Industrial Equipment | 1996-03-06
Smith Cast Iron Boilers | Smith Cast Iron Boilers | 28A-S/W-18 | Both Steam & Water | Oil | Power | FALSE | FALSE | 1 |  |  |  | None | Non-Condensing | Single-Stage | Cast Iron |  |  |  |  | 5670000 | 4629000 |  |  | 83.5 | 83 | 81.4 | [6 empty] | Federally-Regulated Commercial & Industrial Equipment | 2007-12-12
Laars Heating Systems Co. | Laars | HH1430EP******** | Water | LPG | Induced Draft | FALSE | TRUE | 1 |  |  |  | None | Non-Condensing | Step Modulating | Copper |  |  |  |  | 1430000 | 1173000 | 357500 |  | 82 | 80 | 79.6 | [6 empty] | Federally-Regulated Commercial & Industrial Equipment | 2007-11-01
PB Heat, LLC | PB Heat, LLC | EC/ECT-05-250-W/S | Water | Oil | Power | FALSE | FALSE | 1 |  |  |  | None | Non-Condensing | Single-Stage | Cast Iron |  |  |  |  | 336000 | 279000 |  |  | 85.1 |  | 83 | [6 empty] | Federally-Regulated Commercial & Industrial Equipment | 2014-09-05
Dunkirk | Sears, Roebuck, & Co. | DKVLT-150 | Water | Natural Gas | Pressure | FALSE | FALSE | 1 |  | TRUE |  | None | Condensing | Step Modulating | Other | Single-Speed |  |  |  | 150000 | 139000 | [9 empty] | 95 | 80 | Federally-Regulated Consumer Product | 2013-04-19
U.S. Boiler Co. | BURNHAM HYDRONICS | RV7 | Water | LPG | Induced Draft | FALSE | FALSE | 1 | TRUE |  |  | None | Non-Condensing | Single-Stage | Cast Iron |  |  |  |  | 190000 | 166000 | [9 empty] | 87 | 80 | Federally-Regulated Consumer Product | 2015-09-30
Camus Hydronics | Camus Hydronics | DFPH-4504-MS | Water | LPG | Power | FALSE | FALSE | 1 |  |  |  | None | Non-Condensing | Step Modulating | Other |  |  |  |  | 4500000 | 3825000 |  |  | 85 |  | 85 | [6 empty] | Federally-Regulated Commercial & Industrial Equipment | 2014-08-11
Smith Cast Iron Boilers | Peerless | TCII-04-W-G | Water | Natural Gas | Power | FALSE | FALSE | 3 |  |  |  | None | Non-Condensing | Single-Stage | Cast Iron |  |  |  |  | 1143000 | 930000 |  |  |  |  | 81.4 | 80 | [5 empty] | Federally-Regulated Commercial & Industrial Equipment | 2015-09-30
Water Pik, Inc. | Laars | VW3500IP18A* | Both Steam & Water | LPG | No Match | FALSE | FALSE | 3 |  |  | No Match | No Match | No Match | No Match | Copper | No Match |  | No Match |  | 3500000 |  | 3500000 |  | 82 | 80 |  |  | 5 |  | 82 |  |  | Federally-Regulated Commercial & Industrial Equipment | 2001-11-21
PB Heat, LLC | PB Heat, LLC | LCE-15-S-N | Steam | Natural Gas | Power | FALSE | FALSE | 1 |  | FALSE |  | None | Non-Condensing | Single-Stage | Cast Iron |  |  |  |  | 2850000 | 2284000 |  |  | 81 |  | 80.2 | [6 empty] | Federally-Regulated Commercial & Industrial Equipment | 2014-09-05
Water Pik, Inc. | Laars | JVS125NK** | Water | Natural Gas | Injection Type | FALSE | TRUE | 1 |  |  | Draft Diverter | Stack Damper | Non-Condensing | Two-Stage Modulating | Copper | No Match |  | No Match |  | 125000 | 105000 | [9 empty] | 81.9 | 80 | Federally-Regulated Consumer Product | 2004-05-06
English Boiler & Tube, Inc. | Bent Tube Balanced Flow | BTBF-90-160 | Water | Natural Gas | Power | FALSE | FALSE | 3 |  |  | No Match | No Match | No Match | No Match | Other | No Match |  | No Match |  | 3780000 |  | 945000 |  | 80 | 80 |  |  | 3 |  | 80 |  |  | Federally-Regulated Commercial & Industrial Equipment | 1998-09-10
Ajax Boiler, Inc. | Ajax | WEG-I2500 | Water | Natural Gas | Power | FALSE | FALSE | 3 |  |  | No Match | No Match | No Match | No Match | Other | No Match |  | No Match |  | 2375000 |  | 1187500 |  | 85 | 80 |  |  |  |  | 82 |  |  | Non Federally-Regulated | 1992-09-21
Smith Cast Iron Boilers | Smith Cast Iron Boilers | 19A-S/W-05 | Both Steam & Water | Natural Gas | Power | FALSE | FALSE | 1 |  |  |  | None | Non-Condensing | Single-Stage | Cast Iron |  |  |  |  | 725000 | 575000 |  |  | 82.1 | 80 | 79.3 | [6 empty] | Federally-Regulated Commercial & Industrial Equipment | 2007-12-12
Slant / Fin Corp. | SLANT/FIN | B-200A | Water | Natural Gas | Power | FALSE | FALSE | 1 | TRUE |  |  | None | Condensing | Step Modulating | Other |  |  |  |  | 200000 | 180000 | [9 empty] | 90.5 | 80 | Federally-Regulated Consumer Product | 2015-09-30
Burnham Corp. | Burnham Corp. | V906 | Both Steam & Water | Oil | Power | FALSE | FALSE | 1 |  |  |  | None | Non-Condensing | Single-Stage | Cast Iron |  |  |  |  | 980000 | 808000 |  |  | 85.2 | 83 | 82.5 | [6 empty] | Federally-Regulated Commercial & Industrial Equipment | 2010-03-16
Rite Engineering | Rite | 700SG | Both Steam & Water | Natural Gas | Power | FALSE | FALSE | 3 |  |  | No Match | No Match | No Match | No Match | Other | No Match |  | No Match |  | 7000000 |  | 2333333 |  | 80 | 80 |  |  |  |  | 80 |  |  | Non Federally-Regulated | 1992-10-14
Slant / Fin Corp. | Slant / Fin Corp. | XL-30-1.15 | Water | Oil | Power | FALSE | FALSE | 1 |  |  |  | None | Non-Condensing | Single-Stage | Cast Iron |  |  |  |  | 161000 | 138000 | [9 empty] | 84.1 | 80 | Federally-Regulated Consumer Product | 2007-11-14
Raypak, Inc. | Raypak | H(3,4)-HD151*R | Water | LPG | Induced Draft | FALSE | FALSE | 1 | TRUE |  |  | None | Non-Condensing | Two-Stage Modulating | Copper |  |  |  |  | 150000 | 128000 | [9 empty] | 85 | 80 | Federally-Regulated Consumer Product | 2015-09-30
Advanced Thermal Hydronics | Advanced Thermal Hydronics | VGX-177-INT | Steam | LPG | Injection Type | FALSE | FALSE | 1 |  |  |  | Stack Damper | Non-Condensing | Single-Stage | Cast Iron |  |  |  |  | 177000 | 147000 | [9 empty] | 82.4 | 75 | Federally-Regulated Consumer Product | 2014-03-28
Water Pik, Inc. | Laars | VW0500IN04*BA | Both Steam & Water | Natural Gas | No Match | FALSE | FALSE | 3 |  |  | No Match | No Match | No Match | No Match | Copper | No Match |  | No Match |  | 500000 |  | 125000 |  | 82 | 80 |  |  | 5 |  | 82 |  |  | Federally-Regulated Commercial & Industrial Equipment | 2001-11-21
Lochinvar, LLC. | Lochinvar Corp. | CHN0992 | Water | Natural Gas | Power | FALSE | TRUE | 1 |  |  |  | None | Non-Condensing | Step Modulating | Copper |  |  |  |  | 990000 | 842000 |  |  |  |  | 85 | [6 empty] | Federally-Regulated Commercial & Industrial Equipment | 2015-04-20
Ajax Boiler, Inc. | Ajax | HNG900W | Steam | Natural Gas | No Match | FALSE | TRUE | 3 |  |  | No Match | No Match | No Match | No Match | Other | No Match |  | No Match |  | 900000 |  | 450000 |  | 80 | 80 |  |  |  |  | 80 |  |  | Federally-Regulated Commercial & Industrial Equipment | 1997-01-07
Raypak | Raypak | H7-1753 | Water | Natural Gas | Induced Draft | FALSE | TRUE | 1 |  |  | None | None | Non-Condensing | Single-Stage | Copper |  |  |  |  | 1750000 | 1523000 |  |  | 87 | 80 | 87 | [6 empty] | Federally-Regulated Commercial & Industrial Equipment | 2007-12-12
Easco Boiler Corp. | Easco | SM4-050-W030 | Both Steam & Water | Combo (Natural Gas & Oil) | Power | FALSE | FALSE | 3 |  |  | No Match | No Match | No Match | No Match | Other | No Match |  | No Match |  | 2093000 |  | 697666 |  | 83 | 80 |  |  | 22 |  | 80 |  |  | Federally-Regulated Commercial & Industrial Equipment | 1998-06-02
Ajax Boiler, Inc. | Ajax | OSGXB525 | Steam | Natural Gas | No Match | FALSE | TRUE | 3 |  |  | No Match | No Match | No Match | No Match | Other | No Match |  | No Match |  | 525000 |  | 525000 |  | 80 | 80 |  |  |  |  | 80 |  |  | Federally-Regulated Commercial & Industrial Equipment | 1996-02-29
Cleaver-Brooks | Cleaver-Brooks | P-700-30-***** | Steam | Natural Gas | Power | FALSE | FALSE | 3 |  |  | No Match | No Match | No Match | No Match | Other | No Match |  | No Match |  | 1255000 |  | 1255000 |  | 80 | 80 |  |  | 25 |  | 80 |  |  | Federally-Regulated Commercial & Industrial Equipment | 1996-03-06
Smith Cast Iron Boilers | Peerless | TCII-10-W-G | Water | LPG | Power | FALSE | FALSE | 1 |  |  |  | None | Non-Condensing | Single-Stage | Cast Iron |  |  |  |  | 3033000 | 2511000 |  |  | 83.5 | 82 | [7 empty] | Federally-Regulated Commercial & Industrial Equipment | 2015-09-30
Ajax Boiler, Inc. | Ajax | WGFD-4750 | Steam | Natural Gas | Power | FALSE | FALSE | 3 |  |  | No Match | No Match | No Match | No Match | Other | No Match |  | No Match |  | 4750000 |  | 2375000 |  | 82 | 80 |  |  |  |  | 80 |  |  | Non Federally-Regulated | 1992-10-27
Raypak | Raypak | (H,W)7-0400 * | Water | Natural Gas | Induced Draft | FALSE | FALSE | 1 |  |  |  | None | Condensing | Step Modulating | Other |  |  |  |  | 399000 | 375000 |  |  |  |  | 94 | [6 empty] | Federally-Regulated Commercial & Industrial Equipment | 2015-04-16
Water Pik, Inc. | Laars | RHCH1200P******* | Both Steam & Water | LPG | Power | FALSE | TRUE | 3 |  |  | No Match | No Match | No Match | No Match | Copper | No Match |  | No Match |  | 1200000 |  | 600000 |  | 85 | 80 |  |  | 12 |  | 88 |  |  | Federally-Regulated Commercial & Industrial Equipment | 2002-08-22
Cleaver-Brooks | Cleaver-Brooks | MTF-700-750-60HW | Water | Natural Gas | Power | FALSE | FALSE | 3 |  |  | No Match | No Match | No Match | No Match | Other | No Match |  | No Match |  | 750000 |  | 750000 |  | 80 | 80 |  |  | 25 |  | 80 |  |  | Federally-Regulated Commercial & Industrial Equipment | 2001-08-06
Raypak | Raypak | H7-0850* | Water | Natural Gas | Induced Draft | FALSE | TRUE | 1 |  |  | None | None | Condensing | Step Modulating | Other |  |  |  |  | 850000 | 799000 | 170000 |  | 94.5 | 80 | 94 |  | 12 |  |  |  |  | Federally-Regulated Commercial & Industrial Equipment | 2010-10-29
Slant / Fin Corp. | Slant / Fin Corp. | GG-200HEDS | Water | LPG | Injection Type | FALSE | FALSE | 1 |  |  |  | Stack Damper | Non-Condensing | Single-Stage | Cast Iron |  |  |  |  | 200000 | 167000 | [9 empty] | 83.1 | 80 | Federally-Regulated Consumer Product | 2007-11-14
Raypak, Inc. | Raypak | H(3,4)-HD301*R | Water | LPG | Induced Draft | FALSE | FALSE | 1 | TRUE |  |  | None | Non-Condensing | Two-Stage Modulating | Copper |  |  |  |  | 299000 | 255000 | [9 empty] | 85 | 80 | Federally-Regulated Consumer Product | 2015-09-30
Weil-McLain | Weil-McLain | ULTRA 105-UE | Water | Natural Gas | Power | FALSE | FALSE | 1 | TRUE |  |  | None | Condensing | Step Modulating | Other |  |  |  |  | 105000 | 94000 | [9 empty] | 90 | 80 | Federally-Regulated Consumer Product | 2015-09-30
Heat Cell Technologies, Inc. / ECO Heating Systems | Propak TM - By Huron Valley Sales | HWHN0499ASME | Water | Natural Gas | Power | FALSE | TRUE | 1 |  |  | None | None | Condensing | Two-Stage Modulating | Other | No Match |  | No Match |  | 500000 | 475000 | 100000 | 94200 | 94.7 | 80 | 2.8 | [6 empty] | Federally-Regulated Commercial & Industrial Equipment | 2006-03-29
Water Pik, Inc. | Laars | PW0600IN09*BA | Both Steam & Water | Natural Gas | No Match | FALSE | FALSE | 3 |  |  | No Match | No Match | No Match | No Match | Copper | No Match |  | No Match |  | 600000 |  | 150000 |  | 82 | 80 |  |  | 5 |  | 82 |  |  | Federally-Regulated Commercial & Industrial Equipment | 2001-11-21
Smith Cast Iron Boilers | Smith Cast Iron Boilers | 650A-*-17 | Both Steam & Water | Oil | Power | FALSE | FALSE | 1 |  |  |  | None | Non-Condensing | Single-Stage | Cast Iron |  |  |  |  | 7980000 | 7098000 |  |  | 84.8 | 83 | 83.3 | [6 empty] | Federally-Regulated Commercial & Industrial Equipment | 2007-12-12
Slant / Fin Corp. | Slant / Fin Corp. | LWDF-900-3-5 | Water | Oil | Power | FALSE | FALSE | 1 |  |  |  | None | Non-Condensing | Single-Stage | Cast Iron |  |  |  |  | 896000 | 750000 |  |  | 85.9 | 83 | 82.9 | [6 empty] | Federally-Regulated Commercial & Industrial Equipment | 2007-12-12
PB Heat, LLC | PB Heat, LLC | 63-03-SPRK-W | Water | Natural Gas | Injection Type | FALSE | FALSE | 1 |  | TRUE | Draft Diverter | Stack Damper | Non-Condensing | Single-Stage | Cast Iron | Single-Speed |  | Standard |  | 118000 | 99000 | [9 empty] | 83.5 | 80 | Federally-Regulated Consumer Product | 2013-04-19
Slant / Fin Corp. | Slant / Fin Corp. | LDV-30-1.00 | Water | Oil | Power | FALSE | FALSE | 1 |  |  |  | None | Non-Condensing | Single-Stage | Cast Iron |  |  |  |  | 140000 | 121000 | [9 empty] | 87.5 | 80 | Federally-Regulated Consumer Product | 2007-11-14
HTP, Inc. | Munchkin | 199VWH | Water | Natural Gas | Power | FALSE | FALSE | 1 |  |  |  | None | Condensing | Single-Stage | Other |  |  |  |  | 199000 | 183000 | [9 empty] | 92 | 80 | Federally-Regulated Consumer Product | 2009-02-27
Rite Engineering | Rite | A750SG | Both Steam & Water | Natural Gas | Power | FALSE | FALSE | 3 |  |  | No Match | No Match | No Match | No Match | Other | No Match |  | No Match |  | 7500000 |  | 2500000 |  | 80 | 80 |  |  |  |  | 80 |  |  | Non Federally-Regulated | 1992-10-14
Laars Heating Systems Co. | Laars Heating Systems Co. | PNCH0200***C | Water | LPG | Power | FALSE | FALSE | 1 |  |  | None | None | Non-Condensing | Single-Stage | Copper | Single-Speed | 0.17 | Standard |  | 199900 | 172000 | 199000 | [8 empty] | 85.5 | 80 | Federally-Regulated Consumer Product | 2007-11-14
Burnham Commercial | BURNHAM COMMERCIAL | 3L-50-O | Steam | Oil | Power | FALSE | FALSE | 1 |  | FALSE |  | None | Non-Condensing | Two-Stage Modulating | Other |  |  |  |  | 2030000 | 1707000 |  |  |  |  | 84.1 | 81 | [5 empty] | Federally-Regulated Commercial & Industrial Equipment | 2015-09-30
HTP, Inc. | Westinghouse | WBR^^155 | Water | LPG | Power | FALSE | FALSE | 1 | TRUE |  |  | None | Condensing | Step Modulating | Other |  |  |  |  | 155000 | 143000 | [9 empty] | 95.1 | 80 | Federally-Regulated Consumer Product | 2015-09-30
PB Heat, LLC | Peerless | 63-03-SPRK-W | Water | LPG | Injection Type | FALSE | FALSE | 1 | TRUE |  |  | Stack Damper | Non-Condensing | Single-Stage | Cast Iron |  |  |  |  | 118000 | 99000 | [9 empty] | 83.5 | 80 | Federally-Regulated Consumer Product | 2015-09-30
Water Pik, Inc. | Laars | PW1670EN04*BA | Both Steam & Water | Natural Gas | No Match | FALSE | TRUE | 3 |  |  | No Match | No Match | No Match | No Match | Copper | No Match |  | No Match |  | 1670000 |  | 417500 |  | 82 | 80 |  |  | 5 |  | 82 |  |  | Federally-Regulated Commercial & Industrial Equipment | 2001-11-21
Rite Engineering | Rite | 200S | Both Steam & Water | Natural Gas | No Match | FALSE | FALSE | 3 |  |  | No Match | No Match | No Match | No Match | Other | No Match |  | No Match |  | 2000000 |  | 1000000 |  | 80 | 80 |  |  |  |  | 80 |  |  | Non Federally-Regulated | 1992-10-14
Burnham Corp. | Burnham Corp. | IN4L*I | Water | Natural Gas | Induced Draft | FALSE | FALSE | 1 |  |  |  | Stack Damper | Non-Condensing | Single-Stage | Cast Iron |  |  |  |  | 105000 | 87000 | [9 empty] | 83.1 | 80 | Federally-Regulated Consumer Product | 2007-11-14
Slant / Fin Corp. | Slant / Fin Corp. | SE-140EDP | Water | LPG | Injection Type | FALSE | FALSE | 1 |  |  |  | Stack Damper | Non-Condensing | Single-Stage | Cast Iron |  |  |  |  | 140000 | 116000 | [9 empty] | 82.2 | 80 | Federally-Regulated Consumer Product | 2007-11-14
Weben-Jarco | Jarco | AJHWB-70 | Water | LPG | No Match | FALSE | FALSE | 3 |  |  | No Match | No Match | No Match | No Match | Copper | No Match |  | No Match |  | 700000 |  | 700000 |  | 80 | 80 |  |  |  |  | 80 |  |  | Federally-Regulated Commercial & Industrial Equipment | 1996-02-29
Ajax Boiler, Inc. | Ajax | B13G | Water | Natural Gas | Luminous | FALSE | FALSE | 1 |  |  | None | None | Non-Condensing | Step Modulating | Copper | Single-Speed | 0.75 |  |  | 1300000 | 1040000 | 1040000 | 832000 | 80 | 80 | 79.2 | [6 empty] | Federally-Regulated Commercial & Industrial Equipment | 2007-08-15
Ajax Boiler, Inc. | Ajax | OSGOXFD400 | Steam | Natural Gas | Power | FALSE | TRUE | 3 |  |  | No Match | No Match | No Match | No Match | Other | No Match |  | No Match |  | 400000 |  | 200000 |  | 81 | 80 |  |  |  |  | 80 |  |  | Non Federally-Regulated | 1992-10-27
RBI Water Heaters | RBI Water Heaters | DB400 | Water | Natural Gas | Induced Draft | TRUE | FALSE | 1 |  |  |  | None | Non-Condensing | Single-Stage | Copper |  |  |  |  | 399000 | 335000 |  |  | 84 | 80 | 80.8 | [6 empty] | Federally-Regulated Commercial & Industrial Equipment | 2007-12-12
HTP, Inc. | ModCon | Mod Con 850 | Water | Natural Gas | Power | FALSE | FALSE | 1 |  |  | None | None | Condensing | Step Modulating | Other |  |  |  |  | 850000 | 799000 | 170000 | 160000 | 94 | 80 | 94 | [6 empty] | Federally-Regulated Commercial & Industrial Equipment | 2008-10-20
Ajax Boiler, Inc. | Ajax | WGB-5500-D | Steam | Natural Gas | No Match | FALSE | FALSE | 3 |  |  | No Match | No Match | No Match | No Match | Other | No Match |  | No Match |  | 5500000 |  | 5500000 |  | 80 | 80 |  |  |  |  | 80 |  |  | Federally-Regulated Commercial & Industrial Equipment | 1996-02-29
Utica Boilers | Pennco, Inc. | 41J-1000 | Both Steam & Water | Natural Gas | Injection Type | FALSE | FALSE | 1 |  |  |  | None | Non-Condensing | Single-Stage | Cast Iron |  |  |  |  | 1000000 | 805000 |  |  | 80.5 | 80 | 77.5 | [6 empty] | Federally-Regulated Commercial & Industrial Equipment | 2011-05-02
Water Pik, Inc. | Laars | VW0850EP04*BA | Both Steam & Water | LPG | No Match | FALSE | TRUE | 3 |  |  | No Match | No Match | No Match | No Match | Copper | No Match |  | No Match |  | 850000 |  | 212850 |  | 82 | 80 |  |  | 5 |  | 82 |  |  | Federally-Regulated Commercial & Industrial Equipment | 2001-11-21
Laars Heating Systems Co. | Laars | HH1825IN******** | Water | Natural Gas | Induced Draft | FALSE | FALSE | 1 |  |  |  | None | Non-Condensing | Step Modulating | Copper |  |  |  |  | 1825000 | 1478250 | 456250 |  | 81 | 80 | 78.6 | [6 empty] | Federally-Regulated Commercial & Industrial Equipment | 2007-11-01
Water Pik, Inc. | Laars | PH0250CN22**** | Water | Natural Gas | No Match | FALSE | TRUE | 1 |  |  | No Match | No Match | No Match | No Match | Copper | No Match |  | No Match |  | 250000 | [10 empty] | 82 | 80 | Federally-Regulated Consumer Product | 2001-11-21
Laars Heating Systems Co. | Triangle Tube | KS150 | Water | LPG | Induced Draft | FALSE | FALSE | 1 |  | TRUE |  | None | Condensing | Step Modulating | Other | Single-Speed |  |  |  | 150000 | 138000 | [9 empty] | 95 | 80 | Federally-Regulated Consumer Product | 2013-11-14
Burnham Commercial | BURNHAM COMMERCIAL | 3L-60-G | Steam | Natural Gas | Power | FALSE | FALSE | 1 |  | FALSE |  | None | Non-Condensing | Two-Stage Modulating | Other |  |  |  |  | 2511000 | 2064000 |  |  |  |  | 83.1 | 79 | [5 empty] | Federally-Regulated Commercial & Industrial Equipment | 2015-09-30
Water Pik, Inc. | Laars | HH1430IN09C1A | Water | Natural Gas | No Match | FALSE | FALSE | 3 |  |  | No Match | No Match | No Match | No Match | Copper | No Match |  | No Match |  | 1430000 |  | 1430000 |  | 81 | 80 |  |  | 5 |  | 81 |  |  | Federally-Regulated Commercial & Industrial Equipment | 2001-05-16
RBI Water Heaters | RBI Water Heaters | MB1750 | Water | LPG | Induced Draft | TRUE | TRUE | 1 |  |  |  | None | Non-Condensing | Single-Stage | Copper |  |  |  |  | 1750000 | 1491000 |  |  | 85.2 | 80 | 85.2 | [6 empty] | Federally-Regulated Commercial & Industrial Equipment | 2007-12-12
Burnham Corp. | Burnham Corp. | LEDV1 | Water | Oil | Pressure | FALSE | FALSE | 1 |  |  |  | None | Non-Condensing | Single-Stage | Other | Single-Speed | 0.04 | Standard |  | 84000 | 74000 | [9 empty] | 86.7 | 80 | Federally-Regulated Consumer Product | 2007-11-14
Parker Boiler Co. | Parker Boiler | G-3120R | Water | Natural Gas | Power | FALSE | FALSE | 3 |  |  | No Match | No Match | No Match | No Match | Other | No Match |  | No Match |  | 3120000 |  | 1560000 |  | 85 | 80 |  |  | 4 |  | 82 |  |  | Federally-Regulated Commercial & Industrial Equipment | 1996-03-13
Laars Heating Systems Company | COPPER BRUTE II | BWCH2000 | Water | LPG | Power | FALSE | FALSE | 1 |  |  |  | None | Non-Condensing | Step Modulating | Copper |  |  |  |  | 1999000 | 1701000 |  |  |  |  | 85.2 | 80 | [5 empty] | Federally-Regulated Commercial & Industrial Equipment | 2015-09-30
Ajax Boiler, Inc. | Ajax | SRF25 | Steam | Natural Gas | Power | FALSE | TRUE | 1 |  |  | Draft Hood | Stack Damper | Non-Condensing | Two-Stage Modulating | Other | None |  | No Match |  | 1050000 | 840000 | 840000 | 672000 | 80 | 80 | 79.2 | [6 empty] | Federally-Regulated Commercial & Industrial Equipment | 2007-08-15
Laars Heating Systems Company | Laars | NP 125-150-3 | Water | Oil | Pressure | FALSE | FALSE | 1 | TRUE |  |  | None | Non-Condensing | Single-Stage | Other |  |  |  |  | 210000 | 178000 | [9 empty] | 93.3 | 84 | Federally-Regulated Consumer Product | 2015-09-30
U.S. Boiler Co. | TDC Manufacturing | HG04 | Water | Natural Gas | Injection Type | FALSE | FALSE | 1 |  |  |  | Stack Damper | Non-Condensing | Single-Stage | Cast Iron | Single-Speed |  |  |  | 96000 | 78000 | [9 empty] | 82 | 80 | Federally-Regulated Consumer Product | 2014-08-08
Slant / Fin Corp. | Slant / Fin Corp. | CHS-110 | Water | Natural Gas | Power | FALSE | FALSE | 1 |  | TRUE |  | None | Condensing | Step Modulating | Other |  |  |  |  | 108000 | 99000 | [9 empty] | 95 | 80 | Federally-Regulated Consumer Product | 2013-06-17
Camus Hydronics | Camus Hydronics | DFPH-2001-MS | Water | LPG | Power | FALSE | FALSE | 1 |  |  |  | None | Condensing | Step Modulating | Other |  |  |  |  | 2000000 | 1744000 |  |  | 87.2 |  | 87.2 | [6 empty] | Federally-Regulated Commercial & Industrial Equipment | 2014-08-11
Advanced Thermal Hydronics | Advanced Thermal Hydronics | HWX-175-INT | Water | LPG | Injection Type | FALSE | FALSE | 1 |  |  |  | Stack Damper | Non-Condensing | Single-Stage | Cast Iron | Single-Speed |  |  |  | 175000 | 143000 | [9 empty] | 82 | 80 | Federally-Regulated Consumer Product | 2014-03-28
U.S. Boiler Co. | U.S. BOILER | MMII5105NI- | Water | Natural Gas | Induced Draft | FALSE | FALSE | 1 | TRUE |  |  | None | Non-Condensing | Single-Stage | Cast Iron |  |  |  |  | 105000 | 88000 | [9 empty] | 83.3 | 80 | Federally-Regulated Consumer Product | 2015-09-30
ECR International, Ltd. | Dunkirk | ESC4100S | Steam | Oil | Pressure | FALSE | FALSE | 1 |  |  |  | None | Non-Condensing | Single-Stage | Cast Iron |  |  |  |  | 140000 | 120000 | [9 empty] | 85 | 80 | Federally-Regulated Consumer Product | 2010-03-16
Ajax Boiler, Inc. | Ajax | HRF20 | Steam | Natural Gas | Power | FALSE | TRUE | 1 |  |  | Draft Hood | Stack Damper | Non-Condensing | Two-Stage Modulating | Other | None |  | No Match |  | 840000 | 672000 | 672000 | 537600 | 80 | 80 | 79.2 | [6 empty] | Federally-Regulated Commercial & Industrial Equipment | 2007-08-15
Crown Boiler Co. | Crown Boiler Co. | AWR038 | Water | Natural Gas | Injection Type | FALSE | FALSE | 1 |  | TRUE |  | Stack Damper | Non-Condensing | Single-Stage | Cast Iron | Single-Speed |  |  |  | 38000 | 32000 | [9 empty] | 82.8 | 80 | Federally-Regulated Consumer Product | 2013-04-19
Water Pik, Inc. | Laars | VW1430EN04*BA | Both Steam & Water | Natural Gas | No Match | FALSE | TRUE | 3 |  |  | No Match | No Match | No Match | No Match | Copper | No Match |  | No Match |  | 1430000 |  | 357500 |  | 82 | 80 |  |  | 5 |  | 82 |  |  | Federally-Regulated Commercial & Industrial Equipment | 2001-11-21
Laars Heating Systems Company | BRUTE LX | BLXCW175(N,P)**** | Water | LPG | Power | FALSE | FALSE | 1 | TRUE |  |  | None | Condensing | Step Modulating | Other | Single-Speed |  |  |  | 175000 | 166000 | [9 empty] | 95 | 80 | Federally-Regulated Consumer Product | 2015-09-30
Utica Boilers | Utica Boilers | MGB200ID | Water | Combo (Natural Gas & Oil) | No Match | FALSE | FALSE | 1 |  |  | No Match | No Match | No Match | No Match | Cast Iron | No Match |  | No Match |  | 199000 | [10 empty] | 81.9 | 80 | Federally-Regulated Consumer Product | 2001-11-01
Cemline Corp. | Cemline Corp. | VB30EHB30 | Water | Electricity | No Match | FALSE | TRUE | 1 |  |  | No Match | No Match | No Match | No Match | Cast Iron | No Match |  | No Match |  | 102450 |  |  |  | 98.4 | [8 empty] | Federally-Regulated Consumer Product | 1992-06-18
Laars Heating Systems Co. | Laars Heating Systems Co. | PH0250CP12KB | Water | LPG | Induced Draft | FALSE | FALSE | 1 |  |  |  | None | Non-Condensing | Two-Stage Modulating | Copper | Single-Speed |  |  |  | 250000 | 208000 | [9 empty] | 82 | 80 | Federally-Regulated Consumer Product | 2011-07-06
Ajax Boiler, Inc. | Ajax | XFG9500W | Water | Natural Gas | Power | FALSE | TRUE | 3 |  |  | No Match | No Match | No Match | No Match | Other | No Match |  | No Match |  | 9500000 |  | 3800000 |  | 80 | 80 |  |  |  |  | 80 |  |  | Federally-Regulated Commercial & Industrial Equipment | 1997-01-07
Raypak | Raypak | (H,W)7-0300 | Water | LPG | Induced Draft | FALSE | TRUE | 1 |  |  | None | None | Condensing | Step Modulating | Other |  |  |  |  | 300000 | 282000 |  |  | 94.5 | 80 | 94 | [6 empty] | Federally-Regulated Commercial & Industrial Equipment | 2011-02-17
Water Pik, Inc. | Laars | HH1430IN21*N* | Water | Natural Gas | No Match | FALSE | FALSE | 3 |  |  | No Match | No Match | No Match | No Match | Copper | No Match |  | No Match |  | 1430000 |  | 357500 |  | 82 | 80 |  |  | 5 |  | 82 |  |  | Federally-Regulated Commercial & Industrial Equipment | 2001-11-21
Laars Heating Systems Co. | National Combustion Co. | F85H1250 | Water | Natural Gas | Power | FALSE | FALSE | 1 |  |  |  | None | Non-Condensing | Two-Stage Modulating | Copper |  |  |  |  | 1250000 | 1064000 |  |  | 85.2 |  | 85.2 | [6 empty] | Federally-Regulated Commercial & Industrial Equipment | 2014-10-21
Water Pik, Inc. | Laars | VW0600EN04*BA | Both Steam & Water | Natural Gas | No Match | FALSE | TRUE | 3 |  |  | No Match | No Match | No Match | No Match | Copper | No Match |  | No Match |  | 600000 |  | 150000 |  | 82 | 80 |  |  | 5 |  | 82 |  |  | Federally-Regulated Commercial & Industrial Equipment | 2001-11-21
Water Pik, Inc. | Laars | PW0400CN12*B | Both Steam & Water | Natural Gas | No Match | FALSE | TRUE | 3 |  |  | No Match | No Match | No Match | No Match | Copper | No Match |  | No Match |  | 399000 |  | 100000 |  | 83 | 80 |  |  | 5 |  | 82 |  |  | Federally-Regulated Commercial & Industrial Equipment | 2001-11-21
HTP, Inc. | Elite | EL-299 | Water | LPG | Power | FALSE | FALSE | 1 |  |  | None | None | Condensing | Single-Stage | Other |  |  |  |  | 299000 | 275000 | 50000 | 299000 | [7 empty] | 96 | 80 | Federally-Regulated Consumer Product | 2009-09-17
Burnham Corp. | Crown Boiler Co. | 24-11 | Both Steam & Water | Natural Gas | Power | FALSE | FALSE | 1 |  |  |  | None | Non-Condensing | Single-Stage | Cast Iron |  |  |  |  | 2093000 | 1681000 |  |  | 82.1 | 80 | 80.3 | [6 empty] | Federally-Regulated Commercial & Industrial Equipment | 2007-12-12
PB Heat, LLC | Peerless | MIH-03-SV | Water | Natural Gas | Injection Type | FALSE | FALSE | 1 | TRUE |  |  | Stack Damper | Non-Condensing | Single-Stage | Cast Iron |  |  |  |  | 65000 | 54000 | [9 empty] | 93.3 | 80 | Federally-Regulated Consumer Product | 2015-09-30
Cleaver-Brooks | Cleaver-Brooks | CBW-700-300-***** | Steam | Natural Gas | Power | FALSE | FALSE | 3 |  |  | No Match | No Match | No Match | No Match | Other | No Match |  | No Match |  | 12560000 |  | 12560000 |  | 80 | 80 |  |  | 25 |  | 80 |  |  | Federally-Regulated Commercial & Industrial Equipment | 1999-03-02
U.S. Boiler Co. | New Yorker | CG90E | Water | LPG | Injection Type | FALSE | FALSE | 1 | TRUE |  |  | Stack Damper | Non-Condensing | Single-Stage | Cast Iron | Single-Speed |  |  |  | 280000 | 234000 | [9 empty] | 84 | 80 | Federally-Regulated Consumer Product | 2015-09-30
Smith Cast Iron Boilers | Spacepak | SS-160C | Water | Natural Gas | Power | FALSE | FALSE | 1 |  | TRUE |  | None | Condensing | Step Modulating | Other | Multiple-Speed |  |  |  | 160000 | 142000 | [9 empty] | 91.1 | 80 | Federally-Regulated Consumer Product | 2013-11-14
Crown Boiler Co. | Crown | C247-700-W | Water | Natural Gas | No Match | FALSE | FALSE | 3 |  |  | No Match | No Match | No Match | No Match | Cast Iron | No Match |  | No Match |  | 700000 |  | 700000 |  | 80 | 80 |  |  |  |  | 80 |  |  | Federally-Regulated Commercial & Industrial Equipment | 1996-03-06
DDR Americas, Inc. | De Deitrich | C230-80 ECO-A | Water | Natural Gas | Power | FALSE | FALSE | 1 |  |  |  | None | Condensing | Step Modulating | Other |  |  |  |  | 325000 | 289000 |  |  | 92.2 |  | 89 | [6 empty] | Federally-Regulated Commercial & Industrial Equipment | 2014-09-05
Ajax Boiler, Inc. | Ajax | WGOXFD-7000 | Steam | Natural Gas | Power | FALSE | FALSE | 3 |  |  | No Match | No Match | No Match | No Match | Other | No Match |  | No Match |  | 7000000 |  | 3500000 |  | 82 | 80 |  |  |  |  | 80 |  |  | Non Federally-Regulated | 1992-10-27
Viessmann Manufacturing | Viessmann Manufacturing | B2HA-35 | Water | LPG | Power | FALSE | FALSE | 1 |  |  |  | Electro-Mechanical Inlet Dampe | Condensing | Step Modulating | Other |  |  |  |  | 125000 | 116000 | [9 empty] | 93.3 | 80 | Federally-Regulated Consumer Product | 2014-01-14
Water Pik, Inc. | Laars | VW0500IP09C1A | Both Steam & Water | LPG | No Match | FALSE | FALSE | 3 |  |  | No Match | No Match | No Match | No Match | Copper | No Match |  | No Match |  | 500000 |  | 500000 |  | 81 | 80 |  |  | 5 |  | 81 |  |  | Federally-Regulated Commercial & Industrial Equipment | 2001-11-21
RBI Water Heaters | RBI Water Heaters | DB300 | Water | Natural Gas | Induced Draft | TRUE | FALSE | 1 |  |  |  | None | Non-Condensing | Single-Stage | Copper |  |  |  |  | 300000 | 252000 |  |  | 84 | 80 | 80.2 | [6 empty] | Federally-Regulated Commercial & Industrial Equipment | 2007-12-12
Water Pik, Inc. | Laars | PW0600IN09C1A | Both Steam & Water | Natural Gas | No Match | FALSE | FALSE | 3 |  |  | No Match | No Match | No Match | No Match | Copper | No Match |  | No Match |  | 600000 |  | 600000 |  | 81 | 80 |  |  | 5 |  | 81 |  |  | Federally-Regulated Commercial & Industrial Equipment | 2001-11-21
Water Pik, Inc. | Laars | HH0320MP20***** | Water | LPG | Power | FALSE | FALSE | 3 |  |  | No Match | No Match | No Match | No Match | Copper | No Match |  | No Match |  | 320000 |  | 320000 |  | 85 | 80 |  |  | 5 |  | 83 |  |  | Federally-Regulated Commercial & Industrial Equipment | 2001-05-16
Camus Hydronics | Camus Hydronics | DFNH-5004-MS | Water | Natural Gas | Power | FALSE | FALSE | 3 |  |  |  | None | Non-Condensing | Step Modulating | Other |  |  |  |  | 5000000 | 4250000 |  |  | 85 |  | 85 | [6 empty] | Federally-Regulated Commercial & Industrial Equipment | 2014-08-11
Water Pik, Inc. | Laars | PH0600EP09*BA | Water | LPG | No Match | FALSE | TRUE | 3 |  |  | No Match | No Match | No Match | No Match | Copper | No Match |  | No Match |  | 600000 |  | 150000 |  | 82 | 80 |  |  | 5 |  | 82 |  |  | Federally-Regulated Commercial & Industrial Equipment | 2001-05-30
Allied Engineering Co. | Super Hot | AAE960**** | Water | Natural Gas | No Match | TRUE | TRUE | 3 |  |  | No Match | No Match | No Match | No Match | Copper | No Match |  | No Match |  | 960000 |  | 336000 |  | 80 | 80 |  |  | 225 |  | 80 |  |  | Federally-Regulated Commercial & Industrial Equipment | 1998-04-21
Columbia Boiler / Pottstown | Boyertown Furnace Co. | SL6150 | Water | LPG | Power | FALSE | FALSE | 1 |  |  | Barometric Regulator | None | Non-Condensing | Single-Stage | Cast Iron |  |  |  |  | 210000 | 184000 | [9 empty] | 85.1 | 80 | Federally-Regulated Consumer Product | 2008-04-14
Laars Heating Systems Company | BRUTE | BNTH500 | Water | Natural Gas | Power | FALSE | FALSE | 1 |  |  |  | None | Condensing | Step Modulating | Other |  |  |  |  | 500000 | 475000 |  |  |  |  | 95 | 80 | [5 empty] | Federally-Regulated Commercial & Industrial Equipment | 2015-09-30
Water Pik, Inc. | Laars | VW1010IN21*N* | Both Steam & Water | Natural Gas | No Match | FALSE | FALSE | 3 |  |  | No Match | No Match | No Match | No Match | Copper | No Match |  | No Match |  | 1010000 |  | 252500 |  | 82 | 80 |  |  | 5 |  | 82 |  |  | Federally-Regulated Commercial & Industrial Equipment | 2001-11-21
Ajax Boiler, Inc. | Ajax | SRF10 | Steam | Natural Gas | Power | FALSE | TRUE | 1 |  |  | Draft Hood | Stack Damper | Non-Condensing | Two-Stage Modulating | Other | None |  | No Match |  | 420000 | 336000 | 336000 | 268800 | 80 | 80 | 79.2 | [6 empty] | Federally-Regulated Commercial & Industrial Equipment | 2007-08-15
Parker Boiler Co. | Parker Boiler | G-40R | Steam | Natural Gas | Power | FALSE | FALSE | 3 |  |  | No Match | No Match | No Match | No Match | Other | No Match |  | No Match |  | 1680000 |  | 840000 |  | 83 | 80 |  |  | 4 |  | 82 |  |  | Federally-Regulated Commercial & Industrial Equipment | 1996-03-13
Ajax Boiler, Inc. | Ajax | SGOXFD-3000 | Steam | Natural Gas | Power | FALSE | FALSE | 3 |  |  | No Match | No Match | No Match | No Match | Other | No Match |  | No Match |  | 3000000 |  | 1500000 |  | 81 | 80 |  |  |  |  | 80 |  |  | Non Federally-Regulated | 1992-10-27
Burnham Corp. | Burnham Corp. | V1121H-WN | Water | Natural Gas | Power | FALSE | FALSE | 3 |  |  |  | None | Non-Condensing | Two-Stage Modulating | Cast Iron |  |  |  |  | 5268000 | 4343000 |  |  | 82.6 |  | 82.4 | [6 empty] | Federally-Regulated Commercial & Industrial Equipment | 2014-08-11
Viessmann Manufacturing Co., Inc. | VIESSMANN | B2HB-19 | Water | Natural Gas | Power | FALSE | FALSE | 1 | TRUE |  |  | Electro-Mechanical Inlet Dampe | Condensing | Step Modulating | Other |  |  |  |  | 68000 | 64000 | [9 empty] | 95 | 80 | Federally-Regulated Consumer Product | 2015-09-24
Slant / Fin Corp. | Slant / Fin Corp. | SE-70EDP | Water | LPG | Injection Type | FALSE | FALSE | 1 |  |  |  | Stack Damper | Non-Condensing | Single-Stage | Cast Iron |  |  |  |  | 70000 | 58000 | [9 empty] | 82 | 80 | Federally-Regulated Consumer Product | 2007-11-14
Peerless Heater Co. | Peerless | MIH-05-SV | Water | Natural Gas | No Match | FALSE | FALSE | 1 |  |  | No Match | No Match | No Match | No Match | Cast Iron | No Match |  | No Match |  | 130000 | [10 empty] | 83 | 80 | Federally-Regulated Consumer Product | 1999-08-20
Slant / Fin Corp. | Slant / Fin Corp. | VHS-180EP | Water | LPG | Induced Draft | FALSE | FALSE | 1 |  |  |  | Stack Damper | Non-Condensing | Single-Stage | Cast Iron |  |  |  |  | 180000 | 149000 | [9 empty] | 82 | 80 | Federally-Regulated Consumer Product | 2007-11-14
Water Pik, Inc. | Laars | HH0325CN12*B | Water | Natural Gas | No Match | FALSE | TRUE | 3 |  |  | No Match | No Match | No Match | No Match | Copper | No Match |  | No Match |  | 325000 |  | 81250 |  | 83 | 80 |  |  | 5 |  | 82 |  |  | Federally-Regulated Commercial & Industrial Equipment | 2001-05-30
Camus Hydronics | Camus Hydronics | DMPC-0203-MPI | Water | LPG | Power | FALSE | FALSE | 1 | TRUE |  |  | None | Condensing | Step Modulating | Other |  |  |  |  | 199000 | 179000 | [9 empty] | 90 | 80 | Federally-Regulated Consumer Product | 2015-09-30
Weil-McLain | Weil-McLain | GV90+3 | Water | Natural Gas | Power | FALSE | FALSE | 1 |  | TRUE |  | None | Condensing | Single-Stage | Cast Iron | Single-Speed |  |  |  | 70000 | 65000 | [9 empty] | 91.9 | 80 | Federally-Regulated Consumer Product | 2013-04-19
DDR Americas, Inc. | De Deitrich | C230-200 ECO-A | Water | Natural Gas | Power | FALSE | FALSE | 1 |  |  |  | None | Condensing | Step Modulating | Other |  |  |  |  | 820000 | 730000 |  |  | 92.2 |  | 89 | [6 empty] | Federally-Regulated Commercial & Industrial Equipment | 2014-09-05
Smith Cast Iron Boilers | Peerless | CC-12-W-O | Water | Oil | Power | FALSE | FALSE | 1 |  |  |  | None | Non-Condensing | Single-Stage | Cast Iron |  |  |  |  | 2100000 | 1750000 |  |  |  |  | 83.4 | 82 | [5 empty] | Federally-Regulated Commercial & Industrial Equipment | 2015-09-30
U.S. Boiler Co. | TDC Manufacturing | HG03 | Water | LPG | Injection Type | FALSE | FALSE | 1 |  |  |  | Stack Damper | Non-Condensing | Single-Stage | Cast Iron | Single-Speed |  |  |  | 62000 | 50000 | [9 empty] | 82 | 80 | Federally-Regulated Consumer Product | 2014-08-08
U.S. Boiler Co. | New Yorker Boiler Co. | PVCG70BN | Water | LPG | Induced Draft | FALSE | FALSE | 1 |  |  |  | None | Non-Condensing | Single-Stage | Cast Iron | Single-Speed |  |  |  | 210000 | 179000 | [9 empty] | 85 | 80 | Federally-Regulated Consumer Product | 2014-01-14
Lochinvar, LLC. | Lochinvar Corp. | OKL701 | Water | LPG | Power | FALSE | TRUE | 1 |  |  |  | None | Condensing | Step Modulating | Other |  |  |  |  | 700000 | 655000 |  |  |  |  | 93.5 | [6 empty] | Federally-Regulated Commercial & Industrial Equipment | 2015-04-20
U.S. Boiler Co. | U.S. Boiler Co. | ALP800 | Water | Natural Gas | Power | FALSE | FALSE | 1 |  |  |  | None | Condensing | Step Modulating | Other |  |  |  |  | 800000 | 760000 |  |  | 93 |  | 93 | [6 empty] | Federally-Regulated Commercial & Industrial Equipment | 2014-10-21
Burnham Corp. | Burnham Corp. | V1119H-SN | Steam | Natural Gas | Power | FALSE | FALSE | 3 |  | FALSE |  | None | Non-Condensing | Two-Stage Modulating | Cast Iron |  |  |  |  | 4691000 | 3833000 |  |  | 82.1 |  | 81.7 | [6 empty] | Federally-Regulated Commercial & Industrial Equipment | 2014-08-11
RBI Water Heaters | RBI Water Heaters | DB900 | Water | Natural Gas | Induced Draft | TRUE | FALSE | 1 |  |  |  | None | Non-Condensing | Single-Stage | Copper |  |  |  |  | 900000 | 756000 |  |  | 84 | 80 | 82 | [6 empty] | Federally-Regulated Commercial & Industrial Equipment | 2007-12-12
Ajax Boiler, Inc. | Ajax | OWGFD9500 | Steam | Natural Gas | Power | FALSE | TRUE | 3 |  |  | No Match | No Match | No Match | No Match | Other | No Match |  | No Match |  | 9500000 |  | 4750000 |  | 82 | 80 |  |  |  |  | 80 |  |  | Non Federally-Regulated | 1992-10-27
Water Pik, Inc. | Laars | VW1670IP04*1A | Both Steam & Water | LPG | No Match | FALSE | FALSE | 3 |  |  | No Match | No Match | No Match | No Match | Copper | No Match |  | No Match |  | 1670000 |  | 417500 |  | 81 | 80 |  |  | 5 |  | 81 |  |  | Federally-Regulated Commercial & Industrial Equipment | 2001-11-21
PB Heat, LLC | National HVAC Manufacturing Company, LLC | CGSA-76** | Steam | LPG | Injection Type | FALSE | FALSE | 1 |  |  |  | Stack Damper | Non-Condensing | Single-Stage | Cast Iron |  |  |  |  | 88500 | 74000 | [9 empty] | 83 | 75 | Federally-Regulated Consumer Product | 2013-11-14
Heat Cell Technologies, Inc. / ECO Heating Systems | Hamilton Engineering - EVO Micro | HWHL00129.8 | Water | LPG | Power | FALSE | TRUE | 1 |  |  | None | None | Condensing | Two-Stage Modulating | Other | No Match |  | No Match |  | 136600 | 130150 | 30700 | 29165 | [7 empty] | 93 | 80 | Federally-Regulated Consumer Product | 2006-03-29
Laars Heating Systems Co. | Laars | RHHH1600P******* | Water | LPG | Power | FALSE | TRUE | 1 |  |  |  | None | Condensing | Step Modulating | Copper | Single-Speed |  | Standard |  | 1600000 | 1440000 | 400000 |  | 90 | 80 | 89.5 | [6 empty] | Federally-Regulated Commercial & Industrial Equipment | 2007-11-20
Burnham Corp. | Burnham Corp. | K5024 | Both Steam & Water | LPG | Induced Draft | FALSE | FALSE | 1 |  |  |  | None | Non-Condensing | Single-Stage | Cast Iron |  |  |  |  | 1681900 | 1346000 |  |  | 80 | 80 | 77 | [6 empty] | Federally-Regulated Commercial & Industrial Equipment | 2010-03-16
Burnham Corp. | Burnham Corp. | 4FHW-450A-O | Water | Oil | Power | FALSE | FALSE | 3 |  |  |  | None | Non-Condensing | Two-Stage Modulating | Other |  |  |  |  | 3769000 | 3171000 |  |  | 88.7 |  | 87.2 | [6 empty] | Federally-Regulated Commercial & Industrial Equipment | 2014-08-11
Smith Cast Iron Boilers | Smith Cast Iron Boilers | M450A-*-13 | Both Steam & Water | Oil | Power | FALSE | FALSE | 1 |  |  |  | None | Non-Condensing | Single-Stage | Cast Iron |  |  |  |  | 3990000 | 3300000 |  |  | 85.6 | 83 | 83.4 | [6 empty] | Federally-Regulated Commercial & Industrial Equipment | 2008-05-08
Laars Heating Systems Co. | National Combustion Co. | F85H2000 | Water | Natural Gas | Power | FALSE | FALSE | 1 |  |  |  | None | Non-Condensing | Two-Stage Modulating | Copper |  |  |  |  | 1999000 | 1701000 |  |  | 85.2 |  | 85.2 | [6 empty] | Federally-Regulated Commercial & Industrial Equipment | 2014-10-21
Parker Boiler Co. | Parker Boiler Co. | TC1000 | Water | Natural Gas | Power | FALSE | FALSE | 1 |  |  | None | None | Condensing | Step Modulating | Other |  |  |  |  | 3754000 | 3529000 | 570000 | 558600 | 94.7 | 80 | 93.5 | [6 empty] | Federally-Regulated Commercial & Industrial Equipment | 2012-03-19
A O Smith Water Products | A O Smith Water Products | HW 300 300 | Water | Natural Gas | Injection Type | FALSE | FALSE | 1 |  |  |  | None | Non-Condensing | Single-Stage | Copper |  |  |  |  | 300000 | 240000 |  |  | 83 |  | 80 | [6 empty] | Federally-Regulated Commercial & Industrial Equipment | 2014-09-05
Laars Heating Systems Co. | Laars Heating Systems Co. | MT2H1250 | Water | Natural Gas | Power | FALSE | FALSE | 1 |  |  |  | None | Non-Condensing | Two-Stage Modulating | Copper |  |  |  |  | 1250000 | 1064000 |  |  |  |  | 85.2 | [6 empty] | Federally-Regulated Commercial & Industrial Equipment | 2015-04-20
RBI Water Heaters | Hamilton Engineering | HZH 01750 | Water | Natural Gas | Power | FALSE | FALSE | 1 |  |  |  | None | Non-Condensing | Two-Stage Modulating | Copper |  |  |  |  | 1750000 | 1488000 |  |  | 85 |  | 85 | [6 empty] | Federally-Regulated Commercial & Industrial Equipment | 2014-08-11
PB Heat, LLC | PB Heat, LLC | LC-5 | Water | Natural Gas | Power | FALSE | FALSE | 1 |  |  |  | None | Non-Condensing | Single-Stage | Cast Iron |  |  |  |  | 881000 | 707000 |  |  | 81.2 |  | 80.3 | [6 empty] | Federally-Regulated Commercial & Industrial Equipment | 2014-09-05
Burnham Corp. | Crown Boiler Co. | BSI172E | Steam | Natural Gas | Induced Draft | FALSE | FALSE | 1 |  |  |  | Stack Damper | Non-Condensing | Single-Stage | Cast Iron |  |  |  |  | 172000 | 142000 | [9 empty] | 82.1 | 75 | Federally-Regulated Consumer Product | 2007-11-14
Camus Hydronics | Camus Hydronics | DFNW-4501-MS | Water | Natural Gas | Power | FALSE | FALSE | 1 |  |  |  | None | Condensing | Step Modulating | Other |  |  |  |  | 4500000 | 3924000 |  |  | 87.2 |  | 87.2 | [6 empty] | Federally-Regulated Commercial & Industrial Equipment | 2014-08-11
PB Heat, LLC | National HVAC Manufacturing Company, LLC | CGSA-176** | Steam | LPG | Injection Type | FALSE | FALSE | 1 |  |  |  | Stack Damper | Non-Condensing | Single-Stage | Cast Iron |  |  |  |  | 206500 | 171000 | [9 empty] | 82.3 | 75 | Federally-Regulated Consumer Product | 2013-11-14
Crown Boiler Co. | Crown Boiler Co. | PHNTM080 | Water | Natural Gas | Power | FALSE | FALSE | 1 |  |  |  | None | Condensing | Step Modulating | Other | Single-Speed |  |  |  | 80000 | 74000 | [9 empty] | 93.2 | 80 | Federally-Regulated Consumer Product | 2014-08-08
Rinnai | Continuum | REU2402FFU-P | Both Steam & Water | LPG | Power | FALSE | TRUE | 1 |  |  | No Match | No Match | No Match | No Match | Other | No Match |  | No Match |  | 180000 | [7 empty] | 80 |  |  | 82 | 80 | Federally-Regulated Consumer Product | 2000-07-18
Mestek, Inc. | Mestek, Inc. | SB400 | Water | Natural Gas | Power | FALSE | FALSE | 1 |  |  |  | Stack Damper | Non-Condensing | Single-Stage | Copper |  |  |  |  | 399000 | 324000 |  |  | 81.2 | 80 | 81.2 | [6 empty] | Federally-Regulated Commercial & Industrial Equipment | 2011-02-17
PB Heat, LLC | PB Heat, LLC | TC-HE-S/W-12 | Both Steam & Water | Natural Gas | Power | FALSE | FALSE | 1 |  |  |  | None | Non-Condensing | Single-Stage | Cast Iron |  |  |  |  | 3663000 | 3040000 |  |  | 83.5 | 80 | 83 | [6 empty] | Federally-Regulated Commercial & Industrial Equipment | 2011-02-17
Utica Boilers | Utica Boilers | DVB100 | Water | Combo (Natural Gas & Oil) | Power | FALSE | FALSE | 1 |  |  | No Match | No Match | No Match | No Match | Cast Iron | No Match |  | No Match |  | 100000 | [10 empty] | 82 | 80 | Federally-Regulated Consumer Product | 2001-11-01
Burnham Corp. | Burnham Corp. | K5015 | Both Steam & Water | LPG | Induced Draft | FALSE | FALSE | 1 |  |  |  | None | Non-Condensing | Single-Stage | Cast Iron |  |  |  |  | 1023800 | 819000 |  |  | 80 | 80 | 77 | [6 empty] | Federally-Regulated Commercial & Industrial Equipment | 2010-03-16
Water Pik, Inc. | Laars | PW1430EP09*BA | Both Steam & Water | LPG | No Match | FALSE | TRUE | 3 |  |  | No Match | No Match | No Match | No Match | Copper | No Match |  | No Match |  | 1430000 |  | 357500 |  | 82 | 80 |  |  | 5 |  | 82 |  |  | Federally-Regulated Commercial & Industrial Equipment | 2001-11-21
Camus Hydronics | Camus Hydronics | DFPH-3000-MS | Water | LPG | Power | FALSE | FALSE | 1 |  |  |  | None | Non-Condensing | Step Modulating | Other |  |  |  |  | 3000000 | 2550000 |  |  | 85 |  | 85 | [6 empty] | Federally-Regulated Commercial & Industrial Equipment | 2014-08-11
Lochinvar, LLC. | Lochinvar Corp. | CBL180M9 | Water | LPG | Injection Type | FALSE | FALSE | 1 |  |  |  | Stack Damper | Non-Condensing | Single-Stage | Copper |  |  |  |  | 180000 | 149000 | [9 empty] | 82 | 80 | Federally-Regulated Consumer Product | 2007-11-14
PB Heat, LLC | Peerless | PF-210 NAT | Water | Natural Gas | Power | FALSE | FALSE | 1 | TRUE |  |  | None | Condensing | Step Modulating | Other |  |  |  |  | 210000 | 195000 | [9 empty] | 95.1 | 80 | Federally-Regulated Consumer Product | 2015-09-30
Burnham Corp. | Burnham Corp. | IN3 | Steam | LPG | Induced Draft | FALSE | FALSE | 1 |  |  |  | Stack Damper | Non-Condensing | Single-Stage | Cast Iron |  |  |  |  | 62000 | 51000 | [9 empty] | 81.9 | 75 | Federally-Regulated Consumer Product | 2007-11-14
Burnham Corp. | Crown Boiler Co. | CWI138E | Water | LPG | Induced Draft | FALSE | FALSE | 1 |  |  |  | Stack Damper | Non-Condensing | Single-Stage | Cast Iron | Single-Speed | 0.04 | Standard |  | 138000 | 115000 | [9 empty] | 83.1 | 80 | Federally-Regulated Consumer Product | 2007-11-14
Laars Heating Systems Co. | Laars Heating Systems Co. | NTH210 | Water | Natural Gas | Induced Draft | FALSE | FALSE | 1 |  | TRUE | None | None | Condensing | Step Modulating | Other | Single-Speed | 0.17 | Standard |  | 210000 | 194000 | 42000 | 40000 | [7 empty] | 95 | 80 | Federally-Regulated Consumer Product | 2013-11-14
Ajax Boiler, Inc. | Ajax | SRF50 | Steam | Natural Gas | Power | FALSE | TRUE | 1 |  |  | Draft Hood | Stack Damper | Non-Condensing | Two-Stage Modulating | Other | None |  | No Match |  | 2100000 | 1680000 | 1680000 | 1344000 | 80 | 80 | 79.2 | [6 empty] | Federally-Regulated Commercial & Industrial Equipment | 2007-08-15
Ajax Boiler, Inc. | Ajax | OSGX900 | Steam | Natural Gas | No Match | FALSE | TRUE | 3 |  |  | No Match | No Match | No Match | No Match | Other | No Match |  | No Match |  | 900000 |  | 900000 |  | 80 | 80 |  |  |  |  | 80 |  |  | Federally-Regulated Commercial & Industrial Equipment | 1996-02-29
HTP, Inc. | HTP, Inc. | EFT-55 | Water | Natural Gas | Power | FALSE | FALSE | 1 |  | TRUE |  | None | Condensing | Step Modulating | Other |  |  |  |  | 55000 | 51000 | [9 empty] | 96.3 | 80 | Federally-Regulated Consumer Product | 2015-03-30
Laars Heating Systems Co. | Laars Heating Systems Co. | JVS050ND* | Water | Natural Gas | Pressure | FALSE | FALSE | 1 |  |  |  | None | Non-Condensing | Single-Stage | Copper |  |  |  |  | 50000 | 43000 | [9 empty] | 85 | 80 | Federally-Regulated Consumer Product | 2011-08-02
Viessmann Manufacturing | Viessmann Manufacturing | VD2-270 | Water | Oil | Power | FALSE | FALSE | 1 |  |  |  | None | Non-Condensing | Two-Stage Modulating | Cast Iron |  |  |  |  | 1064000 | 928000 |  |  | 87.3 | 83 | 87.2 | [6 empty] | Federally-Regulated Commercial & Industrial Equipment | 2008-04-14
Burnham Corp. | New Yorker Boiler Co. | microTEKDV-1 | Water | Oil | Power | FALSE | FALSE | 1 |  |  |  | None | Non-Condensing | Single-Stage | Other | Single-Speed | 0.04 | Standard |  | 84000 | 74000 | [9 empty] | 86.7 | 80 | Federally-Regulated Consumer Product | 2007-11-14
Smith Cast Iron Boilers | Smith Cast Iron Boilers | M450A-*-15 | Both Steam & Water | Oil | Power | FALSE | FALSE | 1 |  |  |  | None | Non-Condensing | Single-Stage | Cast Iron |  |  |  |  | 4620000 | 3867000 |  |  | 85.3 | 83 | 83.5 | [6 empty] | Federally-Regulated Commercial & Industrial Equipment | 2008-05-08
Laars Heating Systems Company | COPPER BRUTE II | BWCH1750 | Water | LPG | Power | FALSE | FALSE | 1 |  |  |  | None | Non-Condensing | Step Modulating | Copper |  |  |  |  | 1750000 | 1489000 |  |  |  |  | 85.2 | 80 | [5 empty] | Federally-Regulated Commercial & Industrial Equipment | 2015-09-30
Raypak | Raypak | H7-0850* | Water | LPG | Induced Draft | FALSE | TRUE | 1 |  |  | None | None | Condensing | Step Modulating | Other |  |  |  |  | 850000 | 799000 | 170000 |  | 94.5 | 80 | 94 |  | 12 |  |  |  |  | Federally-Regulated Commercial & Industrial Equipment | 2010-10-29
Crown Boiler Co. | Crown Boiler Co. | AWR245 | Water | LPG | Injection Type | FALSE | FALSE | 1 |  | TRUE |  | Stack Damper | Non-Condensing | Single-Stage | Cast Iron | Single-Speed |  |  |  | 245000 | 205000 | [9 empty] | 83.2 | 80 | Federally-Regulated Consumer Product | 2013-04-19
Lochinvar, LLC. | Lochinvar Corp. | CBN215M9 | Water | Natural Gas | Injection Type | FALSE | FALSE | 1 |  |  |  | Stack Damper | Non-Condensing | Single-Stage | Copper |  |  |  |  | 215000 | 178000 | [9 empty] | 82 | 80 | Federally-Regulated Consumer Product | 2007-11-14
Burnham Corp. | Burnham Corp. | K5008 | Both Steam & Water | Natural Gas | Induced Draft | TRUE | FALSE | 1 |  |  |  | None | Non-Condensing | Single-Stage | Cast Iron |  |  |  |  | 546000 | 437000 |  |  | 80 | 80 | 77 | [6 empty] | Federally-Regulated Commercial & Industrial Equipment | 2010-03-16
Weil-McLain | Weil-McLain | EG-30-PIDN-W | Water | Natural Gas | No Match | FALSE | FALSE | 1 |  |  | No Match | No Match | No Match | No Match | Cast Iron | No Match |  | No Match |  | 75000 | [10 empty] | 84.3 | 80 | Federally-Regulated Consumer Product | 2001-04-12
PVI Industries | PVI | 250 WBHE 300A-TPGO | Water | Combo (Natural Gas & Oil) | No Match | FALSE | FALSE | 3 |  |  | No Match | No Match | No Match | No Match | Other | No Match |  | No Match |  | 10000000 |  | 3334000 |  | 84 | 80 |  |  |  |  | 85 |  |  | Federally-Regulated Commercial & Industrial Equipment | 1996-03-13
Viessmann Manufacturing | Viessmann Manufacturing | B2HB-19 | Water | LPG | Power | FALSE | FALSE | 1 |  |  |  | Electro-Mechanical Inlet Dampe | Condensing | Step Modulating | Other |  |  |  |  | 68000 | 64000 | [9 empty] | 95 | 80 | Federally-Regulated Consumer Product | 2014-12-01
Cleaver-Brooks | Cleaver-Brooks | CB-700-30-***** | Steam | Natural Gas | Power | FALSE | FALSE | 3 |  |  | No Match | No Match | No Match | No Match | Other | No Match |  | No Match |  | 1260000 |  | 1260000 |  | 80 | 80 |  |  | 25 |  | 80 |  |  | Federally-Regulated Commercial & Industrial Equipment | 1996-03-06
Raypak | Raypak | W7-0700* | Water | LPG | Induced Draft | FALSE | TRUE | 1 |  |  | None | None | Condensing | Step Modulating | Other |  |  |  |  | 700000 | 658000 | 140000 |  | 94.5 | 80 | 94 |  | 12 |  |  |  |  | Federally-Regulated Commercial & Industrial Equipment | 2010-10-29
HTP, Inc. | HTP | EL-80 | Water | LPG | Power | FALSE | FALSE | 1 | TRUE |  |  | None | Condensing | Step Modulating | Other |  |  |  |  | 80000 | 74000 | [9 empty] | 95.9 | 80 | Federally-Regulated Consumer Product | 2015-09-30
Water Pik, Inc. | Laars | HH1670IP04*1A | Water | LPG | No Match | FALSE | FALSE | 3 |  |  | No Match | No Match | No Match | No Match | Copper | No Match |  | No Match |  | 1670000 |  | 417500 |  | 81 | 80 |  |  | 5 |  | 81 |  |  | Federally-Regulated Commercial & Industrial Equipment | 2001-05-30
Crown Boiler Co. | Burnham Corp. | FCM090 | Water | Natural Gas | Induced Draft | FALSE | FALSE | 1 |  |  | None | None | Condensing | Step Modulating | Other | Single-Speed | 0.13 | Standard |  | 90000 | 80000 | 30000 | 27000 | [7 empty] | 94.5 | 80 | Federally-Regulated Consumer Product | 2009-09-15
Ajax Boiler, Inc. | Ajax | WRPG2500 | Water | Natural Gas | Power | FALSE | TRUE | 1 |  |  | Draft Hood | Stack Damper | Non-Condensing | Two-Stage Modulating | Other | None |  | No Match |  | 2500000 | 2050000 | 2050000 | 1681000 | 82 | 80 | 81.2 | [6 empty] | Federally-Regulated Commercial & Industrial Equipment | 2007-08-15
Viessmann Manufacturing Co., Inc. | VIESSMANN | B2HA-88 | Water | LPG | Power | FALSE | FALSE | 1 |  |  |  | Electro-Mechanical Inlet Dampe | Condensing | Step Modulating | Other |  |  |  |  | 311000 | 292000 |  |  |  |  | 94 | 80 | [5 empty] | Federally-Regulated Commercial & Industrial Equipment | 2015-09-24
PB Heat, LLC | Peerless | MI-06-SV | Water | Natural Gas | Injection Type | FALSE | FALSE | 1 | TRUE |  |  | Stack Damper | Non-Condensing | Single-Stage | Cast Iron | Single-Speed |  |  |  | 175000 | 143000 | [9 empty] | 82 | 80 | Federally-Regulated Consumer Product | 2015-09-30
Ajax Boiler, Inc. | Ajax | DNG70W | Water | Natural Gas | No Match | FALSE | TRUE | 3 |  |  | No Match | No Match | No Match | No Match | Other | No Match |  | No Match |  | 2930000 |  | 2930000 |  | 80 | 80 |  |  |  |  | 80 |  |  | Federally-Regulated Commercial & Industrial Equipment | 1997-01-07
Water Pik, Inc. | Laars | HH1825EN09CBA | Water | Natural Gas | No Match | FALSE | TRUE | 3 |  |  | No Match | No Match | No Match | No Match | Copper | No Match |  | No Match |  | 1825000 |  | 1825000 |  | 82 | 80 |  |  | 5 |  | 82 |  |  | Federally-Regulated Commercial & Industrial Equipment | 2001-05-16
Viessmann Manufacturing | Viessmann Manufacturing | VD2A-230G | Water | Natural Gas | Power | FALSE | FALSE | 3 |  |  |  | None | Non-Condensing | Two-Stage Modulating | Cast Iron |  |  |  |  | 934000 | 792000 |  |  | 84.8 |  | 84.8 | [6 empty] | Federally-Regulated Commercial & Industrial Equipment | 2014-09-05
Water Pik, Inc. | Laars | PW0600IN09*1A | Both Steam & Water | Natural Gas | No Match | FALSE | FALSE | 3 |  |  | No Match | No Match | No Match | No Match | Copper | No Match |  | No Match |  | 600000 |  | 150000 |  | 81 | 80 |  |  | 5 |  | 81 |  |  | Federally-Regulated Commercial & Industrial Equipment | 2001-11-21
Burnham Corp. | Crown Boiler Co. | CWI103E | Water | LPG | Induced Draft | FALSE | FALSE | 1 |  |  |  | Stack Damper | Non-Condensing | Single-Stage | Cast Iron | Single-Speed | 0.04 | Standard |  | 103000 | 86000 | [9 empty] | 83.1 | 80 | Federally-Regulated Consumer Product | 2007-11-14
Utica Boilers | Utica Boilers | JD-700 | Both Steam & Water | Natural Gas | Injection Type | FALSE | FALSE | 1 |  |  |  | None | Non-Condensing | Single-Stage | Cast Iron |  |  |  |  | 700000 | 563000 |  |  | 80.4 | 80 | 77.5 | [6 empty] | Federally-Regulated Commercial & Industrial Equipment | 2011-05-02
Dunkirk | Dunkirk | Q90-175 | Water | Combo (Natural Gas & Oil) | No Match | FALSE | FALSE | 1 |  |  | No Match | No Match | No Match | No Match | Other | No Match |  | No Match |  | 175000 | [10 empty] | 89.6 | 80 | Federally-Regulated Consumer Product | 2002-06-04
Dunkirk | Ultimate Engineering / Division of Dunkirk | PFG-6T-133 | Water | Combo (Natural Gas & Oil) | Power | FALSE | FALSE | 1 |  |  | No Match | No Match | No Match | No Match | Cast Iron | No Match |  | No Match |  | 133000 | [10 empty] | 85 | 80 | Federally-Regulated Consumer Product | 2001-11-01
Smith Cast Iron Boilers | Peerless | TCII-07-W-G | Water | LPG | Power | FALSE | FALSE | 1 |  |  |  | None | Non-Condensing | Single-Stage | Cast Iron |  |  |  |  | 2088000 | 1722000 |  |  |  |  | 82.5 | 80 | [5 empty] | Federally-Regulated Commercial & Industrial Equipment | 2015-09-30
Dunkirk | Carrier | BW9AAN0000050AAAA | Water | Natural Gas | No Match | FALSE | FALSE | 1 |  |  | No Match | No Match | No Match | No Match | Other | No Match |  | No Match |  | 50000 | [10 empty] | 90 | 80 | Federally-Regulated Consumer Product | 2000-06-07
Slant / Fin Corp. | Slant / Fin Corp. | XL-30H-.85 | Water | Oil | Power | FALSE | FALSE | 1 |  |  |  | None | Non-Condensing | Single-Stage | Cast Iron |  |  |  |  | 119000 | 104000 | [9 empty] | 86 | 80 | Federally-Regulated Consumer Product | 2007-11-14
Burnham Corp. | Crown Boiler Co. | LCW075 | Water | Oil | Power | FALSE | FALSE | 1 |  |  |  | None | Non-Condensing | Single-Stage | Cast Iron |  |  |  |  | 105000 | 91000 | [9 empty] | 85.5 | 80 | Federally-Regulated Consumer Product | 2008-04-14
Ajax Boiler, Inc. | Ajax | HNG700W | Steam | Natural Gas | No Match | FALSE | TRUE | 3 |  |  | No Match | No Match | No Match | No Match | Other | No Match |  | No Match |  | 700000 |  | 350000 |  | 80 | 80 |  |  |  |  | 80 |  |  | Federally-Regulated Commercial & Industrial Equipment | 1997-01-07
Ajax Boiler, Inc. | Ajax | SGX-SGXB-4500-D | Steam | Natural Gas | No Match | FALSE | FALSE | 3 |  |  | No Match | No Match | No Match | No Match | Other | No Match |  | No Match |  | 4500000 |  | 4500000 |  | 80 | 80 |  |  |  |  | 80 |  |  | Federally-Regulated Commercial & Industrial Equipment | 1996-02-29
Easco Boiler Corp. | Easco | ESP-250-W030 | Both Steam & Water | Combo (Natural Gas & Oil) | Power | FALSE | FALSE | 3 |  |  | No Match | No Match | No Match | No Match | Other | No Match |  | No Match |  | 10461000 |  | 2092200 |  | 84 | 80 |  |  | 22 |  | 82 |  |  | Federally-Regulated Commercial & Industrial Equipment | 1998-06-02
Lochinvar, LLC. | Lochinvar Corp. | PBN1701-B9 | Water | Natural Gas | Power | FALSE | FALSE | 1 |  |  |  | None | Non-Condensing | Step Modulating | Copper |  |  |  |  | 1700000 | 1428000 |  |  |  |  | 84 | [6 empty] | Federally-Regulated Commercial & Industrial Equipment | 2015-04-20
Water Pik, Inc. | Laars | PW0715IN04*1A | Both Steam & Water | Natural Gas | No Match | FALSE | FALSE | 3 |  |  | No Match | No Match | No Match | No Match | Copper | No Match |  | No Match |  | 715000 |  | 178750 |  | 81 | 80 |  |  | 5 |  | 81 |  |  | Federally-Regulated Commercial & Industrial Equipment | 2001-11-21
Water Pik, Inc. | Laars | VW0600IP04*BA | Both Steam & Water | LPG | No Match | FALSE | FALSE | 3 |  |  | No Match | No Match | No Match | No Match | Copper | No Match |  | No Match |  | 600000 |  | 150000 |  | 82 | 80 |  |  | 5 |  | 82 |  |  | Federally-Regulated Commercial & Industrial Equipment | 2001-11-21
Ajax Boiler, Inc. | Ajax | WGOXFD-2750 | Steam | Natural Gas | Power | FALSE | FALSE | 3 |  |  | No Match | No Match | No Match | No Match | Other | No Match |  | No Match |  | 2250000 |  | 1125000 |  | 82 | 80 |  |  |  |  | 80 |  |  | Non Federally-Regulated | 1992-10-27
Ajax Boiler, Inc. | Ajax | WEC1050W | Water | Combo (Natural Gas & Oil) | Power | FALSE | TRUE | 3 |  |  | No Match | No Match | No Match | No Match | Other | No Match |  | No Match |  | 998000 |  | 700000 |  | 85 | 80 |  |  |  |  | 80 |  |  | Federally-Regulated Commercial & Industrial Equipment | 1997-01-07
Weil-McLain | Williamson-Thermoflo | GWA-052N-I | Water | Natural Gas | Injection Type | FALSE | FALSE | 1 |  |  | Draft Hood | None | Non-Condensing | Single-Stage | Cast Iron |  |  |  |  | 52000 | 43000 | [9 empty] | 83 | 80 | Federally-Regulated Consumer Product | 2011-08-02
Crown Boiler Co. | CROWN BOILER | CT-6 | Water | Oil | Pressure | FALSE | FALSE | 1 | TRUE |  |  | None | Non-Condensing | Single-Stage | Cast Iron |  |  |  |  | 231000 | 202000 | [9 empty] | 93.3 | 84 | Federally-Regulated Consumer Product | 2015-09-30
Crown Boiler Co. | Crown | C247-300-S | Steam | Natural Gas | No Match | FALSE | FALSE | 3 |  |  | No Match | No Match | No Match | No Match | Cast Iron | No Match |  | No Match |  | 300000 |  | 300000 |  | 80 | 80 |  |  |  |  | 80 |  |  | Federally-Regulated Commercial & Industrial Equipment | 1996-03-06
Smith Cast Iron Boilers | Smith Cast Iron Boilers | 19HE-10 | Both Steam & Water | LPG | Power | FALSE | FALSE | 1 |  | FALSE |  | None | Non-Condensing | Single-Stage | Cast Iron |  |  |  |  | 1761000 | 1424000 |  |  |  |  | 83.4 | [6 empty] | Federally-Regulated Commercial & Industrial Equipment | 2015-04-20
Burnham Corp. | Burnham Corp. | V904A-SO | Steam | Oil | Power | FALSE | FALSE | 1 |  | FALSE |  | Stack Damper | Non-Condensing | Two-Stage Modulating | Cast Iron |  |  |  |  | 588000 | 483000 |  |  | 86 |  | 82.1 | [6 empty] | Federally-Regulated Commercial & Industrial Equipment | 2014-08-11
Ajax Boiler, Inc. | Ajax | WGX-WGXB-1375-D | Steam | Natural Gas | No Match | FALSE | FALSE | 3 |  |  | No Match | No Match | No Match | No Match | Other | No Match |  | No Match |  | 1375000 |  | 1375000 |  | 80 | 80 |  |  |  |  | 80 |  |  | Federally-Regulated Commercial & Industrial Equipment | 1996-02-29
Water Pik, Inc. | Laars | HH0175CP12CB | Water | LPG | No Match | FALSE | TRUE | 1 |  |  | No Match | No Match | No Match | No Match | Copper | No Match |  | No Match |  | 175000 | [10 empty] | 82.1 | 80 | Federally-Regulated Consumer Product | 2001-11-21
Burnham Corp. | Crown Boiler Co. | JSE345E | Steam | Natural Gas | Induced Draft | FALSE | FALSE | 1 |  |  |  | None | Non-Condensing | Single-Stage | Cast Iron |  |  |  |  | 345000 | 273000 |  |  | 80 | 80 | 77 | [6 empty] | Federally-Regulated Commercial & Industrial Equipment | 2007-12-12
U.S. Boiler Co. | U.S. Boiler Co. | V8H9S | Steam | Oil | Power | FALSE | FALSE | 1 |  | TRUE |  | None | Non-Condensing | Single-Stage | Cast Iron |  |  |  |  | 364000 | 298000 |  |  | 84.1 |  | 82.3 | [6 empty] | Federally-Regulated Commercial & Industrial Equipment | 2014-09-05
Raypak | Raypak | H40260 | Water | Natural Gas | No Match | FALSE | FALSE | 1 |  |  | No Match | No Match | No Match | No Match | Other | No Match |  | No Match |  | 264000 | [10 empty] | 82.7 | 80 | Federally-Regulated Consumer Product | 2001-11-01
PB Heat, LLC | Peerless | MI-06-SPRK | Water | LPG | Injection Type | FALSE | FALSE | 1 | TRUE |  |  | Stack Damper | Non-Condensing | Single-Stage | Cast Iron | Single-Speed |  |  |  | 175000 | 143000 | [9 empty] | 82 | 80 | Federally-Regulated Consumer Product | 2015-09-30
Lochinvar, LLC. | Lochinvar Corp. | EBL200 | Water | LPG | Power | FALSE | FALSE | 1 |  |  |  | None | Non-Condensing | Single-Stage | Copper |  |  |  |  | 200000 | 170000 | [9 empty] | 83.1 | 80 | Federally-Regulated Consumer Product | 2007-11-14
Smith Cast Iron Boilers | Smith Cast Iron Boilers | PGB250-S-5L-INTD | Steam | LPG | No Match | FALSE | FALSE | 1 |  |  | No Match | No Match | No Match | No Match | Cast Iron | No Match |  | No Match |  | 175000 | [10 empty] | 81.5 | 75 | Federally-Regulated Consumer Product | 1998-12-21
Heat Cell Technologies, Inc. / ECO Heating Systems | Propak TM - By Huron Valley Sales | HWHL0499ASME | Water | LPG | Power | FALSE | TRUE | 1 |  |  | None | None | Condensing | Two-Stage Modulating | Other | No Match |  | No Match |  | 500000 | 475000 | 100000 | 94200 | 94.7 | 80 | 2.8 | [6 empty] | Federally-Regulated Commercial & Industrial Equipment | 2006-03-29
Smith Cast Iron Boilers | Smith Cast Iron Boilers | GB100-W-7-HSI-D | Water | Natural Gas | No Match | FALSE | FALSE | 1 |  |  | No Match | No Match | No Match | No Match | Cast Iron | No Match |  | No Match |  | 150000 | [10 empty] | 83.3 | 80 | Federally-Regulated Consumer Product | 1998-12-21
Cleaver-Brooks | Cleaver-Brooks | MTF-700-2000-60HW | Water | Natural Gas | Power | FALSE | FALSE | 3 |  |  | No Match | No Match | No Match | No Match | Other | No Match |  | No Match |  | 2000000 |  | 2000000 |  | 80 | 80 |  |  | 25 |  | 80 |  |  | Federally-Regulated Commercial & Industrial Equipment | 2001-08-06
Harsco Industrial / Patterson-Kelley | Harsco Industrial / Patterson-Kelley | C-1500H | Water | Natural Gas | Power | FALSE | FALSE | 1 |  |  |  | None | Condensing | Step Modulating | Other |  |  |  |  | 1500000 | 1414000 |  |  | 94.4 |  | 94.3 | [6 empty] | Federally-Regulated Commercial & Industrial Equipment | 2015-04-02
Smith Cast Iron Boilers | Smith Cast Iron Boilers | 4500A-*-18 | Both Steam & Water | Natural Gas | Power | FALSE | FALSE | 1 |  |  |  | None | Non-Condensing | Single-Stage | Cast Iron |  |  |  |  | 7793000 | 6174000 |  |  | 80.9 | 80 | 79.2 | [6 empty] | Federally-Regulated Commercial & Industrial Equipment | 2007-12-12
Axeman-Anderson Co. | Axeman-Anderson Co. | 74PO-2 | Water | Oil | No Match | TRUE | FALSE | 1 |  |  | No Match | No Match | No Match | No Match | Other | No Match |  | No Match |  | 133000 | [10 empty] | 82.7 | 80 | Federally-Regulated Consumer Product | 2000-06-07
Parker Boiler Co. | Parker Boiler | GO-672R | Water | Combo (Natural Gas & Oil) | Power | FALSE | FALSE | 3 |  |  | No Match | No Match | No Match | No Match | Other | No Match |  | No Match |  | 672000 |  | 336000 |  | 84 | 80 |  |  | 4 |  | 82 |  |  | Federally-Regulated Commercial & Industrial Equipment | 1996-03-13
Water Pik, Inc. | Laars | PW0600IP09CBA | Both Steam & Water | LPG | No Match | FALSE | FALSE | 3 |  |  | No Match | No Match | No Match | No Match | Copper | No Match |  | No Match |  | 600000 |  | 600000 |  | 82 | 80 |  |  | 5 |  | 82 |  |  | Federally-Regulated Commercial & Industrial Equipment | 2001-11-21
Peerless Heater Co. | Peerless | 211A-05I | Steam | Natural Gas | No Match | FALSE | FALSE | 3 |  |  | No Match | No Match | No Match | No Match | Cast Iron | No Match |  | No Match |  | 840000 |  | 840000 |  | 80 | 75 |  |  | 3 | 147 | 80 |  |  | Non Federally-Regulated | 1990-06-25
Ajax Boiler, Inc. | Ajax | DNG10W | Water | Natural Gas | No Match | FALSE | TRUE | 3 |  |  | No Match | No Match | No Match | No Match | Other | No Match |  | No Match |  | 418000 |  | 418000 |  | 80 | 80 |  |  |  |  | 80 |  |  | Federally-Regulated Commercial & Industrial Equipment | 1997-01-07
Newmac Manufacturing | Newmac Manufacturing | NBR 109V | Water | Oil | No Match | TRUE | FALSE | 1 |  |  | No Match | No Match | No Match | No Match | Other | No Match |  | No Match |  | 125000 | [10 empty] | 88.1 | 80 | Federally-Regulated Consumer Product | 2001-04-12
Burnham Corp. | Burnham Corp. | V1118-SO | Steam | Oil | Power | FALSE | FALSE | 3 |  |  |  | Stack Damper | Non-Condensing | Two-Stage Modulating | Cast Iron |  |  |  |  | 4340000 | 3566000 |  |  | 82.2 | 83 | 82.5 | [6 empty] | Federally-Regulated Commercial & Industrial Equipment | 2012-06-11
RBI Water Heaters | RBI Water Heaters | MB1250 | Water | Natural Gas | Induced Draft | TRUE | TRUE | 1 |  |  |  | None | Non-Condensing | Single-Stage | Copper |  |  |  |  | 1250000 | 1066000 |  |  | 85.3 | 80 | 85.3 | [6 empty] | Federally-Regulated Commercial & Industrial Equipment | 2007-12-12
Weil-McLain | Weil-McLain | 1188 | Steam | Oil | Power | FALSE | FALSE | 3 |  |  | No Match | No Match | No Match | No Match | Cast Iron | No Match |  | No Match |  | 3290000 |  | 3290000 |  | 83.6 | 83 |  |  | 147 |  | 83.6 |  |  | Federally-Regulated Commercial & Industrial Equipment | 1996-02-29
Burnham Corp. | Crown Boiler Co. | BWC090 | Water | Natural Gas | Induced Draft | FALSE | FALSE | 1 |  |  | None | None | Condensing | Step Modulating | Other | Single-Speed | 0.13 | Standard |  | 90000 | 80000 | 30000 | 27000 | [7 empty] | 94.5 | 80 | Federally-Regulated Consumer Product | 2008-09-25
Water Pik, Inc. | Laars | PW1430EN09CBA | Both Steam & Water | Natural Gas | No Match | FALSE | TRUE | 3 |  |  | No Match | No Match | No Match | No Match | Copper | No Match |  | No Match |  | 1430000 |  | 1430000 |  | 82 | 80 |  |  | 5 |  | 82 |  |  | Federally-Regulated Commercial & Industrial Equipment | 2001-11-21
Burnham Corp. | Burnham Corp. | ALP285 | Water | LPG | Power | FALSE | FALSE | 1 |  |  | None | None | Condensing | Step Modulating | Other |  |  |  |  | 285000 | 265000 | 57000000 | 54200000 | [7 empty] | 95 | 80 | Federally-Regulated Consumer Product | 2008-04-14
Smith Cast Iron Boilers | Peerless | CC-08-W-O | Water | Oil | Power | FALSE | FALSE | 1 |  |  |  | None | Non-Condensing | Single-Stage | Cast Iron |  |  |  |  | 1302000 | 1087000 |  |  |  |  | 83.5 | 82 | [5 empty] | Federally-Regulated Commercial & Industrial Equipment | 2015-09-30
Lochinvar, LLC. | Lochinvar Corp. | CBL215M9 | Water | LPG | Injection Type | FALSE | FALSE | 1 |  |  |  | Stack Damper | Non-Condensing | Single-Stage | Copper |  |  |  |  | 215000 | 178000 | [9 empty] | 82 | 80 | Federally-Regulated Consumer Product | 2007-11-14
PB Heat, LLC | PB Heat, LLC | 63-05-SPRK-W | Water | LPG | Injection Type | FALSE | FALSE | 1 |  | TRUE | Draft Diverter | Stack Damper | Non-Condensing | Single-Stage | Cast Iron | Single-Speed |  | Standard |  | 236000 | 198000 | [9 empty] | 83.3 | 80 | Federally-Regulated Consumer Product | 2013-04-19
PB Heat, LLC | PB Heat, LLC | PRO-04-080 | Water | Oil | Power | FALSE | FALSE | 1 |  |  |  | None | Non-Condensing | Single-Stage | Cast Iron |  |  |  |  | 112000 | 98000 | [9 empty] | 86.4 | 80 | Federally-Regulated Consumer Product | 2007-11-14
Ajax Boiler, Inc. | Ajax | WEG11500W | Water | Natural Gas | Power | FALSE | TRUE | 3 |  |  | No Match | No Match | No Match | No Match | Other | No Match |  | No Match |  | 11000000 |  | 4600000 |  | 85 | 80 |  |  |  |  | 80 |  |  | Federally-Regulated Commercial & Industrial Equipment | 1997-01-07
Cemline Corp. | Cemline Corp. | VB30EHB45 | Water | Electricity | No Match | FALSE | TRUE | 1 |  |  | No Match | No Match | No Match | No Match | Cast Iron | No Match |  | No Match |  | 153675 |  |  |  | 98.4 | [8 empty] | Federally-Regulated Consumer Product | 1992-06-18
PB Heat, LLC | PB Heat, LLC | WBV-05-195-W | Water | Oil | Power | FALSE | FALSE | 1 |  | TRUE | Barometric Regulator | None | Non-Condensing | Single-Stage | Cast Iron | Single-Speed |  | Standard |  | 273000 | 235000 | [9 empty] | 85 | 80 | Federally-Regulated Consumer Product | 2013-04-19
Ajax Boiler, Inc. | Ajax | XFG5500W | Water | Natural Gas | Power | FALSE | TRUE | 3 |  |  | No Match | No Match | No Match | No Match | Other | No Match |  | No Match |  | 5500000 |  | 2200000 |  | 80 | 80 |  |  |  |  | 80 |  |  | Federally-Regulated Commercial & Industrial Equipment | 1997-01-07
Water Pik, Inc. | Laars | VW2000IP18A* | Both Steam & Water | LPG | No Match | FALSE | FALSE | 3 |  |  | No Match | No Match | No Match | No Match | Copper | No Match |  | No Match |  | 1999900 |  | 1999900 |  | 82 | 80 |  |  | 5 |  | 82 |  |  | Federally-Regulated Commercial & Industrial Equipment | 2001-11-21
PB Heat, LLC | PB Heat, LLC | 64-09 | Steam | LPG | Injection Type | FALSE | FALSE | 1 |  | TRUE | Draft Diverter | None | Non-Condensing | Single-Stage | Cast Iron |  |  |  |  | 460000 | 367000 |  |  | 82.5 |  | 79.7 | [6 empty] | Federally-Regulated Commercial & Industrial Equipment | 2015-06-01
U.S. Boiler Co. | U.S. Boiler Co. | 202I | Water | Natural Gas | Induced Draft | FALSE | FALSE | 1 |  | TRUE |  | Stack Damper | Non-Condensing | Single-Stage | Cast Iron | Single-Speed |  |  |  | 37500 | 31000 | [9 empty] | 82.3 | 80 | Federally-Regulated Consumer Product | 2014-01-14
Ajax Boiler, Inc. | Ajax | OWGFD-15000 | Water | Natural Gas | Power | FALSE | TRUE | 3 |  |  | No Match | No Match | No Match | No Match | Other | No Match |  | No Match |  | 15000000 |  | 7500000 |  | 82 | 80 |  |  |  |  | 80 |  |  | Non Federally-Regulated | 1992-09-21
Cleaver-Brooks | Cleaver-Brooks | CBH-700-100A | Steam | Natural Gas | Power | FALSE | FALSE | 3 |  |  | No Match | No Match | No Match | No Match | Other | No Match |  | No Match |  | 4187500 |  | 4187500 |  | 80 | 80 |  |  | 25 |  | 80 |  |  | Federally-Regulated Commercial & Industrial Equipment | 1996-03-06
English Boiler & Tube, Inc. | Bent Tube Balanced Flow | BTBF-500-160 | Water | Natural Gas | Power | FALSE | FALSE | 3 |  |  | No Match | No Match | No Match | No Match | Other | No Match |  | No Match |  | 21000000 |  | 5250000 |  | 80 | 80 |  |  | 3 |  | 80 |  |  | Federally-Regulated Commercial & Industrial Equipment | 1998-09-10
Parker Boiler Co. | Parker Boiler | T1140L | Water | Natural Gas | Power | FALSE | FALSE | 3 |  |  | No Match | No Match | No Match | No Match | Other | No Match |  | No Match |  | 1140000 |  | 570000 |  | 80 | 80 |  |  | 4 |  | 80 |  |  | Federally-Regulated Commercial & Industrial Equipment | 1996-03-13
Water Pik, Inc. | Laars | PH0500EP09CBA | Water | LPG | No Match | FALSE | TRUE | 3 |  |  | No Match | No Match | No Match | No Match | Copper | No Match |  | No Match |  | 500000 |  | 500000 |  | 82 | 80 |  |  | 5 |  | 82 |  |  | Federally-Regulated Commercial & Industrial Equipment | 2001-05-30
U.S. Boiler Co. | New Yorker Boiler Co. | PVCG30BN | Water | LPG | Induced Draft | FALSE | FALSE | 1 |  |  |  | None | Non-Condensing | Single-Stage | Cast Iron | Single-Speed |  |  |  | 70000 | 60000 | [9 empty] | 85.5 | 80 | Federally-Regulated Consumer Product | 2014-01-14
U.S. Boiler Co. | BURNHAM BY U.S. BOILER | ESC9 | Water | LPG | Induced Draft | FALSE | FALSE | 1 | TRUE |  |  | None | Non-Condensing | Single-Stage | Cast Iron | Single-Speed |  |  |  | 280000 | 238000 | [9 empty] | 84 | 80 | Federally-Regulated Consumer Product | 2015-09-30
Burnham Corp. | Crown Boiler Co. | BWF128 | Water | Natural Gas | Induced Draft | FALSE | FALSE | 1 |  |  |  | None | Non-Condensing | Single-Stage | Cast Iron | Single-Speed | 0.04 | Standard |  | 128000 | 106000 | [9 empty] | 82.8 | 80 | Federally-Regulated Consumer Product | 2007-11-14
Allied Engineering Co. | Super Hot | AAE1320*** | Water | Natural Gas | No Match | FALSE | TRUE | 3 |  |  | No Match | No Match | No Match | No Match | Copper | No Match |  | No Match |  | 1320000 |  | 462000 |  | 80 | 80 |  |  |  |  | 80 |  |  | Federally-Regulated Commercial & Industrial Equipment | 1998-04-21
Viessmann Manufacturing Co., Inc. | VIESSMANN | B2HB-26 | Water | LPG | Power | FALSE | FALSE | 1 | TRUE |  |  | Electro-Mechanical Inlet Dampe | Condensing | Step Modulating | Other |  |  |  |  | 94000 | 88000 | [9 empty] | 95 | 80 | Federally-Regulated Consumer Product | 2015-09-24
PB Heat, LLC | Peerless | MIH-04-SV | Water | Natural Gas | Injection Type | FALSE | FALSE | 1 | TRUE |  |  | Stack Damper | Non-Condensing | Single-Stage | Cast Iron |  |  |  |  | 97500 | 81000 | [9 empty] | 93.3 | 80 | Federally-Regulated Consumer Product | 2015-09-30
Water Pik, Inc. | Laars | HH1010IP09*1A | Water | LPG | No Match | FALSE | FALSE | 3 |  |  | No Match | No Match | No Match | No Match | Copper | No Match |  | No Match |  | 1010000 |  | 252500 |  | 81 | 80 |  |  | 5 |  | 81 |  |  | Federally-Regulated Commercial & Industrial Equipment | 2001-05-30
Water Pik, Inc. | Laars | PH1010IN09CBA | Water | Natural Gas | No Match | FALSE | FALSE | 3 |  |  | No Match | No Match | No Match | No Match | Copper | No Match |  | No Match |  | 1010000 |  | 1010000 |  | 82 | 80 |  |  | 5 |  | 82 |  |  | Federally-Regulated Commercial & Industrial Equipment | 2001-05-16
Parker Boiler Co. | Parker Boiler | O-150R | Steam | Oil | Power | FALSE | FALSE | 3 |  |  | No Match | No Match | No Match | No Match | Other | No Match |  | No Match |  | 6300000 |  | 3150000 |  | 85 | 83 |  |  | 4 |  | 82 |  |  | Federally-Regulated Commercial & Industrial Equipment | 1996-03-13
Ajax Boiler, Inc. | Ajax | WGOXFD-600 | Steam | Natural Gas | Power | FALSE | FALSE | 3 |  |  | No Match | No Match | No Match | No Match | Other | No Match |  | No Match |  | 600000 |  | 300000 |  | 82 | 80 |  |  |  |  | 80 |  |  | Non Federally-Regulated | 1992-10-27
Camus Hydronics | Camus Hydronics | DFNW-1202-MS | Water | Natural Gas | Power | FALSE | FALSE | 1 |  |  |  | None | Condensing | Step Modulating | Other |  |  |  |  | 1200000 | 1132000 |  |  | 94.4 |  | 94.4 | [6 empty] | Federally-Regulated Commercial & Industrial Equipment | 2014-08-11
Smith Cast Iron Boilers | Smith Cast Iron Boilers | 19HE-9 | Both Steam & Water | Natural Gas | Power | FALSE | FALSE | 1 |  | FALSE |  | None | Non-Condensing | Single-Stage | Cast Iron |  |  |  |  | 1559000 | 1262000 |  |  |  |  | 83.5 | [6 empty] | Federally-Regulated Commercial & Industrial Equipment | 2015-04-20
Slant / Fin Corp. | Slant / Fin Corp. | EC-16A | Water | Oil | Power | FALSE | FALSE | 1 |  |  |  | None | Non-Condensing | Single-Stage | Cast Iron |  |  |  |  | 161000 | 141000 | [9 empty] | 87 | 80 | Federally-Regulated Consumer Product | 2007-11-14
Dunkirk | Sears | 229.9603 | Steam | Natural Gas | No Match | FALSE | FALSE | 1 |  |  | No Match | No Match | No Match | No Match | Cast Iron | No Match |  | No Match |  | 187500 | [10 empty] | 80.9 | 75 | Federally-Regulated Consumer Product | 1998-12-21
Lochinvar, LLC. | Lochinvar Corp. | SBL1500 | Water | LPG | Power | FALSE | FALSE | 1 |  |  |  | None | Condensing | Step Modulating | Other |  |  |  |  | 1500000 | 1443000 |  |  |  |  | 96.2 | [6 empty] | Federally-Regulated Commercial & Industrial Equipment | 2015-04-20
Burnham Corp. | Burnham Corp. | V904A-SN | Steam | Natural Gas | Power | FALSE | FALSE | 1 |  | FALSE |  | Stack Damper | Non-Condensing | Two-Stage Modulating | Cast Iron |  |  |  |  | 606000 | 485000 |  |  | 82.5 |  | 80.1 | [6 empty] | Federally-Regulated Commercial & Industrial Equipment | 2014-08-11
Ajax Boiler, Inc. | Ajax | WFG525W | Water | Natural Gas | Power | FALSE | TRUE | 3 |  |  | No Match | No Match | No Match | No Match | Other | No Match |  | No Match |  | 525000 |  | 350000 |  | 80 | 80 |  |  |  |  | 80 |  |  | Federally-Regulated Commercial & Industrial Equipment | 1997-01-07
Burnham Corp. | Burnham Corp. | CW-50-O | Water | Oil | Power | FALSE | FALSE | 1 |  |  |  | None | Non-Condensing | Two-Stage Modulating | Other |  |  |  |  | 1960000 | 1705000 |  |  | 88.4 |  | 87 | [6 empty] | Federally-Regulated Commercial & Industrial Equipment | 2014-12-01
Smith Cast Iron Boilers | Peerless | TCII-06-S-G | Steam | LPG | Power | FALSE | FALSE | 1 |  | FALSE |  | None | Non-Condensing | Single-Stage | Cast Iron |  |  |  |  | 1773000 | 1457000 |  |  |  |  | 82.2 | 79 | [5 empty] | Federally-Regulated Commercial & Industrial Equipment | 2015-09-30
Parker Boiler Co. | Parker Boiler Co. | TC270 | Water | Natural Gas | Power | FALSE | FALSE | 1 |  | FALSE | None | None | Condensing | Step Modulating | Other |  |  |  |  | 1014000 | 948000 | 198000 | 194040 | 94.7 |  | 93.5 | [6 empty] | Federally-Regulated Commercial & Industrial Equipment | 2014-08-11
Burnham Corp. | Burnham Corp. | K5026SP | Steam | LPG | Induced Draft | FALSE | FALSE | 1 |  | TRUE |  | None | Non-Condensing | Single-Stage | Cast Iron |  |  |  |  | 1828100 | 1408000 |  |  | 80 |  | 77 | [6 empty] | Federally-Regulated Commercial & Industrial Equipment | 2014-09-05
Burnham Corp. | Burnham Corp. | 805H | Water | LPG | Induced Draft | FALSE | FALSE | 1 |  | TRUE |  | None | Non-Condensing | Single-Stage | Cast Iron | Single-Speed |  |  |  | 252000 | 209000 | [9 empty] | 82.7 | 80 | Federally-Regulated Consumer Product | 2014-08-08
Viessmann Manufacturing | Viessmann Manufacturing | VD2-380 | Water | LPG | Power | FALSE | FALSE | 1 |  |  | Barometric Regulator | None | Non-Condensing | Two-Stage Modulating | Cast Iron |  |  |  |  | 1544000 | 1319000 |  |  | 85.4 | 80 | 85.4 | [6 empty] | Federally-Regulated Commercial & Industrial Equipment | 2008-04-14
ECR International, Ltd. | ECR International, Ltd. | UBSSC-299 | Water | Natural Gas | Pressure | FALSE | FALSE | 1 |  | TRUE |  | None | Condensing | Step Modulating | Other | Single-Speed |  |  |  | 299000 | 273000 | [9 empty] | 95 | 80 | Federally-Regulated Consumer Product | 2014-08-08
Ajax Boiler, Inc. | Ajax | B4E0 | Water | Natural Gas | Luminous | FALSE | TRUE | 1 |  |  | None | None | Non-Condensing | Step Modulating | Copper | Single-Speed | 0.75 | No Match |  | 420000 | 330000 | 330000 | 268800 | 80 | 80 | 79.2 | [6 empty] | Federally-Regulated Commercial & Industrial Equipment | 2007-08-15
Smith Cast Iron Boilers | Peerless | CC-07-W-G | Water | Natural Gas | Power | FALSE | FALSE | 1 |  |  |  | None | Non-Condensing | Single-Stage | Cast Iron |  |  |  |  | 1140000 | 924000 |  |  |  |  | 81.1 | 80 | [5 empty] | Federally-Regulated Commercial & Industrial Equipment | 2015-09-30
Smith Cast Iron Boilers | Smith Cast Iron Boilers | 19HE-7 | Both Steam & Water | LPG | Power | FALSE | FALSE | 1 |  | FALSE |  | None | Non-Condensing | Single-Stage | Cast Iron |  |  |  |  | 1140000 | 924000 |  |  |  |  | 81.1 | [6 empty] | Federally-Regulated Commercial & Industrial Equipment | 2015-04-20
Universal Boiler Works | Universal Boiler Works | BF2250W4 | Water | Combo (Natural Gas & Oil) | Power | FALSE | FALSE | 3 |  |  | No Match | No Match | No Match | No Match | Other | No Match |  | No Match |  | 94500000 |  | 9450000 |  | 86 | 80 |  |  | 10 |  | 84 |  |  | Federally-Regulated Commercial & Industrial Equipment | 2001-12-13
Gasmaster Industries, Inc. | Gasmaster | GMI 300 | Both Steam & Water | Natural Gas | Power | FALSE | FALSE | 3 |  |  | No Match | No Match | No Match | No Match | Other | No Match |  | No Match |  | 300000 |  | 15000 |  | 95.6 | 80 |  |  |  |  | 98 |  |  | Federally-Regulated Commercial & Industrial Equipment | 2000-05-18
DDR Americas, Inc. | De Deitrich | GT 530A-20 | Water | Natural Gas | Power | FALSE | FALSE | 3 |  | FALSE |  | Electro-Mechanical Inlet Dampe | Non-Condensing | Step Modulating | Cast Iron |  |  |  |  | 4975000 | 4239000 |  |  | 85.2 |  | 85.2 | [6 empty] | Federally-Regulated Commercial & Industrial Equipment | 2014-08-11
U.S. Boiler Co. | U.S. Boiler Co. | ES24 | Water | Natural Gas | Injection Type | FALSE | FALSE | 1 |  | TRUE |  | Stack Damper | Non-Condensing | Single-Stage | Cast Iron | Single-Speed |  |  |  | 105000 | 89000 | [9 empty] | 85 | 80 | Federally-Regulated Consumer Product | 2014-01-14
Parker Boiler Co. | Parker Boiler | T970L | Water | Natural Gas | Power | FALSE | FALSE | 3 |  |  | No Match | No Match | No Match | No Match | Other | No Match |  | No Match |  | 970000 |  | 485000 |  | 80 | 80 |  |  | 4 |  | 82 |  |  | Federally-Regulated Commercial & Industrial Equipment | 1996-03-13
Water Pik, Inc. | Laars | PNCH1000N******* | Water | Natural Gas | Induced Draft | FALSE | TRUE | 3 |  |  | None | None | Non-Condensing | Step Modulating | Copper | Single-Speed |  | Standard |  | 1000000 | 840000 | 333320 |  | 85 | 80 | 85 | [6 empty] | Federally-Regulated Commercial & Industrial Equipment | 2004-11-05
Easco Boiler Corp. | Easco | FST-50-W030 | Both Steam & Water | Combo (Natural Gas & Oil) | Power | FALSE | FALSE | 3 |  |  | No Match | No Match | No Match | No Match | Other | No Match |  | No Match |  | 2093000 |  | 697666 |  | 83 | 80 |  |  | 22 |  | 80 |  |  | Federally-Regulated Commercial & Industrial Equipment | 1998-06-02
Burnham Corp. | Burnham Corp. | 4FHL-563A-O | Steam | Oil | Power | FALSE | FALSE | 3 |  | FALSE |  | None | Non-Condensing | Two-Stage Modulating | Other |  |  |  |  | 4713000 | 3935000 |  |  | 88.4 |  | 86.5 | [6 empty] | Federally-Regulated Commercial & Industrial Equipment | 2014-08-11
Universal Boiler Works | Universal Boiler Works | BF40S1 | Steam | Combo (Natural Gas & Oil) | Power | FALSE | FALSE | 3 |  |  | No Match | No Match | No Match | No Match | Other | No Match |  | No Match |  | 1680000 |  | 840000 |  | 83.5 | 80 |  |  | 10 |  | 82 |  |  | Federally-Regulated Commercial & Industrial Equipment | 2001-12-13
Smith Cast Iron Boilers | Smith Cast Iron Boilers | 28HE-S/W-09 | Both Steam & Water | Oil | Power | FALSE | FALSE | 1 |  |  |  | None | Non-Condensing | Single-Stage | Cast Iron |  |  |  |  | 2632000 | 2249000 |  |  | 86.1 | 83 | 85.3 | [6 empty] | Federally-Regulated Commercial & Industrial Equipment | 2007-12-12
RBI Water Heaters | RBI Water Heaters | MB1500 | Water | LPG | Power | FALSE | FALSE | 1 |  |  |  | None | Non-Condensing | Step Modulating | Copper |  |  |  |  | 1500000 | 1279000 |  |  | 85.2 | 80 | 85.2 | [6 empty] | Federally-Regulated Commercial & Industrial Equipment | 2010-07-21
Smith Cast Iron Boilers | Smith Cast Iron Boilers | 19A-S/W-05 | Both Steam & Water | Oil | Power | FALSE | FALSE | 1 |  |  |  | None | Non-Condensing | Single-Stage | Cast Iron |  |  |  |  | 700000 | 575000 |  |  | 84.6 | 83 | 81.8 | [6 empty] | Federally-Regulated Commercial & Industrial Equipment | 2007-12-12
New Yorker Boiler Company, Inc. | New Yorker | APH790 | Water | Oil | Pressure | FALSE | FALSE | 1 | TRUE |  |  | Stack Damper | Non-Condensing | Single-Stage | Other |  |  |  |  | 140000 | 120000 | [9 empty] | 84.6 | 84 | Federally-Regulated Consumer Product | 2015-09-30
PB Heat, LLC | National HVAC Manufacturing Company, LLC | CGWA-140** | Water | LPG | Injection Type | FALSE | FALSE | 1 |  |  |  | Stack Damper | Non-Condensing | Single-Stage | Cast Iron | Single-Speed |  |  |  | 140000 | 115000 | [9 empty] | 82 | 80 | Federally-Regulated Consumer Product | 2013-11-14
Ajax Boiler, Inc. | Ajax | SFG25W | Steam | Natural Gas | Power | FALSE | TRUE | 3 |  |  | No Match | No Match | No Match | No Match | Other | No Match |  | No Match |  | 1050000 |  | 700000 |  | 80 | 80 |  |  |  |  | 80 |  |  | Federally-Regulated Commercial & Industrial Equipment | 1997-01-07
Ajax Boiler, Inc. | Ajax | OWG1250 | Steam | Natural Gas | No Match | FALSE | TRUE | 3 |  |  | No Match | No Match | No Match | No Match | Other | No Match |  | No Match |  | 1250000 |  | 1250000 |  | 80 | 80 |  |  |  |  | 80 |  |  | Federally-Regulated Commercial & Industrial Equipment | 1996-02-29
Raypak | Raypak | H3-HD251* | Water | Natural Gas | Induced Draft | FALSE | FALSE | 1 |  |  | None | None | Non-Condensing | Two-Stage Modulating | Copper | Single-Speed |  | Standard |  | 250000 | 210000 | 150000 | [8 empty] | 85 | 80 | Federally-Regulated Consumer Product | 2010-01-11
Lochinvar, LLC. | Lochinvar Corp. | FBL1251 | Water | LPG | Power | FALSE | FALSE | 1 |  |  |  | None | Condensing | Step Modulating | Other |  |  |  |  | 1250000 | 1203000 |  |  |  |  | 96.2 | [6 empty] | Federally-Regulated Commercial & Industrial Equipment | 2015-04-20
Ajax Boiler, Inc. | Ajax | SRF40 | Steam | Natural Gas | Power | FALSE | TRUE | 1 |  |  | Draft Hood | Stack Damper | Non-Condensing | Two-Stage Modulating | Other | None |  | No Match |  | 1750000 | 1400000 | 1400000 | 1120000 | 80 | 80 | 79.2 | [6 empty] | Federally-Regulated Commercial & Industrial Equipment | 2007-08-15
Burnham Corp. | Burnham Corp. | V83S | Steam | Oil | Power | FALSE | FALSE | 1 |  |  |  | None | Non-Condensing | Single-Stage | Cast Iron | Single-Speed | 0.04 | Standard |  | 105000 | 91000 | [9 empty] | 85.1 | 80 | Federally-Regulated Consumer Product | 2007-11-14
Utica Boilers | Dunkirk | D248-2100 | Both Steam & Water | Natural Gas | Injection Type | FALSE | FALSE | 1 |  |  |  | None | Non-Condensing | Single-Stage | Cast Iron |  |  |  |  | 2100000 | 1688000 |  |  | 80.4 | 80 | 77.5 | [6 empty] | Federally-Regulated Commercial & Industrial Equipment | 2011-05-02
Water Pik, Inc. | Laars | PW0325CN30*B | Both Steam & Water | Natural Gas | No Match | FALSE | TRUE | 3 |  |  | No Match | No Match | No Match | No Match | Copper | No Match |  | No Match |  | 325000 |  | 81250 |  | 83 | 80 |  |  | 5 |  | 83 |  |  | Federally-Regulated Commercial & Industrial Equipment | 2001-11-21
Smith Cast Iron Boilers | Smith Cast Iron Boilers | 6500-*-16 | Both Steam & Water | Oil | Power | FALSE | FALSE | 1 |  |  |  | None | Non-Condensing | Single-Stage | Cast Iron |  |  |  |  | 9520000 | 7872000 |  |  | 84.2 | 83 | 83.8 | [6 empty] | Federally-Regulated Commercial & Industrial Equipment | 2007-12-12
Ajax Boiler, Inc. | Ajax | HRF50 | Steam | Natural Gas | Power | FALSE | TRUE | 1 |  |  | Draft Hood | Stack Damper | Non-Condensing | Two-Stage Modulating | Other | None |  | No Match |  | 2000000 | 1600000 | 1600000 | 1280000 | 80 | 80 | 79.2 | [6 empty] | Federally-Regulated Commercial & Industrial Equipment | 2007-08-15
Raypak | Raypak | W7-850*(N,P)* | Water | LPG | Induced Draft | FALSE | TRUE | 1 |  |  | None | None | Condensing | Step Modulating | Copper |  |  |  |  | 850000 | 799000 | 170000 |  | 94.5 | 80 | 94 |  | 12 |  |  |  |  | Federally-Regulated Commercial & Industrial Equipment | 2009-06-22
Laars Heating Systems Co. | Laars | HH1010IP******** | Water | LPG | Induced Draft | FALSE | FALSE | 1 |  |  |  | None | Non-Condensing | Step Modulating | Copper |  |  |  |  | 1010000 | 818100 | 252500 |  | 81 | 80 | 78.6 | [6 empty] | Federally-Regulated Commercial & Industrial Equipment | 2007-11-01
Ajax Boiler, Inc. | Ajax | WGFD-7500 | Steam | Natural Gas | Power | FALSE | FALSE | 3 |  |  | No Match | No Match | No Match | No Match | Other | No Match |  | No Match |  | 7500000 |  | 3750000 |  | 82 | 80 |  |  |  |  | 80 |  |  | Non Federally-Regulated | 1992-10-27
Burnham Corp. | New Yorker Boiler Co. | CG40CHNI | Water | LPG | Induced Draft | FALSE | FALSE | 1 |  |  |  | Stack Damper | Non-Condensing | Single-Stage | Cast Iron | Single-Speed | 0.04 | Standard |  | 96000 | 80000 | [9 empty] | 84 | 80 | Federally-Regulated Consumer Product | 2008-12-24
Burnham Corp. | Crown Boiler Co. | CWD110 | Water | Natural Gas | Induced Draft | FALSE | FALSE | 1 |  |  |  | None | Non-Condensing | Single-Stage | Cast Iron | Single-Speed | 0.04 | Standard |  | 110000 | 94000 | [9 empty] | 85.2 | 80 | Federally-Regulated Consumer Product | 2007-11-14
ECR International, Ltd. | ECR International, Ltd. | DKVLT-050 | Water | Natural Gas | Power | FALSE | FALSE | 1 |  | TRUE |  | None | Condensing | Step Modulating | Other | Single-Speed |  |  |  | 50000 | 46000 | [9 empty] | 95 | 80 | Federally-Regulated Consumer Product | 2013-04-19
Lochinvar, LLC. | Lochinvar Corp. | CBL180M9 | Water | Natural Gas | Injection Type | FALSE | FALSE | 1 |  |  |  | Stack Damper | Non-Condensing | Single-Stage | Copper |  |  |  |  | 180000 | 149000 | [9 empty] | 82 | 80 | Federally-Regulated Consumer Product | 2007-11-14
Laars Heating Systems Co. | Laars | HH3500IN******** | Water | Natural Gas | Induced Draft | FALSE | FALSE | 1 |  |  |  | None | Non-Condensing | Step Modulating | Copper |  |  |  |  | 3500000 | 2870000 | 1050000 |  | 82 | 80 | [7 empty] | Federally-Regulated Commercial & Industrial Equipment | 2007-11-01
Weil-McLain | Weil-McLain | CGi-5-PIN | Water | Natural Gas | Induced Draft | FALSE | FALSE | 1 |  |  |  | None | Non-Condensing | Single-Stage | Cast Iron |  |  |  |  | 119700 | 100000 | [9 empty] | 83.3 | 80 | Federally-Regulated Consumer Product | 2008-09-25
Ajax Boiler, Inc. | Ajax | XNG1375W | Water | Natural Gas | No Match | FALSE | TRUE | 3 |  |  | No Match | No Match | No Match | No Match | Other | No Match |  | No Match |  | 1375000 |  | 687500 |  | 80 | 80 |  |  |  |  | 80 |  |  | Federally-Regulated Commercial & Industrial Equipment | 1997-01-07
Water Pik, Inc. | Laars | PH0250CN30*B | Water | Natural Gas | No Match | FALSE | TRUE | 1 |  |  | No Match | No Match | No Match | No Match | Copper | No Match |  | No Match |  | 250000 | [10 empty] | 82 | 80 | Federally-Regulated Consumer Product | 2001-11-21
Ajax Boiler, Inc. | Ajax | OSGOXFD1125 | Steam | Natural Gas | Power | FALSE | TRUE | 3 |  |  | No Match | No Match | No Match | No Match | Other | No Match |  | No Match |  | 1125000 |  | 562500 |  | 81 | 80 |  |  |  |  | 80 |  |  | Non Federally-Regulated | 1992-10-27
Ajax Boiler, Inc. | Ajax | WEC13000W | Water | Combo (Natural Gas & Oil) | Power | FALSE | TRUE | 3 |  |  | No Match | No Match | No Match | No Match | Other | No Match |  | No Match |  | 12400000 |  | 5200000 |  | 85 | 80 |  |  |  |  | 80 |  |  | Federally-Regulated Commercial & Industrial Equipment | 1997-01-07
Smith Cast Iron Boilers | Peerless | CC-07-S-G | Steam | Natural Gas | Power | FALSE | FALSE | 1 |  | FALSE |  | None | Non-Condensing | Single-Stage | Cast Iron |  |  |  |  | 1140000 | 924000 |  |  |  |  | 81.1 | 79 | [5 empty] | Federally-Regulated Commercial & Industrial Equipment | 2015-09-30
Camus Hydronics | Camus Hydronics | DFNH-3001-MH | Water | Natural Gas | Power | FALSE | FALSE | 1 |  |  |  | None | Condensing | Step Modulating | Copper |  |  |  |  | 3000000 | 2616000 |  |  | 87.2 |  | 87.2 | [6 empty] | Federally-Regulated Commercial & Industrial Equipment | 2014-08-11
HTP, Inc. | Westinghouse | WBRCNG140F | Water | Natural Gas | Power | FALSE | FALSE | 1 | TRUE |  |  | None | Condensing | Step Modulating | Other |  |  |  |  | 140000 | 126000 | [9 empty] | 93.2 | 80 | Federally-Regulated Consumer Product | 2015-09-30
Water Pik, Inc. | Laars | PH1670IP04*1A | Water | LPG | No Match | FALSE | FALSE | 3 |  |  | No Match | No Match | No Match | No Match | Copper | No Match |  | No Match |  | 1670000 |  | 417500 |  | 81 | 80 |  |  | 5 |  | 81 |  |  | Federally-Regulated Commercial & Industrial Equipment | 2001-05-30
Water Pik, Inc. | Laars | PW1670IN09*1A | Both Steam & Water | Natural Gas | No Match | FALSE | FALSE | 3 |  |  | No Match | No Match | No Match | No Match | Copper | No Match |  | No Match |  | 1670000 |  | 417500 |  | 81 | 80 |  |  | 5 |  | 81 |  |  | Federally-Regulated Commercial & Industrial Equipment | 2001-11-21
ECR International, Ltd. | ECR International, Ltd. | DKVLT-100 | Water | Natural Gas | Pressure | FALSE | FALSE | 1 |  | TRUE |  | None | Condensing | Step Modulating | Other | Single-Speed |  |  |  | 100000 | 91000 | [9 empty] | 95 | 80 | Federally-Regulated Consumer Product | 2013-04-19
Dunkirk | Carrier | BS2AAP000175ABAA | Steam | LPG | No Match | FALSE | FALSE | 1 |  |  | No Match | No Match | No Match | No Match | Cast Iron | No Match |  | No Match |  | 175000 | [10 empty] | 80.9 | 75 | Federally-Regulated Consumer Product | 1999-10-22
Ajax Boiler, Inc. | Ajax | OSGOXFD3500 | Steam | Natural Gas | Power | FALSE | TRUE | 3 |  |  | No Match | No Match | No Match | No Match | Other | No Match |  | No Match |  | 3500000 |  | 1750000 |  | 81 | 80 |  |  |  |  | 80 |  |  | Non Federally-Regulated | 1992-10-27
Laars Heating Systems Company | BRUTE LX | BLXHW050(N,P)**** | Water | Natural Gas | Power | FALSE | FALSE | 1 | TRUE |  |  | None | Condensing | Step Modulating | Other |  |  |  |  | 50000 | 46000 | [9 empty] | 95 | 80 | Federally-Regulated Consumer Product | 2015-09-30
Slant / Fin Corp. | Slant / Fin Corp. | TR-30HF | Water | Oil | Power | FALSE | FALSE | 1 |  |  |  | None | Non-Condensing | Single-Stage | Cast Iron |  |  |  |  | 133000 | 115000 | [9 empty] | 86 | 80 | Federally-Regulated Consumer Product | 2007-11-14
Dunkirk | Sears, Roebuck, & Co. | DKVLT-299 | Water | Natural Gas | Pressure | FALSE | FALSE | 1 |  | TRUE |  | None | Condensing | Step Modulating | Other | Single-Speed |  |  |  | 299000 | 273000 | [9 empty] | 95 | 80 | Federally-Regulated Consumer Product | 2014-08-08
Ajax Boiler, Inc. | Ajax | SGXFD-1375 | Steam | Natural Gas | Power | FALSE | FALSE | 3 |  |  | No Match | No Match | No Match | No Match | Other | No Match |  | No Match |  | 1375000 |  | 687500 |  | 81 | 80 |  |  |  |  | 80 |  |  | Non Federally-Regulated | 1992-10-27
Smith Cast Iron Boilers | Smith Cast Iron Boilers | 350A-*-12 | Both Steam & Water | Oil | Power | FALSE | FALSE | 1 |  |  |  | None | Non-Condensing | Single-Stage | Cast Iron |  |  |  |  | 2940000 | 2474000 |  |  | 83.5 | 83 | 81.2 | [6 empty] | Federally-Regulated Commercial & Industrial Equipment | 2007-12-12
Water Pik, Inc. | Laars | HH2800EP18AC | Water | LPG | No Match | FALSE | TRUE | 3 |  |  | No Match | No Match | No Match | No Match | Copper | No Match |  | No Match |  | 2745000 |  | 2745000 |  | 81 | 80 |  |  | 5 |  | 81 |  |  | Federally-Regulated Commercial & Industrial Equipment | 2001-05-30
Smith Cast Iron Boilers | Smith Cast Iron Boilers | 19HE-6 | Water | Natural Gas | Power | FALSE | FALSE | 1 |  |  |  | None | Non-Condensing | Single-Stage | Cast Iron |  |  |  |  | 938000 | 762000 |  |  | 81.3 |  | 81.2 | [6 empty] | Federally-Regulated Commercial & Industrial Equipment | 2014-09-05
Parker Boiler Co. | Parker Boiler | O-432R | Water | Oil | Power | FALSE | FALSE | 3 |  |  | No Match | No Match | No Match | No Match | Other | No Match |  | No Match |  | 432000 |  | 216000 |  | 84 | 83 |  |  | 4 |  | 82 |  |  | Federally-Regulated Commercial & Industrial Equipment | 1996-03-13
New York Thermal, Inc. | New York Thermal, Inc. | LX600 | Water | Natural Gas | Power | FALSE | FALSE | 1 |  |  |  | None | Condensing | Step Modulating | Other |  |  |  |  | 600000 | 564000 |  |  | 95 |  | 94 | [6 empty] | Federally-Regulated Commercial & Industrial Equipment | 2014-09-05
Utica Boilers | Utica Boilers | JD-2800 | Both Steam & Water | Natural Gas | Injection Type | FALSE | FALSE | 1 |  |  |  | None | Non-Condensing | Single-Stage | Cast Iron |  |  |  |  | 2800000 | 2254000 |  |  | 80.5 | 80 | 77.5 | [6 empty] | Federally-Regulated Commercial & Industrial Equipment | 2011-02-17
Dunkirk | Sears | 229.9603 | Steam | Natural Gas | No Match | FALSE | FALSE | 1 |  |  | No Match | No Match | No Match | No Match | Cast Iron | No Match |  | No Match |  | 150000 | [10 empty] | 80.6 | 75 | Federally-Regulated Consumer Product | 1998-12-21
U.S. Boiler Co. | U.S. Boiler Co. | RSAH125 | Water | Oil | Power | FALSE | FALSE | 1 |  | TRUE |  | None | Non-Condensing | Single-Stage | Other | Single-Speed |  |  |  | 154000 | 131000 | [9 empty] | 84 | 80 | Federally-Regulated Consumer Product | 2014-01-14
Ajax Boiler, Inc. | Ajax | WFG1375W | Water | Natural Gas | Power | FALSE | TRUE | 3 |  |  | No Match | No Match | No Match | No Match | Other | No Match |  | No Match |  | 1375000 |  | 750000 |  | 80 | 80 |  |  |  |  | 80 |  |  | Federally-Regulated Commercial & Industrial Equipment | 1997-01-07
PB Heat, LLC | PB Heat, LLC | 64-12 | Steam | LPG | Injection Type | FALSE | FALSE | 1 |  | TRUE | Draft Diverter | None | Non-Condensing | Single-Stage | Cast Iron |  |  |  |  | 633000 | 506000 |  |  | 82.4 |  | 79.9 | [6 empty] | Federally-Regulated Commercial & Industrial Equipment | 2015-06-01
English Boiler & Tube, Inc. | Bent Tube Balanced Flow | BTBF-100-150 | Steam | Natural Gas | Power | FALSE | FALSE | 3 |  |  | No Match | No Match | No Match | No Match | Other | No Match |  | No Match |  | 4200000 |  | 1050000 |  | 80 | 80 |  |  | 3 |  | 80 |  |  | Federally-Regulated Commercial & Industrial Equipment | 1998-09-10
Burnham Corp. | Crown Boiler Co. | 24-03 | Both Steam & Water | Natural Gas | Induced Draft | FALSE | FALSE | 1 |  |  |  | None | Non-Condensing | Single-Stage | Cast Iron |  |  |  |  | 438000 | 350000 |  |  | 82.5 | 80 | 80 | [6 empty] | Federally-Regulated Commercial & Industrial Equipment | 2007-12-12
Water Pik, Inc. | Laars | PH0400CP30*B | Water | LPG | No Match | FALSE | TRUE | 3 |  |  | No Match | No Match | No Match | No Match | Copper | No Match |  | No Match |  | 399000 |  | 100000 |  | 82 | 80 |  |  | 5 |  | 82 |  |  | Federally-Regulated Commercial & Industrial Equipment | 2001-11-21
Cleaver-Brooks | Cleaver-Brooks | FLX-700-200STM | Steam | Natural Gas | Power | FALSE | FALSE | 3 |  |  | No Match | No Match | No Match | No Match | Other | No Match |  | No Match |  | 2000000 |  | 2000000 |  | 80 | 80 |  |  | 25 |  | 80 |  |  | Federally-Regulated Commercial & Industrial Equipment | 2001-07-31
Laars Heating Systems Company | ENDURANCE | EDP110 | Water | Natural Gas | Power | FALSE | FALSE | 1 | TRUE |  |  | None | Non-Condensing | Step Modulating | Copper |  |  |  |  | 107000 | 94000 | [9 empty] | 85.5 | 80 | Federally-Regulated Consumer Product | 2015-09-30
Smith Cast Iron Boilers | Smith Cast Iron Boilers | GB250-S-7-CON | Steam | Natural Gas | Power | TRUE | FALSE | 1 |  |  |  | Electro-Mechanical Flue Damper | Non-Condensing | Single-Stage | Cast Iron |  |  |  |  | 300000 | 240000 |  |  | 80 | 80 | 75.8 | [6 empty] | Federally-Regulated Commercial & Industrial Equipment | 2007-12-12
Slant / Fin Corp. | Slant / Fin Corp. | TRF-70 | Water | Oil | Power | FALSE | FALSE | 1 |  |  |  | None | Non-Condensing | Single-Stage | Cast Iron |  |  |  |  | 469000 | 378000 |  |  | 83.5 | 83 | 80.6 | [6 empty] | Federally-Regulated Commercial & Industrial Equipment | 2007-12-12
Smith Cast Iron Boilers | PB Heat, LLC | PC-160C | Water | Natural Gas | Power | FALSE | FALSE | 1 |  | TRUE |  | None | Condensing | Step Modulating | Other | Multiple-Speed |  |  |  | 160000 | 142000 | [9 empty] | 91.1 | 80 | Federally-Regulated Consumer Product | 2013-11-14
Laars Heating Systems Co. | Laars Heating Systems Co. | MLXHW075(N,P)**** | Water | Natural Gas | Power | FALSE | FALSE | 1 |  | TRUE |  | None | Condensing | Step Modulating | Other | Single-Speed |  |  |  | 75000 | 70000 | [9 empty] | 95 | 80 | Federally-Regulated Consumer Product | 2014-10-23
Bosch Thermotechnology Corp. | Bosch Thermotechnology Corp. | SB615-400 | Water | Oil | Power | FALSE | FALSE | 1 |  |  | None | None | Condensing | Single-Stage | Other |  |  |  |  | 1393000 | 1287000 | 1393000 | 1287000 | 95.1 | 83 | 92.4 | [6 empty] | Federally-Regulated Commercial & Industrial Equipment | 2009-08-17
HTP, Inc. | HTP, Inc. | ETI-1000 | Water | Natural Gas | Power | FALSE | FALSE | 1 |  |  |  | None | Condensing | Step Modulating | Other |  |  |  |  | 1000000 | 925000 |  |  | 92.5 |  | 92.5 | [6 empty] | Federally-Regulated Commercial & Industrial Equipment | 2014-10-21
Raypak | Raypak | H(3,4)-0926* | Water | Natural Gas | Injection Type | FALSE | TRUE | 1 |  |  |  | None | Non-Condensing | Single-Stage | Copper |  |  |  |  | 926000 | 759000 |  |  |  |  | 82 | [6 empty] | Federally-Regulated Commercial & Industrial Equipment | 2015-04-16
ECR International, Ltd. | Dunkirk | ESB3100 | Steam | Oil | Pressure | FALSE | FALSE | 1 |  |  |  | None | Non-Condensing | Single-Stage | Cast Iron |  |  |  |  | 140000 | 116000 | [9 empty] | 81.5 | 80 | Federally-Regulated Consumer Product | 2008-10-20
Burnham Corp. | Burnham Corp. | IN6 | Steam | LPG | Induced Draft | FALSE | FALSE | 1 |  |  |  | Stack Damper | Non-Condensing | Single-Stage | Cast Iron |  |  |  |  | 175000 | 144000 | [9 empty] | 82.1 | 75 | Federally-Regulated Consumer Product | 2007-11-14
Water Pik, Inc. | Laars | HH1200EN04*BA | Water | Natural Gas | No Match | FALSE | TRUE | 3 |  |  | No Match | No Match | No Match | No Match | Copper | No Match |  | No Match |  | 1200000 |  | 300000 |  | 81 | 80 |  |  | 5 |  | 81 |  |  | Federally-Regulated Commercial & Industrial Equipment | 2001-05-16
Water Pik, Inc. | Laars | VW4000EP18CC | Both Steam & Water | LPG | No Match | FALSE | TRUE | 3 |  |  | No Match | No Match | No Match | No Match | Copper | No Match |  | No Match |  | 4050000 |  | 4050000 |  | 81 | 80 |  |  | 5 |  | 81 |  |  | Federally-Regulated Commercial & Industrial Equipment | 2001-11-21
Raypak | Raypak | H-0624A | Water | Natural Gas | Injection Type | FALSE | FALSE | 1 |  |  |  | None | Non-Condensing | Single-Stage | Copper |  |  |  |  | 627000 | 515000 |  |  | 82 | 80 | 82 | [6 empty] | Federally-Regulated Commercial & Industrial Equipment | 2007-12-12
Water Pik, Inc. | Laars | PW0500IN09CBA | Both Steam & Water | Natural Gas | No Match | FALSE | FALSE | 3 |  |  | No Match | No Match | No Match | No Match | Copper | No Match |  | No Match |  | 500000 |  | 500000 |  | 82 | 80 |  |  | 5 |  | 82 |  |  | Federally-Regulated Commercial & Industrial Equipment | 2001-11-21
Fulton Boiler Works | Fulton | FB-0100L | Both Steam & Water | Electricity | No Match | FALSE | TRUE | 3 |  |  | No Match | No Match | No Match | No Match | Other | No Match |  | No Match |  | 334760 |  | 334760 |  | 97 |  |  |  | 128 |  | 97 |  |  | Non Federally-Regulated | 1991-02-27
Slant / Fin Corp. | Slant / Fin Corp. | VHS-180EP | Water | Natural Gas | Induced Draft | FALSE | FALSE | 1 |  |  |  | Stack Damper | Non-Condensing | Single-Stage | Cast Iron |  |  |  |  | 180000 | 149000 | [9 empty] | 82 | 80 | Federally-Regulated Consumer Product | 2007-11-14
U.S. Boiler Co. | TDC Manufacturing | HG06 | Water | LPG | Injection Type | FALSE | FALSE | 1 |  |  |  | Stack Damper | Non-Condensing | Single-Stage | Cast Iron | Single-Speed |  |  |  | 164000 | 134000 | [9 empty] | 82 | 80 | Federally-Regulated Consumer Product | 2014-08-08
Ajax Boiler, Inc. | Ajax | OWG300 | Steam | Natural Gas | No Match | FALSE | TRUE | 3 |  |  | No Match | No Match | No Match | No Match | Other | No Match |  | No Match |  | 300000 |  | 300000 |  | 80 | 80 |  |  |  |  | 80 |  |  | Federally-Regulated Commercial & Industrial Equipment | 1996-02-29
Water Pik, Inc. | Laars | PH0850IP04*1A | Water | LPG | No Match | FALSE | FALSE | 3 |  |  | No Match | No Match | No Match | No Match | Copper | No Match |  | No Match |  | 850000 |  | 212850 |  | 81 | 80 |  |  | 5 |  | 81 |  |  | Federally-Regulated Commercial & Industrial Equipment | 2001-05-30
Weil-McLain | Weil-McLain | 1194 | Steam | Oil | Power | FALSE | FALSE | 3 |  |  | No Match | No Match | No Match | No Match | Cast Iron | No Match |  | No Match |  | 3570000 |  | 3570000 |  | 83.9 | 83 |  |  | 147 |  | 83.9 |  |  | Federally-Regulated Commercial & Industrial Equipment | 1996-02-29
RBI Water Heaters | RBI Water Heaters | MB1000 | Water | LPG | Induced Draft | TRUE | TRUE | 1 |  |  |  | None | Non-Condensing | Single-Stage | Copper |  |  |  |  | 1000000 | 853000 |  |  | 85.3 | 80 | 85.3 | [6 empty] | Federally-Regulated Commercial & Industrial Equipment | 2007-12-12
Raypak | Raypak | H(3,4)-2500* | Water | LPG | Injection Type | FALSE | FALSE | 1 |  |  |  | None | Non-Condensing | Single-Stage | Copper |  |  |  |  | 2499000 | 2024000 |  |  |  |  | 81 | [6 empty] | Federally-Regulated Commercial & Industrial Equipment | 2015-04-16
Ajax Boiler, Inc. | Ajax | OSGXB3000 | Steam | Natural Gas | No Match | FALSE | TRUE | 3 |  |  | No Match | No Match | No Match | No Match | Other | No Match |  | No Match |  | 3000000 |  | 3000000 |  | 80 | 80 |  |  |  |  | 80 |  |  | Federally-Regulated Commercial & Industrial Equipment | 1996-02-29
Dunkirk | Sears | 229.9656 | Water | Natural Gas | Power | FALSE | FALSE | 1 |  |  | No Match | No Match | No Match | No Match | Cast Iron | No Match |  | No Match |  | 187500 | [10 empty] | 82.3 | 80 | Federally-Regulated Consumer Product | 2000-06-07
Water Pik, Inc. | Laars | HH0250CP12CB | Water | LPG | No Match | FALSE | TRUE | 1 |  |  | No Match | No Match | No Match | No Match | Copper | No Match |  | No Match |  | 250000 | [10 empty] | 82.1 | 80 | Federally-Regulated Consumer Product | 2001-11-21
Burnham Corp. | Burnham Corp. | SP6 | Water | Natural Gas | Induced Draft | FALSE | FALSE | 1 |  |  |  | None | Non-Condensing | Single-Stage | Cast Iron | Single-Speed | 0.04 | Standard |  | 164000 | 137000 | [9 empty] | 83 | 80 | Federally-Regulated Consumer Product | 2007-11-14
Utica Boilers | Utica Boilers | JD-400 | Both Steam & Water | Natural Gas | Injection Type | FALSE | FALSE | 1 |  |  |  | None | Non-Condensing | Single-Stage | Cast Iron |  |  |  |  | 400000 | 322000 |  |  | 80.5 | 80 | 77.5 | [6 empty] | Federally-Regulated Commercial & Industrial Equipment | 2011-05-02
RBI Water Heaters | RBI Water Heaters | DB600 | Water | Natural Gas | Induced Draft | TRUE | FALSE | 1 |  |  |  | None | Non-Condensing | Single-Stage | Copper |  |  |  |  | 600000 | 504000 |  |  | 84 | 80 | 81.7 | [6 empty] | Federally-Regulated Commercial & Industrial Equipment | 2007-12-12
Dunkirk | Lennox | GSB8-210E | Steam | LPG | No Match | FALSE | FALSE | 1 |  |  | No Match | No Match | No Match | No Match | Cast Iron | No Match |  | No Match |  | 210000 | [10 empty] | 81.1 | 75 | Federally-Regulated Consumer Product | 1999-10-22
Laars Heating Systems Co. | Bradford-White Corp. | BMT2H0300 | Water | Natural Gas | Power | FALSE | TRUE | 1 |  |  |  | None | Non-Condensing | Single-Stage | Copper | Single-Speed |  |  |  | 299000 | 255000 | [9 empty] | 85.1 | 80 | Federally-Regulated Consumer Product | 2011-07-06
Ajax Boiler, Inc. | Ajax | HRF10 | Steam | Natural Gas | Power | FALSE | TRUE | 1 |  |  | Draft Hood | Stack Damper | Non-Condensing | Two-Stage Modulating | Other | None |  |  |  | 420000 | 336000 | 336000 | 2688000 | 80 | 80 | 79.2 | [6 empty] | Federally-Regulated Commercial & Industrial Equipment | 2007-08-15
Dunkirk | Pennco, Inc. | 1603HSID | Steam | LPG | No Match | FALSE | FALSE | 1 |  |  | No Match | No Match | No Match | No Match | Cast Iron | No Match |  | No Match |  | 70000 | [10 empty] | 82.7 | 75 | Federally-Regulated Consumer Product | 1998-12-21
Water Pik, Inc. | Laars | PW0500EP09CBA | Both Steam & Water | LPG | No Match | FALSE | TRUE | 3 |  |  | No Match | No Match | No Match | No Match | Copper | No Match |  | No Match |  | 500000 |  | 500000 |  | 82 | 80 |  |  | 5 |  | 82 |  |  | Federally-Regulated Commercial & Industrial Equipment | 2001-11-21
Ajax Boiler, Inc. | Ajax | OSGXFD3000 | Steam | Natural Gas | Power | FALSE | TRUE | 3 |  |  | No Match | No Match | No Match | No Match | Other | No Match |  | No Match |  | 3000000 |  | 1500000 |  | 81 | 80 |  |  |  |  | 80 |  |  | Non Federally-Regulated | 1992-10-27
Heat Cell Technologies, Inc. / ECO Heating Systems | Propak TM - By Huron Valley Sales | HWHL0599ASME | Water | LPG | Power | FALSE | TRUE | 1 |  |  | None | None | Condensing | Two-Stage Modulating | Other | No Match |  | No Match |  | 629000 | 598500 | 147500 | 138950 | 94.7 | 80 | 2.8 | [6 empty] | Federally-Regulated Commercial & Industrial Equipment | 2006-03-29
Bryan Steam Corp. | Bryan | HECL-270-W-FDG | Water | Natural Gas | Power | FALSE | FALSE | 3 |  |  | No Match | No Match | No Match | No Match | Other | No Match |  | No Match |  | 2700000 |  | 2700000 |  | 85 | 80 |  |  |  |  | 85 |  |  | Federally-Regulated Commercial & Industrial Equipment | 1996-03-01
Smith Cast Iron Boilers | Smith Cast Iron Boilers | GB100-W-5-INT-D | Water | Natural Gas | No Match | FALSE | FALSE | 1 |  |  | No Match | No Match | No Match | No Match | Cast Iron | No Match |  | No Match |  | 100000 | [10 empty] | 83.5 | 80 | Federally-Regulated Consumer Product | 1998-12-21
Viessmann Manufacturing Co., Inc. | VIESSMANN | WB2B-26 | Water | LPG | Power | FALSE | FALSE | 1 | TRUE |  |  | None | Condensing | Step Modulating | Other |  |  |  |  | 93000 | 86000 | [9 empty] | 91.9 | 80 | Federally-Regulated Consumer Product | 2015-09-24
Water Pik, Inc. | Laars | VW0715IP09CBA | Both Steam & Water | LPG | No Match | FALSE | FALSE | 3 |  |  | No Match | No Match | No Match | No Match | Copper | No Match |  | No Match |  | 715000 |  | 715000 |  | 82 | 80 |  |  | 5 |  | 82 |  |  | Federally-Regulated Commercial & Industrial Equipment | 2001-11-21
Burnham Corp. | Burnham Corp. | IN3L*I | Water | LPG | Induced Draft | FALSE | FALSE | 1 |  |  |  | Stack Damper | Non-Condensing | Single-Stage | Cast Iron |  |  |  |  | 62000 | 51000 | [9 empty] | 83.1 | 80 | Federally-Regulated Consumer Product | 2007-11-14
Water Pik, Inc. | Laars | PW0600EN09*BA | Both Steam & Water | Natural Gas | No Match | FALSE | TRUE | 3 |  |  | No Match | No Match | No Match | No Match | Copper | No Match |  | No Match |  | 600000 |  | 150000 |  | 82 | 80 |  |  | 5 |  | 82 |  |  | Federally-Regulated Commercial & Industrial Equipment | 2001-11-21
Aerco International | AERCO | MLX EXT 1912 | Water | Natural Gas | Luminous | FALSE | TRUE | 1 |  | FALSE | None | None | Condensing | Step Modulating | Other |  |  |  |  | 1912000 | 1720800 | 83000 |  | 90 |  | 90 | [6 empty] | Federally-Regulated Commercial & Industrial Equipment | 2014-12-11
U.S. Boiler Co. | U.S. Boiler Co. | FORCE06 | Water | LPG | Injection Type | FALSE | FALSE | 1 |  |  |  | Stack Damper | Non-Condensing | Single-Stage | Cast Iron | Single-Speed |  |  |  | 164000 | 134000 | [9 empty] | 82 | 80 | Federally-Regulated Consumer Product | 2014-10-23
PVI Industries | PVI | 252 ESB 150A-E | Steam | Electricity | No Match | TRUE | FALSE | 3 |  |  | No Match | No Match | No Match | No Match | Other | No Match |  | No Match |  | 860000 |  | 860000 |  | 99.9 | [5 empty] | 99.9 |  |  | Non Federally-Regulated | 1992-09-28
Universal Boiler Works | Universal Boiler Works | BF40W4 | Water | Combo (Natural Gas & Oil) | Power | FALSE | FALSE | 3 |  |  | No Match | No Match | No Match | No Match | Other | No Match |  | No Match |  | 1680000 |  | 840000 |  | 86 | 80 |  |  | 10 |  | 84 |  |  | Federally-Regulated Commercial & Industrial Equipment | 2001-12-13
Baxi | Baxi | Luna HT 1.650 | Water | LPG | Power | FALSE | FALSE | 1 |  |  |  | None | Condensing | Step Modulating | Other |  |  |  |  | 241600 | 241600 | [9 empty] | 92.5 | 80 | Federally-Regulated Consumer Product | 2012-10-04
Burnham Corp. | Burnham Corp. | 205H*I | Water | LPG | Induced Draft | FALSE | FALSE | 1 |  |  |  | Stack Damper | Non-Condensing | Single-Stage | Cast Iron | Single-Speed | 0.04 | Standard |  | 130000 | 108000 | [9 empty] | 84 | 80 | Federally-Regulated Consumer Product | 2007-11-14
Burnham Corp. | Burnham Corp. | RSAH85 | Water | Oil | Power | FALSE | FALSE | 1 |  |  |  | None | Non-Condensing | Single-Stage | Other | Single-Speed | 0.04 | Standard |  | 105000 | 89000 | [9 empty] | 84 | 80 | Federally-Regulated Consumer Product | 2007-11-14
Burnham Corp. | Burnham Corp. | K5007 | Both Steam & Water | Natural Gas | Induced Draft | TRUE | FALSE | 1 |  |  |  | None | Non-Condensing | Single-Stage | Cast Iron |  |  |  |  | 468000 | 375000 |  |  | 80 | 80 | 77 | [6 empty] | Federally-Regulated Commercial & Industrial Equipment | 2010-03-16
Raypak | Raypak | H7-108AR-N* | Water | Natural Gas | Power | FALSE | FALSE | 1 |  |  |  | None | Condensing | Step Modulating | Other |  |  |  |  | 110000 | 104500 | 22000 | 20900 | [7 empty] | 95 | 80 | Federally-Regulated Consumer Product | 2015-01-06
Rite Engineering | Rite | 180WG | Both Steam & Water | Natural Gas | Power | FALSE | FALSE | 3 |  |  | No Match | No Match | No Match | No Match | Other | No Match |  | No Match |  | 1800000 |  | 600000 |  | 80 | 80 |  |  |  |  | 80 |  |  | Non Federally-Regulated | 1992-10-14
Burnham Corp. | Crown Boiler Co. | CWD245 | Water | Natural Gas | Induced Draft | FALSE | FALSE | 1 |  |  |  | None | Non-Condensing | Single-Stage | Cast Iron | Single-Speed | 0.04 | Standard |  | 245000 | 211000 | [9 empty] | 85.3 | 80 | Federally-Regulated Consumer Product | 2007-11-14
Ajax Boiler, Inc. | Ajax | OWGB9000 | Steam | Natural Gas | No Match | FALSE | TRUE | 3 |  |  | No Match | No Match | No Match | No Match | Other | No Match |  | No Match |  | 9000000 |  | 9000000 |  | 80 | 80 |  |  |  |  | 80 |  |  | Federally-Regulated Commercial & Industrial Equipment | 1996-02-29
Parker Boiler Co. | Parker Boiler Co. | TC600 | Water | Natural Gas | Power | FALSE | FALSE | 3 |  |  |  | None | Condensing | Step Modulating | Other |  |  |  |  | 2000000 | 1870000 |  |  | 94.7 |  | 93.5 | [6 empty] | Federally-Regulated Commercial & Industrial Equipment | 2014-09-05
ECR International, Ltd. | ECR International, Ltd. | UBSSC-100 | Water | Natural Gas | Pressure | FALSE | FALSE | 1 |  | TRUE |  | None | Condensing | Step Modulating | Other | Single-Speed |  |  |  | 100000 | 91000 | [9 empty] | 95 | 80 | Federally-Regulated Consumer Product | 2013-04-19
Ajax Boiler, Inc. | Ajax | WEC6000W | Water | Combo (Natural Gas & Oil) | Power | FALSE | TRUE | 3 |  |  | No Match | No Match | No Match | No Match | Other | No Match |  | No Match |  | 5700000 |  | 2400000 |  | 85 | 80 |  |  |  |  | 80 |  |  | Federally-Regulated Commercial & Industrial Equipment | 1997-01-07
New York Thermal, Inc. | New York Thermal, Inc. | TFT250 | Water | LPG | Power | FALSE | FALSE | 1 |  | TRUE |  | None | Condensing | Step Modulating | Other |  |  |  |  | 250000 | 230000 | [9 empty] | 95 | 80 | Federally-Regulated Consumer Product | 2014-01-14
PB Heat, LLC | PB Heat, LLC | LCE-13-S-N | Steam | Natural Gas | Power | FALSE | FALSE | 1 |  | FALSE |  | None | Non-Condensing | Single-Stage | Cast Iron |  |  |  |  | 2464000 | 1956000 |  |  | 81 |  | 79.8 | [6 empty] | Federally-Regulated Commercial & Industrial Equipment | 2014-09-05
U.S. Boiler Co. | New Yorker Boiler Co. | PVCG80A | Water | LPG | Induced Draft | FALSE | FALSE | 1 |  | TRUE |  | None | Non-Condensing | Single-Stage | Cast Iron | Single-Speed |  |  |  | 245000 | 208000 | [9 empty] | 84.5 | 80 | Federally-Regulated Consumer Product | 2014-01-14
Lochinvar, LLC. | Lochinvar Corp. | FBL5000 | Water | LPG | Power | FALSE | FALSE | 1 |  |  |  | None | Condensing | Step Modulating | Other |  |  |  |  | 5000000 | 4660000 |  |  | 93.2 | [8 empty] | Federally-Regulated Commercial & Industrial Equipment | 2015-04-20
Bosch Thermotechnology Corp. | Buderus | GB125BE-22 | Water | Oil | Power | FALSE | FALSE | 1 |  |  | None | None | Condensing | Single-Stage | Cast Iron |  |  |  |  | 81000 | 75000 | [9 empty] | 91.2 | 80 | Federally-Regulated Consumer Product | 2009-10-19
Water Pik, Inc. | Laars | VW0400MN20****** | Both Steam & Water | Natural Gas | Power | FALSE | TRUE | 3 |  |  | No Match | No Match | No Match | No Match | Copper | No Match |  | No Match |  | 399000 |  | 399000 |  | 83 | 80 |  |  | 5 |  | 83 |  |  | Federally-Regulated Commercial & Industrial Equipment | 2001-11-21
Laars Heating Systems Co. | Laars | HHO715EP******** | Water | LPG | Induced Draft | FALSE | TRUE | 1 |  |  |  | None | Non-Condensing | Step Modulating | Copper |  |  |  |  | 715000 | 587000 | 178750 |  | 82 | 80 | 79.6 | [6 empty] | Federally-Regulated Commercial & Industrial Equipment | 2007-11-01
Rite Engineering | Rite | A165WG | Both Steam & Water | Natural Gas | Power | FALSE | FALSE | 3 |  |  | No Match | No Match | No Match | No Match | Other | No Match |  | No Match |  | 1650000 |  | 550000 |  | 80 | 80 |  |  |  |  | 80 |  |  | Non Federally-Regulated | 1992-10-14
Lochinvar, LLC. | Lochinvar Corp. | KBL700 | Water | Natural Gas | Power | FALSE | FALSE | 1 |  |  | None | None | Condensing | Step Modulating | Other |  |  |  |  | 700000 | 660000 | 140000 |  | 95 | 80 | 94.3 | [6 empty] | Federally-Regulated Commercial & Industrial Equipment | 2008-04-14
Cleaver-Brooks | Cleaver-Brooks | CB-700-150-***** | Steam | Natural Gas | Power | FALSE | FALSE | 3 |  |  | No Match | No Match | No Match | No Match | Other | No Match |  | No Match |  | 6280000 |  | 6280000 |  | 80 | 80 |  |  | 25 |  | 80 |  |  | Federally-Regulated Commercial & Industrial Equipment | 1996-03-06
Heat Cell Technologies, Inc. / ECO Heating Systems | Hamilton Engineering - EVO Micro | HWHL00179.8 | Water | LPG | Power | FALSE | TRUE | 1 |  |  | None | None | Condensing | Two-Stage Modulating | Other | No Match |  | No Match |  | 180000 | 171500 | 36000 | 34200 | [7 empty] | 93 | 80 | Federally-Regulated Consumer Product | 2006-03-29
PB Heat, LLC | Peerless | MI-04-SPRK | Water | Natural Gas | Injection Type | FALSE | FALSE | 1 | TRUE |  |  | Stack Damper | Non-Condensing | Single-Stage | Cast Iron | Single-Speed |  |  |  | 105000 | 86000 | [9 empty] | 82.1 | 80 | Federally-Regulated Consumer Product | 2015-09-30
PB Heat, LLC | PB Heat, LLC | SC/SCT-05-W/S-N | Water | Natural Gas | Power | FALSE | FALSE | 1 |  |  |  | None | Non-Condensing | Single-Stage | Cast Iron |  |  |  |  | 404000 | 327000 |  |  | 82.8 |  | 80.9 | [6 empty] | Federally-Regulated Commercial & Industrial Equipment | 2014-09-05
PB Heat, LLC | PB Heat, LLC | MI-05-SPRK | Water | LPG | Injection Type | FALSE | FALSE | 1 |  | TRUE |  | Stack Damper | Non-Condensing | Single-Stage | Cast Iron | Single-Speed |  |  |  | 140000 | 115000 | [9 empty] | 82 | 80 | Federally-Regulated Consumer Product | 2013-04-19
Universal Boiler Works | Universal Boiler Works | BF40S4 | Steam | Combo (Natural Gas & Oil) | Power | FALSE | FALSE | 3 |  |  | No Match | No Match | No Match | No Match | Other | No Match |  | No Match |  | 1680000 |  | 840000 |  | 83.5 | 80 |  |  | 10 |  | 82 |  |  | Federally-Regulated Commercial & Industrial Equipment | 2001-12-13
Viessmann Manufacturing | Viessmann Manufacturing | VD2-270 | Water | LPG | Power | FALSE | FALSE | 1 |  |  | Barometric Regulator | None | Non-Condensing | Two-Stage Modulating | Cast Iron |  |  |  |  | 1096000 | 928000 |  |  | 84.8 | 80 | 84.7 | [6 empty] | Federally-Regulated Commercial & Industrial Equipment | 2008-04-14
PB Heat, LLC | Peerless | PFW-200-NAT | Water | Natural Gas | Power | FALSE | FALSE | 1 | TRUE |  |  | None | Condensing | Step Modulating | Other |  |  |  |  | 199000 | 185000 | [9 empty] | 95 | 80 | Federally-Regulated Consumer Product | 2015-09-30
Weil-McLain | Weil-McLain | EGH-105-PI | Steam | Natural Gas | No Match | FALSE | FALSE | 3 |  |  | No Match | No Match | No Match | No Match | Cast Iron | No Match |  | No Match |  | 450000 |  | 450000 |  | 80 | 80 |  |  | 10 |  | 80 |  |  | Federally-Regulated Commercial & Industrial Equipment | 1996-02-29
U.S. Boiler Co. | F.W. Webb | AO-5-175 | Water | Oil | Power | FALSE | FALSE | 1 |  | TRUE |  | None | Non-Condensing | Single-Stage | Cast Iron | Multiple-Speed |  |  |  | 245000 | 212000 | [9 empty] | 85.1 | 80 | Federally-Regulated Consumer Product | 2014-01-14
PB Heat, LLC | PB Heat, LLC | EC/ECT-03-075W | Water | Oil | Power | FALSE | FALSE | 1 |  | TRUE |  | None | Non-Condensing | Single-Stage | Cast Iron | Single-Speed |  |  |  | 105000 | 92000 | [9 empty] | 86.6 | 80 | Federally-Regulated Consumer Product | 2013-04-19
Ajax Boiler, Inc. | Ajax | DRF8 | Water | Natural Gas | Power | FALSE | TRUE | 1 |  |  | Draft Hood | Stack Damper | Non-Condensing | Two-Stage Modulating | Other | None |  | No Match |  | 350000 | 280000 | 280000 | 224000 | 80 | 80 | 79.2 | [6 empty] | Federally-Regulated Commercial & Industrial Equipment | 2007-08-15
Laars Heating Systems Co. | Laars | RHCH1200P******* | Water | LPG | Power | FALSE | TRUE | 1 |  |  |  | None | Non-Condensing | Step Modulating | Copper |  |  |  |  | 1200000 | 1032000 | 600000 |  | 86 | 80 | 85.5 | [6 empty] | Federally-Regulated Commercial & Industrial Equipment | 2007-11-20
Columbia Boiler / Pottstown | PurePro | P5 | Water | Natural Gas | Power | FALSE | FALSE | 1 |  |  | Barometric Regulator | None | Non-Condensing | Single-Stage | Cast Iron |  |  |  |  | 175000 | 153000 | [9 empty] | 85.1 | 80 | Federally-Regulated Consumer Product | 2008-05-08
Ajax Boiler, Inc. | Ajax | WGOXFD-8500 | Steam | Natural Gas | Power | FALSE | FALSE | 3 |  |  | No Match | No Match | No Match | No Match | Other | No Match |  | No Match |  | 8500000 |  | 4250000 |  | 82 | 80 |  |  |  |  | 80 |  |  | Non Federally-Regulated | 1992-10-27
Burnham Corp. | Burnham Corp. | 4FHL-360A | Steam | Natural Gas | Power | FALSE | FALSE | 3 |  | FALSE |  | None | Non-Condensing | Two-Stage Modulating | Other |  |  |  |  | 3013000 | 2479000 |  |  | 85 |  | 82.3 | [6 empty] | Federally-Regulated Commercial & Industrial Equipment | 2014-08-11
Cemline Corp. | Cemline Corp. | VB30EHB12 | Water | Electricity | No Match | FALSE | TRUE | 1 |  |  | No Match | No Match | No Match | No Match | Cast Iron | No Match |  | No Match |  | 40980 |  |  |  | 98.4 | [8 empty] | Federally-Regulated Consumer Product | 1992-06-18
Bryan Steam Corp. | Bryan | LM-1350-S-***-G | Steam | Natural Gas | No Match | TRUE | FALSE | 3 |  |  | No Match | No Match | No Match | No Match | Other | No Match |  | No Match |  | 13500000 |  | 13500000 |  | 80 | 80 |  |  |  |  | 80 |  |  | Federally-Regulated Commercial & Industrial Equipment | 1996-03-01
Burnham Corp. | Burnham Corp. | V1109 | Both Steam & Water | Natural Gas | Power | FALSE | FALSE | 1 |  |  |  | None | Non-Condensing | Single-Stage | Cast Iron |  |  |  |  | 2136000 | 1729000 |  |  | 82.3 | 80 | 80.9 | [6 empty] | Federally-Regulated Commercial & Industrial Equipment | 2010-03-16
Slant / Fin Corp. | Slant / Fin Corp. | TR-30H | Water | Oil | Power | FALSE | FALSE | 1 |  |  |  | None | Non-Condensing | Single-Stage | Cast Iron |  |  |  |  | 140000 | 121000 | [9 empty] | 86 | 80 | Federally-Regulated Consumer Product | 2007-11-14
Laars Heating Systems Company | BRUTE | BNTH285 | Water | LPG | Induced Draft | FALSE | FALSE | 1 | TRUE |  |  | None | Condensing | Step Modulating | Other |  |  |  |  | 285000 | 264000 | [9 empty] | 95 | 80 | Federally-Regulated Consumer Product | 2015-09-30
U.S. Boiler Co. | U.S. Boiler Co. | FCM070 | Water | LPG | Induced Draft | FALSE | FALSE | 1 |  |  |  | None | Condensing | Step Modulating | Other | Single-Speed |  |  |  | 70000 | 63000 | [9 empty] | 91 | 80 | Federally-Regulated Consumer Product | 2013-05-09
Lochinvar, LLC. | Lochinvar Corp. | EBL200 | Water | Natural Gas | Power | FALSE | FALSE | 1 |  |  |  | None | Non-Condensing | Single-Stage | Copper |  |  |  |  | 200000 | 170000 | [9 empty] | 83.1 | 80 | Federally-Regulated Consumer Product | 2007-11-14
Raypak | Raypak | H30180* | Water | LPG | No Match | FALSE | FALSE | 1 |  |  | No Match | No Match | No Match | No Match | Other | No Match |  | No Match |  | 180000 | [10 empty] | 83.2 | 80 | Federally-Regulated Consumer Product | 2001-11-01
Dunkirk | Pennco, Inc. | 1807HWID | Water | LPG | No Match | FALSE | FALSE | 1 |  |  | No Match | No Match | No Match | No Match | Cast Iron | No Match |  | No Match |  | 210000 | [10 empty] | 84 | 80 | Federally-Regulated Consumer Product | 1998-12-21
Dunkirk | Caribe | BWMAAN000150 | Water | Natural Gas | Pressure | FALSE | FALSE | 1 |  | TRUE |  | None | Condensing | Step Modulating | Other | Single-Speed |  |  |  | 150000 | 139000 | [9 empty] | 95 | 80 | Federally-Regulated Consumer Product | 2013-04-19
Rite Engineering | Rite | 85SG | Both Steam & Water | Natural Gas | Power | FALSE | FALSE | 3 |  |  | No Match | No Match | No Match | No Match | Other | No Match |  | No Match |  | 850000 |  | 283333 |  | 80 | 80 |  |  |  |  | 80 |  |  | Non Federally-Regulated | 1992-10-14
Camus Hydronics | Camus Hydronics | DFNW-6014-MS | Water | Natural Gas | Power | FALSE | FALSE | 3 |  |  |  | None | Condensing | Step Modulating | Other |  |  |  |  | 6000000 | 5232000 |  |  | 87.2 |  | 87.2 | [6 empty] | Federally-Regulated Commercial & Industrial Equipment | 2014-08-11
Raypak | Raypak | H7-1505* | Water | LPG | Induced Draft | FALSE | TRUE | 1 |  |  | None | None | Condensing | Step Modulating | Copper | Single-Speed |  | Standard |  | 1500000 | 1440000 | 375000 |  | 96.5 | 80 | 96 |  | 12 |  |  |  |  | Federally-Regulated Commercial & Industrial Equipment | 2008-09-11
Burnham Corp. | Burnham Corp. | 810H | Water | Natural Gas | Induced Draft | FALSE | FALSE | 1 |  |  |  | None | Non-Condensing | Single-Stage | Cast Iron |  |  |  |  | 550000 | 459000 |  |  | 83.4 | 80 | 79.7 | [6 empty] | Federally-Regulated Commercial & Industrial Equipment | 2010-03-16
Quietside Boilers | Quietside | QVM9-150W1-NG | Both Steam & Water | Natural Gas | Power | FALSE | FALSE | 1 |  |  | No Match | No Match | No Match | No Match | Copper | No Match |  | No Match |  | 135000 |  |  |  | 93 | [6 empty] | 90 | 80 | Federally-Regulated Consumer Product | 2002-06-12
Ajax Boiler, Inc. | Ajax | OWGFD3500 | Steam | Natural Gas | Power | FALSE | TRUE | 3 |  |  | No Match | No Match | No Match | No Match | Other | No Match |  | No Match |  | 3500000 |  | 1750000 |  | 82 | 80 |  |  |  |  | 80 |  |  | Non Federally-Regulated | 1992-10-27
Hydrotherm | Hydrotherm | VS-135BS-INT | Steam | LPG | Injection Type | FALSE | FALSE | 1 |  |  |  | None | Non-Condensing | Single-Stage | Cast Iron |  |  |  |  | 135000 | 111000 | [9 empty] | 82 | 75 | Federally-Regulated Consumer Product | 2008-10-20
Dunkirk | Pennco, Inc. | 1808HWID | Water | Natural Gas | No Match | FALSE | FALSE | 1 |  |  | No Match | No Match | No Match | No Match | Cast Iron | No Match |  | No Match |  | 262500 | [10 empty] | 83.9 | 80 | Federally-Regulated Consumer Product | 1998-12-21
HTP, Inc. | Westinghouse | WBRCLP140F | Water | LPG | Power | FALSE | FALSE | 1 | TRUE |  |  | None | Condensing | Step Modulating | Other |  |  |  |  | 140000 | 126000 | [9 empty] | 93.2 | 80 | Federally-Regulated Consumer Product | 2015-09-30
PVI Industries | PVI | 162 ESB 125A-E | Steam | Electricity | No Match | TRUE | FALSE | 3 |  |  | No Match | No Match | No Match | No Match | Other | No Match |  | No Match |  | 553000 |  | 553000 |  | 99.9 | [5 empty] | 99.9 |  |  | Non Federally-Regulated | 1992-09-28
Weil-McLain | Weil-McLain | 1388 | Steam | Oil | Power | FALSE | FALSE | 3 |  |  | No Match | No Match | No Match | No Match | Cast Iron | No Match |  | No Match |  | 3990000 |  | 3990000 |  | 83.5 | 83 |  |  | 147 |  | 83.5 |  |  | Federally-Regulated Commercial & Industrial Equipment | 1996-02-29
Ajax Boiler, Inc. | Ajax | WRF10500 | Water | Natural Gas | Power | FALSE | TRUE | 1 |  |  | Draft Hood | Stack Damper | Non-Condensing | Two-Stage Modulating | Other | None |  | No Match |  | 10500000 | 8925000 | 8925000 | 7586250 | 85 | 80 | 84.2 | [6 empty] | Federally-Regulated Commercial & Industrial Equipment | 2007-08-15
PB Heat, LLC | PB Heat, LLC | DE-03-SPRK | Water | LPG | Injection Type | FALSE | FALSE | 1 |  | TRUE |  | None | Non-Condensing | Single-Stage | Cast Iron | Single-Speed |  |  |  | 70000 | 58000 | [9 empty] | 82.1 | 80 | Federally-Regulated Consumer Product | 2013-04-19
Crown Boiler Co. | CROWN BOILER | AWI 162E | Water | Natural Gas | Induced Draft | FALSE | FALSE | 1 | TRUE |  |  | Stack Damper | Non-Condensing | Single-Stage | Cast Iron |  |  |  |  | 162000 | 132000 | [9 empty] | 81.7 | 80 | Federally-Regulated Consumer Product | 2015-09-30
Ajax Boiler, Inc. | Ajax | WGB-12000 | Water | Natural Gas | No Match | FALSE | FALSE | 3 |  |  | No Match | No Match | No Match | No Match | Other | No Match |  | No Match |  | 12000000 |  | 12000000 |  | 80 | 80 |  |  |  |  | 80 |  |  | Federally-Regulated Commercial & Industrial Equipment | 1996-02-29
Utica Boilers | Dunkirk | D248-1800 | Both Steam & Water | Natural Gas | Injection Type | FALSE | FALSE | 1 |  |  |  | None | Non-Condensing | Single-Stage | Cast Iron |  |  |  |  | 1800000 | 1449000 |  |  | 80.5 | 80 | 77.5 | [6 empty] | Federally-Regulated Commercial & Industrial Equipment | 2011-05-02
Smith Cast Iron Boilers | Peerless | TCII-15-S-O | Steam | Oil | Power | FALSE | FALSE | 1 |  | FALSE |  | None | Non-Condensing | Single-Stage | Cast Iron |  |  |  |  | 4480000 | 3831000 |  |  |  |  | 85.7 | 81 | [5 empty] | Federally-Regulated Commercial & Industrial Equipment | 2015-09-30
Burnham Corp. | Burnham Corp. | MST288 | Steam | Oil | Power | FALSE | FALSE | 1 |  |  |  | None | Non-Condensing | Single-Stage | Cast Iron |  |  |  |  | 105000 | 92000 | [9 empty] | 86 | 80 | Federally-Regulated Consumer Product | 2007-11-14
Hydrotherm | Hydrotherm | R-180C-PV | Water | LPG | Injection Type | FALSE | FALSE | 1 |  |  |  | None | Non-Condensing | Single-Stage | Cast Iron |  |  |  |  | 180000 | 151000 | [9 empty] | 83.2 | 80 | Federally-Regulated Consumer Product | 2008-10-20
Laars Heating Systems Company | BRUTE | BNTH1700 | Water | LPG | Power | FALSE | FALSE | 1 |  |  |  | None | Condensing | Step Modulating | Other |  |  |  |  | 1700000 | 1666000 |  |  |  |  | 98 | 80 | [5 empty] | Federally-Regulated Commercial & Industrial Equipment | 2015-09-30
Ajax Boiler, Inc. | Ajax | WGOXFD-300 | Steam | Natural Gas | Power | FALSE | FALSE | 3 |  |  | No Match | No Match | No Match | No Match | Other | No Match |  | No Match |  | 300000 |  | 300000 |  | 82 | 80 |  |  |  |  | 82 |  |  | Federally-Regulated Commercial & Industrial Equipment | 1996-02-29
PB Heat, LLC | Peerless | PFW-200-LP | Water | LPG | Power | FALSE | FALSE | 1 | TRUE |  |  | None | Condensing | Step Modulating | Other |  |  |  |  | 199000 | 185000 | [9 empty] | 95 | 80 | Federally-Regulated Consumer Product | 2015-09-30
Water Pik, Inc. | Laars | HH1200IN09*1A | Water | Natural Gas | No Match | FALSE | FALSE | 3 |  |  | No Match | No Match | No Match | No Match | Copper | No Match |  | No Match |  | 1200000 |  | 300000 |  | 81 | 80 |  |  | 5 |  | 81 |  |  | Federally-Regulated Commercial & Industrial Equipment | 2001-05-16
Ajax Boiler, Inc. | Ajax | WEC350W | Water | Combo (Natural Gas & Oil) | Power | FALSE | TRUE | 3 |  |  | No Match | No Match | No Match | No Match | Other | No Match |  | No Match |  | 333000 |  | 300000 |  | 85 | 80 |  |  |  |  | 80 |  |  | Federally-Regulated Commercial & Industrial Equipment | 1997-01-07
Raypak | Raypak | H-0926A | Water | LPG | Injection Type | FALSE | FALSE | 1 |  |  | None | None | Non-Condensing | Single-Stage | Copper |  |  |  |  | 926000 | 760000 |  |  | 82 | 80 | 82 | [6 empty] | Federally-Regulated Commercial & Industrial Equipment | 2007-12-12
Fulton Boiler Works | Fulton | FB-0036L | Both Steam & Water | Electricity | No Match | FALSE | TRUE | 1 |  |  | No Match | No Match | No Match | No Match | Other | No Match |  | No Match |  | 120514 |  |  |  | 98 |  |  |  | 57 |  |  |  | 68 | Federally-Regulated Consumer Product | 1991-02-27
Ajax Boiler, Inc. | Ajax | OWGOFD1275 | Steam | Natural Gas | Power | FALSE | TRUE | 3 |  |  | No Match | No Match | No Match | No Match | Other | No Match |  | No Match |  | 1275000 |  | 637500 |  | 82 | 80 |  |  |  |  | 80 |  |  | Non Federally-Regulated | 1992-10-27
Axeman-Anderson Co. | Axeman-Anderson Co. | 128NPO-U | Water | Oil | No Match | TRUE | FALSE | 1 |  |  | No Match | No Match | No Match | No Match | Other | No Match |  | No Match |  | 210000 | [10 empty] | 86.1 | 80 | Federally-Regulated Consumer Product | 2000-06-07
U.S. Boiler Co. | U.S. Boiler Co. | 207I | Water | Natural Gas | Induced Draft | FALSE | FALSE | 1 |  | TRUE |  | Stack Damper | Non-Condensing | Single-Stage | Cast Iron | Single-Speed |  |  |  | 198000 | 163000 | [9 empty] | 82 | 80 | Federally-Regulated Consumer Product | 2014-01-14
Slant / Fin Corp. | Slant / Fin Corp. | SE-175EDP | Water | LPG | Injection Type | FALSE | FALSE | 1 |  |  |  | Stack Damper | Non-Condensing | Single-Stage | Cast Iron |  |  |  |  | 175000 | 145000 | [9 empty] | 82.2 | 80 | Federally-Regulated Consumer Product | 2007-11-14
Burnham Corp. | Crown Boiler Co. | LCS090 | Steam | Oil | Power | FALSE | FALSE | 1 |  |  |  | None | Non-Condensing | Single-Stage | Cast Iron |  |  |  |  | 126000 | 108000 | [9 empty] | 84.5 | 80 | Federally-Regulated Consumer Product | 2008-04-14
Laars Heating Systems Co. | Laars | HH0600IN******** | Water | Natural Gas | Induced Draft | FALSE | FALSE | 1 |  |  |  | None | Non-Condensing | Step Modulating | Copper |  |  |  |  | 600000 | 486000 | 150000 |  | 81 | 80 | 78.6 | [6 empty] | Federally-Regulated Commercial & Industrial Equipment | 2007-11-01
Lochinvar, LLC. | Lochinvar Corp. | CBN075M9 | Water | LPG | Injection Type | FALSE | FALSE | 1 |  |  |  | Stack Damper | Non-Condensing | Single-Stage | Copper |  |  |  |  | 75000 | 62000 | [9 empty] | 82 | 80 | Federally-Regulated Consumer Product | 2007-11-14
Lochinvar, LLC. | Lochinvar Corp. | CBN1437 | Water | Natural Gas | Power | FALSE | TRUE | 1 |  |  |  | None | Non-Condensing | Two-Stage Modulating | Copper |  |  |  |  | 1435000 | 1162000 |  |  |  |  | 81 | [6 empty] | Federally-Regulated Commercial & Industrial Equipment | 2015-04-20
Water Pik, Inc. | Laars | VW3600EN18CC | Both Steam & Water | Natural Gas | No Match | FALSE | TRUE | 3 |  |  | No Match | No Match | No Match | No Match | Copper | No Match |  | No Match |  | 3645000 |  | 3645000 |  | 81 | 80 |  |  | 5 |  | 81 |  |  | Federally-Regulated Commercial & Industrial Equipment | 2001-11-21
Dunkirk | Lennox | GSB8-225E | Steam | Natural Gas | No Match | FALSE | FALSE | 1 |  |  | No Match | No Match | No Match | No Match | Cast Iron | No Match |  | No Match |  | 225000 | [10 empty] | 81.1 | 75 | Federally-Regulated Consumer Product | 1999-10-22
Utica Boilers | Utica Boilers | DVB125 | Water | Combo (Natural Gas & Oil) | Power | FALSE | FALSE | 1 |  |  | No Match | No Match | No Match | No Match | Cast Iron | No Match |  | No Match |  | 125000 | [10 empty] | 82 | 80 | Federally-Regulated Consumer Product | 2001-11-01
Burnham Corp. | Burnham Corp. | 206H*I | Water | Natural Gas | Induced Draft | FALSE | FALSE | 1 |  |  |  | Stack Damper | Non-Condensing | Single-Stage | Cast Iron | Single-Speed | 0.04 | Standard |  | 164000 | 136000 | [9 empty] | 84 | 80 | Federally-Regulated Consumer Product | 2007-11-14
Burnham Corp. | Crown Boiler Co. | 32-1710*N | Both Steam & Water | LPG | Induced Draft | FALSE | FALSE | 1 |  |  |  | None | Non-Condensing | Single-Stage | Cast Iron |  |  |  |  | 1710000 | 1368000 |  |  | 80.5 | 80 | 75.4 | [6 empty] | Federally-Regulated Commercial & Industrial Equipment | 2007-12-12
Dunkirk | Dunkirk | WPSB-4D | Water | Natural Gas | No Match | FALSE | FALSE | 1 |  |  | No Match | No Match | No Match | No Match | Cast Iron | No Match |  | No Match |  | 112500 | [10 empty] | 84 | 80 | Federally-Regulated Consumer Product | 1998-12-21
Dunkirk | Caribe | BWMAAN000299 | Water | Natural Gas | Pressure | FALSE | FALSE | 1 |  | TRUE |  | None | Condensing | Step Modulating | Other | Single-Speed |  |  |  | 299000 | 273000 | [9 empty] | 95 | 80 | Federally-Regulated Consumer Product | 2014-08-08
PB Heat, LLC | PB Heat, LLC | TC-HE-S/W-18 | Both Steam & Water | Natural Gas | Power | FALSE | FALSE | 1 |  |  |  | None | Non-Condensing | Single-Stage | Cast Iron |  |  |  |  | 5553000 | 4622000 |  |  | 83.4 | 80 | 83.2 | [6 empty] | Federally-Regulated Commercial & Industrial Equipment | 2011-02-17
Allied Engineering Co. | Super Hot | AAE600**** | Water | Natural Gas | No Match | TRUE | TRUE | 3 |  |  | No Match | No Match | No Match | No Match | Copper | No Match |  | No Match |  | 600000 |  | 210000 |  | 80 | 80 |  |  | 225 |  | 80 |  |  | Federally-Regulated Commercial & Industrial Equipment | 1998-04-21
Smith Cast Iron Boilers | Peerless | TCII-17-W-O | Water | Oil | Power | FALSE | FALSE | 1 |  |  |  | None | Non-Condensing | Single-Stage | Cast Iron |  |  |  |  | 5110000 | 4358000 |  |  | 86 | 84 | [7 empty] | Federally-Regulated Commercial & Industrial Equipment | 2015-09-30
Water Pik, Inc. | Laars | PW0500EP09*BA | Both Steam & Water | LPG | No Match | FALSE | TRUE | 3 |  |  | No Match | No Match | No Match | No Match | Copper | No Match |  | No Match |  | 500000 |  | 125000 |  | 82 | 80 |  |  | 5 |  | 82 |  |  | Federally-Regulated Commercial & Industrial Equipment | 2001-11-21
Raypak | Raypak | H(1,2,5)-0962 * | Water | LPG | Injection Type | FALSE | FALSE | 1 |  |  |  | None | Non-Condensing | Step Modulating | Copper |  |  |  |  | 885000 | 726000 |  |  |  |  | 82 | [6 empty] | Federally-Regulated Commercial & Industrial Equipment | 2015-04-16
Dunkirk | Lennox | GWB9075IH | Water | Combo (Natural Gas & Oil) | No Match | FALSE | FALSE | 1 |  |  | No Match | No Match | No Match | No Match | Other | No Match |  | No Match |  | 75000 | [10 empty] | 90 | 80 | Federally-Regulated Consumer Product | 2001-11-01
Laars Heating Systems Company | Magnatherm | MGH1600****** | Water | Natural Gas | Power | FALSE | FALSE | 1 |  | FALSE | None | None | Condensing | Step Modulating | Other |  |  |  |  | 1600000 | 1520000 |  |  | 96 |  | 95 | 80 | [5 empty] | Federally-Regulated Commercial & Industrial Equipment | 2015-08-24
Burnham Corp. | Burnham Corp. | V906A-SN | Steam | Natural Gas | Power | FALSE | FALSE | 1 |  | FALSE |  | Stack Damper | Non-Condensing | Two-Stage Modulating | Cast Iron |  |  |  |  | 1010000 | 809000 |  |  | 82.4 |  | 80.1 | [6 empty] | Federally-Regulated Commercial & Industrial Equipment | 2014-08-11
PB Heat, LLC | PB Heat, LLC | MI-04-SPRK | Water | LPG | Injection Type | FALSE | FALSE | 1 |  | TRUE |  | Stack Damper | Non-Condensing | Single-Stage | Cast Iron | Single-Speed |  |  |  | 105000 | 86000 | [9 empty] | 82.1 | 80 | Federally-Regulated Consumer Product | 2013-04-19
Laars Heating Systems Co. | Laars | PNCH0300N******* | Water | Natural Gas | Power | FALSE | FALSE | 1 |  |  |  | None | Non-Condensing | Two-Stage Modulating | Copper |  |  |  |  | 300000 | 255000 | 150000 |  | 85 | 80 | 84 | [6 empty] | Federally-Regulated Commercial & Industrial Equipment | 2007-11-01
Burnham Corp. | Burnham Corp. | V903 | Both Steam & Water | Natural Gas | Power | FALSE | FALSE | 1 |  |  |  | None | Non-Condensing | Single-Stage | Cast Iron |  |  |  |  | 447000 | 358000 |  |  | 82.5 | 80 | 80 | [6 empty] | Federally-Regulated Commercial & Industrial Equipment | 2010-03-16
Water Pik, Inc. | Laars | HH1010IP04*1A | Water | LPG | No Match | FALSE | FALSE | 3 |  |  | No Match | No Match | No Match | No Match | Copper | No Match |  | No Match |  | 1010000 |  | 252500 |  | 81 | 80 |  |  | 5 |  | 81 |  |  | Federally-Regulated Commercial & Industrial Equipment | 2001-05-30
Water Pik, Inc. | Laars | PW1670IP09C1A | Both Steam & Water | LPG | No Match | FALSE | FALSE | 3 |  |  | No Match | No Match | No Match | No Match | Copper | No Match |  | No Match |  | 1670000 |  | 1670000 |  | 81 | 80 |  |  | 5 |  | 81 |  |  | Federally-Regulated Commercial & Industrial Equipment | 2001-11-21
Noritz America Corp. | Noritz America Corp. | NH150-DV | Water | Natural Gas | Power | FALSE | FALSE | 1 |  |  | None | Stack Damper | Non-Condensing | Step Modulating | Copper | None |  |  |  | 150000 | 122400 | 55500 | 45300 | [7 empty] | 83 | 80 | Federally-Regulated Consumer Product | 2009-11-12
Laars Heating Systems Co. | Laars | HH2800EP******** | Water | LPG | Induced Draft | FALSE | TRUE | 1 |  |  |  | None | Non-Condensing | Step Modulating | Copper |  |  |  |  | 2745000 | 2224000 | 823500 |  | 81 | 80 | [7 empty] | Federally-Regulated Commercial & Industrial Equipment | 2007-11-01
Raypak | Raypak | H(3,4)-1287* | Water | Natural Gas | Injection Type | FALSE | TRUE | 1 |  |  |  | None | Non-Condensing | Single-Stage | Copper |  |  |  |  | 1287000 | 1055000 |  |  |  |  | 82 | [6 empty] | Federally-Regulated Commercial & Industrial Equipment | 2015-04-16
Ajax Boiler, Inc. | Ajax | WGOFD-3500 | Steam | Natural Gas | Power | FALSE | FALSE | 3 |  |  | No Match | No Match | No Match | No Match | Other | No Match |  | No Match |  | 3500000 |  | 1750000 |  | 82 | 80 |  |  |  |  | 80 |  |  | Non Federally-Regulated | 1992-10-27
Ajax Boiler, Inc. | Ajax | OWGFD4500 | Steam | Natural Gas | Power | FALSE | TRUE | 3 |  |  | No Match | No Match | No Match | No Match | Other | No Match |  | No Match |  | 4500000 |  | 2250000 |  | 82 | 80 |  |  |  |  | 80 |  |  | Non Federally-Regulated | 1992-10-27
Axeman-Anderson Co. | Axeman-Anderson Co. | OL-105 | Water | Oil | No Match | TRUE | FALSE | 1 |  |  | No Match | No Match | No Match | No Match | Other | No Match |  | No Match |  | 105000 | [10 empty] | 85.2 | 80 | Federally-Regulated Consumer Product | 2000-06-07
Burnham Corp. | Burnham Corp. | V85S | Steam | Oil | Power | FALSE | FALSE | 1 |  |  |  | None | Non-Condensing | Single-Stage | Cast Iron | Single-Speed | 0.04 | Standard |  | 189000 | 164000 | [9 empty] | 85.4 | 80 | Federally-Regulated Consumer Product | 2007-11-14
Ajax Boiler, Inc. | Ajax | OSGOXFD6000 | Steam | Natural Gas | Power | FALSE | TRUE | 3 |  |  | No Match | No Match | No Match | No Match | Other | No Match |  | No Match |  | 6000000 |  | 3000000 |  | 81 | 80 |  |  |  |  | 80 |  |  | Non Federally-Regulated | 1992-10-27
Laars Heating Systems Co. | Laars | PNCH2000N******* | Water | Natural Gas | Power | FALSE | TRUE | 1 |  |  |  | None | Non-Condensing | Step Modulating | Copper |  |  |  |  | 1999000 | 1699000 | 666640 |  | 85 | 80 | 84 | [6 empty] | Federally-Regulated Commercial & Industrial Equipment | 2007-11-01
Lochinvar, LLC. | Lochinvar Corp. | PBL1002 | Water | LPG | Power | FALSE | FALSE | 1 |  |  |  | None | Non-Condensing | Step Modulating | Copper |  |  |  |  | 999900 | 850000 |  |  |  |  | 85 | [6 empty] | Federally-Regulated Commercial & Industrial Equipment | 2015-04-20
PB Heat, LLC | PB Heat, LLC | LCE-24-S-O | Steam | Oil | Power | FALSE | FALSE | 3 |  | FALSE |  | None | Non-Condensing | Single-Stage | Cast Iron |  |  |  |  | 4550000 | 3777000 |  |  | 83.7 |  | 83.5 | [6 empty] | Federally-Regulated Commercial & Industrial Equipment | 2014-09-05
Burnham Corp. | Crown Boiler Co. | KSZ100 | Steam | Oil | Power | FALSE | FALSE | 1 |  |  |  | None | Non-Condensing | Single-Stage | Cast Iron |  |  |  |  | 140000 | 119000 | [9 empty] | 83.5 | 80 | Federally-Regulated Consumer Product | 2007-11-14
Ajax Boiler, Inc. | Ajax | WEC11500W | Water | Combo (Natural Gas & Oil) | Power | FALSE | TRUE | 3 |  |  | No Match | No Match | No Match | No Match | Other | No Match |  | No Match |  | 11000000 |  | 4600000 |  | 85 | 80 |  |  |  |  | 80 |  |  | Federally-Regulated Commercial & Industrial Equipment | 1997-01-07
Water Pik, Inc. | Laars | JVS125PD(I/L) | Water | LPG | No Match | FALSE | FALSE | 1 |  |  | No Match | No Match | No Match | No Match | Copper | No Match |  | No Match |  | 125000 | [10 empty] | 84.5 | 80 | Federally-Regulated Consumer Product | 2001-11-21
Bryan Steam Corp. | Bryan | CL-240-W-G | Water | Natural Gas | No Match | TRUE | FALSE | 3 |  |  | No Match | No Match | No Match | No Match | Other | No Match |  | No Match |  | 2400000 |  | 2400000 |  | 80 | 80 |  |  |  |  | 80 |  |  | Federally-Regulated Commercial & Industrial Equipment | 1996-02-29
Water Pik, Inc. | Laars | HH4500EN18AC | Water | Natural Gas | No Match | FALSE | TRUE | 3 |  |  | No Match | No Match | No Match | No Match | Copper | No Match |  | No Match |  | 4500000 |  | 4500000 |  | 81 | 80 |  |  | 5 |  | 81 |  |  | Federally-Regulated Commercial & Industrial Equipment | 2001-05-16
Ajax Boiler, Inc. | Ajax | OWGB4000 | Steam | Natural Gas | No Match | FALSE | TRUE | 3 |  |  | No Match | No Match | No Match | No Match | Other | No Match |  | No Match |  | 4000000 |  | 4000000 |  | 80 | 80 |  |  |  |  | 80 |  |  | Federally-Regulated Commercial & Industrial Equipment | 1996-02-29
Burnham Corp. | New Yorker Boiler Co. | CGS50A*I- | Steam | LPG | Induced Draft | FALSE | FALSE | 1 |  |  |  | Stack Damper | Non-Condensing | Single-Stage | Cast Iron |  |  |  |  | 140000 | 115000 | [9 empty] | 81.4 | 75 | Federally-Regulated Consumer Product | 2007-11-14
Peerless Heater Co. | Peerless | 211A-20I | Steam | Natural Gas | No Match | FALSE | FALSE | 3 |  |  | No Match | No Match | No Match | No Match | Cast Iron | No Match |  | No Match |  | 3990000 |  | 3990000 |  | 80 | 75 |  |  | 9 | 147 | 80 |  |  | Non Federally-Regulated | 1990-06-25
Viessmann Manufacturing | Viessmann Manufacturing | VD2-440 | Water | Oil | Power | FALSE | FALSE | 1 |  |  | Barometric Regulator | None | Non-Condensing | Two-Stage Modulating | Cast Iron |  |  |  |  | 1734000 | 1526000 |  |  | 88 | 83 | 88 | [6 empty] | Federally-Regulated Commercial & Industrial Equipment | 2008-04-14
PVI Industries | PVI | 198 EWB 125A-E | Water | Electricity | No Match | TRUE | FALSE | 3 |  |  | No Match | No Match | No Match | No Match | Other | No Match |  | No Match |  | 676000 |  | 676000 |  | 99.9 | [5 empty] | 99.9 |  |  | Non Federally-Regulated | 1992-09-28
Raypak | Raypak | H3502B-CHX | Water | LPG | Induced Draft | FALSE | FALSE | 1 |  |  | None | None | Condensing | Single-Stage | Copper |  |  |  |  | 500000 | 490000 |  |  | 98 | 80 | 98 | [6 empty] | Federally-Regulated Commercial & Industrial Equipment | 2007-12-12
Heat Cell Technologies, Inc. / ECO Heating Systems | Hamilton Engineering - EVO Duo | HWHN00299ASME | Water | Natural Gas | Power | FALSE | TRUE | 1 |  |  | None | None | Condensing | Two-Stage Modulating | Other | No Match |  | No Match |  | 300000 | 285700 | 60000 | 56520 | 94.7 | 80 | 2.8 | [6 empty] | Federally-Regulated Commercial & Industrial Equipment | 2006-03-29
U.S. Boiler Co. | BURNHAM HYDRONICS | 309A | Water | LPG | Injection Type | FALSE | FALSE | 1 | TRUE |  |  | Stack Damper | Non-Condensing | Single-Stage | Cast Iron | Multiple-Speed |  |  |  | 280000 | 234000 | [9 empty] | 84 | 80 | Federally-Regulated Consumer Product | 2015-09-30
Weil-McLain | Weil-McLain | EGH-85 | Both Steam & Water | LPG | Injection Type | TRUE | FALSE | 1 |  |  | Draft Hood | Electro-Mechanical Flue Damper | Non-Condensing | Single-Stage | Cast Iron |  |  |  |  | 349900 | 280000 |  |  | 80 | 80 | 75.6 | [6 empty] | Federally-Regulated Commercial & Industrial Equipment | 2011-08-22
Burnham Corp. | Burnham Corp. | K5010 | Both Steam & Water | Natural Gas | Induced Draft | TRUE | FALSE | 1 |  |  |  | None | Non-Condensing | Single-Stage | Cast Iron |  |  |  |  | 702000 | 562000 |  |  | 80 | 80 | 77 | [6 empty] | Federally-Regulated Commercial & Industrial Equipment | 2010-03-16
Axeman-Anderson Co. | Axeman-Anderson Co. | 74NPO | Water | Oil | No Match | TRUE | FALSE | 1 |  |  | No Match | No Match | No Match | No Match | Other | No Match |  | No Match |  | 154000 | [10 empty] | 85.3 | 80 | Federally-Regulated Consumer Product | 2000-06-07
Ajax Boiler, Inc. | Ajax | WGXFD-4750 | Steam | Natural Gas | Power | FALSE | FALSE | 3 |  |  | No Match | No Match | No Match | No Match | Other | No Match |  | No Match |  | 4750000 |  | 2375000 |  | 82 | 80 |  |  |  |  | 80 |  |  | Non Federally-Regulated | 1992-10-27
Water Pik, Inc. | Laars | HH1200IP09CBA | Water | LPG | No Match | FALSE | FALSE | 3 |  |  | No Match | No Match | No Match | No Match | Copper | No Match |  | No Match |  | 1200000 |  | 1200000 |  | 82 | 80 |  |  | 5 |  | 82 |  |  | Federally-Regulated Commercial & Industrial Equipment | 2001-05-30
Slant / Fin Corp. | Slant / Fin Corp. | TRF-60 | Both Steam & Water | Natural Gas | Power | FALSE | FALSE | 1 |  |  |  | None | Non-Condensing | Single-Stage | Cast Iron |  |  |  |  | 375000 | 296000 |  |  | 82.6 | 80 | 79.1 | [6 empty] | Federally-Regulated Commercial & Industrial Equipment | 2007-12-12
Lochinvar, LLC. | Lochinvar Corp. | CBN090F9 | Water | Natural Gas | Injection Type | FALSE | FALSE | 1 |  |  |  | Stack Damper | Non-Condensing | Single-Stage | Copper |  |  |  |  | 90000 | 75000 | [9 empty] | 84 | 80 | Federally-Regulated Consumer Product | 2007-11-14
PB Heat, LLC | Smith Cast Iron Boilers | GVX-105 | Water | Natural Gas | Induced Draft | FALSE | FALSE | 1 |  |  | None | None | Non-Condensing | Single-Stage | Cast Iron | Single-Speed |  | Standard |  | 105000 | 87000 | [9 empty] | 82 | 80 | Federally-Regulated Consumer Product | 2011-08-02
Bosch Thermotechnology Corp. | Bosch Thermotechnology Corp. | GB312 - 240 | Water | Natural Gas | Induced Draft | FALSE | FALSE | 1 |  |  |  | None | Condensing | Step Modulating | Other |  |  |  |  | 880700 | 810000 |  |  | 92.2 |  | 92 | [6 empty] | Federally-Regulated Commercial & Industrial Equipment | 2014-09-05
Raypak | Raypak | H(1,5)-0400* | Water | LPG | Injection Type | FALSE | FALSE | 1 |  |  |  | None | Non-Condensing | Step Modulating | Copper |  |  |  |  | 399000 | 319000 |  |  |  |  | 80 | [6 empty] | Federally-Regulated Commercial & Industrial Equipment | 2015-04-16
Raypak | Raypak | H40042 | Water | Natural Gas | No Match | FALSE | FALSE | 1 |  |  | No Match | No Match | No Match | No Match | Other | No Match |  | No Match |  | 42000 | [10 empty] | 84 | 80 | Federally-Regulated Consumer Product | 2001-11-01
Parker Boiler Co. | Parker Boiler | 50R | Steam | Natural Gas | No Match | FALSE | FALSE | 3 |  |  | No Match | No Match | No Match | No Match | Other | No Match |  | No Match |  | 2100000 |  | 1050000 |  | 83 | 80 |  |  | 4 |  | 82 |  |  | Federally-Regulated Commercial & Industrial Equipment | 1996-03-13
Burnham Corp. | Burnham Corp. | V1107H-SN | Steam | Natural Gas | Power | FALSE | FALSE | 1 |  | FALSE |  | None | Non-Condensing | Two-Stage Modulating | Cast Iron |  |  |  |  | 1588000 | 1288000 |  |  | 82.7 |  | 81.1 | [6 empty] | Federally-Regulated Commercial & Industrial Equipment | 2014-08-11
Water Pik, Inc. | Laars | PH0400MP20****** | Water | LPG | Power | FALSE | TRUE | 3 |  |  | No Match | No Match | No Match | No Match | Copper | No Match |  | No Match |  | 399000 |  | 320000 |  | 83 | 80 |  |  | 5 |  | 83 |  |  | Federally-Regulated Commercial & Industrial Equipment | 2001-11-21
Water Pik, Inc. | Laars | PH0850IN09*BA | Water | Natural Gas | No Match | FALSE | FALSE | 3 |  |  | No Match | No Match | No Match | No Match | Copper | No Match |  | No Match |  | 850000 |  | 212850 |  | 82 | 80 |  |  | 5 |  | 82 |  |  | Federally-Regulated Commercial & Industrial Equipment | 2001-05-30
Ajax Boiler, Inc. | Ajax | WG-WGB-350-D | Steam | Natural Gas | No Match | FALSE | FALSE | 3 |  |  | No Match | No Match | No Match | No Match | Other | No Match |  | No Match |  | 350000 |  | 350000 |  | 80 | 80 |  |  |  |  | 80 |  |  | Federally-Regulated Commercial & Industrial Equipment | 1996-02-29
Rite Engineering | Rite | 200SG | Both Steam & Water | Natural Gas | Power | FALSE | FALSE | 3 |  |  | No Match | No Match | No Match | No Match | Other | No Match |  | No Match |  | 2000000 |  | 666667 |  | 80 | 80 |  |  |  |  | 80 |  |  | Non Federally-Regulated | 1992-10-14
Laars Heating Systems Co. | Laars Heating Systems Co. | MT2H0300 | Water | LPG | Injection Type | FALSE | TRUE | 1 |  | TRUE |  | None | Non-Condensing | Single-Stage | Copper | Single-Speed |  |  |  | 299000 | 255000 | [9 empty] | 85.1 | 80 | Federally-Regulated Consumer Product | 2013-04-19
Crown Boiler Co. | Crown Boiler Co. | CWD138 | Water | LPG | Induced Draft | FALSE | FALSE | 1 |  | TRUE |  | None | Non-Condensing | Single-Stage | Cast Iron | Single-Speed |  |  |  | 137500 | 118000 | [9 empty] | 85.2 | 80 | Federally-Regulated Consumer Product | 2013-04-19
Fulton Boiler Works | Fulton | FB-0018L | Both Steam & Water | Electricity | No Match | FALSE | TRUE | 1 |  |  | No Match | No Match | No Match | No Match | Other | No Match |  | No Match |  | 60257 |  |  |  | 98 |  |  |  | 42 |  |  |  | 68 | Federally-Regulated Consumer Product | 1991-02-27
Axeman-Anderson Co. | Axeman-Anderson Co. | 128NPO-UD | Water | Oil | No Match | FALSE | FALSE | 1 |  |  | No Match | No Match | No Match | No Match | Other | No Match |  | No Match |  | 210000 | [10 empty] | 87.3 | 80 | Federally-Regulated Consumer Product | 2000-06-07
Laars Heating Systems Company | BRUTE | BNTH105 | Water | Natural Gas | Induced Draft | FALSE | FALSE | 1 | TRUE |  |  | None | Condensing | Step Modulating | Other |  |  |  |  | 105000 | 96000 | [9 empty] | 95 | 80 | Federally-Regulated Consumer Product | 2015-09-30
Viessmann Manufacturing | Viessmann Manufacturing | WB2 8-32 | Water | LPG | Power | FALSE | FALSE | 1 |  |  |  | None | Condensing | Step Modulating | Other |  |  |  |  | 112000 | 101000 | [9 empty] | 95.2 | 80 | Federally-Regulated Consumer Product | 2007-11-14
Laars Heating Systems Co. | Laars Heating Systems Co. | JVS075PD* | Water | LPG | Pressure | FALSE | FALSE | 1 |  |  |  | None | Non-Condensing | Single-Stage | Copper |  |  |  |  | 75000 | 64000 | [9 empty] | 85.2 | 80 | Federally-Regulated Consumer Product | 2011-08-02
Raypak | Raypak | H9-1802* | Water | LPG | Induced Draft | FALSE | FALSE | 1 |  |  |  | None | Non-Condensing | Step Modulating | Copper |  |  |  |  | 1800000 | 1512000 |  |  |  |  | 84 | [6 empty] | Federally-Regulated Commercial & Industrial Equipment | 2015-04-16
Harsco Industrial / Patterson-Kelley | Harsco Industrial / Patterson-Kelley | C-3000 | Water | Natural Gas | Power | FALSE | FALSE | 1 |  | FALSE | None | None | Condensing | Step Modulating | Other |  |  |  |  | 3000000 | 2775000 | 600000 | 555000 | 92.5 |  | 91.1 | [6 empty] | Federally-Regulated Commercial & Industrial Equipment | 2014-08-11
Universal Boiler Works | Universal Boiler Works | BF300S4 | Steam | Combo (Natural Gas & Oil) | Power | FALSE | FALSE | 3 |  |  | No Match | No Match | No Match | No Match | Other | No Match |  | No Match |  | 12600000 |  | 3150000 |  | 83.5 | 80 |  |  | 10 |  | 82 |  |  | Federally-Regulated Commercial & Industrial Equipment | 2001-12-13
Camus Hydronics | Camus Hydronics | MFPH-3000-2G | Water | LPG | Power | FALSE | FALSE | 1 |  |  |  | None | Non-Condensing | Two-Stage Modulating | Copper |  |  |  |  | 3000000 | 2550000 |  |  | 85 | [8 empty] | Federally-Regulated Commercial & Industrial Equipment | 2014-10-23
Ajax Boiler, Inc. | Ajax | WGX-WGXB-4750-D | Steam | Natural Gas | No Match | FALSE | FALSE | 3 |  |  | No Match | No Match | No Match | No Match | Other | No Match |  | No Match |  | 4750000 |  | 4750000 |  | 80 | 80 |  |  |  |  | 80 |  |  | Federally-Regulated Commercial & Industrial Equipment | 1996-02-29
Universal Boiler Works | Universal Boiler Works | BF250W4 | Water | Combo (Natural Gas & Oil) | Power | FALSE | FALSE | 3 |  |  | No Match | No Match | No Match | No Match | Other | No Match |  | No Match |  | 10500000 |  | 3500000 |  | 86 | 80 |  |  | 10 |  | 84 |  |  | Federally-Regulated Commercial & Industrial Equipment | 2001-12-13
Water Pik, Inc. | Laars | EDN0175**IF2*X | Water | Combo (Natural Gas & Oil) | Power | FALSE | FALSE | 1 |  |  | No Match | None | Condensing | Step Modulating | Copper | No Match |  | No Match |  | 175300 | 152100 | [9 empty] | 85.1 | 80 | Federally-Regulated Consumer Product | 2005-02-10
Crown Boiler Co. | Burnham Corp. | V89S | Steam | Oil | Power | FALSE | FALSE | 1 |  |  |  | None | Non-Condensing | Single-Stage | Cast Iron |  |  |  |  | 364000 | 298000 |  |  | 84.1 | 83 | 82.3 | [6 empty] | Federally-Regulated Commercial & Industrial Equipment | 2010-03-16
Bryan Steam Corp. | Bryan | LM-750-S-***-G | Steam | Natural Gas | No Match | TRUE | FALSE | 3 |  |  | No Match | No Match | No Match | No Match | Other | No Match |  | No Match |  | 7500000 |  | 7500000 |  | 80 | 80 |  |  |  |  | 80 |  |  | Non Federally-Regulated | 1992-10-16
Burnham Corp. | Burnham Corp. | 4FHL-277A | Steam | Natural Gas | Power | FALSE | FALSE | 1 |  | FALSE |  | None | Non-Condensing | Two-Stage Modulating | Other |  |  |  |  | 2319000 | 1895000 |  |  | 84.9 |  | 81.7 | [6 empty] | Federally-Regulated Commercial & Industrial Equipment | 2014-08-11
Raypak | Raypak | H7-108AR* | Water | LPG | Power | FALSE | FALSE | 1 | TRUE |  |  | None | Condensing | Step Modulating | Other |  |  |  |  | 110000 | 101000 | [9 empty] | 95 | 82 | Federally-Regulated Consumer Product | 2015-06-01
Viessmann Manufacturing | Viessmann Manufacturing | WB2 11-44 | Water | LPG | Power | FALSE | FALSE | 1 |  |  |  | None | Condensing | Step Modulating | Other |  |  |  |  | 155000 | 139000 | [9 empty] | 95.2 | 80 | Federally-Regulated Consumer Product | 2007-11-14
Cleaver-Brooks | Cleaver-Brooks | CB-700-600-***** | Steam | Natural Gas | Power | FALSE | FALSE | 3 |  |  | No Match | No Match | No Match | No Match | Other | No Match |  | No Match |  | 25110000 |  | 25110000 |  | 80 | 80 |  |  | 25 |  | 80 |  |  | Federally-Regulated Commercial & Industrial Equipment | 1996-03-06
Laars Heating Systems Company | ENDURANCE | EDN110 | Water | LPG | Power | FALSE | FALSE | 1 | TRUE |  |  | None | Non-Condensing | Step Modulating | Copper |  |  |  |  | 107000 | 94000 | [9 empty] | 85.5 | 80 | Federally-Regulated Consumer Product | 2015-09-30
Smith Cast Iron Boilers | Smith Cast Iron Boilers | 19A-S/W-04 | Both Steam & Water | Oil | Power | FALSE | FALSE | 1 |  |  |  | None | Non-Condensing | Single-Stage | Cast Iron |  |  |  |  | 504000 | 413000 |  |  | 85.2 | 83 | 81.9 | [6 empty] | Federally-Regulated Commercial & Industrial Equipment | 2007-12-12
Cleaver-Brooks | Cleaver-Brooks | CBH-700-60 | Steam | Natural Gas | Power | FALSE | FALSE | 3 |  |  | No Match | No Match | No Match | No Match | Other | No Match |  | No Match |  | 2511250 |  | 2511250 |  | 80 | 80 |  |  | 25 |  | 80 |  |  | Federally-Regulated Commercial & Industrial Equipment | 1996-03-06
HTP, Inc. | Elite | EL-80 | Water | LPG | Power | FALSE | FALSE | 1 |  |  | None | None | Condensing | Single-Stage | Other |  |  |  |  | 80000 | 73000 | 14000 | 80000 | [7 empty] | 94.4 | 80 | Federally-Regulated Consumer Product | 2009-09-17
Laars Heating Systems Company | BRUTE LX | BLXHW175(N,P)**** | Water | Natural Gas | Power | FALSE | FALSE | 1 | TRUE |  |  | None | Condensing | Step Modulating | Other | Single-Speed |  |  |  | 175000 | 166000 | [9 empty] | 95 | 80 | Federally-Regulated Consumer Product | 2015-09-30
Water Pik, Inc. | Laars | PW0250CP30*B | Both Steam & Water | LPG | No Match | FALSE | TRUE | 1 |  |  | No Match | No Match | No Match | No Match | Copper | No Match |  | No Match |  | 250000 | [10 empty] | 82 | 80 | Federally-Regulated Consumer Product | 2001-11-21
Viessmann Manufacturing | Viessmann Manufacturing | B2HB-35 | Water | Natural Gas | Power | FALSE | FALSE | 1 |  |  |  | Electro-Mechanical Inlet Dampe | Condensing | Step Modulating | Other |  |  |  |  | 125000 | 117000 | [9 empty] | 95 | 80 | Federally-Regulated Consumer Product | 2014-12-01
PB Heat, LLC | Peerless | MIHII-06-SPRK | Water | Natural Gas | Injection Type | FALSE | FALSE | 1 | TRUE |  |  | Stack Damper | Non-Condensing | Single-Stage | Cast Iron | Single-Speed |  |  |  | 162500 | 137000 | [9 empty] | 84 | 80 | Federally-Regulated Consumer Product | 2015-09-30
Viessmann Manufacturing | Viessmann Manufacturing | VD2-320 | Water | Oil | Power | FALSE | FALSE | 1 |  |  | Barometric Regulator | None | Non-Condensing | Two-Stage Modulating | Cast Iron |  |  |  |  | 1260000 | 1110000 |  |  | 88.1 | 83 | 88 | [6 empty] | Federally-Regulated Commercial & Industrial Equipment | 2008-04-14
Burnham Corp. | Crown Boiler Co. | TWI128EN | Water | LPG | Induced Draft | FALSE | FALSE | 1 |  |  |  | None | Non-Condensing | Single-Stage | Cast Iron | Single-Speed | 0.04 | Standard |  | 128000 | 106000 | [9 empty] | 83 | 80 | Federally-Regulated Consumer Product | 2007-11-14
Slant / Fin Corp. | Slant / Fin Corp. | GG-125HEDP | Water | Natural Gas | Injection Type | FALSE | FALSE | 1 |  |  |  | Stack Damper | Non-Condensing | Single-Stage | Cast Iron |  |  |  |  | 125000 | 103000 | [9 empty] | 82.3 | 80 | Federally-Regulated Consumer Product | 2007-11-14
Bryan Steam Corp. | Bryan | CL-75-W-FDG* | Water | Natural Gas | Power | FALSE | FALSE | 3 |  |  | No Match | No Match | No Match | No Match | Other | No Match |  | No Match |  | 750000 |  | 750000 |  | 81 | 80 |  |  |  |  | 81 |  |  | Federally-Regulated Commercial & Industrial Equipment | 1996-02-29
Burnham Corp. | New Yorker Boiler Co. | PVCG30*I- | Water | LPG | Induced Draft | FALSE | FALSE | 1 |  |  |  | None | Non-Condensing | Single-Stage | Cast Iron | Single-Speed | 0.04 | Standard |  | 62000 | 51000 | [9 empty] | 82.1 | 80 | Federally-Regulated Consumer Product | 2007-11-14
Water Pik, Inc. | Laars | HH0500EN09CBA | Water | Natural Gas | No Match | FALSE | TRUE | 3 |  |  | No Match | No Match | No Match | No Match | Copper | No Match |  | No Match |  | 500000 |  | 500000 |  | 82 | 80 |  |  | 5 |  | 82 |  |  | Federally-Regulated Commercial & Industrial Equipment | 2001-05-16
Water Pik, Inc. | Laars | HH1200EP09CBA | Water | LPG | No Match | FALSE | TRUE | 3 |  |  | No Match | No Match | No Match | No Match | Copper | No Match |  | No Match |  | 1200000 |  | 1200000 |  | 82 | 80 |  |  | 5 |  | 82 |  |  | Federally-Regulated Commercial & Industrial Equipment | 2001-05-30
Raypak | Raypak | H7-108AR-P* | Water | LPG | Power | FALSE | FALSE | 1 |  |  |  | None | Condensing | Step Modulating | Other |  |  |  |  | 110000 | 104500 | 22000 | 20900 | [7 empty] | 95 | 80 | Federally-Regulated Consumer Product | 2015-01-06
Bosch Thermotechnology Corp. | Bosch Thermotechnology Corp. | GB 142 60 | Water | Natural Gas | Injection Type | FALSE | FALSE | 1 |  | TRUE |  | None | Condensing | Step Modulating | Other | Multiple-Speed |  |  |  | 215000 | 193000 | [9 empty] | 95 | 80 | Federally-Regulated Consumer Product | 2013-11-14
Camus Hydronics | Camus Hydronics | DFNW-0750-MS | Water | Natural Gas | Power | FALSE | FALSE | 1 |  |  |  | None | Non-Condensing | Step Modulating | Other |  |  |  |  | 750000 | 638000 |  |  | 85 |  | 85 | [6 empty] | Federally-Regulated Commercial & Industrial Equipment | 2014-08-11
Laars Heating Systems Co. | Laars Heating Systems Co. | RHCH2400 | Water | LPG | Power | FALSE | TRUE | 1 |  |  |  | None | Non-Condensing | Single-Stage | Copper |  |  |  |  | 2400000 | 2052000 |  |  |  |  | 86.9 | [6 empty] | Federally-Regulated Commercial & Industrial Equipment | 2015-04-20
Laars Heating Systems Company | BRUTE | BNTH1700 | Water | Natural Gas | Power | FALSE | FALSE | 1 |  |  |  | None | Condensing | Step Modulating | Other |  |  |  |  | 1700000 | 1666000 |  |  |  |  | 98 | 80 | [5 empty] | Federally-Regulated Commercial & Industrial Equipment | 2015-09-30
Smith Cast Iron Boilers | Smith Cast Iron Boilers | M450A-*-20 | Both Steam & Water | Oil | Power | FALSE | FALSE | 1 |  |  |  | None | Non-Condensing | Single-Stage | Cast Iron |  |  |  |  | 6300000 | 5285000 |  |  | 84.8 | 83 | 83.6 | [6 empty] | Federally-Regulated Commercial & Industrial Equipment | 2008-05-08
Slant / Fin Corp. | Slant / Fin Corp. | TR-50P | Water | Oil | Power | FALSE | FALSE | 1 |  |  |  | None | Non-Condensing | Single-Stage | Cast Iron |  |  |  |  | 294000 | 256000 | [9 empty] | 84 | 80 | Federally-Regulated Consumer Product | 2007-11-14
Quietside Boilers | Quietside | QXM8-085F1-OL | Both Steam & Water | Oil | Power | FALSE | FALSE | 1 |  |  | No Match | No Match | No Match | No Match | Other | No Match |  | No Match |  | 85000 |  |  |  | 90 | [6 empty] | 86 | 80 | Federally-Regulated Consumer Product | 2002-06-12
Laars Heating Systems Co. | Laars | HH1825EP******** | Water | LPG | Induced Draft | FALSE | TRUE | 1 |  |  |  | None | Non-Condensing | Step Modulating | Copper |  |  |  |  | 1825000 | 1497000 | 456250 |  | 82 | 80 | 79.6 | [6 empty] | Federally-Regulated Commercial & Industrial Equipment | 2007-11-01
Weil-McLain | Weil-McLain | CGS-4-PIN | Water | Natural Gas | Power | FALSE | FALSE | 1 |  |  | No Match | No Match | No Match | No Match | Cast Iron | No Match |  | No Match |  | 100000 | [10 empty] | 84.6 | 80 | Federally-Regulated Consumer Product | 2000-06-07
New York Thermal, Inc. | New York Thermal, Inc. | M100 | Water | LPG | Power | FALSE | FALSE | 1 |  | TRUE |  | None | Condensing | Step Modulating | Other |  |  |  |  | 150000 | 136000 | [9 empty] | 93.5 | 80 | Federally-Regulated Consumer Product | 2013-06-17
Columbia Boiler / Pottstown | Columbia Boiler / Pottstown | CBX-WC 125-DV | Water | Oil | Power | FALSE | FALSE | 1 |  |  | None | None | Non-Condensing | Single-Stage | Other |  |  |  |  | 175000 | 148000 | [9 empty] | 85.5 | 80 | Federally-Regulated Consumer Product | 2007-11-14
Weil-McLain | Weil-McLain | ULTRA 105-UE | Water | LPG | Power | FALSE | FALSE | 1 | TRUE |  |  | None | Condensing | Step Modulating | Other |  |  |  |  | 105000 | 94000 | [9 empty] | 90 | 80 | Federally-Regulated Consumer Product | 2015-09-30
Slant / Fin Corp. | Slant / Fin Corp. | LZDF-850-2-7 | Steam | Oil | Power | FALSE | FALSE | 1 |  |  |  | None | Non-Condensing | Single-Stage | Cast Iron |  |  |  |  | 840000 | 674000 |  |  | 85.5 | 83 | 80.2 | [6 empty] | Federally-Regulated Commercial & Industrial Equipment | 2007-12-12
Utica Boilers | Dunkirk | D248-2600 | Both Steam & Water | Natural Gas | Injection Type | FALSE | FALSE | 1 |  |  |  | None | Non-Condensing | Single-Stage | Cast Iron |  |  |  |  | 2600000 | 2090000 |  |  | 80.4 | 80 | 77.5 | [6 empty] | Federally-Regulated Commercial & Industrial Equipment | 2011-02-17
Peerless Heater Co. | Peerless | MI-07-SV | Water | Combo (Natural Gas & Oil) | No Match | FALSE | FALSE | 1 |  |  | No Match | No Match | No Match | No Match | Cast Iron | No Match |  | No Match |  | 195000 | [10 empty] | 82 | 80 | Federally-Regulated Consumer Product | 2001-11-01
Heat Cell Technologies, Inc. / ECO Heating Systems | Propak TM - By Huron Valley Sales | HWHL00199 | Water | LPG | Power | FALSE | TRUE | 1 |  |  | None | None | Condensing | Two-Stage Modulating | Other | No Match |  | No Match |  | 199000 | 189999 | 40000 | 38000 | [7 empty] | 93 | 80 | Federally-Regulated Consumer Product | 2006-03-29
Laars Heating Systems Co. | Laars Heating Systems Co. | MT2H1250 | Water | LPG | Power | FALSE | FALSE | 1 |  |  |  | None | Non-Condensing | Two-Stage Modulating | Copper |  |  |  |  | 1250000 | 1064000 |  |  |  |  | 85.2 | [6 empty] | Federally-Regulated Commercial & Industrial Equipment | 2015-04-20
Raypak | Raypak | H(3,4)-HD301 | Water | Natural Gas | Induced Draft | FALSE | FALSE | 1 |  |  | None | None | Non-Condensing | Two-Stage Modulating | Copper |  |  |  |  | 299000 | 255000 | [9 empty] | 85 | 80 | Federally-Regulated Consumer Product | 2010-03-16
Smith Cast Iron Boilers | Peerless | CC-05-S-G | Steam | LPG | Power | FALSE | FALSE | 1 |  | FALSE |  | None | Non-Condensing | Single-Stage | Cast Iron |  |  |  |  | 722000 | 587000 |  |  |  |  | 81.3 | 79 | [5 empty] | Federally-Regulated Commercial & Industrial Equipment | 2015-09-30
Camus Hydronics | Camus Hydronics | DFNW-4002-MS | Water | Natural Gas | Power | FALSE | FALSE | 1 |  |  |  | None | Condensing | Step Modulating | Other |  |  |  |  | 4000000 | 3776000 |  |  | 94.4 |  | 94.4 | [6 empty] | Federally-Regulated Commercial & Industrial Equipment | 2014-08-11
DDR Americas, Inc. | De Deitrich | GT 430A-10 | Water | Natural Gas | Power | FALSE | FALSE | 1 |  | FALSE |  | Electro-Mechanical Inlet Dampe | Non-Condensing | Step Modulating | Cast Iron |  |  |  |  | 2278000 | 1937000 |  |  | 85.2 |  | 85.2 | [6 empty] | Federally-Regulated Commercial & Industrial Equipment | 2014-08-11
Burnham Corp. | New Yorker Boiler Co. | PVCG40*I- | Water | Natural Gas | Induced Draft | FALSE | FALSE | 1 |  |  |  | None | Non-Condensing | Single-Stage | Cast Iron | Single-Speed | 0.04 | Standard |  | 96000 | 79000 | [9 empty] | 82 | 80 | Federally-Regulated Consumer Product | 2007-11-14
Laars Heating Systems Company | COPPER BRUTE II | BWCH1000 | Water | LPG | Power | FALSE | FALSE | 1 |  |  |  | None | Non-Condensing | Step Modulating | Copper |  |  |  |  | 999000 | 849000 |  |  |  |  | 85 | 80 | [5 empty] | Federally-Regulated Commercial & Industrial Equipment | 2015-09-30
U.S. Boiler Co. | U.S. BOILER | MMII5140NI- | Water | Natural Gas | Induced Draft | FALSE | FALSE | 1 | TRUE |  |  | None | Non-Condensing | Single-Stage | Cast Iron |  |  |  |  | 140000 | 112000 | [9 empty] | 80.1 | 80 | Federally-Regulated Consumer Product | 2015-09-30
Slant / Fin Corp. | Slant / Fin Corp. | GXH-210EDPZ | Steam | LPG | Injection Type | FALSE | FALSE | 1 |  |  |  | Stack Damper | Non-Condensing | Single-Stage | Cast Iron |  |  |  |  | 210000 | 172000 | [9 empty] | 81.2 | 75 | Federally-Regulated Consumer Product | 2007-11-14
Water Pik, Inc. | Laars | PH0500EP04*BA | Water | LPG | No Match | FALSE | TRUE | 3 |  |  | No Match | No Match | No Match | No Match | Copper | No Match |  | No Match |  | 500000 |  | 125000 |  | 82 | 80 |  |  | 5 |  | 82 |  |  | Federally-Regulated Commercial & Industrial Equipment | 2001-05-30
Ajax Boiler, Inc. | Ajax | SFG300W | Steam | Natural Gas | Power | FALSE | TRUE | 3 |  |  | No Match | No Match | No Match | No Match | Other | No Match |  | No Match |  | 12600000 |  | 5000000 |  | 80 | 80 |  |  |  |  | 80 |  |  | Federally-Regulated Commercial & Industrial Equipment | 1997-01-07
Ajax Boiler, Inc. | Ajax | HNG2500W | Steam | Natural Gas | No Match | FALSE | TRUE | 3 |  |  | No Match | No Match | No Match | No Match | Other | No Match |  | No Match |  | 2500000 |  | 1250000 |  | 80 | 80 |  |  |  |  | 80 |  |  | Federally-Regulated Commercial & Industrial Equipment | 1997-01-07
Ajax Boiler, Inc. | Ajax | WGOFD-2000 | Steam | Natural Gas | Power | FALSE | FALSE | 3 |  |  | No Match | No Match | No Match | No Match | Other | No Match |  | No Match |  | 2000000 |  | 1000000 |  | 82 | 80 |  |  |  |  | 80 |  |  | Non Federally-Regulated | 1992-10-27
Newmac Manufacturing | Newmac Manufacturing | NBR 177 | Water | Oil | No Match | TRUE | FALSE | 1 |  |  | No Match | No Match | No Match | No Match | Other | No Match |  | No Match |  | 210000 | [10 empty] | 84 | 80 | Federally-Regulated Consumer Product | 2001-04-12
PB Heat, LLC | PB Heat, LLC | TCII-17 | Both Steam & Water | Natural Gas | Power | FALSE | FALSE | 1 |  |  |  | None | Non-Condensing | Single-Stage | Cast Iron |  |  |  |  | 5238000 | 4358000 |  |  | 83.4 | 80 | 83.2 | [6 empty] | Federally-Regulated Commercial & Industrial Equipment | 2011-08-22
Water Pik, Inc. | Laars | VW0850IN09CBA | Both Steam & Water | Natural Gas | No Match | FALSE | FALSE | 3 |  |  | No Match | No Match | No Match | No Match | Copper | No Match |  | No Match |  | 850000 |  | 850000 |  | 82 | 80 |  |  | 5 |  | 82 |  |  | Federally-Regulated Commercial & Industrial Equipment | 2001-11-21
Burnham Corp. | Burnham Corp. | K5010 | Both Steam & Water | LPG | Induced Draft | FALSE | FALSE | 1 |  |  |  | None | Non-Condensing | Single-Stage | Cast Iron |  |  |  |  | 658100 | 527000 |  |  | 80 | 80 | 77 | [6 empty] | Federally-Regulated Commercial & Industrial Equipment | 2010-03-16
Ajax Boiler, Inc. | Ajax | SRPG25 | Steam | Natural Gas | Power | FALSE | TRUE | 1 |  |  | Draft Hood | Stack Damper | Non-Condensing | Two-Stage Modulating | Other | None |  | No Match |  | 1000000 | 800000 | 800000 | 640000 | 80 | 80 | 79.2 | [6 empty] | Federally-Regulated Commercial & Industrial Equipment | 2007-08-15
PVI Industries | PVI | 144 EWB 125A-E | Water | Electricity | No Match | TRUE | FALSE | 3 |  |  | No Match | No Match | No Match | No Match | Other | No Match |  | No Match |  | 491000 |  | 491000 |  | 99.9 | [5 empty] | 99.9 |  |  | Non Federally-Regulated | 1992-09-28
Water Pik, Inc. | Laars | PH1670IP09*1A | Water | LPG | No Match | FALSE | FALSE | 3 |  |  | No Match | No Match | No Match | No Match | Copper | No Match |  | No Match |  | 1670000 |  | 417500 |  | 81 | 80 |  |  | 5 |  | 81 |  |  | Federally-Regulated Commercial & Industrial Equipment | 2001-05-30
Laars Heating Systems Co. | Laars | PH1010EN******** | Water | Natural Gas | Induced Draft | FALSE | TRUE | 1 |  |  |  | None | Non-Condensing | Step Modulating | Copper | Single-Speed |  | Standard |  | 1010000 | 829000 | 252500 |  | 82 | 80 | 79.6 | [6 empty] | Federally-Regulated Commercial & Industrial Equipment | 2007-11-01
Ajax Boiler, Inc. | Ajax | OWGOFD525 | Steam | Natural Gas | Power | FALSE | TRUE | 3 |  |  | No Match | No Match | No Match | No Match | Other | No Match |  | No Match |  | 525000 |  | 262500 |  | 82 | 80 |  |  |  |  | 80 |  |  | Non Federally-Regulated | 1992-10-27
Raypak | Raypak | H7-1253 * | Water | Natural Gas | Induced Draft | FALSE | FALSE | 1 |  |  |  | None | Non-Condensing | Step Modulating | Copper |  |  |  |  | 1250000 | 1078000 |  |  |  |  | 86.2 | [6 empty] | Federally-Regulated Commercial & Industrial Equipment | 2015-04-16
RBI Water Heaters | RBI Water Heaters | SB350 | Water | Natural Gas | Power | FALSE | FALSE | 1 |  |  |  | None | Non-Condensing | Single-Stage | Copper |  |  |  |  | 350000 | 285000 |  |  | 81.6 | 80 | 81.6 | [6 empty] | Federally-Regulated Commercial & Industrial Equipment | 2011-08-22
Easco Boiler Corp. | Easco | SM4-200-S015 | Both Steam & Water | Combo (Natural Gas & Oil) | Power | FALSE | FALSE | 3 |  |  | No Match | No Match | No Match | No Match | Other | No Match |  | No Match |  | 8369000 |  | 1673800 |  | 83 | 80 |  |  | 22 |  | 81 |  |  | Federally-Regulated Commercial & Industrial Equipment | 1998-06-02
Ajax Boiler, Inc. | Ajax | SNG30W | Steam | Natural Gas | No Match | FALSE | TRUE | 3 |  |  | No Match | No Match | No Match | No Match | Other | No Match |  | No Match |  | 1260000 |  | 1256000 |  | 80 | 80 |  |  |  |  | 80 |  |  | Federally-Regulated Commercial & Industrial Equipment | 1997-01-07
Parker Boiler Co. | Parker Boiler | T6800LR | Water | Natural Gas | Power | FALSE | FALSE | 3 |  |  | No Match | No Match | No Match | No Match | Other | No Match |  | No Match |  | 6800000 |  | 3400000 |  | 85 | 80 |  |  | 4 |  | 82 |  |  | Federally-Regulated Commercial & Industrial Equipment | 1996-03-13
Universal Boiler Works | Universal Boiler Works | BF600S1 | Steam | Combo (Natural Gas & Oil) | Power | FALSE | FALSE | 3 |  |  | No Match | No Match | No Match | No Match | Other | No Match |  | No Match |  | 25200000 |  | 4200000 |  | 83.5 | 80 |  |  | 10 |  | 82 |  |  | Federally-Regulated Commercial & Industrial Equipment | 2001-12-13
Laars Heating Systems Co. | Laars | MGH3000****** | Water | LPG | Power | FALSE | FALSE | 3 |  | FALSE | None | None | Condensing | Step Modulating | Other |  |  |  |  | 3000000 | 2814000 |  |  | 93.8 |  | 95 | [6 empty] | Federally-Regulated Commercial & Industrial Equipment | 2014-05-21
Burnham Corp. | Burnham Corp. | V1107-SO | Steam | Oil | Power | FALSE | FALSE | 1 |  | FALSE |  | Stack Damper | Non-Condensing | Two-Stage Modulating | Cast Iron |  |  |  |  | 1540000 | 1277000 |  |  | 83 |  | 83 | [6 empty] | Federally-Regulated Commercial & Industrial Equipment | 2014-10-23
Water Pik, Inc. | Laars | PH1010EP09CBA | Water | LPG | No Match | FALSE | TRUE | 3 |  |  | No Match | No Match | No Match | No Match | Copper | No Match |  | No Match |  | 1010000 |  | 1010000 |  | 82 | 80 |  |  | 5 |  | 82 |  |  | Federally-Regulated Commercial & Industrial Equipment | 2001-05-30
Ajax Boiler, Inc. | Ajax | WGXFD-3750 | Steam | Natural Gas | Power | FALSE | FALSE | 3 |  |  | No Match | No Match | No Match | No Match | Other | No Match |  | No Match |  | 3750000 |  | 1875000 |  | 82 | 80 |  |  |  |  | 80 |  |  | Non Federally-Regulated | 1992-10-27
Raypak | Raypak | H7-0300* | Water | Natural Gas | Induced Draft | FALSE | FALSE | 1 |  |  | None | None | Condensing | Step Modulating | Other |  |  |  |  | 300000 | 282000 | 60000 |  | 94.5 | 80 | 94 |  | 12 |  |  |  |  | Federally-Regulated Commercial & Industrial Equipment | 2010-10-29
Burnham Corp. | Burnham Corp. | CHG150 | Water | LPG | Induced Draft | FALSE | FALSE | 1 |  |  | None | None | Condensing | Step Modulating | Other | Single-Speed | 0.13 | Standard |  | 150000 | 135000 | 30000 | 27000 | [7 empty] | 93.1 | 80 | Federally-Regulated Consumer Product | 2008-09-25
Water Pik, Inc. | Laars | EDP0175**IF2*X | Water | Combo (Natural Gas & Oil) | Power | FALSE | FALSE | 1 |  |  | No Match | None | Condensing | Step Modulating | Copper | No Match |  | No Match |  | 175300 | 152100 | [9 empty] | 86.1 | 80 | Federally-Regulated Consumer Product | 2005-02-10
Raypak | Raypak | (H,W)7-0700 | Water | LPG | Induced Draft | FALSE | TRUE | 1 |  |  | None | None | Condensing | Step Modulating | Other |  |  |  |  | 700000 | 658000 |  |  | 94.5 | 80 | 94 | [6 empty] | Federally-Regulated Commercial & Industrial Equipment | 2011-02-17
Ajax Boiler, Inc. | Ajax | WGX-WGXB-300-D | Steam | Natural Gas | No Match | FALSE | FALSE | 3 |  |  | No Match | No Match | No Match | No Match | Other | No Match |  | No Match |  | 300000 |  | 300000 |  | 80 | 80 |  |  |  |  | 80 |  |  | Federally-Regulated Commercial & Industrial Equipment | 1996-02-29
Smith Cast Iron Boilers | Smith Cast Iron Boilers | GB250-S-8-CON | Steam | Natural Gas | Power | TRUE | FALSE | 1 |  |  |  | Electro-Mechanical Flue Damper | Non-Condensing | Single-Stage | Cast Iron |  |  |  |  | 350000 | 280000 |  |  | 80 | 80 | 75.8 | [6 empty] | Federally-Regulated Commercial & Industrial Equipment | 2007-12-12
Burnham Corp. | Burnham Corp. | CL-40-O | Steam | Oil | Power | FALSE | FALSE | 1 |  | FALSE |  | None | Non-Condensing | Two-Stage Modulating | Other |  |  |  |  | 1568000 | 1337000 |  |  | 87.5 |  | 85.3 | [6 empty] | Federally-Regulated Commercial & Industrial Equipment | 2014-12-01
Burnham Corp. | Burnham Corp. | ALP080 | Water | LPG | Power | FALSE | FALSE | 1 |  |  | None | None | Condensing | Step Modulating | Other |  |  |  |  | 80000 | 73000 | 16000000 | 15200000 | [7 empty] | 95 | 80 | Federally-Regulated Consumer Product | 2008-04-14
Dunkirk | Carrier | BW2AAN000070ABAA | Water | Natural Gas | No Match | FALSE | FALSE | 1 |  |  | No Match | No Match | No Match | No Match | Cast Iron | No Match |  | No Match |  | 70000 | [10 empty] | 81.6 | 80 | Federally-Regulated Consumer Product | 1999-10-22
Burnham Corp. | Burnham Corp. | K5012SN | Steam | Natural Gas | Induced Draft | TRUE | FALSE | 1 |  | TRUE |  | None | Non-Condensing | Single-Stage | Cast Iron |  |  |  |  | 858000 | 661000 |  |  | 80 |  | 77 | [6 empty] | Federally-Regulated Commercial & Industrial Equipment | 2014-09-05
Lochinvar, LLC. | Lochinvar Corp. | CBN135F9 | Water | LPG | Injection Type | FALSE | FALSE | 1 |  |  |  | Stack Damper | Non-Condensing | Single-Stage | Copper |  |  |  |  | 135000 | 112000 | [9 empty] | 84 | 80 | Federally-Regulated Consumer Product | 2007-11-14
Burnham Corp. | Crown Boiler Co. | 16H-340 | Water | Natural Gas | Induced Draft | FALSE | FALSE | 1 |  |  |  | None | Non-Condensing | Single-Stage | Cast Iron |  |  |  |  | 340000 | 275000 |  |  | 83.7 |  | 81 | [6 empty] | Federally-Regulated Commercial & Industrial Equipment | 2014-09-05
PB Heat, LLC | PB Heat, LLC | 64-07 | Steam | Natural Gas | Injection Type | FALSE | FALSE | 1 |  | TRUE | Draft Diverter | None | Non-Condensing | Single-Stage | Cast Iron |  |  |  |  | 345000 | 274000 |  |  | 82.5 |  | 79.4 | [6 empty] | Federally-Regulated Commercial & Industrial Equipment | 2015-06-01
Parker Boiler Co. | Parker Boiler | 20LR | Steam | Natural Gas | Power | FALSE | FALSE | 3 |  |  | No Match | No Match | No Match | No Match | Other | No Match |  | No Match |  | 860000 |  | 430000 |  | 83 | 80 |  |  | 4 |  | 82 |  |  | Federally-Regulated Commercial & Industrial Equipment | 1996-03-13
English Boiler & Tube, Inc. | Bent Tube Balanced Flow | BTBF-50-15 | Steam | Natural Gas | Power | FALSE | FALSE | 3 |  |  | No Match | No Match | No Match | No Match | Other | No Match |  | No Match |  | 2100000 |  | 525000 |  | 80 | 80 |  |  | 3 |  | 80 |  |  | Federally-Regulated Commercial & Industrial Equipment | 1998-09-10
Burnham Corp. | Crown Boiler Co. | 16-585 | Water | Natural Gas | Induced Draft | FALSE | FALSE | 1 |  |  |  | None | Non-Condensing | Single-Stage | Cast Iron |  |  |  |  | 585000 | 468000 |  |  | 80 | 80 | 77 | [6 empty] | Federally-Regulated Commercial & Industrial Equipment | 2007-12-12
Lochinvar, LLC. | Lochinvar | SBN1500 | Both Steam & Water | Natural Gas | Power | FALSE | FALSE | 1 |  |  | None | None | Condensing | Step Modulating | Other |  |  |  |  | 1500000 | 1422000 | 150000 | 142200 | 94.8 | 80 | 94.8 | [6 empty] | Federally-Regulated Commercial & Industrial Equipment | 2010-06-07
PB Heat, LLC | Peerless | WV-DV-03-075 | Water | Oil | Power | FALSE | FALSE | 1 | TRUE |  |  | None | Non-Condensing | Single-Stage | Cast Iron |  |  |  |  | 105000 | 92000 | [9 empty] | 86.7 | 84 | Federally-Regulated Consumer Product | 2015-09-30
Easco Boiler Corp. | Easco | SM4-400-W030 | Both Steam & Water | Combo (Natural Gas & Oil) | Power | FALSE | FALSE | 3 |  |  | No Match | No Match | No Match | No Match | Other | No Match |  | No Match |  | 16738000 |  | 3347600 |  | 84 | 80 |  |  | 22 |  | 81 |  |  | Federally-Regulated Commercial & Industrial Equipment | 1998-06-02
Raypak | Raypak | H(1,2,5)-1287* | Water | Natural Gas | Injection Type | FALSE | TRUE | 1 |  |  |  | None | Non-Condensing | Step Modulating | Copper |  |  |  |  | 1287000 | 1055000 |  |  |  |  | 82 | [6 empty] | Federally-Regulated Commercial & Industrial Equipment | 2015-04-16
Parker Boiler Co. | Parker Boiler | T3600L | Water | Natural Gas | Power | FALSE | FALSE | 3 |  |  | No Match | No Match | No Match | No Match | Other | No Match |  | No Match |  | 3600000 |  | 1800000 |  | 80 | 80 |  |  | 4 |  | 80 |  |  | Federally-Regulated Commercial & Industrial Equipment | 1996-03-13
Crown Boiler Co. | CROWN BOILER | AWI 095E | Water | LPG | Induced Draft | FALSE | FALSE | 1 | TRUE |  |  | Stack Damper | Non-Condensing | Single-Stage | Cast Iron |  |  |  |  | 95000 | 78000 | [9 empty] | 82.3 | 80 | Federally-Regulated Consumer Product | 2015-09-30
Ajax Boiler, Inc. | Ajax | WNG1500W | Water | Natural Gas | No Match | FALSE | TRUE | 3 |  |  | No Match | No Match | No Match | No Match | Other | No Match |  | No Match |  | 1500000 |  | 750000 |  | 80 | 80 |  |  |  |  | 80 |  |  | Federally-Regulated Commercial & Industrial Equipment | 1997-01-07
Cleaver-Brooks | Cleaver-Brooks | CBW-700-150-***** | Steam | Natural Gas | Power | FALSE | FALSE | 3 |  |  | No Match | No Match | No Match | No Match | Other | No Match |  | No Match |  | 6280000 |  | 6280000 |  | 80 | 80 |  |  | 25 |  | 80 |  |  | Federally-Regulated Commercial & Industrial Equipment | 1999-03-02
Aerco International | Aerco International | BMK 2000 | Water | Natural Gas | Luminous | FALSE | FALSE | 1 |  |  |  | None | Condensing | Step Modulating | Other |  |  |  |  | 2000000 | 1892000 |  |  | 95.1 |  | 94.6 | [6 empty] | Federally-Regulated Commercial & Industrial Equipment | 2014-09-05
Slant / Fin Corp. | Slant / Fin Corp. | LD-70 | Water | Oil | Power | FALSE | FALSE | 1 |  |  |  | None | Non-Condensing | Single-Stage | Cast Iron |  |  |  |  | 420000 | 399000 |  |  | 83.5 | 83 | 80.7 | [6 empty] | Federally-Regulated Commercial & Industrial Equipment | 2008-04-14
Water Pik, Inc. | Laars | VW4500IP18A* | Both Steam & Water | LPG | No Match | FALSE | FALSE | 3 |  |  | No Match | No Match | No Match | No Match | Copper | No Match |  | No Match |  | 4500000 |  | 4500000 |  | 82 | 80 |  |  | 5 |  | 82 |  |  | Federally-Regulated Commercial & Industrial Equipment | 2001-11-21
Laars Heating Systems Co. | Triangle Tube | KS80 | Water | LPG | Induced Draft | FALSE | FALSE | 1 |  | TRUE |  | None | Condensing | Step Modulating | Other | Single-Speed |  |  |  | 80000 | 74000 | [9 empty] | 95 | 80 | Federally-Regulated Consumer Product | 2013-07-10
RBI Water Heaters | RBI Water Heaters | MB1500 | Water | Natural Gas | Induced Draft | TRUE | TRUE | 1 |  |  |  | None | Non-Condensing | Single-Stage | Copper |  |  |  |  | 1500000 | 1279000 |  |  | 85.2 | 80 | 85.2 | [6 empty] | Federally-Regulated Commercial & Industrial Equipment | 2007-12-12
Crown Boiler Co. | CROWN BOILER | CT-4 | Water | Oil | Pressure | FALSE | FALSE | 1 | TRUE |  |  | None | Non-Condensing | Single-Stage | Cast Iron |  |  |  |  | 140000 | 121000 | [9 empty] | 93.3 | 84 | Federally-Regulated Consumer Product | 2015-09-30
Burnham Corp. | Burnham Corp. | K5026 | Both Steam & Water | Natural Gas | Induced Draft | TRUE | FALSE | 1 |  |  |  | None | Non-Condensing | Single-Stage | Cast Iron |  |  |  |  | 1950000 | 1560000 |  |  | 80 | 80 | 77 | [6 empty] | Federally-Regulated Commercial & Industrial Equipment | 2010-03-16
PB Heat, LLC | PB Heat, LLC | TCII-04 | Both Steam & Water | Natural Gas | Power | FALSE | FALSE | 1 |  |  |  | None | Non-Condensing | Single-Stage | Cast Iron |  |  |  |  | 1143000 | 931000 |  |  | 83.6 | 80 | 81.4 | [6 empty] | Federally-Regulated Commercial & Industrial Equipment | 2011-08-22
Harsco Industrial / Patterson-Kelley | Harsco Industrial / Patterson-Kelley | C-2000H | Water | Natural Gas | Power | FALSE | FALSE | 1 |  |  |  | None | Condensing | Step Modulating | Other |  |  |  |  | 2000000 | 1902000 |  |  |  |  | 95.1 | [6 empty] | Federally-Regulated Commercial & Industrial Equipment | 2015-04-14
Weben-Jarco | Jarco | AJHWB-97 | Water | Natural Gas | No Match | FALSE | FALSE | 3 |  |  | No Match | No Match | No Match | No Match | Copper | No Match |  | No Match |  | 970000 |  | 970000 |  | 80 | 80 |  |  |  |  | 80 |  |  | Federally-Regulated Commercial & Industrial Equipment | 1996-02-29
Cleaver-Brooks | Cleaver-Brooks | FLX-700-800HW | Water | Natural Gas | Power | FALSE | FALSE | 3 |  |  | No Match | No Match | No Match | No Match | Other | No Match |  | No Match |  | 8000000 |  | 8000000 |  | 80 | 80 |  |  | 25 |  | 80 |  |  | Federally-Regulated Commercial & Industrial Equipment | 2001-07-31
Laars Heating Systems Company | COPPER BRUTE II | BWCH1750 | Water | Natural Gas | Power | FALSE | FALSE | 1 |  |  |  | None | Non-Condensing | Step Modulating | Copper |  |  |  |  | 1750000 | 1489000 |  |  |  |  | 85.2 | 80 | [5 empty] | Federally-Regulated Commercial & Industrial Equipment | 2015-09-30
Burnham Corp. | Burnham Corp. | RV6 | Water | Natural Gas | Induced Draft | FALSE | FALSE | 1 |  |  |  | None | Non-Condensing | Single-Stage | Cast Iron | Single-Speed | 0.08 | Standard |  | 164000 | 143000 | [9 empty] | 87.2 | 80 | Federally-Regulated Consumer Product | 2007-11-14
Dunkirk | Caribe | BWMAAN000100AAAA | Water | Natural Gas | Pressure | FALSE | FALSE | 1 |  | TRUE |  | None | Condensing | Step Modulating | Other | Single-Speed |  |  |  | 100000 | 91000 | [9 empty] | 95 | 80 | Federally-Regulated Consumer Product | 2013-04-19
Raypak | Raypak | W7-0500* | Water | LPG | Induced Draft | FALSE | TRUE | 1 |  |  | None | None | Condensing | Step Modulating | Other |  |  |  |  | 500000 | 470000 | 100000 |  | 94.5 | 80 | 94 |  | 12 |  |  |  |  | Federally-Regulated Commercial & Industrial Equipment | 2010-10-29
Raypak | Raypak | H9-2342* | Water | LPG | Induced Draft | FALSE | FALSE | 1 |  |  |  | None | Non-Condensing | Step Modulating | Copper |  |  |  |  | 2340000 | 1965000 |  |  |  |  | 84 | [6 empty] | Federally-Regulated Commercial & Industrial Equipment | 2015-04-16
Water Pik, Inc. | Laars | HH0250CN12CB | Water | Natural Gas | No Match | FALSE | TRUE | 1 |  |  | No Match | No Match | No Match | No Match | Copper | No Match |  | No Match |  | 250000 | [10 empty] | 82 | 80 | Federally-Regulated Consumer Product | 2001-11-21
Allied Engineering Co. | Super Hot | AAE1560**** | Water | Natural Gas | No Match | TRUE | TRUE | 3 |  |  | No Match | No Match | No Match | No Match | Copper | No Match |  | No Match |  | 1560000 |  | 546000 |  | 80 | 80 |  |  | 450 |  | 80 |  |  | Federally-Regulated Commercial & Industrial Equipment | 1998-04-21
Dunkirk | Sears | 229.9653 | Water | LPG | Power | FALSE | FALSE | 1 |  |  | No Match | No Match | No Match | No Match | Cast Iron | No Match |  | No Match |  | 42500 | [10 empty] | 84.4 | 80 | Federally-Regulated Consumer Product | 2000-06-07
Smith Cast Iron Boilers | Smith Cast Iron Boilers | GB100-W-11-INT-D | Water | Natural Gas | No Match | FALSE | FALSE | 1 |  |  | No Match | No Match | No Match | No Match | Cast Iron | No Match |  | No Match |  | 250000 | [10 empty] | 83.2 | 80 | Federally-Regulated Consumer Product | 1998-12-21
Camus Hydronics | Camus Hydronics | DMPW-0102 | Water | LPG | Power | FALSE | TRUE | 1 | TRUE |  |  | None | Condensing | Step Modulating | Other |  |  |  |  | 100000 | 90000 | [9 empty] | 90 | 80 | Federally-Regulated Consumer Product | 2015-09-30
Water Pik, Inc. | Laars | HH5000IN18A* | Water | Natural Gas | No Match | FALSE | FALSE | 3 |  |  | No Match | No Match | No Match | No Match | Copper | No Match |  | No Match |  | 5000000 |  | 5000000 |  | 82 | 80 |  |  | 5 |  | 82 |  |  | Federally-Regulated Commercial & Industrial Equipment | 2001-05-16
Columbia Boiler / Pottstown | Boyertown Furnace Co. | SL6150 | Water | Natural Gas | Power | FALSE | FALSE | 1 |  |  | Barometric Regulator | None | Non-Condensing | Single-Stage | Cast Iron |  |  |  |  | 210000 | 184000 | [9 empty] | 85.1 | 80 | Federally-Regulated Consumer Product | 2008-04-14
PB Heat, LLC | PB Heat, LLC | LCE-20-S-O | Steam | Oil | Power | FALSE | FALSE | 3 |  | FALSE |  | None | Non-Condensing | Single-Stage | Cast Iron |  |  |  |  | 3710000 | 3082000 |  |  | 83.5 |  | 83.3 | [6 empty] | Federally-Regulated Commercial & Industrial Equipment | 2014-09-05
Lochinvar, LLC. | Lochinvar Corp. | FBL2000 | Water | Natural Gas | Power | FALSE | FALSE | 1 |  |  | None | None | Condensing | Step Modulating | Other |  |  |  |  | 2000000 | 1840000 |  |  | 92 | 80 | 92 | [6 empty] | Federally-Regulated Commercial & Industrial Equipment | 2011-02-17
Water Pik, Inc. | Laars | HH3600EN18CC | Water | Natural Gas | No Match | FALSE | TRUE | 3 |  |  | No Match | No Match | No Match | No Match | Copper | No Match |  | No Match |  | 3645000 |  | 3645000 |  | 81 | 80 |  |  | 5 |  | 81 |  |  | Federally-Regulated Commercial & Industrial Equipment | 2001-05-16
Water Pik, Inc. | Laars | HH0600IP09C1A | Water | LPG | No Match | FALSE | FALSE | 3 |  |  | No Match | No Match | No Match | No Match | Copper | No Match |  | No Match |  | 600000 |  | 600000 |  | 81 | 80 |  |  | 5 |  | 81 |  |  | Federally-Regulated Commercial & Industrial Equipment | 2001-05-30
Allied Engineering Co. | Super Hot | AAE1560*** | Water | Natural Gas | No Match | FALSE | TRUE | 3 |  |  | No Match | No Match | No Match | No Match | Copper | No Match |  | No Match |  | 1560000 |  | 546000 |  | 80 | 80 |  |  |  |  | 80 |  |  | Federally-Regulated Commercial & Industrial Equipment | 1998-04-21
Ajax Boiler, Inc. | Ajax | SGX-SGXB-400-D | Steam | Natural Gas | No Match | FALSE | FALSE | 3 |  |  | No Match | No Match | No Match | No Match | Other | No Match |  | No Match |  | 400000 |  | 400000 |  | 80 | 80 |  |  |  |  | 80 |  |  | Federally-Regulated Commercial & Industrial Equipment | 1996-02-29
Water Pik, Inc. | Laars | CB-M2-150 | Water | Combo (Natural Gas & Oil) | Power | FALSE | FALSE | 1 |  |  | No Match | No Match | No Match | No Match | Copper | No Match |  | No Match |  | 150000 | [10 empty] | 88.6 | 80 | Federally-Regulated Consumer Product | 2001-11-21
Burnham Corp. | Crown Boiler Co. | 32-1140*N | Both Steam & Water | LPG | Induced Draft | FALSE | FALSE | 1 |  |  |  | None | Non-Condensing | Single-Stage | Cast Iron |  |  |  |  | 1140000 | 912000 |  |  | 80.5 | 80 | 75.4 | [6 empty] | Federally-Regulated Commercial & Industrial Equipment | 2007-12-12
Raypak | Raypak | H7-1503 | Water | Natural Gas | Induced Draft | FALSE | TRUE | 1 |  |  | None | None | Non-Condensing | Single-Stage | Copper |  |  |  |  | 1500000 | 1305000 |  |  | 87 | 80 | 87 | [6 empty] | Federally-Regulated Commercial & Industrial Equipment | 2007-12-12
Noritz America Corp. | Noritz America Corp. | NH-1501-DU | Water | LPG | Power | FALSE | TRUE | 1 |  |  | None | Stack Damper | Non-Condensing | Step Modulating | Copper | None |  | No Match |  | 150000 | 122400 | 55500 | 45300 | [7 empty] | 82.8 | 80 | Federally-Regulated Consumer Product | 2006-12-29
Water Pik, Inc. | Laars | PH1825IN04*1A | Water | Natural Gas | No Match | FALSE | FALSE | 3 |  |  | No Match | No Match | No Match | No Match | Copper | No Match |  | No Match |  | 1825000 |  | 456250 |  | 81 | 80 |  |  | 5 |  | 81 |  |  | Federally-Regulated Commercial & Industrial Equipment | 2001-05-16
PB Heat, LLC | Peerless | PSCII-03-SPRK | Water | Natural Gas | Injection Type | FALSE | FALSE | 1 | TRUE |  |  | None | Non-Condensing | Single-Stage | Cast Iron | Single-Speed |  |  |  | 65000 | 56000 | [9 empty] | 86 | 80 | Federally-Regulated Consumer Product | 2015-09-30
Water Pik, Inc. | Laars | PW1670IP04*1A | Both Steam & Water | LPG | No Match | FALSE | FALSE | 3 |  |  | No Match | No Match | No Match | No Match | Copper | No Match |  | No Match |  | 1670000 |  | 417500 |  | 81 | 80 |  |  | 5 |  | 81 |  |  | Federally-Regulated Commercial & Industrial Equipment | 2001-11-21
Ajax Boiler, Inc. | Ajax | OWGB525 | Steam | LPG | No Match | FALSE | TRUE | 3 |  |  | No Match | No Match | No Match | No Match | Other | No Match |  | No Match |  | 525000 |  | 525000 |  | 80 | 80 |  |  |  |  | 80 |  |  | Federally-Regulated Commercial & Industrial Equipment | 1996-02-29
Ajax Boiler, Inc. | Ajax | WGXFD-1500 | Steam | Natural Gas | Power | FALSE | FALSE | 3 |  |  | No Match | No Match | No Match | No Match | Other | No Match |  | No Match |  | 1500000 |  | 750000 |  | 82 | 80 |  |  |  |  | 80 |  |  | Non Federally-Regulated | 1992-10-27
Hydrotherm | Hydrotherm | KN-2 | Water | Natural Gas | Power | FALSE | FALSE | 1 |  |  |  | None | Condensing | Step Modulating | Cast Iron |  |  |  |  | 199000 | 173000 | [9 empty] | 92.7 | 80 | Federally-Regulated Consumer Product | 2008-04-14
Burnham Corp. | Crown Boiler Co. | 32-950*N | Both Steam & Water | LPG | Induced Draft | FALSE | FALSE | 1 |  |  |  | None | Non-Condensing | Single-Stage | Cast Iron |  |  |  |  | 950000 | 760000 |  |  | 80.5 | 80 | 75.4 | [6 empty] | Federally-Regulated Commercial & Industrial Equipment | 2007-12-12
Smith Cast Iron Boilers | Peerless | TCII-16-S-G | Steam | Natural Gas | Power | FALSE | FALSE | 1 |  | FALSE |  | None | Non-Condensing | Single-Stage | Cast Iron |  |  |  |  | 4923000 | 4095000 |  |  |  |  | 83.2 | 79 | [5 empty] | Federally-Regulated Commercial & Industrial Equipment | 2015-09-30
Ajax Boiler, Inc. | Ajax | OWGB8000 | Steam | Natural Gas | No Match | FALSE | TRUE | 3 |  |  | No Match | No Match | No Match | No Match | Other | No Match |  | No Match |  | 8000000 |  | 8000000 |  | 80 | 80 |  |  |  |  | 80 |  |  | Federally-Regulated Commercial & Industrial Equipment | 1996-02-29
Lochinvar, LLC. | Lochinvar Corp. | WBL151 | Water | LPG | Power | FALSE | FALSE | 1 |  |  | None | None | Condensing | Step Modulating | Other |  |  |  |  | 150000 | 135000 | [9 empty] | 95.5 | 80 | Federally-Regulated Consumer Product | 2010-07-21
Weil-McLain | Weil-McLain | 1388 | Both Steam & Water | Natural Gas | Power | FALSE | FALSE | 1 |  |  |  | None | Non-Condensing | Single-Stage | Cast Iron |  |  |  |  | 4119000 | 3422000 |  |  | 83.4 | 80 | 83.1 | [6 empty] | Federally-Regulated Commercial & Industrial Equipment | 2008-04-14
Dunkirk | Ultimate Engineering / Division of Dunkirk | PFG-5T-212 | Water | Combo (Natural Gas & Oil) | Power | FALSE | FALSE | 1 |  |  | No Match | No Match | No Match | No Match | Cast Iron | No Match |  | No Match |  | 212000 | [10 empty] | 82.1 | 80 | Federally-Regulated Consumer Product | 2001-11-01
Burnham Corp. | New Yorker Boiler Co. | CG50CHNI | Water | Natural Gas | Induced Draft | FALSE | FALSE | 1 |  |  |  | Stack Damper | Non-Condensing | Single-Stage | Cast Iron | Single-Speed | 0.04 | Standard |  | 130000 | 108000 | [9 empty] | 84 | 80 | Federally-Regulated Consumer Product | 2008-12-24
Slant / Fin Corp. | Slant / Fin Corp. | EG-13 | Water | LPG | Power | FALSE | FALSE | 1 |  |  |  | None | Non-Condensing | Single-Stage | Cast Iron |  |  |  |  | 91000 | 76000 | [9 empty] | 84.5 | 80 | Federally-Regulated Consumer Product | 2008-04-14
Ajax Boiler, Inc. | Ajax | SNG25W | Steam | Natural Gas | No Match | FALSE | TRUE | 3 |  |  | No Match | No Match | No Match | No Match | Other | No Match |  | No Match |  | 1050000 |  | 1046000 |  | 80 | 80 |  |  |  |  | 80 |  |  | Federally-Regulated Commercial & Industrial Equipment | 1997-01-07
Raypak | Raypak | H-1826A | Water | LPG | Injection Type | FALSE | FALSE | 1 |  |  | None | None | Non-Condensing | Single-Stage | Copper |  |  |  |  | 1680000 | 1378000 |  |  | 82 | 80 | 82 | [6 empty] | Federally-Regulated Commercial & Industrial Equipment | 2007-12-12
Raypak | Raypak | W7-0300* | Water | Natural Gas | Induced Draft | FALSE | FALSE | 1 |  |  | None | None | Condensing | Step Modulating | Other |  |  |  |  | 300000 | 282000 | 60000 |  | 94.5 | 80 | 94 |  | 12 |  |  |  |  | Federally-Regulated Commercial & Industrial Equipment | 2010-10-29
Dunkirk | Carrier | BW3AAP000042ABAA | Water | LPG | Power | FALSE | FALSE | 1 |  |  | No Match | No Match | No Match | No Match | Cast Iron | No Match |  | No Match |  | 42500 | [10 empty] | 84.4 | 80 | Federally-Regulated Consumer Product | 2000-06-07
Water Pik, Inc. | Laars | PH1430EP09*BA | Water | LPG | No Match | FALSE | TRUE | 3 |  |  | No Match | No Match | No Match | No Match | Copper | No Match |  | No Match |  | 1430000 |  | 357500 |  | 82 | 80 |  |  | 5 |  | 82 |  |  | Federally-Regulated Commercial & Industrial Equipment | 2001-05-30
Raypak | Raypak | (H,W)7-0300 * | Water | Natural Gas | Induced Draft | FALSE | FALSE | 1 |  |  |  | None | Condensing | Step Modulating | Other |  |  |  |  | 300000 | 282000 |  |  |  |  | 94 | [6 empty] | Federally-Regulated Commercial & Industrial Equipment | 2015-04-16
PB Heat, LLC | Peerless | MI-04-SPRK | Water | LPG | Injection Type | FALSE | FALSE | 1 | TRUE |  |  | Stack Damper | Non-Condensing | Single-Stage | Cast Iron | Single-Speed |  |  |  | 105000 | 86000 | [9 empty] | 82.1 | 80 | Federally-Regulated Consumer Product | 2015-09-30
Smith Cast Iron Boilers | Smith Cast Iron Boilers | 28HE-S/W-14 | Both Steam & Water | Natural Gas | Power | FALSE | FALSE | 1 |  |  |  | None | Non-Condensing | Single-Stage | Cast Iron |  |  |  |  | 4293000 | 3567000 |  |  | 83.5 | 80 | 83.1 | [6 empty] | Federally-Regulated Commercial & Industrial Equipment | 2007-12-12
Dunkirk | Pennco, Inc. | 1806HWID | Water | LPG | No Match | FALSE | FALSE | 1 |  |  | No Match | No Match | No Match | No Match | Cast Iron | No Match |  | No Match |  | 175000 | [10 empty] | 84.1 | 80 | Federally-Regulated Consumer Product | 1998-12-21
Laars Heating Systems Co. | Laars Heating Systems Co. | MLXCW175(N,P)**** | Water | Natural Gas | Power | FALSE | FALSE | 1 |  | TRUE |  | None | Condensing | Step Modulating | Other | Single-Speed |  |  |  | 175000 | 166000 | [9 empty] | 95 | 80 | Federally-Regulated Consumer Product | 2014-10-23
Raypak | Raypak | H7-1505 * | Water | LPG | Induced Draft | FALSE | FALSE | 1 |  |  |  | None | Condensing | Step Modulating | Copper |  |  |  |  | 1500000 | 1440000 |  |  |  |  | 96 | [6 empty] | Federally-Regulated Commercial & Industrial Equipment | 2015-04-16
Water Pik, Inc. | Laars | VW2450IN18A* | Both Steam & Water | Natural Gas | No Match | FALSE | FALSE | 3 |  |  | No Match | No Match | No Match | No Match | Copper | No Match |  | No Match |  | 2450000 |  | 2450000 |  | 82 | 80 |  |  | 5 |  | 82 |  |  | Federally-Regulated Commercial & Industrial Equipment | 2001-11-21
Ajax Boiler, Inc. | Ajax | WEC2750W | Water | Combo (Natural Gas & Oil) | Power | FALSE | TRUE | 3 |  |  | No Match | No Match | No Match | No Match | Other | No Match |  | No Match |  | 2610000 |  | 1100000 |  | 85 | 80 |  |  |  |  | 80 |  |  | Federally-Regulated Commercial & Industrial Equipment | 1997-01-07
Rinnai | Continuum | REU2424WUS-P | Both Steam & Water | LPG | Power | FALSE | TRUE | 1 |  |  | No Match | No Match | No Match | No Match | Other | No Match |  | No Match |  | 180000 | [7 empty] | 80 |  |  | 82 | 80 | Federally-Regulated Consumer Product | 2000-07-18
PB Heat, LLC | National HVAC Manufacturing Company, LLC | E5-OW*-212 | Water | Oil | Power | FALSE | FALSE | 1 |  |  |  | None | Non-Condensing | Single-Stage | Cast Iron | Single-Speed |  |  |  | 245000 | 212000 | [9 empty] | 85.5 | 80 | Federally-Regulated Consumer Product | 2013-11-14
Lochinvar, LLC. | Lochinvar Corp. | SBL1300 | Water | LPG | Power | FALSE | FALSE | 1 |  |  |  | None | Condensing | Step Modulating | Other |  |  |  |  | 1300000 | 1240000 |  |  |  |  | 95.4 | [6 empty] | Federally-Regulated Commercial & Industrial Equipment | 2015-04-20
Rinnai | Rinnai | Q175C | Water | Natural Gas | Induced Draft | FALSE | FALSE | 1 |  | TRUE | None | None | Condensing | Step Modulating | Other | Variable-Speed |  | Premium |  | 175000 | 162000 | [9 empty] | 95 | 80 | Federally-Regulated Consumer Product | 2013-11-14
Lochinvar, LLC. | Lochinvar Corp. | KBL106 | Water | LPG | Power | FALSE | FALSE | 1 |  | TRUE | None | None | Condensing | Step Modulating | Other |  |  |  |  | 105000 | 97000 | [9 empty] | 95 | 80 | Federally-Regulated Consumer Product | 2014-10-23
Laars Heating Systems Co. | Bradford-White Corp. | BMT2H1000 | Water | Natural Gas | Power | FALSE | FALSE | 1 |  | FALSE |  | None | Non-Condensing | Two-Stage Modulating | Copper |  |  |  |  | 999000 | 849000 |  |  | 85 |  | 85 | [6 empty] | Federally-Regulated Commercial & Industrial Equipment | 2014-08-11
Ajax Boiler, Inc. | Ajax | OSGOXFD700 | Steam | Natural Gas | Power | FALSE | TRUE | 3 |  |  | No Match | No Match | No Match | No Match | Other | No Match |  | No Match |  | 700000 |  | 350000 |  | 81 | 80 |  |  |  |  | 80 |  |  | Non Federally-Regulated | 1992-10-27
ECR International, Ltd. | Dunkirk | ESB4125 | Steam | Oil | Pressure | FALSE | FALSE | 1 |  |  |  | None | Non-Condensing | Single-Stage | Cast Iron |  |  |  |  | 175000 | 145000 | [9 empty] | 82.5 | 80 | Federally-Regulated Consumer Product | 2008-10-20
Laars Heating Systems Co. | Laars | MT2H1750N******* | Water | Natural Gas | Power | FALSE | TRUE | 1 |  |  |  | None | Non-Condensing | Two-Stage Modulating | Copper |  |  |  |  | 1750000 | 1487500 |  |  | 85 | 80 | 84 | [6 empty] | Federally-Regulated Commercial & Industrial Equipment | 2008-03-14
Burnham Corp. | New Yorker Boiler Co. | FR98 | Water | Oil | Power | FALSE | FALSE | 1 |  |  |  | None | Non-Condensing | Single-Stage | Other | Single-Speed | 0.04 | Standard |  | 119000 | 104000 | [9 empty] | 86.4 | 80 | Federally-Regulated Consumer Product | 2007-11-14
Ajax Boiler, Inc. | Ajax | SGXFD-2750 | Steam | Natural Gas | Power | FALSE | FALSE | 3 |  |  | No Match | No Match | No Match | No Match | Other | No Match |  | No Match |  | 2750000 |  | 1375000 |  | 81 | 80 |  |  |  |  | 80 |  |  | Non Federally-Regulated | 1992-10-27
Burnham Corp. | Burnham Corp. | K5011SN | Steam | Natural Gas | Induced Draft | TRUE | FALSE | 1 |  | TRUE |  | None | Non-Condensing | Single-Stage | Cast Iron |  |  |  |  | 780000 | 601000 |  |  | 80 |  | 77 | [6 empty] | Federally-Regulated Commercial & Industrial Equipment | 2014-09-05
Harsco Industrial / Patterson-Kelley | Mach | C-300LNX | Water | Natural Gas | Power | FALSE | TRUE | 1 |  |  | None | None | Condensing | Step Modulating | Other | Dual-Speed |  |  |  | 300000 | 279000 | 60000 | 55800 | 93 | 80 | 92 | [6 empty] | Federally-Regulated Commercial & Industrial Equipment | 2009-03-14
Weil-McLain | Weil-McLain | 994 | Steam | Natural Gas | Power | FALSE | FALSE | 3 |  |  | No Match | No Match | No Match | No Match | Cast Iron | No Match |  | No Match |  | 2887000 |  | 2887000 |  | 81.2 | 80 |  |  | 147 |  | 81.2 |  |  | Federally-Regulated Commercial & Industrial Equipment | 1996-02-29
U.S. Boiler Co. | New Yorker | CG80E | Water | Natural Gas | Injection Type | FALSE | FALSE | 1 | TRUE |  |  | Stack Damper | Non-Condensing | Single-Stage | Cast Iron | Single-Speed |  |  |  | 245000 | 205000 | [9 empty] | 84 | 80 | Federally-Regulated Consumer Product | 2015-09-30
Water Pik, Inc. | Laars | PH1010IN09*BA | Water | Natural Gas | No Match | FALSE | FALSE | 3 |  |  | No Match | No Match | No Match | No Match | Copper | No Match |  | No Match |  | 1010000 |  | 252500 |  | 82 | 80 |  |  | 5 |  | 81 |  |  | Federally-Regulated Commercial & Industrial Equipment | 2001-05-30
New York Thermal, Inc. | New York Thermal, Inc. | TX81 | Water | Natural Gas | Power | FALSE | FALSE | 1 |  | TRUE |  | None | Condensing | Step Modulating | Other |  |  |  |  | 82000 | 75000 | [9 empty] | 94 | 80 | Federally-Regulated Consumer Product | 2014-10-23
Weil-McLain | Weil-McLain | 968*** | Steam | Oil | Power | FALSE | FALSE | 3 |  |  | No Match | No Match | No Match | No Match | Cast Iron | No Match |  | No Match |  | 357000 |  | 357000 |  | 85.5 | 83 |  |  | 147 |  | 85.5 |  |  | Federally-Regulated Commercial & Industrial Equipment | 1996-02-29
Easco Boiler Corp. | Easco | SM4-040-W030 | Both Steam & Water | Combo (Natural Gas & Oil) | Power | FALSE | FALSE | 3 |  |  | No Match | No Match | No Match | No Match | Other | No Match |  | No Match |  | 1674000 |  | 558000 |  | 83 | 80 |  |  | 22 |  | 80 |  |  | Federally-Regulated Commercial & Industrial Equipment | 1998-06-02
Ajax Boiler, Inc. | Ajax | XFG350W | Water | Natural Gas | Power | FALSE | TRUE | 3 |  |  | No Match | No Match | No Match | No Match | Other | No Match |  | No Match |  | 350000 |  | 300000 |  | 80 | 80 |  |  |  |  | 80 |  |  | Federally-Regulated Commercial & Industrial Equipment | 1997-01-07
Bryan Steam Corp. | Bryan | RW1260-S-FDGO | Both Steam & Water | Natural Gas | Power | FALSE | FALSE | 3 |  |  | No Match | No Match | No Match | No Match | Other | No Match |  | No Match |  | 12600000 |  | 4200000 |  | 82 | 80 |  |  |  |  | 81 |  |  | Federally-Regulated Commercial & Industrial Equipment | 1996-03-13
Viessmann Manufacturing Co., Inc. | VIESSMANN | B2HA-35 | Water | Natural Gas | Power | FALSE | FALSE | 1 | TRUE |  |  | Electro-Mechanical Inlet Dampe | Condensing | Step Modulating | Other |  |  |  |  | 125000 | 116000 | [9 empty] | 93.3 | 80 | Federally-Regulated Consumer Product | 2015-09-24
Ajax Boiler, Inc. | Ajax | WGB-14500 | Water | Natural Gas | No Match | FALSE | FALSE | 3 |  |  | No Match | No Match | No Match | No Match | Other | No Match |  | No Match |  | 14500000 |  | 14500000 |  | 80 | 80 |  |  |  |  | 80 |  |  | Federally-Regulated Commercial & Industrial Equipment | 1996-02-29
PB Heat, LLC | Smith Cast Iron Boilers | GBX-175-INT | Water | Natural Gas | Injection Type | FALSE | FALSE | 1 |  | TRUE | Draft Diverter | Stack Damper | Non-Condensing | Single-Stage | Cast Iron | Single-Speed |  | Standard |  | 175000 | 143000 | [9 empty] | 82 | 80 | Federally-Regulated Consumer Product | 2013-06-17
PB Heat, LLC | PB Heat, LLC | PF-210 NAT | Water | Natural Gas | Power | FALSE | FALSE | 1 |  |  |  | None | Condensing | Step Modulating | Other |  |  |  |  | 210000 | 195000 | [9 empty] | 95.1 | 80 | Federally-Regulated Consumer Product | 2015-03-30
Water Pik, Inc. | Laars | HH0175CN30*B | Water | Natural Gas | No Match | FALSE | TRUE | 1 |  |  | No Match | No Match | No Match | No Match | Copper | No Match |  | No Match |  | 175000 | [10 empty] | 82 | 80 | Federally-Regulated Consumer Product | 2001-11-21
Raypak | Raypak | H2-4001* | Water | Natural Gas | Injection Type | FALSE | FALSE | 1 |  |  |  | None | Non-Condensing | Step Modulating | Copper |  |  |  |  | 4000000 | 3280000 |  |  | 82 | [8 empty] | Federally-Regulated Commercial & Industrial Equipment | 2015-04-16
Raypak | Raypak | H7-2005 * | Water | LPG | Induced Draft | FALSE | FALSE | 1 |  |  |  | None | Condensing | Step Modulating | Copper |  |  |  |  | 1999000 | 1919000 |  |  |  |  | 96 | [6 empty] | Federally-Regulated Commercial & Industrial Equipment | 2015-04-16
Smith Cast Iron Boilers | Smith Cast Iron Boilers | 4500A-*-19 | Both Steam & Water | Oil | Power | FALSE | FALSE | 1 |  |  |  | None | Non-Condensing | Single-Stage | Cast Iron |  |  |  |  | 7980000 | 6560000 |  |  | 83.3 | 83 | 81.7 | [6 empty] | Federally-Regulated Commercial & Industrial Equipment | 2008-05-08
Hydrotherm | Hydrotherm | HS-160-PV | Water | LPG | No Match | FALSE | FALSE | 1 |  |  | No Match | No Match | No Match | No Match | Cast Iron | No Match |  | No Match |  | 160000 | [10 empty] | 82.7 | 80 | Federally-Regulated Consumer Product | 1998-12-21
Rinnai | Rinnai | Q130S | Water | Natural Gas | Induced Draft | FALSE | FALSE | 1 |  | TRUE | None | None | Condensing | Step Modulating | Other | Variable-Speed |  | Premium |  | 130000 | 119000 | [9 empty] | 95.4 | 80 | Federally-Regulated Consumer Product | 2013-11-14
Water Pik, Inc. | Laars | MAX 120 | Water | Oil | No Match | TRUE | FALSE | 1 |  |  | No Match | No Match | No Match | No Match | Other | No Match |  | No Match |  | 168000 | [10 empty] | 86 | 80 | Federally-Regulated Consumer Product | 2001-10-11
Burnham Corp. | Burnham Corp. | V1108H-WN | Water | Natural Gas | Power | FALSE | FALSE | 1 |  |  |  | None | Non-Condensing | Two-Stage Modulating | Cast Iron |  |  |  |  | 1876000 | 1536000 |  |  | 82.7 |  | 81.9 | [6 empty] | Federally-Regulated Commercial & Industrial Equipment | 2014-08-11
Navien, Inc. | Navien America, Inc. | NCB-180 | Water | Natural Gas | Power | FALSE | FALSE | 1 |  | TRUE |  | None | Condensing | Step Modulating | Other | Single-Speed |  |  |  | 80000 | 75000 | [9 empty] | 95 | 80 | Federally-Regulated Consumer Product | 2015-03-30
Parker Boiler Co. | Parker Boiler | T395LR | Water | Natural Gas | Power | FALSE | FALSE | 3 |  |  | No Match | No Match | No Match | No Match | Other | No Match |  | No Match |  | 395000 |  | 197500 |  | 85 | 80 |  |  | 4 |  | 82 |  |  | Federally-Regulated Commercial & Industrial Equipment | 1996-03-13
Harsco Industrial / Patterson-Kelley | Thermific | N1500-2 | Water | Natural Gas | Power | FALSE | TRUE | 1 |  |  | None | None | Non-Condensing | Two-Stage Modulating | Copper | Single-Speed |  | No Match |  | 1500000 | 1275000 | 900000 | 765000 | 85 | 80 | 83.6 | [6 empty] | Federally-Regulated Commercial & Industrial Equipment | 2007-07-10
Lochinvar, LLC. | Lochinvar Corp. | PBN1302-F9 | Water | LPG | Power | FALSE | FALSE | 1 |  |  | None | None | Non-Condensing | Single-Stage | Copper |  |  |  |  | 1300000 | 1105000 | 325000 | 283000 | 85 | 80 | 85 | [6 empty] | Federally-Regulated Commercial & Industrial Equipment | 2007-12-12
Raypak | Raypak | H(1,2,5)-1414* | Water | Natural Gas | Injection Type | FALSE | TRUE | 1 |  |  |  | None | Non-Condensing | Step Modulating | Copper |  |  |  |  | 1413000 | 1159000 |  |  |  |  | 82 | [6 empty] | Federally-Regulated Commercial & Industrial Equipment | 2015-04-16
Aerco International | Aerco International | MLX EXT 3060 | Water | Natural Gas | Luminous | FALSE | FALSE | 1 |  |  |  | None | Condensing | Step Modulating | Other |  |  |  |  | 3060000 | 2754000 |  |  | 92 |  | 92 | [6 empty] | Federally-Regulated Commercial & Industrial Equipment | 2015-04-02
Water Pik, Inc. | Laars | VW0600EP04*BA | Both Steam & Water | LPG | No Match | FALSE | TRUE | 3 |  |  | No Match | No Match | No Match | No Match | Copper | No Match |  | No Match |  | 600000 |  | 150000 |  | 82 | 80 |  |  | 5 |  | 82 |  |  | Federally-Regulated Commercial & Industrial Equipment | 2001-11-21
Laars Heating Systems Company | BRUTE FT | BMFTC(F,W)140(N,P)**** | Water | LPG | Pressure | FALSE | FALSE | 1 | TRUE |  |  | None | Condensing | Step Modulating | Other |  |  |  |  | 140000 | 129000 | [9 empty] | 95 | 80 | Federally-Regulated Consumer Product | 2015-09-30
Axeman-Anderson Co. | Axeman-Anderson Co. | PVT-140HD | Water | Oil | No Match | FALSE | FALSE | 1 |  |  | No Match | No Match | No Match | No Match | Other | No Match |  | No Match |  | 140000 | [10 empty] | 85.5 | 80 | Federally-Regulated Consumer Product | 2001-04-12
Ajax Boiler, Inc. | Ajax | WEG11000W | Water | Natural Gas | Power | FALSE | TRUE | 3 |  |  | No Match | No Match | No Match | No Match | Other | No Match |  | No Match |  | 10500000 |  | 4400000 |  | 85 | 80 |  |  |  |  | 80 |  |  | Federally-Regulated Commercial & Industrial Equipment | 1997-01-07
New Yorker Boiler Co. | New Yorker | CG50A(N/P)I- | Water | Combo (Natural Gas & Oil) | No Match | FALSE | FALSE | 1 |  |  | No Match | No Match | No Match | No Match | Cast Iron | No Match |  | No Match |  | 130000 | [10 empty] | 82 | 80 | Federally-Regulated Consumer Product | 2003-05-23
New York Thermal, Inc. | New York Thermal, Inc. | TX200 | Water | Natural Gas | Power | FALSE | FALSE | 1 |  | TRUE |  | None | Condensing | Step Modulating | Other |  |  |  |  | 199000 | 184000 | [9 empty] | 94 | 80 | Federally-Regulated Consumer Product | 2014-10-23
Universal Boiler Works | Universal Boiler Works | BF350S4 | Steam | Combo (Natural Gas & Oil) | Power | FALSE | FALSE | 3 |  |  | No Match | No Match | No Match | No Match | Other | No Match |  | No Match |  | 14700000 |  | 3675000 |  | 83.5 | 80 |  |  | 10 |  | 82 |  |  | Federally-Regulated Commercial & Industrial Equipment | 2001-12-13
PB Heat, LLC | Peerless | DE-03-SV | Water | LPG | Injection Type | FALSE | FALSE | 1 | TRUE |  |  | None | Non-Condensing | Single-Stage | Cast Iron | Single-Speed |  |  |  | 70000 | 58000 | [9 empty] | 82.1 | 80 | Federally-Regulated Consumer Product | 2015-09-30
PB Heat, LLC | Smith Cast Iron Boilers | GSX-118-INT | Steam | LPG | Injection Type | FALSE | FALSE | 1 |  | TRUE | Draft Diverter | Stack Damper | Non-Condensing | Single-Stage | Cast Iron |  |  |  |  | 118000 | 98000 | [9 empty] | 82.6 | 75 | Federally-Regulated Consumer Product | 2013-04-19
Ajax Boiler, Inc. | Ajax | OWGOFD7000 | Steam | Natural Gas | Power | FALSE | TRUE | 3 |  |  | No Match | No Match | No Match | No Match | Other | No Match |  | No Match |  | 7000000 |  | 3500000 |  | 82 | 80 |  |  |  |  | 80 |  |  | Non Federally-Regulated | 1992-10-27
Bosch Thermotechnology Corp. | Bosch Thermotechnology Corp. | GB 142 45 | Water | Natural Gas | Injection Type | FALSE | FALSE | 1 |  | TRUE |  | None | Condensing | Step Modulating | Other | Multiple-Speed |  |  |  | 161000 | 143000 | [9 empty] | 95 | 80 | Federally-Regulated Consumer Product | 2013-11-14
Ajax Boiler, Inc. | Ajax | WRF7350 | Water | Natural Gas | Power | FALSE | TRUE | 1 |  |  | Draft Hood | Stack Damper | Non-Condensing | Two-Stage Modulating | Other | None |  | No Match |  | 7350000 | 6247500 | 6247500 | 5310375 | 85 | 80 | 84.2 | [6 empty] | Federally-Regulated Commercial & Industrial Equipment | 2007-08-15
Parker Boiler Co. | Parker Boiler | GO-1536R | Water | Combo (Natural Gas & Oil) | Power | FALSE | FALSE | 3 |  |  | No Match | No Match | No Match | No Match | Other | No Match |  | No Match |  | 1536000 |  | 768000 |  | 84 | 80 |  |  | 4 |  | 82 |  |  | Federally-Regulated Commercial & Industrial Equipment | 1996-03-13
Laars Heating Systems Co. | Laars Heating Systems Co. | PNCH0500 | Water | Natural Gas | Power | FALSE | FALSE | 1 |  |  |  | None | Non-Condensing | Two-Stage Modulating | Copper |  |  |  |  | 500000 | 425000 |  |  |  |  | 85 | [6 empty] | Federally-Regulated Commercial & Industrial Equipment | 2015-04-20
Raypak | Raypak | H7-198AR* | Water | Natural Gas | Power | FALSE | FALSE | 1 | TRUE |  |  | None | Condensing | Step Modulating | Other |  |  |  |  | 199000 | 182000 | [9 empty] | 95 | 82 | Federally-Regulated Consumer Product | 2015-06-01
Hydrotherm, Division of Mestek, Inc. | Hydrotherm | HWX-70-SV | Water | LPG | Injection Type | FALSE | FALSE | 1 | TRUE |  |  | Stack Damper | Non-Condensing | Single-Stage | Cast Iron |  |  |  |  | 70000 | 58000 | [9 empty] | 93.3 | 80 | Federally-Regulated Consumer Product | 2015-09-30
Burnham Corp. | Burnham Corp. | IN8L*I | Water | Natural Gas | Induced Draft | FALSE | FALSE | 1 |  |  |  | Stack Damper | Non-Condensing | Single-Stage | Cast Iron |  |  |  |  | 245000 | 202000 | [9 empty] | 83.2 | 80 | Federally-Regulated Consumer Product | 2007-11-14
Water Pik, Inc. | Laars | VW0850IN04*BA | Both Steam & Water | Natural Gas | No Match | FALSE | FALSE | 3 |  |  | No Match | No Match | No Match | No Match | Copper | No Match |  | No Match |  | 850000 |  | 212850 |  | 82 | 80 |  |  | 5 |  | 82 |  |  | Federally-Regulated Commercial & Industrial Equipment | 2001-11-21
Water Pik, Inc. | Laars | PW1430IN04*BA | Both Steam & Water | Natural Gas | No Match | FALSE | FALSE | 3 |  |  | No Match | No Match | No Match | No Match | Copper | No Match |  | No Match |  | 1430000 |  | 357500 |  | 82 | 80 |  |  | 5 |  | 82 |  |  | Federally-Regulated Commercial & Industrial Equipment | 2001-11-21
Smith Cast Iron Boilers | Smith Cast Iron Boilers | 6500A-*-21 | Both Steam & Water | Natural Gas | Power | FALSE | FALSE | 1 |  |  |  | None | Non-Condensing | Single-Stage | Cast Iron |  |  |  |  | 14150000 | 11262000 |  |  | 81.2 | 80 | 79.6 | [6 empty] | Federally-Regulated Commercial & Industrial Equipment | 2007-12-12
Raypak | Raypak | H(3,4)-1336 * | Water | LPG | Injection Type | FALSE | FALSE | 1 |  |  |  | None | Non-Condensing | Single-Stage | Copper |  |  |  |  | 1233000 | 1011000 |  |  |  |  | 82 | [6 empty] | Federally-Regulated Commercial & Industrial Equipment | 2015-04-16
Ajax Boiler, Inc. | Ajax | WGFD-525 | Steam | Natural Gas | Power | FALSE | FALSE | 3 |  |  | No Match | No Match | No Match | No Match | Other | No Match |  | No Match |  | 525000 |  | 262500 |  | 82 | 80 |  |  |  |  | 80 |  |  | Non Federally-Regulated | 1992-10-27
Burnham Corp. | Burnham Corp. | IN11 | Steam | Natural Gas | Induced Draft | TRUE | FALSE | 1 |  |  |  | None | Non-Condensing | Single-Stage | Cast Iron |  |  |  |  | 349000 | 288000 |  |  | 82.5 | 80 | 79.5 | [6 empty] | Federally-Regulated Commercial & Industrial Equipment | 2007-12-12
Smith Cast Iron Boilers | Smith Cast Iron Boilers | M450A-*-22 | Both Steam & Water | Oil | Power | FALSE | FALSE | 1 |  |  |  | None | Non-Condensing | Single-Stage | Cast Iron |  |  |  |  | 7000000 | 5852000 |  |  | 84.8 | 83 | 83.6 | [6 empty] | Federally-Regulated Commercial & Industrial Equipment | 2008-05-08
Bosch Thermotechnology Corp. | Bosch Thermotechnology Corp. | SB615-240 | Water | Oil | Power | FALSE | FALSE | 1 |  |  | None | None | Condensing | Single-Stage | Other |  |  |  |  | 835000 | 785000 | 835000 | 785000 | 95.9 | 83 | 94 | [6 empty] | Federally-Regulated Commercial & Industrial Equipment | 2009-08-17
Raypak | Raypak | H10260 | Water | Natural Gas | No Match | FALSE | FALSE | 1 |  |  | No Match | No Match | No Match | No Match | Other | No Match |  | No Match |  | 264000 | [10 empty] | 82.7 | 80 | Federally-Regulated Consumer Product | 2001-11-01
Water Pik, Inc. | Laars | PH0320MP20****** | Water | LPG | Power | FALSE | TRUE | 3 |  |  | No Match | No Match | No Match | No Match | Copper | No Match |  | No Match |  | 320000 |  | 320000 |  | 83 | 80 |  |  |  |  | 83 |  |  | Federally-Regulated Commercial & Industrial Equipment | 2001-11-21
Camus Hydronics | Camus Hydronics | DFPH-3000-MG | Water | LPG | Power | FALSE | FALSE | 1 |  |  |  | None | Non-Condensing | Step Modulating | Copper |  |  |  |  | 3000000 | 2550000 |  |  | 85 |  | 85 | [6 empty] | Federally-Regulated Commercial & Industrial Equipment | 2014-08-11
Hydrotherm | Hydrotherm | R-250C-PV | Water | LPG | Injection Type | FALSE | FALSE | 1 |  |  |  | None | Non-Condensing | Single-Stage | Cast Iron |  |  |  |  | 235000 | 195000 | [9 empty] | 83 | 80 | Federally-Regulated Consumer Product | 2008-10-20
Laars Heating Systems Co. | Bradford-White Corp. | BLXCW150(N,P)**** | Water | LPG | Power | FALSE | FALSE | 1 |  |  |  | None | Condensing | Step Modulating | Other | Single-Speed |  |  |  | 150000 | 139000 | [9 empty] | 95 | 80 | Federally-Regulated Consumer Product | 2014-10-23
Ajax Boiler, Inc. | Ajax | WRF3000 | Water | Natural Gas | Power | FALSE | TRUE | 1 |  |  | Draft Hood | Stack Damper | Non-Condensing | Two-Stage Modulating | Other | None |  | No Match |  | 3000000 | 2550000 | 2550000 | 2167500 | 85 | 80 | 84.2 | [6 empty] | Federally-Regulated Commercial & Industrial Equipment | 2007-08-15
Burnham Corp. | Burnham Corp. | V1116H-WO | Water | Oil | Power | FALSE | FALSE | 3 |  |  |  | None | Non-Condensing | Two-Stage Modulating | Cast Iron |  |  |  |  | 3752000 | 3208000 |  |  | 85.6 |  | 85.4 | [6 empty] | Federally-Regulated Commercial & Industrial Equipment | 2014-08-11
Viessmann Manufacturing Co., Inc. | VIESSMANN | CU3A-26 | Water | LPG | Power | FALSE | FALSE | 1 | TRUE |  |  | None | Condensing | Step Modulating | Other |  |  |  |  | 94000 | 87000 | [9 empty] | 95 | 80 | Federally-Regulated Consumer Product | 2015-09-24
Burnham Corp. | Crown Boiler Co. | 32-2850*N | Both Steam & Water | Natural Gas | Induced Draft | FALSE | FALSE | 1 |  |  |  | None | Non-Condensing | Single-Stage | Cast Iron |  |  |  |  | 2850000 | 2280000 |  |  | 80.5 | 80 | 75.4 | [6 empty] | Federally-Regulated Commercial & Industrial Equipment | 2007-12-12
Camus Hydronics | Camus Hydronics | DFPH-1501-MS | Water | LPG | Power | FALSE | FALSE | 1 |  |  |  | None | Condensing | Step Modulating | Other |  |  |  |  | 1500000 | 1308000 |  |  | 87.2 |  | 87.2 | [6 empty] | Federally-Regulated Commercial & Industrial Equipment | 2014-08-11
Ajax Boiler, Inc. | Ajax | WEC6500W | Water | Combo (Natural Gas & Oil) | Power | FALSE | TRUE | 3 |  |  | No Match | No Match | No Match | No Match | Other | No Match |  | No Match |  | 6180000 |  | 2600000 |  | 85 | 80 |  |  |  |  | 80 |  |  | Federally-Regulated Commercial & Industrial Equipment | 1997-01-07
Weben-Jarco | Jarco | AJHWB-50 | Water | LPG | No Match | FALSE | FALSE | 3 |  |  | No Match | No Match | No Match | No Match | Copper | No Match |  | No Match |  | 500000 |  | 500000 |  | 80 | 80 |  |  |  |  | 80 |  |  | Federally-Regulated Commercial & Industrial Equipment | 1996-02-29
Weil-McLain | Weil-McLain | ULTRA 299 | Water | Natural Gas | Power | FALSE | FALSE | 1 | TRUE |  |  | None | Condensing | Step Modulating | Other |  |  |  |  | 299000 | 270000 | [9 empty] | 90 | 80 | Federally-Regulated Consumer Product | 2015-09-30
Raypak | Raypak | H7-0503 * | Water | Natural Gas | Induced Draft | FALSE | FALSE | 1 |  |  |  | None | Non-Condensing | Step Modulating | Copper |  |  |  |  | 500000 | 431000 |  |  |  |  | 86.2 | [6 empty] | Federally-Regulated Commercial & Industrial Equipment | 2015-04-16
Crown Boiler Co. | Crown | C247-1000-W | Water | Natural Gas | No Match | FALSE | FALSE | 3 |  |  | No Match | No Match | No Match | No Match | Cast Iron | No Match |  | No Match |  | 1000000 |  | 1000000 |  | 80 | 80 |  |  |  |  | 80 |  |  | Federally-Regulated Commercial & Industrial Equipment | 1996-03-06
Lochinvar, LLC. | Lochinvar Corp. | ECN210 | Water | Natural Gas | Power | FALSE | FALSE | 1 |  |  | None | None | Condensing | Step Modulating | Other |  |  |  |  | 210000 | 190000 | [9 empty] | 95.7 | 80 | Federally-Regulated Consumer Product | 2010-03-16
Smith Cast Iron Boilers | Smith Cast Iron Boilers | PGB250-S-8-CON | Steam | LPG | Power | TRUE | FALSE | 1 |  |  |  | Electro-Mechanical Flue Damper | Non-Condensing | Single-Stage | Cast Iron |  |  |  |  | 350000 | 280000 |  |  | 80 | 80 | 75.8 | [6 empty] | Federally-Regulated Commercial & Industrial Equipment | 2007-12-12
Easco Boiler Corp. | Easco | SM4-060-W030 | Both Steam & Water | Combo (Natural Gas & Oil) | Power | FALSE | FALSE | 3 |  |  | No Match | No Match | No Match | No Match | Other | No Match |  | No Match |  | 2511000 |  | 837000 |  | 83 | 80 |  |  | 22 |  | 80 |  |  | Federally-Regulated Commercial & Industrial Equipment | 1998-06-02
Rite Engineering | Rite | 700WG | Both Steam & Water | Natural Gas | Power | FALSE | FALSE | 3 |  |  | No Match | No Match | No Match | No Match | Other | No Match |  | No Match |  | 7000000 |  | 2333333 |  | 80 | 80 |  |  |  |  | 80 |  |  | Non Federally-Regulated | 1992-10-14
Ajax Boiler, Inc. | Ajax | OSGXH525 | Steam | Natural Gas | No Match | FALSE | TRUE | 3 |  |  | No Match | No Match | No Match | No Match | Other | No Match |  | No Match |  | 525000 |  | 525000 |  | 80 | 80 |  |  |  |  | 80 |  |  | Federally-Regulated Commercial & Industrial Equipment | 1996-02-29
Weil-McLain | Weil-McLain | ULTRA 750 | Water | Natural Gas | Induced Draft | FALSE | FALSE | 1 |  |  |  | None | Condensing | Step Modulating | Other |  |  |  |  | 750000 | 702000 |  |  | 94 |  | 93.6 | [6 empty] | Federally-Regulated Commercial & Industrial Equipment | 2014-09-05
Parker Boiler Co. | Parker Boiler | WH2650LR | Water | Natural Gas | Power | FALSE | FALSE | 3 |  |  | No Match | No Match | No Match | No Match | Other | No Match |  | No Match |  | 2650000 |  | 1325000 |  | 83 | 80 |  |  | 4 |  | 82 |  |  | Federally-Regulated Commercial & Industrial Equipment | 1996-03-13
Ajax Boiler, Inc. | Ajax | SRF250 | Steam | Natural Gas | Power | FALSE | TRUE | 1 |  |  | Draft Hood | Stack Damper | Non-Condensing | Two-Stage Modulating | Other | None |  | No Match |  | 10500000 | 8400000 | 8400000 | 6720000 | 80 | 80 | 79.2 | [6 empty] | Federally-Regulated Commercial & Industrial Equipment | 2007-08-15
Burnham Corp. | Burnham Corp. | 4FHL-154A | Steam | Natural Gas | Power | FALSE | FALSE | 1 |  | FALSE |  | None | Non-Condensing | Two-Stage Modulating | Other |  |  |  |  | 1289000 | 1044000 |  |  | 84.7 |  | 81 | [6 empty] | Federally-Regulated Commercial & Industrial Equipment | 2014-08-11
Laars Heating Systems Co. | Laars | HH1200IN******** | Water | Natural Gas | Induced Draft | FALSE | FALSE | 1 |  |  |  | None | Non-Condensing | Step Modulating | Copper |  |  |  |  | 1200000 | 972000 | 300000 |  | 81 | 80 | 78.6 | [6 empty] | Federally-Regulated Commercial & Industrial Equipment | 2007-11-01
Burnham Corp. | Burnham Corp. | CL-60-O | Steam | Oil | Power | FALSE | FALSE | 1 |  | FALSE |  | None | Non-Condensing | Two-Stage Modulating | Other |  |  |  |  | 2356000 | 2028000 |  |  | 87.2 |  | 86.1 | [6 empty] | Federally-Regulated Commercial & Industrial Equipment | 2014-12-01
Ajax Boiler, Inc. | Ajax | SRF35 | Steam | Natural Gas | Power | FALSE | TRUE | 1 |  |  | Draft Hood | Stack Damper | Non-Condensing | Two-Stage Modulating | Other | None |  | No Match |  | 1500000 | 1200000 | 1200000 | 960000 | 80 | 80 | 79.2 | [6 empty] | Federally-Regulated Commercial & Industrial Equipment | 2007-08-15
Dunkirk | Sears | 229.96 | Water | Natural Gas | No Match | FALSE | FALSE | 1 |  |  | No Match | No Match | No Match | No Match | Cast Iron | No Match |  | No Match |  | 105000 | [10 empty] | 81.5 | 80 | Federally-Regulated Consumer Product | 1998-12-21
Slant / Fin Corp. | Slant / Fin Corp. | EC-25G* | Water | Natural Gas | Power | FALSE | FALSE | 1 |  |  |  | None | Non-Condensing | Single-Stage | Cast Iron |  |  |  |  | 266000 | 227000 | [9 empty] | 85 | 80 | Federally-Regulated Consumer Product | 2008-04-14
English Boiler & Tube, Inc. | Bent Tube Balanced Flow | BTBF-1100-160 | Water | Natural Gas | Power | FALSE | FALSE | 3 |  |  | No Match | No Match | No Match | No Match | Other | No Match |  | No Match |  | 46500000 |  | 11625000 |  | 80 | 80 |  |  | 3 |  | 80 |  |  | Federally-Regulated Commercial & Industrial Equipment | 1998-09-10
Dunkirk | Lennox | GWB8-070E | Water | Combo (Natural Gas & Oil) | No Match | FALSE | FALSE | 1 |  |  | No Match | No Match | No Match | No Match | Cast Iron | No Match |  | No Match |  | 70000 | [10 empty] | 81.6 | 80 | Federally-Regulated Consumer Product | 2001-11-01
Ajax Boiler, Inc. | Ajax | WGXFD-600 | Steam | Natural Gas | Power | FALSE | FALSE | 3 |  |  | No Match | No Match | No Match | No Match | Other | No Match |  | No Match |  | 600000 |  | 300000 |  | 82 | 80 |  |  |  |  | 80 |  |  | Non Federally-Regulated | 1992-10-27
Ajax Boiler, Inc. | Ajax | SGXFD-1050 | Steam | Natural Gas | Power | FALSE | FALSE | 3 |  |  | No Match | No Match | No Match | No Match | Other | No Match |  | No Match |  | 1050000 |  | 525000 |  | 81 | 80 |  |  |  |  | 80 |  |  | Non Federally-Regulated | 1992-10-27
Axeman-Anderson Co. | Axeman-Anderson Co. | 87NPOD | Water | Oil | No Match | FALSE | FALSE | 1 |  |  | No Match | No Match | No Match | No Match | Other | No Match |  | No Match |  | 175000 | [10 empty] | 86.3 | 80 | Federally-Regulated Consumer Product | 2000-06-07
Lochinvar, LLC. | Lochinvar Corp. | CBN500 | Water | Natural Gas | Injection Type | FALSE | FALSE | 1 |  |  |  | None | Non-Condensing | Two-Stage Modulating | Copper |  |  |  |  | 500000 | 410000 |  |  | 82 |  | 82 | [6 empty] | Federally-Regulated Commercial & Industrial Equipment | 2014-10-23
New York Thermal, Inc. | New York Thermal, Inc. | TI100 | Water | LPG | Power | FALSE | FALSE | 1 |  | TRUE |  | None | Condensing | Step Modulating | Other |  |  |  |  | 93000 | 84000 | [9 empty] | 93.5 | 80 | Federally-Regulated Consumer Product | 2013-06-17
Ajax Boiler, Inc. | Ajax | SGXFD-3750 | Steam | Natural Gas | Power | FALSE | FALSE | 3 |  |  | No Match | No Match | No Match | No Match | Other | No Match |  | No Match |  | 3750000 |  | 1875000 |  | 81 | 80 |  |  |  |  | 80 |  |  | Non Federally-Regulated | 1992-10-27
Lochinvar, LLC. | Lochinvar Corp. | PBN0502-F9 | Water | LPG | Power | FALSE | FALSE | 1 |  |  | None | None | Non-Condensing | Single-Stage | Copper |  |  |  |  | 500000 | 425000 | 125000 | 109000 | 85 | 80 | 85 | [6 empty] | Federally-Regulated Commercial & Industrial Equipment | 2007-12-12
ECR International, Ltd. | ECR International, Ltd. | OLSSV-050 | Water | Natural Gas | Power | FALSE | FALSE | 1 |  |  |  | None | Condensing | Step Modulating | Other |  |  |  |  | 50000 | 47000 | [9 empty] | 95 | 80 | Federally-Regulated Consumer Product | 2014-08-08
U.S. Boiler Co. | F.W. Webb | AO-4-125 | Water | Oil | Power | FALSE | FALSE | 1 |  | TRUE |  | None | Non-Condensing | Single-Stage | Cast Iron | Multiple-Speed |  |  |  | 175000 | 151000 | [9 empty] | 85.1 | 80 | Federally-Regulated Consumer Product | 2014-01-14
Easco Boiler Corp. | Easco | SM4-200-W030 | Both Steam & Water | Combo (Natural Gas & Oil) | Power | FALSE | FALSE | 3 |  |  | No Match | No Match | No Match | No Match | Other | No Match |  | No Match |  | 8369000 |  | 1673800 |  | 84 | 80 |  |  | 22 |  | 81 |  |  | Federally-Regulated Commercial & Industrial Equipment | 1998-06-02
Parker Boiler Co. | Parker Boiler | 50 | Steam | Natural Gas | No Match | FALSE | FALSE | 3 |  |  | No Match | No Match | No Match | No Match | Other | No Match |  | No Match |  | 2100000 |  | 2100000 |  | 80 | 80 |  |  | 4 |  | 80 |  |  | Non Federally-Regulated | 1992-10-27
Raypak | Raypak | W7-0300* | Water | LPG | Induced Draft | FALSE | TRUE | 1 |  |  | None | None | Condensing | Step Modulating | Other |  |  |  |  | 300000 | 282000 | 60000 |  | 94.5 | 80 | 94 |  | 12 |  |  |  |  | Federally-Regulated Commercial & Industrial Equipment | 2010-10-29
Burnham Commercial | Burnham | 805B | Water | LPG | Induced Draft | FALSE | FALSE | 1 | TRUE |  |  | None | Non-Condensing | Single-Stage | Cast Iron |  |  |  |  | 264000 | 212000 | [9 empty] | 93.3 | 80 | Federally-Regulated Consumer Product | 2015-09-30
U.S. Boiler Co. | New Yorker | CG30E | Water | Natural Gas | Injection Type | FALSE | FALSE | 1 | TRUE |  |  | Stack Damper | Non-Condensing | Single-Stage | Cast Iron | Single-Speed |  |  |  | 70000 | 59000 | [9 empty] | 84 | 80 | Federally-Regulated Consumer Product | 2015-09-30
Smith Cast Iron Boilers | Smith Cast Iron Boilers | PGB250-S-9-CON | Steam | LPG | Power | TRUE | FALSE | 1 |  |  |  | Electro-Mechanical Flue Damper | Non-Condensing | Single-Stage | Cast Iron |  |  |  |  | 360000 | 288000 |  |  | 80 | 80 | 75.8 | [6 empty] | Federally-Regulated Commercial & Industrial Equipment | 2007-12-12
Axeman-Anderson Co. | Axeman-Anderson Co. | PVT-189HD | Water | Oil | No Match | FALSE | FALSE | 1 |  |  | No Match | No Match | No Match | No Match | Other | No Match |  | No Match |  | 189000 | [10 empty] | 86 | 80 | Federally-Regulated Consumer Product | 2001-04-12
Smith Cast Iron Boilers | Peerless | TCII-17-S-G | Steam | LPG | Power | FALSE | FALSE | 1 |  | FALSE |  | None | Non-Condensing | Single-Stage | Cast Iron |  |  |  |  | 5238000 | 4358000 |  |  |  |  | 83.2 | 79 | [5 empty] | Federally-Regulated Commercial & Industrial Equipment | 2015-09-30
Harsco Industrial / Patterson-Kelley | Harsco Industrial / Patterson-Kelley | C-1500 | Water | LPG | Power | FALSE | FALSE | 1 |  |  | None | None | Condensing | Step Modulating | Other |  |  |  |  | 1500000 | 1440000 | 300000 | 285000 | 96 | 80 | 95.8 | [6 empty] | Federally-Regulated Commercial & Industrial Equipment | 2011-09-26
Water Pik, Inc. | Laars | HH0850EN09*BA | Water | Natural Gas | No Match | FALSE | TRUE | 3 |  |  | No Match | No Match | No Match | No Match | Copper | No Match |  | No Match |  | 850000 |  | 212850 |  | 82 | 80 |  |  | 5 |  | 82 |  |  | Federally-Regulated Commercial & Industrial Equipment | 2001-05-16
Smith Cast Iron Boilers | Peerless | CC-11-W-G | Water | LPG | Power | FALSE | FALSE | 1 |  |  |  | None | Non-Condensing | Single-Stage | Cast Iron |  |  |  |  | 1963000 | 1587000 |  |  |  |  | 83.4 | 80 | [5 empty] | Federally-Regulated Commercial & Industrial Equipment | 2015-09-30
Peerless Heater Co. | Peerless | 211A-07I | Steam | Natural Gas | No Match | FALSE | FALSE | 3 |  |  | No Match | No Match | No Match | No Match | Cast Iron | No Match |  | No Match |  | 1260000 |  | 1260000 |  | 80 | 75 |  |  | 3 | 147 | 80 |  |  | Non Federally-Regulated | 1990-06-25
Ajax Boiler, Inc. | Ajax | HRF30 | Steam | Natural Gas | Power | FALSE | TRUE | 1 |  |  | Draft Hood | Stack Damper | Non-Condensing | Two-Stage Modulating | Other | None |  | No Match |  | 1250000 | 1000000 | 1000000 | 800000 | 80 | 80 | 79.2 | [6 empty] | Federally-Regulated Commercial & Industrial Equipment | 2007-08-15
PB Heat, LLC | PB Heat, LLC | TC-HE-S/W-11 | Both Steam & Water | Natural Gas | Power | FALSE | FALSE | 1 |  |  |  | None | Non-Condensing | Single-Stage | Cast Iron |  |  |  |  | 3348000 | 2776000 |  |  | 83.5 | 80 | 82.9 | [6 empty] | Federally-Regulated Commercial & Industrial Equipment | 2011-02-17
Crown Boiler Co. | Crown | C247-1000-S | Steam | Natural Gas | No Match | FALSE | FALSE | 3 |  |  | No Match | No Match | No Match | No Match | Cast Iron | No Match |  | No Match |  | 1000000 |  | 1000000 |  | 80 | 80 |  |  |  |  | 80 |  |  | Federally-Regulated Commercial & Industrial Equipment | 1996-03-06
Ajax Boiler, Inc. | Ajax | HRF22 | Steam | Natural Gas | Power | FALSE | TRUE | 1 |  |  | Draft Hood | Stack Damper | Non-Condensing | Two-Stage Modulating | Other | None |  | No Match |  | 940000 | 752000 | 752000 | 601600 | 80 | 80 | 79.2 | [6 empty] | Federally-Regulated Commercial & Industrial Equipment | 2007-08-15
Bryan Steam Corp. | Bryan | K-550-S-***-LP | Steam | LPG | No Match | TRUE | FALSE | 3 |  |  | No Match | No Match | No Match | No Match | Other | No Match |  | No Match |  | 5500000 |  | 5500000 |  | 80 | 80 |  |  |  |  | 80 |  |  | Federally-Regulated Commercial & Industrial Equipment | 1996-03-01
Smith Cast Iron Boilers | Smith Cast Iron Boilers | 3500A-*-10 | Both Steam & Water | Oil | Power | FALSE | FALSE | 1 |  |  |  | None | Non-Condensing | Single-Stage | Cast Iron |  |  |  |  | 2940000 | 2415000 |  |  | 83.3 | 83 | 81.4 | [6 empty] | Federally-Regulated Commercial & Industrial Equipment | 2007-12-12
Raypak | Raypak | H7-2004 | Water | Natural Gas | Induced Draft | FALSE | TRUE | 1 |  |  | None | None | Non-Condensing | Single-Stage | Copper |  |  |  |  | 1999000 | 1679000 |  |  | 84 | 80 | 84 | [6 empty] | Federally-Regulated Commercial & Industrial Equipment | 2007-12-12
Dunkirk | Sears | 229.9654 | Water | LPG | Power | FALSE | FALSE | 1 |  |  | No Match | No Match | No Match | No Match | Cast Iron | No Match |  | No Match |  | 187500 | [10 empty] | 82.3 | 80 | Federally-Regulated Consumer Product | 2000-06-07
Water Pik, Inc. | Laars | VW1430IN09*1A | Both Steam & Water | Natural Gas | No Match | FALSE | FALSE | 3 |  |  | No Match | No Match | No Match | No Match | Copper | No Match |  | No Match |  | 1430000 |  | 357500 |  | 81 | 80 |  |  | 5 |  | 81 |  |  | Federally-Regulated Commercial & Industrial Equipment | 2001-11-21
Ajax Boiler, Inc. | Ajax | WNG2500W | Water | Natural Gas | No Match | FALSE | TRUE | 3 |  |  | No Match | No Match | No Match | No Match | Other | No Match |  | No Match |  | 2500000 |  | 1250000 |  | 80 | 80 |  |  |  |  | 80 |  |  | Federally-Regulated Commercial & Industrial Equipment | 1997-01-07
Ajax Boiler, Inc. | Ajax | HNG600W | Steam | Natural Gas | No Match | FALSE | TRUE | 3 |  |  | No Match | No Match | No Match | No Match | Other | No Match |  | No Match |  | 600000 |  | 300000 |  | 80 | 80 |  |  |  |  | 80 |  |  | Federally-Regulated Commercial & Industrial Equipment | 1997-01-07
Harsco Industrial / Patterson-Kelley | Harsco Industrial / Patterson-Kelley | C-750 | Water | LPG | Power | FALSE | FALSE | 1 |  |  | None | None | Condensing | Step Modulating | Other |  |  |  |  | 750000 | 713000 | 150000 | 142000 | 94 | 80 | 93.9 | [6 empty] | Federally-Regulated Commercial & Industrial Equipment | 2011-09-26
Water Pik, Inc. | Laars | PH0625MP20***** | Water | LPG | Power | FALSE | FALSE | 3 |  |  | No Match | No Match | No Match | No Match | Copper | No Match |  | No Match |  | 625000 |  | 625000 |  | 85 | 80 |  |  | 5 |  | 83 |  |  | Federally-Regulated Commercial & Industrial Equipment | 2001-11-21
Easco Boiler Corp. | Easco | FST-175-W030 | Both Steam & Water | Combo (Natural Gas & Oil) | Power | FALSE | FALSE | 3 |  |  | No Match | No Match | No Match | No Match | Other | No Match |  | No Match |  | 7323000 |  | 2441000 |  | 84 | 80 |  |  | 22 |  | 81 |  |  | Federally-Regulated Commercial & Industrial Equipment | 1998-06-02
Water Pik, Inc. | Laars | PW1825IP09C1A | Both Steam & Water | LPG | No Match | FALSE | FALSE | 3 |  |  | No Match | No Match | No Match | No Match | Copper | No Match |  | No Match |  | 1825000 |  | 1825000 |  | 81 | 80 |  |  | 5 |  | 81 |  |  | Federally-Regulated Commercial & Industrial Equipment | 2001-11-21
HTP, Inc. | HTP, Inc. | EFT-285 | Water | Natural Gas | Power | FALSE | FALSE | 1 |  | TRUE |  | None | Condensing | Step Modulating | Other |  |  |  |  | 285000 | 263000 | [9 empty] | 95 | 80 | Federally-Regulated Consumer Product | 2015-03-30
PB Heat, LLC | Smith Cast Iron Boilers | 8HE-W-4H | Water | Oil | Power | FALSE | FALSE | 1 |  |  |  | None | Non-Condensing | Single-Stage | Cast Iron | Single-Speed |  |  |  | 210000 | 180000 | [9 empty] | 85.1 | 80 | Federally-Regulated Consumer Product | 2014-02-04
Raypak | Raypak | H(1,2,5)-1336 * | Water | LPG | Injection Type | FALSE | FALSE | 1 |  |  |  | None | Non-Condensing | Step Modulating | Copper |  |  |  |  | 1233000 | 1011000 |  |  |  |  | 82 | [6 empty] | Federally-Regulated Commercial & Industrial Equipment | 2015-04-16
HTP, Inc. | Westinghouse | WBRLP080W | Water | LPG | Power | FALSE | FALSE | 1 | TRUE |  |  | None | Condensing | Step Modulating | Other |  |  |  |  | 80000 | 74000 | [9 empty] | 96 | 80 | Federally-Regulated Consumer Product | 2015-09-30
Burnham Corp. | Crown Boiler Co. | CWD060 | Water | LPG | Induced Draft | FALSE | FALSE | 1 |  |  |  | None | Non-Condensing | Single-Stage | Cast Iron | Single-Speed | 0.04 | Standard |  | 60000 | 51000 | [9 empty] | 85.1 | 80 | Federally-Regulated Consumer Product | 2007-11-14
Viessmann Manufacturing | Viessmann Manufacturing | VD2-320 | Water | LPG | Power | FALSE | FALSE | 1 |  |  | Barometric Regulator | None | Non-Condensing | Two-Stage Modulating | Cast Iron |  |  |  |  | 1300000 | 1110000 |  |  | 85.5 | 80 | 85.4 | [6 empty] | Federally-Regulated Commercial & Industrial Equipment | 2008-04-14
Burnham Corp. | Burnham Corp. | CW-20-G | Water | Natural Gas | Power | FALSE | FALSE | 1 |  |  |  | None | Non-Condensing | Single-Stage | Other |  |  |  |  | 816000 | 673000 |  |  | 85.5 |  | 82.5 | [6 empty] | Federally-Regulated Commercial & Industrial Equipment | 2014-12-01
U.S. Boiler Co. | BURNHAM HYDRONICS | RV4 | Water | LPG | Induced Draft | FALSE | FALSE | 1 | TRUE |  |  | None | Non-Condensing | Single-Stage | Cast Iron |  |  |  |  | 96000 | 84000 | [9 empty] | 87.6 | 80 | Federally-Regulated Consumer Product | 2015-09-30
Burnham Corp. | Burnham Corp. | MPC-9 | Water | Oil | Power | FALSE | FALSE | 1 |  |  |  | None | Non-Condensing | Single-Stage | Cast Iron |  |  |  |  | 1660000 | 1395000 |  |  | 88.6 | 83 | 86.6 | [6 empty] | Federally-Regulated Commercial & Industrial Equipment | 2010-03-16
Burnham Corp. | Burnham Corp. | RV5 | Water | Natural Gas | Induced Draft | FALSE | FALSE | 1 |  |  |  | None | Non-Condensing | Single-Stage | Cast Iron | Single-Speed | 0.08 | Standard |  | 130000 | 114000 | [9 empty] | 87.4 | 80 | Federally-Regulated Consumer Product | 2007-11-14
Ajax Boiler, Inc. | Ajax | WG-WGB-3750-D | Steam | Natural Gas | No Match | FALSE | FALSE | 3 |  |  | No Match | No Match | No Match | No Match | Other | No Match |  | No Match |  | 3750000 |  | 3750000 |  | 80 | 80 |  |  |  |  | 80 |  |  | Federally-Regulated Commercial & Industrial Equipment | 1996-02-29
Parker Boiler Co. | Parker Boiler | G-1536 | Water | Natural Gas | Power | FALSE | FALSE | 3 |  |  | No Match | No Match | No Match | No Match | Other | No Match |  | No Match |  | 1536000 |  | 768000 |  | 80 | 80 |  |  | 4 |  | 80 |  |  | Federally-Regulated Commercial & Industrial Equipment | 1996-03-13
HTP, Inc. | Munchkin | T50M | Water | Natural Gas | Power | FALSE | FALSE | 1 |  |  |  | None | Condensing | Single-Stage | Other |  |  |  |  | 50000 | 46000 | [9 empty] | 95.1 | 80 | Federally-Regulated Consumer Product | 2009-02-27
Raypak | Raypak | H3-HD301* | Water | LPG | Induced Draft | FALSE | TRUE | 1 |  |  | None | None | Non-Condensing | Two-Stage Modulating | Copper | Single-Speed |  | Standard |  | 299000 | 251160 | 179400 | [8 empty] | 85 | 80 | Federally-Regulated Consumer Product | 2010-01-11
Water Pik, Inc. | Laars | HH3500IN18C* | Water | Natural Gas | No Match | FALSE | FALSE | 3 |  |  | No Match | No Match | No Match | No Match | Copper | No Match |  | No Match |  | 3500000 |  | 3500000 |  | 82 | 80 |  |  | 5 |  | 82 |  |  | Federally-Regulated Commercial & Industrial Equipment | 2001-05-16
PB Heat, LLC | PB Heat, LLC | PSCII-05-SPRK | Water | LPG | Injection Type | FALSE | FALSE | 1 |  | TRUE |  | None | Non-Condensing | Single-Stage | Cast Iron | Single-Speed |  |  |  | 120000 | 102000 | [9 empty] | 85 | 80 | Federally-Regulated Consumer Product | 2013-04-19
Burnham Corp. | Burnham Corp. | MPC-12 | Water | Oil | Power | FALSE | FALSE | 1 |  |  |  | None | Non-Condensing | Single-Stage | Cast Iron |  |  |  |  | 2325000 | 1951000 |  |  | 88.5 | 83 | 86.5 | [6 empty] | Federally-Regulated Commercial & Industrial Equipment | 2010-03-16
Ace Boiler, Inc. | Ace Boiler, Inc. | B13EO | Both Steam & Water | LPG | No Match | FALSE | TRUE | 3 |  |  | No Match | No Match | No Match | No Match | Copper | No Match |  | No Match |  | 1275000 |  | 1275000 |  | 80.5 | 80 |  |  |  |  | 80.5 |  |  | Federally-Regulated Commercial & Industrial Equipment | 1996-02-29
Utica Boilers | Pennco, Inc. | 41J-3000 | Both Steam & Water | Natural Gas | Injection Type | FALSE | FALSE | 1 |  |  |  | None | Non-Condensing | Single-Stage | Cast Iron |  |  |  |  | 3000000 | 2415000 |  |  | 80.5 | 80 | 77.5 | [6 empty] | Federally-Regulated Commercial & Industrial Equipment | 2011-02-17
PB Heat, LLC | Peerless | PSCII-06-SPRK | Water | LPG | Injection Type | FALSE | FALSE | 1 | TRUE |  |  | None | Non-Condensing | Single-Stage | Cast Iron | Single-Speed |  |  |  | 150000 | 128000 | [9 empty] | 85.1 | 80 | Federally-Regulated Consumer Product | 2015-09-30
PB Heat, LLC | PB Heat, LLC | PSCII-06-SPRK | Water | LPG | Injection Type | FALSE | FALSE | 1 |  | TRUE |  | None | Non-Condensing | Single-Stage | Cast Iron | Single-Speed |  |  |  | 150000 | 128000 | [9 empty] | 85.1 | 80 | Federally-Regulated Consumer Product | 2013-04-19
Burnham Corp. | Burnham Corp. | MPC-15 | Water | Oil | Power | FALSE | FALSE | 1 |  |  |  | None | Non-Condensing | Single-Stage | Cast Iron |  |  |  |  | 2991000 | 2508000 |  |  | 88.4 | 83 | 86.5 | [6 empty] | Federally-Regulated Commercial & Industrial Equipment | 2010-03-16
Cleaver-Brooks | Cleaver-Brooks | CB-700-40-***** | Steam | Natural Gas | Power | FALSE | FALSE | 3 |  |  | No Match | No Match | No Match | No Match | Other | No Match |  | No Match |  | 1680000 |  | 1680000 |  | 80 | 80 |  |  | 25 |  | 80 |  |  | Federally-Regulated Commercial & Industrial Equipment | 1996-03-06
Raypak | Raypak | W7-0300* | Water | Natural Gas | Induced Draft | FALSE | TRUE | 1 |  |  | None | None | Condensing | Step Modulating | Other |  |  |  |  | 300000 | 282000 | 60000 |  | 94.5 | 80 | 94 |  | 12 |  |  |  |  | Federally-Regulated Commercial & Industrial Equipment | 2010-10-29
RBI Water Heaters | RBI Water Heaters | DB2100 | Water | LPG | Power | FALSE | FALSE | 1 |  |  |  | None | Non-Condensing | Step Modulating | Copper |  |  |  |  | 2100000 | 1724000 |  |  | 85 | 80 | 82.1 | [6 empty] | Federally-Regulated Commercial & Industrial Equipment | 2011-02-17
Ajax Boiler, Inc. | Ajax | SRF22 | Steam | Natural Gas | Power | FALSE | TRUE | 1 |  |  | Draft Hood | Stack Damper | Non-Condensing | Two-Stage Modulating | Other | None |  | No Match |  | 940000 | 752000 | 752000 | 601600 | 80 | 80 | 79.2 | [6 empty] | Federally-Regulated Commercial & Industrial Equipment | 2007-08-15
Water Pik, Inc. | Laars | VW3200EP18AC | Both Steam & Water | LPG | No Match | FALSE | TRUE | 3 |  |  | No Match | No Match | No Match | No Match | Copper | No Match |  | No Match |  | 3150000 |  | 3150000 |  | 81 | 80 |  |  | 5 |  | 81 |  |  | Federally-Regulated Commercial & Industrial Equipment | 2001-11-21
Rite Engineering | Rite | 650SG | Both Steam & Water | Natural Gas | Power | FALSE | FALSE | 3 |  |  | No Match | No Match | No Match | No Match | Other | No Match |  | No Match |  | 6500000 |  | 2166667 |  | 80 | 80 |  |  |  |  | 80 |  |  | Non Federally-Regulated | 1992-10-14
PVI Industries | PVI | 36 ESB 85A-E | Steam | Electricity | No Match | TRUE | FALSE | 1 |  |  | No Match | No Match | No Match | No Match | Other | No Match |  | No Match |  | 123000 |  |  |  | 99.9 | [6 empty] | 99.9 |  | Federally-Regulated Consumer Product | 1992-09-30
Parker Boiler Co. | Parker Boiler | T970LR | Water | Natural Gas | Power | FALSE | FALSE | 3 |  |  | No Match | No Match | No Match | No Match | Other | No Match |  | No Match |  | 970000 |  | 485000 |  | 85 | 80 |  |  | 4 |  | 82 |  |  | Federally-Regulated Commercial & Industrial Equipment | 1996-03-13
Raypak | Raypak | H(3,4)-0399* | Water | LPG | Induced Draft | FALSE | FALSE | 1 |  |  |  | None | Non-Condensing | Single-Stage | Copper |  |  |  |  | 399000 | 335000 |  |  |  |  | 84 | [6 empty] | Federally-Regulated Commercial & Industrial Equipment | 2015-04-16
Ajax Boiler, Inc. | Ajax | OWGOFD3500 | Steam | Natural Gas | Power | FALSE | TRUE | 3 |  |  | No Match | No Match | No Match | No Match | Other | No Match |  | No Match |  | 3500000 |  | 1750000 |  | 82 | 80 |  |  |  |  | 80 |  |  | Non Federally-Regulated | 1992-10-27
Laars Heating Systems Co. | Laars Heating Systems Co. | PNCH1500 | Water | LPG | Power | FALSE | FALSE | 1 |  |  |  | None | Non-Condensing | Step Modulating | Copper |  |  |  |  | 1500000 | 1266000 |  |  |  |  | 85.2 | [6 empty] | Federally-Regulated Commercial & Industrial Equipment | 2015-04-20
Laars Heating Systems Company | COPPER BRUTE II | BWCH0500 | Water | LPG | Power | FALSE | FALSE | 1 |  |  |  | None | Non-Condensing | Two-Stage Modulating | Copper |  |  |  |  | 500000 | 425000 |  |  |  |  | 85 | 80 | [5 empty] | Federally-Regulated Commercial & Industrial Equipment | 2015-09-30
Thermal Solutions | Thermal Solutions | EVO1000B**-*F* | Water | Natural Gas | Power | FALSE | TRUE | 1 |  |  |  | None | Non-Condensing | Step Modulating | Copper |  |  |  |  | 1000000 | 817000 |  |  | 82.7 |  | 81.7 | [6 empty] | Federally-Regulated Commercial & Industrial Equipment | 2014-08-11
Weil-McLain | Weil-McLain | EGH-85-PIN | Steam | Natural Gas | No Match | FALSE | FALSE | 3 |  |  | No Match | No Match | No Match | No Match | Cast Iron | No Match |  | No Match |  | 350000 |  | 350000 |  | 80 | 80 |  |  | 10 |  | 80 |  |  | Federally-Regulated Commercial & Industrial Equipment | 1996-02-29
PB Heat, LLC | Peerless | 63-03L-SPRK-W | Water | LPG | Injection Type | FALSE | FALSE | 1 | TRUE |  |  | Stack Damper | Non-Condensing | Single-Stage | Cast Iron |  |  |  |  | 88500 | 73000 | [9 empty] | 82.4 | 80 | Federally-Regulated Consumer Product | 2015-09-30
Lochinvar, LLC. | Lochinvar Corp. | WBL081 | Water | LPG | Power | FALSE | FALSE | 1 |  |  | None | None | Condensing | Step Modulating | Other |  |  |  |  | 80000 | 72000 | [9 empty] | 95.3 | 80 | Federally-Regulated Consumer Product | 2010-07-21
Burnham Corp. | Burnham Corp. | V1105H-SO | Steam | Oil | Power | FALSE | FALSE | 1 |  | FALSE |  | None | Non-Condensing | Two-Stage Modulating | Cast Iron |  |  |  |  | 1036000 | 862000 |  |  | 85.7 |  | 83.7 | [6 empty] | Federally-Regulated Commercial & Industrial Equipment | 2014-08-11
Burnham Corp. | Burnham Corp. | IN5L*I | Water | Natural Gas | Induced Draft | FALSE | FALSE | 1 |  |  |  | Stack Damper | Non-Condensing | Single-Stage | Cast Iron |  |  |  |  | 140000 | 115000 | [9 empty] | 83.1 | 80 | Federally-Regulated Consumer Product | 2007-11-14
Burnham Corp. | Crown Boiler Co. | MWC116 | Water | LPG | Induced Draft | FALSE | FALSE | 1 |  |  | None | None | Non-Condensing | Step Modulating | Copper | Single-Speed | 0.13 | Standard |  | 116000 | 102000 | 75000 | 65000 | [7 empty] | 85 | 80 | Federally-Regulated Consumer Product | 2008-10-20
Camus Hydronics | Camus Hydronics | DFPH-3501-MS | Water | LPG | Power | FALSE | FALSE | 1 |  |  |  | None | Condensing | Step Modulating | Other |  |  |  |  | 3500000 | 3052000 |  |  | 87.2 |  | 87.2 | [6 empty] | Federally-Regulated Commercial & Industrial Equipment | 2014-08-11
Smith Cast Iron Boilers | Peerless | TCII-11-S-O | Steam | Oil | Power | FALSE | FALSE | 1 |  | FALSE |  | None | Non-Condensing | Single-Stage | Cast Iron |  |  |  |  | 3220000 | 2753000 |  |  |  |  | 85.5 | 81 | [5 empty] | Federally-Regulated Commercial & Industrial Equipment | 2015-09-30
Burnham Corp. | Burnham Corp. | 204 | Water | Natural Gas | Induced Draft | FALSE | FALSE | 1 |  |  |  | Stack Damper | Non-Condensing | Single-Stage | Cast Iron | Single-Speed | 0.04 | Standard |  | 96000 | 80000 | [9 empty] | 82.3 | 80 | Federally-Regulated Consumer Product | 2007-11-14
Burnham Corp. | Burnham Corp. | K5018 | Both Steam & Water | LPG | Induced Draft | FALSE | FALSE | 1 |  |  |  | None | Non-Condensing | Single-Stage | Cast Iron |  |  |  |  | 1243100 | 995000 |  |  | 80 | 80 | 77 | [6 empty] | Federally-Regulated Commercial & Industrial Equipment | 2010-03-16
Viessmann Manufacturing | Viessmann Manufacturing | CM2-246 | Water | Natural Gas | Power | FALSE | FALSE | 1 |  |  |  | None | Condensing | Step Modulating | Other |  |  |  |  | 878000 | 851000 |  |  | 95 |  | 95 | [6 empty] | Federally-Regulated Commercial & Industrial Equipment | 2014-10-23
ECR International, Ltd. | ECR International, Ltd. | OLSSV-075 | Water | LPG | Power | FALSE | FALSE | 1 |  |  |  | None | Condensing | Step Modulating | Other |  |  |  |  | 75000 | 69000 | [9 empty] | 95 | 80 | Federally-Regulated Consumer Product | 2014-08-08
Water Pik, Inc. | Laars | PW0500EN09*BA | Both Steam & Water | Natural Gas | No Match | FALSE | TRUE | 3 |  |  | No Match | No Match | No Match | No Match | Copper | No Match |  | No Match |  | 500000 |  | 125000 |  | 82 | 80 |  |  | 5 |  | 82 |  |  | Federally-Regulated Commercial & Industrial Equipment | 2001-11-21
Water Pik, Inc. | Laars | VW5000IP18C* | Both Steam & Water | LPG | No Match | FALSE | FALSE | 3 |  |  | No Match | No Match | No Match | No Match | Copper | No Match |  | No Match |  | 5000000 |  | 5000000 |  | 82 | 80 |  |  | 5 |  | 82 |  |  | Federally-Regulated Commercial & Industrial Equipment | 2001-11-21
Ajax Boiler, Inc. | Ajax | OWGFD9000 | Steam | Natural Gas | Power | FALSE | TRUE | 3 |  |  | No Match | No Match | No Match | No Match | Other | No Match |  | No Match |  | 9000000 |  | 4500000 |  | 82 | 80 |  |  |  |  | 80 |  |  | Non Federally-Regulated | 1992-10-27
Hydrotherm, Division of Mestek, Inc. | Hydrotherm | HVX-105 | Water | Natural Gas | Induced Draft | FALSE | FALSE | 1 | TRUE |  |  | None | Non-Condensing | Single-Stage | Cast Iron |  |  |  |  | 105000 | 87000 | [9 empty] | 93.3 | 80 | Federally-Regulated Consumer Product | 2015-09-30
Burnham Corp. | Crown Boiler Co. | 24-06 | Both Steam & Water | LPG | Power | FALSE | FALSE | 1 |  |  |  | None | Non-Condensing | Single-Stage | Cast Iron |  |  |  |  | 990000 | 793000 |  |  | 82.4 | 80 | 80.1 | [6 empty] | Federally-Regulated Commercial & Industrial Equipment | 2007-12-12
Ajax Boiler, Inc. | Ajax | OWGFD2250 | Steam | Natural Gas | Power | FALSE | TRUE | 3 |  |  | No Match | No Match | No Match | No Match | Other | No Match |  | No Match |  | 2250000 |  | 1125000 |  | 82 | 80 |  |  |  |  | 80 |  |  | Non Federally-Regulated | 1992-10-27
Ajax Boiler, Inc. | Ajax | OWGFD3000 | Steam | Natural Gas | Power | FALSE | TRUE | 3 |  |  | No Match | No Match | No Match | No Match | Other | No Match |  | No Match |  | 3000000 |  | 1500000 |  | 82 | 80 |  |  |  |  | 80 |  |  | Non Federally-Regulated | 1992-10-27
Laars Heating Systems Co. | Bradford-White Corp. | BRHHH1600 | Water | Natural Gas | Power | FALSE | FALSE | 1 |  |  |  | None | Condensing | Step Modulating | Copper |  |  |  |  | 1600000 | 1454000 |  |  | 92.1 |  | 92.1 | [6 empty] | Federally-Regulated Commercial & Industrial Equipment | 2014-10-21
A O Smith Water Products | A O Smith Water Products | XB 1700 | Water | Natural Gas | Induced Draft | FALSE | FALSE | 1 |  | FALSE | None | None | Condensing | Step Modulating | Other |  |  |  |  | 1700000 | 1581000 |  |  | 94.4 |  | 93 | [6 empty] | Federally-Regulated Commercial & Industrial Equipment | 2014-08-11
Ajax Boiler, Inc. | Ajax | WNG700W | Water | Natural Gas | No Match | FALSE | TRUE | 3 |  |  | No Match | No Match | No Match | No Match | Other | No Match |  | No Match |  | 700000 |  | 350000 |  | 80 | 80 |  |  |  |  | 80 |  |  | Federally-Regulated Commercial & Industrial Equipment | 1997-01-07
Water Pik, Inc. | Laars | VW1825EN09*BA | Both Steam & Water | Natural Gas | No Match | FALSE | TRUE | 3 |  |  | No Match | No Match | No Match | No Match | Copper | No Match |  | No Match |  | 1825000 |  | 456250 |  | 82 | 80 |  |  | 5 |  | 82 |  |  | Federally-Regulated Commercial & Industrial Equipment | 2001-11-21
Burnham Corp. | Burnham Corp. | K5015SN | Steam | Natural Gas | Induced Draft | TRUE | FALSE | 1 |  | TRUE |  | None | Non-Condensing | Single-Stage | Cast Iron |  |  |  |  | 1092000 | 841000 |  |  | 80 |  | 77 | [6 empty] | Federally-Regulated Commercial & Industrial Equipment | 2014-09-05
U.S. Boiler Co. | New Yorker | CG70E | Water | Natural Gas | Injection Type | FALSE | FALSE | 1 | TRUE |  |  | Stack Damper | Non-Condensing | Single-Stage | Cast Iron | Single-Speed |  |  |  | 210000 | 176000 | [9 empty] | 84 | 80 | Federally-Regulated Consumer Product | 2015-09-30
U.S. Boiler Co. | BURNHAM BY U.S. BOILER | GW04 | Water | Natural Gas | Injection Type | FALSE | FALSE | 1 | TRUE |  |  | Stack Damper | Non-Condensing | Single-Stage | Cast Iron | Single-Speed |  |  |  | 96000 | 78000 | [9 empty] | 82 | 80 | Federally-Regulated Consumer Product | 2015-09-30
Burnham Corp. | Burnham Corp. | K5009 | Both Steam & Water | Natural Gas | Induced Draft | TRUE | FALSE | 1 |  |  |  | None | Non-Condensing | Single-Stage | Cast Iron |  |  |  |  | 624000 | 500000 |  |  | 80 | 80 | 77 | [6 empty] | Federally-Regulated Commercial & Industrial Equipment | 2010-03-16
Laars Heating Systems Co. | Triangle Tube | KS285 | Water | LPG | Induced Draft | FALSE | FALSE | 1 |  | TRUE |  | None | Condensing | Step Modulating | Other | Single-Speed |  |  |  | 285000 | 264000 | [9 empty] | 95 | 80 | Federally-Regulated Consumer Product | 2013-11-14
U.S. Boiler Co. | BURNHAM HYDRONICS | SCG-8 | Water | LPG | Induced Draft | FALSE | FALSE | 1 | TRUE |  |  | None | Non-Condensing | Single-Stage | Cast Iron |  |  |  |  | 245000 | 208000 | [9 empty] | 84.5 | 80 | Federally-Regulated Consumer Product | 2015-09-30
Water Pik, Inc. | Laars | HH3050IN18A* | Water | Natural Gas | No Match | FALSE | FALSE | 3 |  |  | No Match | No Match | No Match | No Match | Copper | No Match |  | No Match |  | 3050000 |  | 3050000 |  | 82 | 80 |  |  | 5 |  | 82 |  |  | Federally-Regulated Commercial & Industrial Equipment | 2001-05-16
Slant / Fin Corp. | Slant / Fin Corp. | SE-105EDP | Water | Natural Gas | Injection Type | FALSE | FALSE | 1 |  |  |  | Stack Damper | Non-Condensing | Single-Stage | Cast Iron |  |  |  |  | 105000 | 87000 | [9 empty] | 82.1 | 80 | Federally-Regulated Consumer Product | 2007-11-14
Ajax Boiler, Inc. | Ajax | SGX-SGXB-4250-D | Steam | Natural Gas | No Match | FALSE | FALSE | 3 |  |  | No Match | No Match | No Match | No Match | Other | No Match |  | No Match |  | 4250000 |  | 4250000 |  | 80 | 80 |  |  |  |  | 80 |  |  | Federally-Regulated Commercial & Industrial Equipment | 1996-02-29
PVI Industries | PVI | 594 ESB 250A-E | Steam | Electricity | No Match | TRUE | FALSE | 3 |  |  | No Match | No Match | No Match | No Match | Other | No Match |  | No Match |  | 2027000 |  | 2027000 |  | 99.9 | [5 empty] | 99.9 |  |  | Non Federally-Regulated | 1992-09-28
Raypak | Raypak | H41532B-CHX | Water | Natural Gas | Induced Draft | FALSE | FALSE | 1 |  |  | None | None | Non-Condensing | Single-Stage | Copper |  |  |  |  | 1530000 | 1499000 |  |  | 98 | 80 | 98 | [6 empty] | Federally-Regulated Commercial & Industrial Equipment | 2007-12-12
Utica Boilers | Utica Boilers | MGB50ID | Water | Combo (Natural Gas & Oil) | No Match | FALSE | FALSE | 1 |  |  | No Match | No Match | No Match | No Match | Cast Iron | No Match |  | No Match |  | 50000 | [10 empty] | 84.1 | 80 | Federally-Regulated Consumer Product | 2001-11-01
Raypak | Raypak | H7-1005 | Water | Natural Gas | Induced Draft | FALSE | FALSE | 1 |  |  |  | None | Condensing | Step Modulating | Copper |  |  |  |  | 999000 | 959000 |  |  |  |  | 96 | [6 empty] | Federally-Regulated Commercial & Industrial Equipment | 2014-09-05
A O Smith Water Products | A O Smith Water Products | XB 1300 | Water | Natural Gas | Induced Draft | FALSE | FALSE | 1 |  | FALSE | None | None | Condensing | Step Modulating | Other |  |  |  |  | 1300000 | 1209000 |  |  | 94.4 |  | 93 | [6 empty] | Federally-Regulated Commercial & Industrial Equipment | 2014-08-11
Burnham Corp. | New Yorker Boiler Co. | CG30CHNI | Water | LPG | Induced Draft | FALSE | FALSE | 1 |  |  |  | Stack Damper | Non-Condensing | Single-Stage | Cast Iron | Single-Speed | 0.04 | Standard |  | 62000 | 52000 | [9 empty] | 84 | 80 | Federally-Regulated Consumer Product | 2008-12-24
Weil-McLain | Weil-McLain | EG-35-PIDN-S | Steam | Natural Gas | No Match | FALSE | FALSE | 1 |  |  | No Match | No Match | No Match | No Match | Cast Iron | No Match |  | No Match |  | 100000 | [10 empty] | 82.9 | 75 | Federally-Regulated Consumer Product | 2002-09-30
Parker Boiler Co. | Parker Boiler | GO-90R | Steam | Combo (Natural Gas & Oil) | Power | FALSE | FALSE | 3 |  |  | No Match | No Match | No Match | No Match | Other | No Match |  | No Match |  | 3780000 |  | 1890000 |  | 83 | 80 |  |  | 4 |  | 82 |  |  | Federally-Regulated Commercial & Industrial Equipment | 1996-03-13
Dunkirk | Dunkirk | DPFG-8T-300 | Water | Combo (Natural Gas & Oil) | Power | FALSE | FALSE | 1 |  |  | No Match | No Match | No Match | No Match | Cast Iron | No Match |  | No Match |  | 299900 | [10 empty] | 82.9 | 80 | Federally-Regulated Consumer Product | 2001-11-01
Slant / Fin Corp. | Slant / Fin Corp. | GG-200HEDP | Water | Natural Gas | Injection Type | FALSE | FALSE | 1 |  |  |  | Stack Damper | Non-Condensing | Single-Stage | Cast Iron |  |  |  |  | 200000 | 167000 | [9 empty] | 82.7 | 80 | Federally-Regulated Consumer Product | 2007-11-14
Burnham Corp. | Crown Boiler Co. | 24-09 | Both Steam & Water | Oil | Power | FALSE | FALSE | 1 |  |  |  | None | Non-Condensing | Single-Stage | Cast Iron |  |  |  |  | 1596000 | 1316000 |  |  | 84.8 | 83 | 82.7 | [6 empty] | Federally-Regulated Commercial & Industrial Equipment | 2007-12-12
PB Heat, LLC | Peerless | 63-04-SPRK-S | Steam | LPG | Injection Type | FALSE | FALSE | 1 |  | TRUE |  | Stack Damper | Non-Condensing | Single-Stage | Cast Iron |  |  |  |  | 177000 | 147000 | [9 empty] | 82.4 | 80 | Federally-Regulated Consumer Product | 2015-09-30
McKenna Boiler Co. | McKenna Boiler Co. | 15 | Steam | Natural Gas | Power | FALSE | FALSE | 3 |  |  | No Match | No Match | No Match | No Match | Other | No Match |  | No Match |  | 635000 |  | 635000 |  | 82 | 80 |  |  |  |  | 82 |  |  | Federally-Regulated Commercial & Industrial Equipment | 2002-05-14
Smith Cast Iron Boilers | Peerless | TCII-07R-S-O | Steam | Oil | Power | FALSE | FALSE | 1 |  | FALSE |  | None | Non-Condensing | Single-Stage | Cast Iron |  |  |  |  | 1925000 | 1635000 |  |  |  |  | 85 | 81 | [5 empty] | Federally-Regulated Commercial & Industrial Equipment | 2015-09-30
Lochinvar, LLC. | Lochinvar Corp. | KBN285 | Water | LPG | Power | FALSE | FALSE | 1 |  |  |  | None | Condensing | Step Modulating | Other |  |  |  |  | 285000 | 260000 | [9 empty] | 96 | 80 | Federally-Regulated Consumer Product | 2008-04-14
PB Heat, LLC | PB Heat, LLC | PSC-04-SV | Water | Natural Gas | Injection Type | FALSE | FALSE | 1 |  |  |  | None | Non-Condensing | Single-Stage | Cast Iron | Single-Speed |  |  |  | 105000 | 88000 | [9 empty] | 83 | 80 | Federally-Regulated Consumer Product | 2012-07-06
Ajax Boiler, Inc. | Ajax | B8E0 | Water | Natural Gas | Luminous | FALSE | TRUE | 1 |  |  | None | None | Non-Condensing | Step Modulating | Copper | Single-Speed | 0.75 | No Match |  | 760000 | 608000 | 608000 | 512000 | 80 | 80 | 79.2 | [6 empty] | Federally-Regulated Commercial & Industrial Equipment | 2007-08-15
Ajax Boiler, Inc. | Ajax | OWGOFD2250 | Steam | Natural Gas | Power | FALSE | TRUE | 3 |  |  | No Match | No Match | No Match | No Match | Other | No Match |  | No Match |  | 2250000 |  | 1125000 |  | 82 | 80 |  |  |  |  | 80 |  |  | Non Federally-Regulated | 1992-10-27
Burnham Corp. | Burnham Corp. | SM3 | Water | Natural Gas | Induced Draft | FALSE | FALSE | 1 |  |  |  | None | Non-Condensing | Single-Stage | Cast Iron | Single-Speed | 0.04 | Standard |  | 70000 | 58000 | [9 empty] | 82.5 | 80 | Federally-Regulated Consumer Product | 2007-11-14
Laars Heating Systems Co. | Laars | PH0325CN12***** | Water | Natural Gas | Induced Draft | FALSE | FALSE | 1 |  |  |  | None | Non-Condensing | Two-Stage Modulating | Copper | Single-Speed |  | Standard |  | 325000 | 263000 | 162500 |  | 81 | 80 | 78.6 | [6 empty] | Federally-Regulated Commercial & Industrial Equipment | 2007-11-01
Hydrotherm | Hydrotherm | VGA-175BS-PV | Steam | Natural Gas | No Match | FALSE | FALSE | 1 |  |  | No Match | No Match | No Match | No Match | Cast Iron | No Match |  | No Match |  | 175000 | [10 empty] | 81.3 | 75 | Federally-Regulated Consumer Product | 1998-12-21
Water Pik, Inc. | Laars | JVS050ND(I/L) | Water | Natural Gas | No Match | FALSE | FALSE | 1 |  |  | No Match | No Match | No Match | No Match | Copper | No Match |  | No Match |  | 50000 | [10 empty] | 84.4 | 80 | Federally-Regulated Consumer Product | 2001-11-21
Ajax Boiler, Inc. | Ajax | WGFD-3000 | Steam | Natural Gas | Power | FALSE | FALSE | 3 |  |  | No Match | No Match | No Match | No Match | Other | No Match |  | No Match |  | 3000000 |  | 1500000 |  | 82 | 80 |  |  |  |  | 80 |  |  | Non Federally-Regulated | 1992-10-27
Burnham Corp. | Crown Boiler Co. | 16H-460 | Water | Natural Gas | Induced Draft | FALSE | FALSE | 1 |  |  |  | None | Non-Condensing | Single-Stage | Cast Iron |  |  |  |  | 460000 | 370000 |  |  | 83.5 |  | 80.4 | [6 empty] | Federally-Regulated Commercial & Industrial Equipment | 2014-09-05
ECR International, Ltd. | ECR International, Ltd. | DKVLT-299 | Water | Natural Gas | Pressure | FALSE | FALSE | 1 |  | TRUE |  | None | Condensing | Step Modulating | Other | Single-Speed |  |  |  | 299000 | 273000 | [9 empty] | 95 | 80 | Federally-Regulated Consumer Product | 2014-08-08
Crown Boiler Co. | Crown Boiler Co. | AWR038 | Water | LPG | Injection Type | FALSE | FALSE | 1 |  | TRUE |  | Stack Damper | Non-Condensing | Single-Stage | Cast Iron | Single-Speed |  |  |  | 38000 | 32000 | [9 empty] | 82.8 | 80 | Federally-Regulated Consumer Product | 2013-04-19
Burnham Corp. | Burnham Corp. | K5014 | Both Steam & Water | Natural Gas | Induced Draft | TRUE | FALSE | 1 |  |  |  | None | Non-Condensing | Single-Stage | Cast Iron |  |  |  |  | 1014000 | 812000 |  |  | 80 | 80 | 77 | [6 empty] | Federally-Regulated Commercial & Industrial Equipment | 2010-03-16
Weil-McLain | Weil-McLain | 1388 | Both Steam & Water | Oil | Power | FALSE | FALSE | 1 |  |  |  | None | Non-Condensing | Single-Stage | Cast Iron |  |  |  |  | 3995000 | 3422000 |  |  | 86 | 83 | 85.7 | [6 empty] | Federally-Regulated Commercial & Industrial Equipment | 2008-04-14
Weil-McLain | Weil-McLain | 488R | Steam | Natural Gas | Power | FALSE | FALSE | 3 |  |  | No Match | No Match | No Match | No Match | Cast Iron | No Match |  | No Match |  | 996000 |  | 996000 |  | 81.9 | 80 |  |  | 147 |  | 81.9 |  |  | Federally-Regulated Commercial & Industrial Equipment | 1996-02-29
Lochinvar, LLC. | Lochinvar Corp. | WH(N,L)199 | Water | Natural Gas | Power | FALSE | FALSE | 1 |  | TRUE |  | None | Condensing | Step Modulating | Other |  |  |  |  | 200000 | 184000 | [9 empty] | 95 | 80 | Federally-Regulated Consumer Product | 2014-10-23
Burnham Corp. | Burnham Corp. | V905 | Both Steam & Water | Natural Gas | Power | FALSE | FALSE | 1 |  |  |  | None | Non-Condensing | Single-Stage | Cast Iron |  |  |  |  | 808000 | 647000 |  |  | 82.4 | 80 | 80.1 | [6 empty] | Federally-Regulated Commercial & Industrial Equipment | 2010-03-16
Allied Engineering Co. | Super Hot | AAE2760**** | Water | Natural Gas | No Match | TRUE | TRUE | 3 |  |  | No Match | No Match | No Match | No Match | Copper | No Match |  | No Match |  | 2760000 |  | 966000 |  | 80 | 80 |  |  | 675 |  | 80 |  |  | Federally-Regulated Commercial & Industrial Equipment | 1998-04-21
Laars Heating Systems Co. | Laars | NTH285N*** | Water | Natural Gas | Induced Draft | FALSE | FALSE | 1 |  |  | None | None | Condensing | Step Modulating | Other | Single-Speed | 0.17 | Standard |  | 285000 | 270000 | [9 empty] | 95 | 80 | Federally-Regulated Consumer Product | 2008-10-28
Smith Cast Iron Boilers | Peerless | CC-11-S-G | Steam | Natural Gas | Power | FALSE | FALSE | 1 |  | FALSE |  | None | Non-Condensing | Single-Stage | Cast Iron |  |  |  |  | 1963000 | 1587000 |  |  |  |  | 83.4 | 79 | [5 empty] | Federally-Regulated Commercial & Industrial Equipment | 2015-09-30
Ajax Boiler, Inc. | Ajax | HFG8000W | Steam | Natural Gas | Power | FALSE | TRUE | 3 |  |  | No Match | No Match | No Match | No Match | Other | No Match |  | No Match |  | 8000000 |  | 3200000 |  | 80 | 80 |  |  |  |  | 80 |  |  | Federally-Regulated Commercial & Industrial Equipment | 1997-01-07
Slant / Fin Corp. | Slant / Fin Corp. | LD40HPZ | Steam | Oil | Power | FALSE | FALSE | 1 |  |  |  | None | Non-Condensing | Single-Stage | Cast Iron |  |  |  |  | 210000 | 179000 | [9 empty] | 84 | 80 | Federally-Regulated Consumer Product | 2007-11-14
Slant / Fin Corp. | Slant / Fin Corp. | GG-125HEDP | Water | LPG | Injection Type | FALSE | FALSE | 1 |  |  |  | Stack Damper | Non-Condensing | Single-Stage | Cast Iron |  |  |  |  | 125000 | 103000 | [9 empty] | 82.3 | 80 | Federally-Regulated Consumer Product | 2007-11-14
Camus Hydronics | Camus Hydronics | DFNH-2501-MG | Water | Natural Gas | Power | FALSE | FALSE | 1 |  |  |  | None | Condensing | Step Modulating | Copper |  |  |  |  | 2500000 | 2180000 |  |  | 87.2 |  | 87.2 | [6 empty] | Federally-Regulated Commercial & Industrial Equipment | 2014-08-11
Water Pik, Inc. | Laars | JVH100PD(I/L) | Water | LPG | No Match | FALSE | FALSE | 1 |  |  | No Match | No Match | No Match | No Match | Copper | No Match |  | No Match |  | 100000 | [10 empty] | 82.7 | 80 | Federally-Regulated Consumer Product | 2001-11-21
Ajax Boiler, Inc. | Ajax | OWGFD4750 | Steam | Natural Gas | Power | FALSE | TRUE | 3 |  |  | No Match | No Match | No Match | No Match | Other | No Match |  | No Match |  | 4750000 |  | 2375000 |  | 82 | 80 |  |  |  |  | 80 |  |  | Non Federally-Regulated | 1992-10-27
Ajax Boiler, Inc. | Ajax | OSGXFD5000 | Steam | Natural Gas | Power | FALSE | TRUE | 3 |  |  | No Match | No Match | No Match | No Match | Other | No Match |  | No Match |  | 5000000 |  | 2500000 |  | 81 | 80 |  |  |  |  | 80 |  |  | Non Federally-Regulated | 1992-10-27
Ajax Boiler, Inc. | Ajax | WEC2250W | Water | Combo (Natural Gas & Oil) | Power | FALSE | TRUE | 3 |  |  | No Match | No Match | No Match | No Match | Other | No Match |  | No Match |  | 2140000 |  | 1000000 |  | 85 | 80 |  |  |  |  | 80 |  |  | Federally-Regulated Commercial & Industrial Equipment | 1997-01-07
Fulton Boiler Works | Fulton | FB-0015L | Both Steam & Water | Electricity | No Match | FALSE | TRUE | 1 |  |  | No Match | No Match | No Match | No Match | Other | No Match |  | No Match |  | 50214 |  |  |  | 98 |  |  |  | 27 |  |  |  | 68 | Federally-Regulated Consumer Product | 1991-02-27
Burnham Corp. | Burnham Corp. | 806H | Water | LPG | Induced Draft | FALSE | FALSE | 1 |  |  |  | None | Non-Condensing | Single-Stage | Cast Iron |  |  |  |  | 315000 | 262000 |  |  | 83.1 | 80 | 80.2 | [6 empty] | Federally-Regulated Commercial & Industrial Equipment | 2010-03-16
Dunkirk | Pennco, Inc. | 1607HSID | Steam | LPG | No Match | FALSE | FALSE | 1 |  |  | No Match | No Match | No Match | No Match | Cast Iron | No Match |  | No Match |  | 210000 | [10 empty] | 81.1 | 75 | Federally-Regulated Consumer Product | 1998-12-21
PB Heat, LLC | PB Heat, LLC | 63-05-SPRK-S | Steam | LPG | Injection Type | FALSE | FALSE | 1 |  | TRUE | Draft Diverter | Stack Damper | Non-Condensing | Single-Stage | Cast Iron |  |  |  |  | 236000 | 196000 | [9 empty] | 82.2 | 75 | Federally-Regulated Consumer Product | 2013-04-19
Bryan Steam Corp. | Bryan | K-400-S-***-G | Steam | Natural Gas | No Match | TRUE | FALSE | 3 |  |  | No Match | No Match | No Match | No Match | Other | No Match |  | No Match |  | 4000000 |  | 4000000 |  | 80 | 80 |  |  |  |  | 80 |  |  | Federally-Regulated Commercial & Industrial Equipment | 1996-03-01
Ajax Boiler, Inc. | Ajax | OWGH1125 | Steam | Natural Gas | No Match | FALSE | TRUE | 3 |  |  | No Match | No Match | No Match | No Match | Other | No Match |  | No Match |  | 1125000 |  | 1125000 |  | 80 | 80 |  |  |  |  | 80 |  |  | Federally-Regulated Commercial & Industrial Equipment | 1996-02-29
Peerless Heater Co. | Peerless | 211A-24I | Steam | Natural Gas | No Match | FALSE | FALSE | 3 |  |  | No Match | No Match | No Match | No Match | Cast Iron | No Match |  | No Match |  | 4830000 |  | 4830000 |  | 80 | 75 |  |  | 9 | 147 | 80 |  |  | Non Federally-Regulated | 1990-06-25
Rite Engineering | Rite | A180S | Both Steam & Water | Natural Gas | No Match | FALSE | FALSE | 3 |  |  | No Match | No Match | No Match | No Match | Other | No Match |  | No Match |  | 1800000 |  | 900000 |  | 80 | 80 |  |  |  |  | 80 |  |  | Non Federally-Regulated | 1992-10-14
Harsco Industrial / Patterson-Kelley | Harsco Industrial / Patterson-Kelley | C-750 | Water | Natural Gas | Power | FALSE | FALSE | 1 |  |  |  | None | Condensing | Step Modulating | Other |  |  |  |  | 750000 | 704000 |  |  | 94 |  | 93.9 | [6 empty] | Federally-Regulated Commercial & Industrial Equipment | 2015-04-02
Peerless Heater Co. | Peerless | DE-03-SPRK | Water | Combo (Natural Gas & Oil) | Power | FALSE | FALSE | 1 |  |  | No Match | No Match | No Match | No Match | Cast Iron | No Match |  | No Match |  | 70000 | [10 empty] | 82.1 | 80 | Federally-Regulated Consumer Product | 2001-11-01
Ajax Boiler, Inc. | Ajax | WGFD-4000 | Steam | Natural Gas | Power | FALSE | FALSE | 3 |  |  | No Match | No Match | No Match | No Match | Other | No Match |  | No Match |  | 4000000 |  | 2000000 |  | 82 | 80 |  |  |  |  | 80 |  |  | Non Federally-Regulated | 1992-10-27
Burnham Corp. | Burnham Corp. | K5021SP | Steam | LPG | Induced Draft | FALSE | FALSE | 1 |  | TRUE |  | None | Non-Condensing | Single-Stage | Cast Iron |  |  |  |  | 1462500 | 1126000 |  |  | 80 |  | 77 | [6 empty] | Federally-Regulated Commercial & Industrial Equipment | 2014-09-05
Slant / Fin Corp. | Slant / Fin Corp. | LDWO-2100-5-7 | Water | Oil | Power | FALSE | FALSE | 1 |  |  |  | None | Non-Condensing | Single-Stage | Cast Iron |  |  |  |  | 2100000 | 1710000 |  |  | 85.5 | 83 | 81.5 | [6 empty] | Federally-Regulated Commercial & Industrial Equipment | 2007-12-12
Aerco International | Aerco International | BMK 1.5 LN | Water | Natural Gas | Injection Type | FALSE | FALSE | 1 |  |  | None | None | Condensing | Step Modulating | Other |  |  |  |  | 1500000 | 1379000 |  |  | 93.9 | 80 | 91.9 | [6 empty] | Federally-Regulated Commercial & Industrial Equipment | 2008-04-14
Harsco Industrial / Patterson-Kelley | Thermific | N1200 | Water | Natural Gas | Power | FALSE | TRUE | 1 |  |  | None | None | Non-Condensing | Single-Stage | Copper | Single-Speed |  | No Match |  | 1200000 | 1020000 |  |  | 85 | 80 | 84 | [6 empty] | Federally-Regulated Commercial & Industrial Equipment | 2007-07-10
Laars Heating Systems Co. | Laars | HHO850EP******** | Water | LPG | Induced Draft | FALSE | TRUE | 1 |  |  |  | None | Non-Condensing | Step Modulating | Copper |  |  |  |  | 850000 | 697000 | 212500 |  | 82 | 80 | 79.6 | [6 empty] | Federally-Regulated Commercial & Industrial Equipment | 2007-11-01
Bryan Steam Corp. | Bryan | K-650-W-G | Water | Natural Gas | No Match | TRUE | FALSE | 3 |  |  | No Match | No Match | No Match | No Match | Other | No Match |  | No Match |  | 6500000 |  | 6500000 |  | 80 | 80 |  |  |  |  | 80 |  |  | Federally-Regulated Commercial & Industrial Equipment | 1996-03-01
PVI Industries | PVI | 666 EWB 250A-E | Water | Electricity | No Match | TRUE | FALSE | 3 |  |  | No Match | No Match | No Match | No Match | Other | No Match |  | No Match |  | 2273000 |  | 2273000 |  | 99.9 | [5 empty] | 99.9 |  |  | Non Federally-Regulated | 1992-09-28
Harsco Industrial / Patterson-Kelley | Thermific | N1700-2 | Water | Natural Gas | Power | FALSE | TRUE | 1 |  |  | None | None | Non-Condensing | Two-Stage Modulating | Copper | Single-Speed |  | No Match |  | 1700000 | 1445000 | 1020000 | 867000 | 85 | 80 | 83.6 | [6 empty] | Federally-Regulated Commercial & Industrial Equipment | 2007-07-10
Burnham Corp. | New Yorker Boiler Co. | CGS80A*I- | Steam | Natural Gas | Induced Draft | FALSE | FALSE | 1 |  |  |  | Stack Damper | Non-Condensing | Single-Stage | Cast Iron |  |  |  |  | 245000 | 201000 | [9 empty] | 81.5 | 75 | Federally-Regulated Consumer Product | 2007-11-14
Water Pik, Inc. | Laars | HH0600EP09*BA | Water | LPG | No Match | FALSE | TRUE | 3 |  |  | No Match | No Match | No Match | No Match | Copper | No Match |  | No Match |  | 600000 |  | 150000 |  | 82 | 80 |  |  | 5 |  | 82 |  |  | Federally-Regulated Commercial & Industrial Equipment | 2001-05-30
Camus Hydronics | Camus Hydronics | DFNW-2501-MS | Water | Natural Gas | Power | FALSE | FALSE | 1 |  |  |  | None | Condensing | Step Modulating | Other |  |  |  |  | 2500000 | 2180000 |  |  | 87.2 |  | 87.2 | [6 empty] | Federally-Regulated Commercial & Industrial Equipment | 2014-08-11
Ajax Boiler, Inc. | Ajax | SGOXFD-1125 | Steam | Natural Gas | Power | FALSE | FALSE | 3 |  |  | No Match | No Match | No Match | No Match | Other | No Match |  | No Match |  | 1125000 |  | 562500 |  | 81 | 80 |  |  |  |  | 80 |  |  | Non Federally-Regulated | 1992-10-27
Raypak | Raypak | H4-HD201* | Water | LPG | Induced Draft | FALSE | FALSE | 1 |  |  | None | None | Non-Condensing | Single-Stage | Copper | Single-Speed |  | Standard |  | 199000 | 167160 | [9 empty] | 85 | 80 | Federally-Regulated Consumer Product | 2010-01-11
Raypak | Raypak | H9-2339* | Water | Natural Gas | Induced Draft | FALSE | FALSE | 1 |  |  |  | None | Non-Condensing | Step Modulating | Copper |  |  |  |  | 2340000 | 1966000 |  |  |  |  | 84 | [6 empty] | Federally-Regulated Commercial & Industrial Equipment | 2015-04-16
Lochinvar, LLC. | Lochinvar Corp. | KBL151 | Water | LPG | Power | FALSE | FALSE | 1 |  | TRUE | None | None | Condensing | Step Modulating | Other |  |  |  |  | 150000 | 139000 | [9 empty] | 95 | 80 | Federally-Regulated Consumer Product | 2014-10-23
Smith Cast Iron Boilers | Smith Cast Iron Boilers | GB200-S-4H-INTD | Steam | Natural Gas | No Match | FALSE | FALSE | 1 |  |  | No Match | No Match | No Match | No Match | Cast Iron | No Match |  | No Match |  | 135000 | [10 empty] | 81.5 | 75 | Federally-Regulated Consumer Product | 1998-12-21
Water Pik, Inc. | Laars | VW1430EN21*N* | Both Steam & Water | Natural Gas | No Match | FALSE | TRUE | 3 |  |  | No Match | No Match | No Match | No Match | Copper | No Match |  | No Match |  | 1430000 |  | 357500 |  | 82 | 80 |  |  | 5 |  | 82 |  |  | Federally-Regulated Commercial & Industrial Equipment | 2001-11-21
Ajax Boiler, Inc. | Ajax | A100W | Water | Natural Gas | Luminous | FALSE | TRUE | 1 |  |  | None | None | Condensing | Step Modulating | Copper | None |  | No Match |  | 1000000 | 930000 | 250000 | 242500 | 93 | 80 | 92 |  |  |  | 98 |  |  | Federally-Regulated Commercial & Industrial Equipment | 2007-08-15
U.S. Boiler Co. | U.S. Boiler Co. | 305 | Water | LPG | Injection Type | FALSE | FALSE | 1 |  | TRUE |  | Stack Damper | Non-Condensing | Single-Stage | Cast Iron | Single-Speed |  |  |  | 140000 | 117000 | [9 empty] | 84 | 80 | Federally-Regulated Consumer Product | 2013-04-19
Rite Engineering | Rite | A400S | Both Steam & Water | Natural Gas | No Match | FALSE | FALSE | 3 |  |  | No Match | No Match | No Match | No Match | Other | No Match |  | No Match |  | 4000000 |  | 2000000 |  | 80 | 80 |  |  |  |  | 80 |  |  | Non Federally-Regulated | 1992-10-14
Laars Heating Systems Co. | Bradford-White Corp. | BLXHW175(N,P)**** | Water | Natural Gas | Power | FALSE | FALSE | 1 |  |  |  | None | Condensing | Step Modulating | Other | Single-Speed |  |  |  | 175000 | 166000 | [9 empty] | 95 | 80 | Federally-Regulated Consumer Product | 2014-10-23
Crown Boiler Co. | Crown | C247-2900-W | Water | Natural Gas | No Match | FALSE | FALSE | 3 |  |  | No Match | No Match | No Match | No Match | Cast Iron | No Match |  | No Match |  | 2900000 |  | 2900000 |  | 80 | 80 |  |  |  |  | 80 |  |  | Federally-Regulated Commercial & Industrial Equipment | 1996-03-06
U.S. Boiler Co. | U.S. Boiler Co. | FORCE08 | Water | LPG | Injection Type | FALSE | FALSE | 1 |  |  |  | Stack Damper | Non-Condensing | Single-Stage | Cast Iron | Single-Speed |  |  |  | 232000 | 191000 | [9 empty] | 82 | 80 | Federally-Regulated Consumer Product | 2014-10-23
Water Pik, Inc. | Laars | PH0715IP09CBA | Water | LPG | No Match | FALSE | FALSE | 3 |  |  | No Match | No Match | No Match | No Match | Copper | No Match |  | No Match |  | 715000 |  | 715000 |  | 82 | 80 |  |  | 5 |  | 82 |  |  | Federally-Regulated Commercial & Industrial Equipment | 2001-05-30
Ajax Boiler, Inc. | Ajax | WGFD-8000 | Steam | Natural Gas | Power | FALSE | FALSE | 3 |  |  | No Match | No Match | No Match | No Match | Other | No Match |  | No Match |  | 8000000 |  | 4000000 |  | 82 | 80 |  |  |  |  | 80 |  |  | Non Federally-Regulated | 1992-10-27
Ajax Boiler, Inc. | Ajax | WNG1750W | Water | Natural Gas | No Match | FALSE | TRUE | 3 |  |  | No Match | No Match | No Match | No Match | Other | No Match |  | No Match |  | 1750000 |  | 875000 |  | 80 | 80 |  |  |  |  | 80 |  |  | Federally-Regulated Commercial & Industrial Equipment | 1997-01-07
Camus Hydronics | Camus Hydronics | DFNW-1100-MS | Water | Natural Gas | Power | FALSE | FALSE | 1 |  |  |  | None | Non-Condensing | Step Modulating | Other |  |  |  |  | 1100000 | 935000 |  |  | 85 |  | 85 | [6 empty] | Federally-Regulated Commercial & Industrial Equipment | 2014-08-11
Raypak | Raypak | H7-1504 * | Water | LPG | Induced Draft | FALSE | FALSE | 1 |  |  |  | None | Non-Condensing | Step Modulating | Copper |  |  |  |  | 1500000 | 1260000 |  |  |  |  | 84 | [6 empty] | Federally-Regulated Commercial & Industrial Equipment | 2015-04-16
Hydrotherm | Hydrotherm | KN-6 | Water | Natural Gas | Induced Draft | TRUE | FALSE | 1 |  |  |  | None | Condensing | Step Modulating | Cast Iron |  |  |  |  | 600000 | 512000 |  |  | 85.3 | 80 | 84.8 | [6 empty] | Federally-Regulated Commercial & Industrial Equipment | 2007-12-12
Burnham Corp. | Burnham Corp. | PVG-7 | Water | LPG | Induced Draft | FALSE | FALSE | 1 |  |  |  | None | Non-Condensing | Single-Stage | Cast Iron | Single-Speed | 0.04 | Standard |  | 210000 | 179000 | [9 empty] | 85 | 80 | Federally-Regulated Consumer Product | 2007-11-14
Smith Cast Iron Boilers | Smith Cast Iron Boilers | 650A-*-19 | Both Steam & Water | Natural Gas | Power | FALSE | FALSE | 1 |  |  |  | None | Non-Condensing | Single-Stage | Cast Iron |  |  |  |  | 9835000 | 7949000 |  |  | 82.3 | 80 | 80.8 | [6 empty] | Federally-Regulated Commercial & Industrial Equipment | 2007-12-12
Crown Boiler Co. | Burnham Corp. | V89W | Water | Oil | Power | FALSE | FALSE | 1 |  |  |  | None | Non-Condensing | Single-Stage | Cast Iron | Single-Speed | 0.04 | Standard |  | 364000 | 299000 |  |  | 84.1 | 83 | 82.3 | [6 empty] | Federally-Regulated Commercial & Industrial Equipment | 2010-03-16
Laars Heating Systems Company | COPPER BRUTE II | BWCH1000 | Water | Natural Gas | Power | FALSE | FALSE | 1 |  |  |  | None | Non-Condensing | Step Modulating | Copper |  |  |  |  | 999000 | 849000 |  |  |  |  | 85 | 80 | [5 empty] | Federally-Regulated Commercial & Industrial Equipment | 2015-09-30
U.S. Boiler Co. | TDC Manufacturing | HG06 | Water | Natural Gas | Injection Type | FALSE | FALSE | 1 |  |  |  | Stack Damper | Non-Condensing | Single-Stage | Cast Iron | Single-Speed |  |  |  | 164000 | 134000 | [9 empty] | 82 | 80 | Federally-Regulated Consumer Product | 2014-08-08
PB Heat, LLC | Smith Cast Iron Boilers | GVX-140 | Water | LPG | Injection Type | FALSE | FALSE | 1 |  | TRUE |  | None | Non-Condensing | Single-Stage | Cast Iron | Single-Speed |  |  |  | 140000 | 116000 | [9 empty] | 82 | 80 | Federally-Regulated Consumer Product | 2013-06-17
Burnham Corp. | Crown Boiler Co. | TWZ100 | Water | Oil | Power | FALSE | FALSE | 1 |  |  |  | None | Non-Condensing | Single-Stage | Cast Iron | Single-Speed | 0.04 | Standard |  | 140000 | 120000 | [9 empty] | 84.3 | 80 | Federally-Regulated Consumer Product | 2007-11-14
Slant / Fin Corp. | Slant / Fin Corp. | TR-50 | Water | Oil | Power | FALSE | FALSE | 1 |  |  |  | None | Non-Condensing | Single-Stage | Cast Iron |  |  |  |  | 329000 | 272000 |  |  | 85.2 | 83 | 82.7 | [6 empty] | Federally-Regulated Commercial & Industrial Equipment | 2007-12-12
Bosch Thermotechnology Corp. | Buderus | GB312 - 90 | Water | Natural Gas | Induced Draft | FALSE | FALSE | 1 |  |  | None | None | Condensing | Step Modulating | Other |  |  |  |  | 328300 | 305000 | 132000 | 131000 | 93.4 | 80 | 93.1 | [6 empty] | Federally-Regulated Commercial & Industrial Equipment | 2009-10-19
Water Pik, Inc. | Laars | HH0400CP12*B | Water | LPG | No Match | FALSE | TRUE | 3 |  |  | No Match | No Match | No Match | No Match | Copper | No Match |  | No Match |  | 399000 |  | 100000 |  | 83 | 80 |  |  | 5 |  | 82 |  |  | Federally-Regulated Commercial & Industrial Equipment | 2001-05-30
Viessmann Manufacturing | Viessmann Manufacturing | VD2-380 | Water | Natural Gas | Power | FALSE | FALSE | 1 |  |  | Barometric Regulator | None | Non-Condensing | Two-Stage Modulating | Cast Iron |  |  |  |  | 1544000 | 1319000 |  |  | 85.4 | 80 | 85.4 | [6 empty] | Federally-Regulated Commercial & Industrial Equipment | 2008-04-14
U.S. Boiler Co. | New Yorker Boiler Co. | PVCG70BN | Water | Natural Gas | Induced Draft | FALSE | FALSE | 1 |  |  |  | None | Non-Condensing | Single-Stage | Cast Iron | Single-Speed |  |  |  | 210000 | 179000 | [9 empty] | 85 | 80 | Federally-Regulated Consumer Product | 2014-01-14
Heat Cell Technologies, Inc. / ECO Heating Systems | Hamilton Engineering - EVO Micro | HWHL00179ASME | Water | LPG | Power | FALSE | TRUE | 1 |  |  | None | None | Condensing | Two-Stage Modulating | Other | No Match |  | No Match |  | 180000 | 171500 | 36000 | 34200 | [7 empty] | 93 | 80 | Federally-Regulated Consumer Product | 2006-03-29
Utica Boilers | Utica Boilers | JD-1800 | Both Steam & Water | Natural Gas | Injection Type | FALSE | FALSE | 1 |  |  |  | None | Non-Condensing | Single-Stage | Cast Iron |  |  |  |  | 1800000 | 1449000 |  |  | 80.5 | 80 | 77.5 | [6 empty] | Federally-Regulated Commercial & Industrial Equipment | 2011-05-02
Crown Boiler Co. | Crown | C247-2500-S | Steam | Natural Gas | No Match | FALSE | FALSE | 3 |  |  | No Match | No Match | No Match | No Match | Cast Iron | No Match |  | No Match |  | 2500000 |  | 2500000 |  | 80 | 80 |  |  |  |  | 80 |  |  | Federally-Regulated Commercial & Industrial Equipment | 1996-03-06
Parker Boiler Co. | Parker Boiler | G-6250 | Water | Natural Gas | Power | FALSE | FALSE | 3 |  |  | No Match | No Match | No Match | No Match | Other | No Match |  | No Match |  | 6250000 |  | 3125000 |  | 80 | 80 |  |  | 4 |  | 80 |  |  | Federally-Regulated Commercial & Industrial Equipment | 1996-03-13
Bryan Steam Corp. | Bryan | K-400-W-G | Water | Natural Gas | No Match | TRUE | FALSE | 3 |  |  | No Match | No Match | No Match | No Match | Other | No Match |  | No Match |  | 4000000 |  | 4000000 |  | 80 | 80 |  |  |  |  | 80 |  |  | Federally-Regulated Commercial & Industrial Equipment | 1996-03-01
Water Pik, Inc. | Laars | VW1670IN04*1A | Both Steam & Water | Natural Gas | No Match | FALSE | FALSE | 3 |  |  | No Match | No Match | No Match | No Match | Copper | No Match |  | No Match |  | 1670000 |  | 417500 |  | 81 | 80 |  |  | 5 |  | 81 |  |  | Federally-Regulated Commercial & Industrial Equipment | 2001-11-21
PB Heat, LLC | Peerless | MI-08-SPRK | Water | Natural Gas | Injection Type | FALSE | FALSE | 1 | TRUE |  |  | Stack Damper | Non-Condensing | Single-Stage | Cast Iron | Single-Speed |  |  |  | 227500 | 186000 | [9 empty] | 82 | 80 | Federally-Regulated Consumer Product | 2015-09-30
Burnham Corp. | Crown Boiler Co. | BWF128 | Water | LPG | Induced Draft | FALSE | FALSE | 1 |  |  |  | None | Non-Condensing | Single-Stage | Cast Iron | Single-Speed | 0.04 | Standard |  | 128000 | 106000 | [9 empty] | 82.8 | 80 | Federally-Regulated Consumer Product | 2007-11-14
Ajax Boiler, Inc. | Ajax | DRF40 | Water | Natural Gas | Power | FALSE | TRUE | 1 |  |  | Draft Hood | Stack Damper | Non-Condensing | Two-Stage Modulating | Other | None |  | No Match |  | 1750000 | 1400000 | 1400000 | 1120000 | 80 | 80 | 79.2 | [6 empty] | Federally-Regulated Commercial & Industrial Equipment | 2007-08-15
Bryan Steam Corp. | Bryan | K-350-S-***-G | Steam | Natural Gas | No Match | TRUE | FALSE | 3 |  |  | No Match | No Match | No Match | No Match | Other | No Match |  | No Match |  | 3500000 |  | 3500000 |  | 80 | 80 |  |  |  |  | 80 |  |  | Federally-Regulated Commercial & Industrial Equipment | 1996-03-01
PB Heat, LLC | PB Heat, LLC | PF-199-LP | Water | LPG | Power | FALSE | FALSE | 1 |  |  | None | None | Condensing | Step Modulating | Other |  |  |  |  | 199000 | 182000 | [9 empty] | 97.3 | 80 | Federally-Regulated Consumer Product | 2010-03-16
Burnham Corp. | Burnham Corp. | 809HE | Water | Natural Gas | Induced Draft | FALSE | FALSE | 1 |  |  |  | None | Non-Condensing | Single-Stage | Cast Iron |  |  |  |  | 460000 | 370000 |  |  | 83.5 |  | 80.4 | [6 empty] | Federally-Regulated Commercial & Industrial Equipment | 2014-10-23
Parker Boiler Co. | Parker Boiler | WH1210LR | Water | Natural Gas | Power | FALSE | FALSE | 3 |  |  | No Match | No Match | No Match | No Match | Other | No Match |  | No Match |  | 1210000 |  | 605000 |  | 83 | 80 |  |  | 4 |  | 82 |  |  | Federally-Regulated Commercial & Industrial Equipment | 1996-03-13
Ajax Boiler, Inc. | Ajax | WEO-3250 | Water | Oil | Power | FALSE | FALSE | 3 |  |  | No Match | No Match | No Match | No Match | Other | No Match |  | No Match |  | 3087000 |  | 1300000 |  | 85 | 83 |  |  |  |  | 82 |  |  | Federally-Regulated Commercial & Industrial Equipment | 1996-03-13
Laars Heating Systems Co. | Laars Heating Systems Co. | NTH105 | Water | Natural Gas | Induced Draft | FALSE | FALSE | 1 |  | TRUE | None | None | Condensing | Step Modulating | Other | Single-Speed | 0.17 | Standard |  | 105000 | 96000 | 21000 | 19950 | [7 empty] | 95 | 80 | Federally-Regulated Consumer Product | 2013-11-14
ECR International, Ltd. | ECR International, Ltd. | SSV-100 | Water | LPG | Power | FALSE | FALSE | 1 |  |  |  | None | Condensing | Step Modulating | Other |  |  |  |  | 100000 | 92000 | [9 empty] | 95 | 80 | Federally-Regulated Consumer Product | 2014-08-08
HTP, Inc. | Elite | EL-299 | Water | Natural Gas | Power | FALSE | FALSE | 1 |  |  | None | None | Condensing | Single-Stage | Other |  |  |  |  | 299000 | 275000 | 50000 | 299000 | [7 empty] | 96 | 80 | Federally-Regulated Consumer Product | 2009-09-17
Water Pik, Inc. | Laars | HH1430IP09*BA | Water | LPG | No Match | FALSE | FALSE | 3 |  |  | No Match | No Match | No Match | No Match | Copper | No Match |  | No Match |  | 1430000 |  | 357500 |  | 82 | 80 |  |  | 5 |  | 82 |  |  | Federally-Regulated Commercial & Industrial Equipment | 2001-05-30
Ajax Boiler, Inc. | Ajax | WGB-10000 | Water | Natural Gas | Power | FALSE | FALSE | 3 |  |  | No Match | No Match | No Match | No Match | Other | No Match |  | No Match |  | 10000000 |  | 10000000 |  | 80 | 80 |  |  |  |  | 80 |  |  | Federally-Regulated Commercial & Industrial Equipment | 1996-02-29
ECR International, Ltd. | Dunkirk | ESB0365 | Steam | Oil | Pressure | FALSE | FALSE | 1 |  |  |  | None | Non-Condensing | Single-Stage | Cast Iron |  |  |  |  | 91000 | 79000 | [9 empty] | 85 | 80 | Federally-Regulated Consumer Product | 2008-10-20
Water Pik, Inc. | Laars | PW1825IN09*1A | Both Steam & Water | Natural Gas | No Match | FALSE | FALSE | 3 |  |  | No Match | No Match | No Match | No Match | Copper | No Match |  | No Match |  | 1825000 |  | 456250 |  | 81 | 80 |  |  | 5 |  | 81 |  |  | Federally-Regulated Commercial & Industrial Equipment | 2001-11-21
Thermal Hydronic Supply, Ltd. | Thermal Hydronic Supply, Ltd. | PLANET DEWY 60 BFR | Water | Natural Gas | Pressure | FALSE | FALSE | 1 |  |  |  | None | Condensing | Step Modulating | Other | Single-Speed |  |  |  | 210000 | 191000 | [9 empty] | 95.2 | 80 | Federally-Regulated Consumer Product | 2012-05-02
Dunkirk | Pennco, Inc. | FSB-5 | Water | Combo (Natural Gas & Oil) | Power | FALSE | FALSE | 1 |  |  | No Match | No Match | No Match | No Match | Cast Iron | No Match |  | No Match |  | 150000 | [10 empty] | 82.7 | 80 | Federally-Regulated Consumer Product | 2001-11-01
PB Heat, LLC | Peerless | EC/ECT-05-175W | Water | Oil | Power | FALSE | FALSE | 1 | TRUE |  |  | None | Non-Condensing | Single-Stage | Cast Iron |  |  |  |  | 245000 | 214000 | [9 empty] | 86.2 | 84 | Federally-Regulated Consumer Product | 2015-09-30
Columbia Boiler / Pottstown | Columbia Boiler / Pottstown | SL7175 | Water | LPG | Power | FALSE | FALSE | 1 |  |  | Barometric Regulator | None | Non-Condensing | Single-Stage | Cast Iron |  |  |  |  | 245000 | 204000 | [9 empty] | 83.4 | 80 | Federally-Regulated Consumer Product | 2008-04-14
Smith Cast Iron Boilers | Smith Cast Iron Boilers | 28A-S/W-11 | Both Steam & Water | Natural Gas | Power | FALSE | FALSE | 1 |  |  |  | None | Non-Condensing | Single-Stage | Cast Iron |  |  |  |  | 3508000 | 2764000 |  |  | 81 | 80 | 78.8 | [6 empty] | Federally-Regulated Commercial & Industrial Equipment | 2007-12-12
Laars Heating Systems Company | Laars | NP 125-150-1 | Water | Oil | Pressure | FALSE | FALSE | 1 | TRUE |  |  | None | Non-Condensing | Single-Stage | Other |  |  |  |  | 175000 | 150000 | [9 empty] | 93.3 | 84 | Federally-Regulated Consumer Product | 2015-09-30
U.S. Boiler Co. | U.S. Boiler Co. | 306 | Water | Natural Gas | Injection Type | FALSE | FALSE | 1 |  | TRUE |  | Stack Damper | Non-Condensing | Single-Stage | Cast Iron | Single-Speed |  |  |  | 175000 | 146000 | [9 empty] | 84 | 80 | Federally-Regulated Consumer Product | 2013-04-19
Viessmann Manufacturing | Viessmann Manufacturing | WB1B-26 | Water | LPG | Power | FALSE | FALSE | 1 |  |  |  | None | Condensing | Step Modulating | Other |  |  |  |  | 91000 | 83000 | [9 empty] | 95.2 | 80 | Federally-Regulated Consumer Product | 2009-09-15
Smith Cast Iron Boilers | Smith Cast Iron Boilers | 4500A-*-22 | Both Steam & Water | Oil | Power | FALSE | FALSE | 1 |  |  |  | None | Non-Condensing | Single-Stage | Cast Iron |  |  |  |  | 9380000 | 7720000 |  |  | 83.2 | 83 | 81.8 | [6 empty] | Federally-Regulated Commercial & Industrial Equipment | 2008-05-08
Camus Hydronics | Camus Hydronics | DFNW-3001-MS | Water | Natural Gas | Power | FALSE | FALSE | 1 |  |  |  | None | Condensing | Step Modulating | Other |  |  |  |  | 3000000 | 2616000 |  |  | 87.2 |  | 87.2 | [6 empty] | Federally-Regulated Commercial & Industrial Equipment | 2014-08-11
Utica Boilers | Utica Boilers | JD-2700 | Both Steam & Water | Natural Gas | Injection Type | FALSE | FALSE | 1 |  |  |  | None | Non-Condensing | Single-Stage | Cast Iron |  |  |  |  | 2700000 | 2171000 |  |  | 80.4 | 80 | 77.5 | [6 empty] | Federally-Regulated Commercial & Industrial Equipment | 2011-02-17
Burnham Corp. | Crown Boiler Co. | BSI345S | Both Steam & Water | Natural Gas | Induced Draft | TRUE | FALSE | 1 |  |  |  | None | Non-Condensing | Single-Stage | Cast Iron |  |  |  |  | 345000 | 285000 |  |  | 82.5 | 80 | 79.5 | [6 empty] | Federally-Regulated Commercial & Industrial Equipment | 2007-12-12
Aerco International | AERCO | MLX EXT 2677 | Water | Natural Gas | Luminous | FALSE | TRUE | 1 |  | FALSE | None | None | Condensing | Step Modulating | Other |  |  |  |  | 2677000 | 2409300 | 83000 |  | 90 |  | 90 | [6 empty] | Federally-Regulated Commercial & Industrial Equipment | 2014-12-11
Burnham Corp. | Burnham Corp. | IN4PVNI- | Steam | Natural Gas | Induced Draft | FALSE | FALSE | 1 |  |  |  | Stack Damper | Non-Condensing | Single-Stage | Cast Iron |  |  |  |  | 105000 | 87000 | [9 empty] | 82.2 | 75 | Federally-Regulated Consumer Product | 2007-11-14
Water Pik, Inc. | Laars | VW1670IN04*BA | Both Steam & Water | Natural Gas | No Match | FALSE | FALSE | 3 |  |  | No Match | No Match | No Match | No Match | Copper | No Match |  | No Match |  | 1670000 |  | 417500 |  | 82 | 80 |  |  | 5 |  | 82 |  |  | Federally-Regulated Commercial & Industrial Equipment | 2001-11-21
Raypak | Raypak | H7-2004 * | Water | Natural Gas | Induced Draft | FALSE | FALSE | 1 |  |  |  | None | Non-Condensing | Step Modulating | Copper |  |  |  |  | 1999000 | 1679000 |  |  |  |  | 84 | [6 empty] | Federally-Regulated Commercial & Industrial Equipment | 2015-04-16
PB Heat, LLC | PB Heat, LLC | MIHII-03-SPRK | Water | Natural Gas | Injection Type | FALSE | FALSE | 1 |  | TRUE |  | Stack Damper | Non-Condensing | Single-Stage | Cast Iron | Single-Speed |  |  |  | 65000 | 55000 | [9 empty] | 84.1 | 80 | Federally-Regulated Consumer Product | 2013-04-19
Utica Boilers | Dunkirk | D248-2300 | Both Steam & Water | Natural Gas | Injection Type | FALSE | FALSE | 1 |  |  |  | None | Non-Condensing | Single-Stage | Cast Iron |  |  |  |  | 2300000 | 1852000 |  |  | 80.5 | 80 | 77.5 | [6 empty] | Federally-Regulated Commercial & Industrial Equipment | 2011-05-02
Cleaver-Brooks | Cleaver-Brooks | FLX-700-700HW | Water | Natural Gas | Power | FALSE | FALSE | 3 |  |  | No Match | No Match | No Match | No Match | Other | No Match |  | No Match |  | 7000000 |  | 7000000 |  | 80 | 80 |  |  | 25 |  | 80 |  |  | Federally-Regulated Commercial & Industrial Equipment | 2001-07-31
Universal Boiler Works | Universal Boiler Works | BF30S4 | Steam | Combo (Natural Gas & Oil) | Power | FALSE | FALSE | 3 |  |  | No Match | No Match | No Match | No Match | Other | No Match |  | No Match |  | 1260000 |  | 630000 |  | 83.5 | 80 |  |  | 10 |  | 82 |  |  | Federally-Regulated Commercial & Industrial Equipment | 2001-12-13
Parker Boiler Co. | Parker Boiler | O-1008R | Water | Oil | Power | FALSE | FALSE | 3 |  |  | No Match | No Match | No Match | No Match | Other | No Match |  | No Match |  | 1008000 |  | 504000 |  | 84 | 83 |  |  | 4 |  | 82 |  |  | Federally-Regulated Commercial & Industrial Equipment | 1996-03-13
Water Pik, Inc. | Laars | PH0520MP20***** | Water | LPG | Power | FALSE | FALSE | 3 |  |  | No Match | No Match | No Match | No Match | Copper | No Match |  | No Match |  | 520000 |  | 520000 |  | 85 | 80 |  |  | 5 |  | 83 |  |  | Federally-Regulated Commercial & Industrial Equipment | 2001-11-21
Burnham Corp. | Burnham Corp. | V905A-SN | Steam | Natural Gas | Power | FALSE | FALSE | 1 |  | FALSE |  | Stack Damper | Non-Condensing | Two-Stage Modulating | Cast Iron |  |  |  |  | 808000 | 647000 |  |  | 82.4 |  | 80.1 | [6 empty] | Federally-Regulated Commercial & Industrial Equipment | 2014-08-11
New Yorker Boiler Company, Inc. | New Yorker | CG40C_I | Water | Natural Gas | Induced Draft | FALSE | FALSE | 1 | TRUE |  |  | Stack Damper | Non-Condensing | Single-Stage | Cast Iron |  |  |  |  | 96000 | 80000 | [9 empty] | 82.3 | 80 | Federally-Regulated Consumer Product | 2015-09-30
Laars Heating Systems Co. | Laars Heating Systems Co. | JVS125ND* | Water | Natural Gas | Pressure | FALSE | FALSE | 1 |  |  |  | None | Non-Condensing | Single-Stage | Copper |  |  |  |  | 125000 | 106000 | [9 empty] | 85 | 80 | Federally-Regulated Consumer Product | 2011-08-02
Sterling HVAC Products | Sterling HVAC Products | X7P9-12002-0008 | Water | Natural Gas | Power | FALSE | FALSE | 1 |  |  |  | None | Condensing | Step Modulating | Other |  |  |  |  | 800000 | 754000 |  |  | 94.2 |  | 94.2 | [6 empty] | Federally-Regulated Commercial & Industrial Equipment | 2014-08-11
PB Heat, LLC | Peerless | PF-200-NAT | Water | Natural Gas | Power | FALSE | FALSE | 1 | TRUE |  |  | None | Condensing | Step Modulating | Other |  |  |  |  | 199000 | 185000 | [9 empty] | 95 | 80 | Federally-Regulated Consumer Product | 2015-09-30
Ajax Boiler, Inc. | Ajax | OSGXB6500 | Steam | Natural Gas | No Match | FALSE | TRUE | 3 |  |  | No Match | No Match | No Match | No Match | Other | No Match |  | No Match |  | 6500000 |  | 6500000 |  | 80 | 80 |  |  |  |  | 80 |  |  | Federally-Regulated Commercial & Industrial Equipment | 1996-02-29
Water Pik, Inc. | Laars | JVP125PD(I/L) | Water | LPG | No Match | FALSE | FALSE | 1 |  |  | No Match | No Match | No Match | No Match | Copper | No Match |  | No Match |  | 125000 | [10 empty] | 82.7 | 80 | Federally-Regulated Consumer Product | 2001-11-21
Smith Cast Iron Boilers | Smith Cast Iron Boilers | 19A-S/W-12 | Both Steam & Water | Oil | Power | FALSE | FALSE | 1 |  |  |  | None | Non-Condensing | Single-Stage | Cast Iron |  |  |  |  | 2100000 | 1713000 |  |  | 83.5 | 83 | 81.6 | [6 empty] | Federally-Regulated Commercial & Industrial Equipment | 2007-12-12
PB Heat, LLC | Peerless | WBV-04-150-W | Water | Oil | Power | FALSE | FALSE | 1 | TRUE |  |  | None | Non-Condensing | Single-Stage | Cast Iron |  |  |  |  | 210000 | 180000 | [9 empty] | 85.1 | 84 | Federally-Regulated Consumer Product | 2015-09-30
Ajax Boiler, Inc. | Ajax | XFG7000W | Water | Natural Gas | Power | FALSE | TRUE | 3 |  |  | No Match | No Match | No Match | No Match | Other | No Match |  | No Match |  | 7000000 |  | 2800000 |  | 80 | 80 |  |  |  |  | 80 |  |  | Federally-Regulated Commercial & Industrial Equipment | 1997-01-07
U.S. Boiler Co. | New Yorker Boiler Co. | PVCG90A | Water | LPG | Induced Draft | FALSE | FALSE | 1 |  | TRUE |  | None | Non-Condensing | Single-Stage | Cast Iron | Single-Speed |  |  |  | 280000 | 238000 | [9 empty] | 84 | 80 | Federally-Regulated Consumer Product | 2014-01-14
Raypak | Raypak | H(1,5)-0400* | Water | Natural Gas | Injection Type | FALSE | FALSE | 1 |  |  |  | None | Non-Condensing | Step Modulating | Copper |  |  |  |  | 399000 | 319000 |  |  |  |  | 80 | [6 empty] | Federally-Regulated Commercial & Industrial Equipment | 2015-04-16
Lochinvar, LLC. | Lochinvar Corp. | PBL2001-B9 | Water | Natural Gas | Power | FALSE | FALSE | 1 |  |  |  | None | Non-Condensing | Step Modulating | Copper |  |  |  |  | 2000000 | 1680000 |  |  | 84 |  | 84 | [6 empty] | Federally-Regulated Commercial & Industrial Equipment | 2014-10-23
Water Pik, Inc. | Laars | PH1200EP09CBA | Water | LPG | No Match | FALSE | TRUE | 3 |  |  | No Match | No Match | No Match | No Match | Copper | No Match |  | No Match |  | 1200000 |  | 1200000 |  | 82 | 80 |  |  | 5 |  | 82 |  |  | Federally-Regulated Commercial & Industrial Equipment | 2001-05-30
RBI Water Heaters | Hamilton Engineering | HZH 01950 | Water | Natural Gas | Power | FALSE | FALSE | 1 |  |  |  | None | Non-Condensing | Two-Stage Modulating | Copper |  |  |  |  | 1950000 | 1658000 |  |  | 85 |  | 85 | [6 empty] | Federally-Regulated Commercial & Industrial Equipment | 2014-08-11
Cleaver-Brooks | Cleaver-Brooks | CBE-700-70-***** | Steam | Natural Gas | Power | FALSE | FALSE | 3 |  |  | No Match | No Match | No Match | No Match | Other | No Match |  | No Match |  | 2930000 |  | 2930000 |  | 80 | 80 |  |  | 25 |  | 80 |  |  | Federally-Regulated Commercial & Industrial Equipment | 1999-03-02
Lochinvar, LLC. | Lochinvar Corp. | CBN360 | Water | Natural Gas | Injection Type | FALSE | FALSE | 1 |  |  |  | None | Non-Condensing | Two-Stage Modulating | Copper |  |  |  |  | 360000 | 295000 |  |  | 83 |  | 82 | [6 empty] | Federally-Regulated Commercial & Industrial Equipment | 2014-10-23
Parker Boiler Co. | Parker Boiler | 150LR | Steam | Natural Gas | Power | FALSE | FALSE | 3 |  |  | No Match | No Match | No Match | No Match | Other | No Match |  | No Match |  | 6300000 |  | 3150000 |  | 83 | 80 |  |  | 4 |  | 82 |  |  | Federally-Regulated Commercial & Industrial Equipment | 1996-03-13
Allied Engineering Co. | Super Hot | AAE2040**** | Water | Natural Gas | No Match | TRUE | TRUE | 3 |  |  | No Match | No Match | No Match | No Match | Copper | No Match |  | No Match |  | 2040000 |  | 714000 |  | 80 | 80 |  |  | 675 |  | 80 |  |  | Federally-Regulated Commercial & Industrial Equipment | 1998-04-21
Ajax Boiler, Inc. | Ajax | HFG800W | Steam | Natural Gas | Power | FALSE | TRUE | 3 |  |  | No Match | No Match | No Match | No Match | Other | No Match |  | No Match |  | 800000 |  | 500000 |  | 80 | 80 |  |  |  |  | 80 |  |  | Federally-Regulated Commercial & Industrial Equipment | 1997-01-07
Camus Hydronics | Camus Hydronics | DFPH-2000-MS | Water | LPG | Power | TRUE | FALSE | 1 |  |  |  | None | Non-Condensing | Step Modulating | Other |  |  |  |  | 2000000 | 1700000 |  |  | 85 |  | 85 | [6 empty] | Federally-Regulated Commercial & Industrial Equipment | 2014-08-11
Weil-McLain | Weil-McLain | 1794 | Steam | Oil | Power | FALSE | FALSE | 3 |  |  | No Match | No Match | No Match | No Match | Cast Iron | No Match |  | No Match |  | 5600000 |  | 5600000 |  | 84 | 83 |  |  | 147 |  | 84 |  |  | Federally-Regulated Commercial & Industrial Equipment | 1996-02-29
Weil-McLain | Weil-McLain | 1688R | Steam | Natural Gas | Power | FALSE | FALSE | 3 |  |  | No Match | No Match | No Match | No Match | Cast Iron | No Match |  | No Match |  | 4979000 |  | 4979000 |  | 81 | 80 |  |  | 147 |  | 81 |  |  | Federally-Regulated Commercial & Industrial Equipment | 1996-02-29
Burnham Corp. | Burnham Corp. | 4FHL-127A-O | Steam | Oil | Power | FALSE | FALSE | 1 |  | FALSE |  | None | Non-Condensing | Two-Stage Modulating | Other |  |  |  |  | 1063000 | 859000 |  |  | 87.7 |  | 83.9 | [6 empty] | Federally-Regulated Commercial & Industrial Equipment | 2014-08-11
Raypak | Raypak | H30090* | Water | LPG | No Match | FALSE | FALSE | 1 |  |  | No Match | No Match | No Match | No Match | Other | No Match |  | No Match |  | 90000 | [10 empty] | 82.7 | 80 | Federally-Regulated Consumer Product | 2001-11-01
English Boiler & Tube, Inc. | Bent Tube Balanced Flow | BTBF-70-160 | Water | Natural Gas | Power | FALSE | FALSE | 3 |  |  | No Match | No Match | No Match | No Match | Other | No Match |  | No Match |  | 2940000 |  | 735000 |  | 80 | 80 |  |  | 3 |  | 80 |  |  | Federally-Regulated Commercial & Industrial Equipment | 1998-09-10
PVI Industries | PVI | 630 EWB 250A-E | Water | Electricity | No Match | TRUE | FALSE | 3 |  |  | No Match | No Match | No Match | No Match | Other | No Match |  | No Match |  | 2150000 |  | 2150000 |  | 99.9 | [5 empty] | 99.9 |  |  | Non Federally-Regulated | 1992-09-28
Viessmann Manufacturing | Viessmann Manufacturing | CM2-186 | Water | Natural Gas | Power | FALSE | FALSE | 1 |  |  |  | None | Condensing | Step Modulating | Other |  |  |  |  | 663000 | 643000 |  |  | 95 |  | 95 | [6 empty] | Federally-Regulated Commercial & Industrial Equipment | 2014-10-23
Rinnai | Rinnai | Q85S | Water | LPG | Induced Draft | FALSE | FALSE | 1 |  | TRUE | None | None | Condensing | Step Modulating | Other | Variable-Speed |  | Premium |  | 85000 | 78000 | [9 empty] | 95.4 | 80 | Federally-Regulated Consumer Product | 2013-11-14
Ajax Boiler, Inc. | Ajax | WFG14000W | Water | Natural Gas | Power | FALSE | TRUE | 3 |  |  | No Match | No Match | No Match | No Match | Other | No Match |  | No Match |  | 14000000 |  | 5600000 |  | 80 | 80 |  |  |  |  | 80 |  |  | Federally-Regulated Commercial & Industrial Equipment | 1997-01-07
PB Heat, LLC | Smith Cast Iron Boilers | 8HE-W-3H | Water | Oil | Power | FALSE | FALSE | 1 |  |  |  | None | Non-Condensing | Single-Stage | Cast Iron | Single-Speed |  |  |  | 147000 | 126000 | [9 empty] | 85 | 80 | Federally-Regulated Consumer Product | 2014-02-04
Camus Hydronics | Camus Hydronics | DFNH-4500-MS | Water | Natural Gas | Power | FALSE | FALSE | 1 |  |  |  | None | Non-Condensing | Step Modulating | Other |  |  |  |  | 4500000 | 3825000 |  |  | 85 |  | 85 | [6 empty] | Federally-Regulated Commercial & Industrial Equipment | 2014-08-11
Ajax Boiler, Inc. | Ajax | HFG1275W | Steam | Natural Gas | Power | FALSE | TRUE | 3 |  |  | No Match | No Match | No Match | No Match | Other | No Match |  | No Match |  | 1275000 |  | 750000 |  | 80 | 80 |  |  |  |  | 80 |  |  | Federally-Regulated Commercial & Industrial Equipment | 1997-01-07
Crown Boiler Co. | Crown Boiler Co. | TWZ200 | Water | Oil | Power | FALSE | FALSE | 1 |  | TRUE |  | None | Non-Condensing | Single-Stage | Cast Iron | Single-Speed | 0.04 | Standard |  | 280000 | 241000 | [9 empty] | 84.7 | 80 | Federally-Regulated Consumer Product | 2013-04-19
Universal Boiler Works | Universal Boiler Works | BF250S4 | Steam | Combo (Natural Gas & Oil) | Power | FALSE | FALSE | 3 |  |  | No Match | No Match | No Match | No Match | Other | No Match |  | No Match |  | 10500000 |  | 3500000 |  | 83.5 | 80 |  |  | 10 |  | 82 |  |  | Federally-Regulated Commercial & Industrial Equipment | 2001-12-13
Universal Boiler Works | Universal Boiler Works | BF150W4 | Water | Combo (Natural Gas & Oil) | Power | FALSE | FALSE | 3 |  |  | No Match | No Match | No Match | No Match | Other | No Match |  | No Match |  | 6300000 |  | 2100000 |  | 86 | 80 |  |  | 10 |  | 84 |  |  | Federally-Regulated Commercial & Industrial Equipment | 2001-12-13
PB Heat, LLC | Peerless | PF-200-LP | Water | LPG | Power | FALSE | FALSE | 1 | TRUE |  |  | None | Condensing | Step Modulating | Other |  |  |  |  | 199000 | 185000 | [9 empty] | 95 | 80 | Federally-Regulated Consumer Product | 2015-09-30
Axeman-Anderson Co. | Axeman-Anderson Co. | PVT-140H | Water | Oil | No Match | TRUE | FALSE | 1 |  |  | No Match | No Match | No Match | No Match | Other | No Match |  | No Match |  | 140000 | [10 empty] | 82.7 | 80 | Federally-Regulated Consumer Product | 2001-04-12
Water Pik, Inc. | Laars | PW1670EN09CBA | Both Steam & Water | Natural Gas | No Match | FALSE | TRUE | 3 |  |  | No Match | No Match | No Match | No Match | Copper | No Match |  | No Match |  | 1670000 |  | 1670000 |  | 82 | 80 |  |  | 5 |  | 82 |  |  | Federally-Regulated Commercial & Industrial Equipment | 2001-11-21
New York Thermal, Inc. | New York Thermal, Inc. | TI200 | Water | Natural Gas | Power | FALSE | FALSE | 1 |  | TRUE |  | None | Condensing | Step Modulating | Other |  |  |  |  | 199000 | 181000 | [9 empty] | 93.5 | 80 | Federally-Regulated Consumer Product | 2013-06-17
PB Heat, LLC | RBI Water Heaters | IE-210 NAT | Water | Natural Gas | Power | FALSE | FALSE | 1 |  | TRUE | None | None | Condensing | Step Modulating | Other |  |  |  |  | 210000 | 195000 | 105000 | 97000 | [7 empty] | 95.1 | 80 | Federally-Regulated Consumer Product | 2015-03-30
Burnham Corp. | Burnham Corp. | 202 | Water | Natural Gas | Induced Draft | FALSE | FALSE | 1 |  |  |  | Stack Damper | Non-Condensing | Single-Stage | Cast Iron | Single-Speed | 0.04 | Standard |  | 37500 | 31000 | [9 empty] | 82.3 | 80 | Federally-Regulated Consumer Product | 2007-11-14
Easco Boiler Corp. | Easco | ESP-350-S015 | Both Steam & Water | Combo (Natural Gas & Oil) | Power | FALSE | FALSE | 3 |  |  | No Match | No Match | No Match | No Match | Other | No Match |  | No Match |  | 14645000 |  | 2929000 |  | 83 | 80 |  |  | 22 |  | 81 |  |  | Federally-Regulated Commercial & Industrial Equipment | 1998-06-02
Burnham Corp. | Crown Boiler Co. | ODV-125 | Water | Oil | Pressure | FALSE | FALSE | 1 |  |  |  | None | Non-Condensing | Single-Stage | Cast Iron | Single-Speed | 0.04 | Standard |  | 175000 | 150000 | [9 empty] | 83.5 | 80 | Federally-Regulated Consumer Product | 2007-11-14
Water Pik, Inc. | Laars | VW1825IN04*BA | Both Steam & Water | Natural Gas | No Match | FALSE | FALSE | 3 |  |  | No Match | No Match | No Match | No Match | Copper | No Match |  | No Match |  | 1825000 |  | 456250 |  | 82 | 80 |  |  | 5 |  | 82 |  |  | Federally-Regulated Commercial & Industrial Equipment | 2001-11-21
PB Heat, LLC | PB Heat, LLC | PFW-200-LP | Water | LPG | Power | FALSE | FALSE | 1 |  | TRUE |  | None | Condensing | Step Modulating | Other |  |  |  |  | 199000 | 185000 | [9 empty] | 95 | 80 | Federally-Regulated Consumer Product | 2015-03-30
Easco Boiler Corp. | Easco | SM4-080-W030 | Both Steam & Water | Combo (Natural Gas & Oil) | Power | FALSE | FALSE | 3 |  |  | No Match | No Match | No Match | No Match | Other | No Match |  | No Match |  | 3348000 |  | 1116000 |  | 83 | 80 |  |  | 22 |  | 80 |  |  | Federally-Regulated Commercial & Industrial Equipment | 1998-06-02
Universal Boiler Works | Universal Boiler Works | BF100W4 | Water | Combo (Natural Gas & Oil) | Power | FALSE | FALSE | 3 |  |  | No Match | No Match | No Match | No Match | Other | No Match |  | No Match |  | 4200000 |  | 1400000 |  | 86 | 80 |  |  | 10 |  | 84 |  |  | Federally-Regulated Commercial & Industrial Equipment | 2001-12-13
Ajax Boiler, Inc. | Ajax | OWGFD900 | Steam | Natural Gas | Power | FALSE | TRUE | 3 |  |  | No Match | No Match | No Match | No Match | Other | No Match |  | No Match |  | 900000 |  | 450000 |  | 82 | 80 |  |  |  |  | 80 |  |  | Non Federally-Regulated | 1992-10-27
Water Pik, Inc. | Laars | JVP075LD(I/L) | Water | LPG | No Match | FALSE | FALSE | 1 |  |  | No Match | No Match | No Match | No Match | Copper | No Match |  | No Match |  | 75000 | [10 empty] | 82.5 | 80 | Federally-Regulated Consumer Product | 2001-11-21
PB Heat, LLC | PB Heat, LLC | PF-200-NAT | Water | Natural Gas | Power | FALSE | FALSE | 1 |  | TRUE |  | None | Condensing | Step Modulating | Other |  |  |  |  | 199000 | 185000 | [9 empty] | 95 | 80 | Federally-Regulated Consumer Product | 2015-03-30
U.S. Boiler Co. | U.S. Boiler Co. | 303 | Water | LPG | Injection Type | FALSE | FALSE | 1 |  | TRUE |  | Stack Damper | Non-Condensing | Single-Stage | Cast Iron | Single-Speed |  |  |  | 70000 | 59000 | [9 empty] | 84 | 80 | Federally-Regulated Consumer Product | 2013-04-19
Smith Cast Iron Boilers | Peerless | TCII-18-S-G | Steam | LPG | Power | FALSE | FALSE | 1 |  | FALSE |  | None | Non-Condensing | Single-Stage | Cast Iron |  |  |  |  | 5553000 | 4620000 |  |  |  |  | 83.2 | 79 | [5 empty] | Federally-Regulated Commercial & Industrial Equipment | 2015-09-30
Laars Heating Systems Co. | Laars | HH1670IN******** | Water | Natural Gas | Induced Draft | FALSE | FALSE | 1 |  |  |  | None | Non-Condensing | Step Modulating | Copper |  |  |  |  | 1670000 | 1352700 | 417500 |  | 81 | 80 | 78.6 | [6 empty] | Federally-Regulated Commercial & Industrial Equipment | 2007-11-01
Burnham Corp. | Crown Boiler Co. | CWD083 | Water | LPG | Induced Draft | FALSE | FALSE | 1 |  |  |  | None | Non-Condensing | Single-Stage | Cast Iron | Single-Speed | 0.04 | Standard |  | 82500 | 71000 | [9 empty] | 85.1 | 80 | Federally-Regulated Consumer Product | 2007-11-14
A O Smith Water Products | A O Smith Water Products | XW 2000 | Water | LPG | Induced Draft | FALSE | FALSE | 1 |  |  | None | None | Condensing | Step Modulating | Other | Single-Speed |  | Standard |  | 2000000 | 1860000 |  |  | 94.4 | 80 | 93 | [6 empty] | Federally-Regulated Commercial & Industrial Equipment | 2011-08-22
Smith Cast Iron Boilers | Smith Cast Iron Boilers | 350A-*-11 | Both Steam & Water | Natural Gas | Power | FALSE | FALSE | 1 |  |  |  | None | Non-Condensing | Single-Stage | Cast Iron |  |  |  |  | 2763000 | 2174000 |  |  | 81 | 80 | 78.7 | [6 empty] | Federally-Regulated Commercial & Industrial Equipment | 2007-12-12
New York Thermal, Inc. | New York Thermal, Inc. | LX400 | Water | Natural Gas | Power | FALSE | FALSE | 1 |  |  |  | None | Condensing | Step Modulating | Other |  |  |  |  | 399000 | 375000 |  |  | 95 |  | 94 | [6 empty] | Federally-Regulated Commercial & Industrial Equipment | 2014-09-05
PB Heat, LLC | Peerless | GM-06-SPRK | Water | Natural Gas | Injection Type | FALSE | FALSE | 1 | TRUE |  |  | Stack Damper | Non-Condensing | Single-Stage | Cast Iron |  |  |  |  | 285000 | 238000 | [9 empty] | 82.8 | 80 | Federally-Regulated Consumer Product | 2015-09-30
Smith Cast Iron Boilers | Peerless | CC-09-W-O | Water | Oil | Power | FALSE | FALSE | 1 |  |  |  | None | Non-Condensing | Single-Stage | Cast Iron |  |  |  |  | 1512000 | 1262000 |  |  |  |  | 83.5 | 82 | [5 empty] | Federally-Regulated Commercial & Industrial Equipment | 2015-09-30
PB Heat, LLC | PB Heat, LLC | TCII-05 | Both Steam & Water | Natural Gas | Power | FALSE | FALSE | 1 |  |  |  | None | Non-Condensing | Single-Stage | Cast Iron |  |  |  |  | 1458000 | 1194000 |  |  | 83.6 | 80 | 81.9 | [6 empty] | Federally-Regulated Commercial & Industrial Equipment | 2011-08-22
U.S. Boiler Co. | New Yorker Boiler Co. | PVCG30A | Water | Natural Gas | Induced Draft | FALSE | FALSE | 1 |  | TRUE |  | None | Non-Condensing | Single-Stage | Cast Iron | Single-Speed |  |  |  | 70000 | 60000 | [9 empty] | 85.5 | 80 | Federally-Regulated Consumer Product | 2014-01-14
Camus Hydronics | Camus Hydronics | DFNH-4504-MH | Water | Natural Gas | Power | FALSE | FALSE | 1 |  |  |  | None | Non-Condensing | Step Modulating | Copper |  |  |  |  | 4500000 | 3825000 |  |  | 85 |  | 85 | [6 empty] | Federally-Regulated Commercial & Industrial Equipment | 2014-08-11
Dunkirk | Dunkirk | PSB-6D | Steam | LPG | No Match | FALSE | FALSE | 1 |  |  | No Match | No Match | No Match | No Match | Cast Iron | No Match |  | No Match |  | 175000 | [10 empty] | 80.9 | 75 | Federally-Regulated Consumer Product | 1998-12-21
Burnham Corp. | Burnham Corp. | V1120H-SO | Steam | Oil | Power | FALSE | FALSE | 3 |  | FALSE |  | None | Non-Condensing | Two-Stage Modulating | Cast Iron |  |  |  |  | 4802000 | 4048000 |  |  | 85.2 |  | 84.3 | [6 empty] | Federally-Regulated Commercial & Industrial Equipment | 2014-08-11
Smith Cast Iron Boilers | Smith Cast Iron Boilers | 3500A-*-06 | Both Steam & Water | Natural Gas | Power | FALSE | FALSE | 1 |  |  |  | None | Non-Condensing | Single-Stage | Cast Iron |  |  |  |  | 1499000 | 1165000 |  |  | 80.7 | 80 | 77.7 | [6 empty] | Federally-Regulated Commercial & Industrial Equipment | 2007-12-12
HTP, Inc. | Elite | EL-299VWH | Water | LPG | Power | FALSE | FALSE | 1 |  |  | None | None | Condensing | Single-Stage | Other |  |  |  |  | 299000 | 275000 | 50000000 | 299000000 | [7 empty] | 96 | 80 | Federally-Regulated Consumer Product | 2011-08-02
PB Heat, LLC | PB Heat, LLC | PF-850-NAT | Water | Natural Gas | Power | FALSE | FALSE | 1 |  |  |  | None | Condensing | Step Modulating | Other |  |  |  |  | 850000 | 818000 |  |  |  |  | 96.2 | [6 empty] | Federally-Regulated Commercial & Industrial Equipment | 2015-06-01
Bryan Steam Corp. | Bryan | RW850-S-FDGO | Both Steam & Water | Natural Gas | Power | FALSE | FALSE | 3 |  |  | No Match | No Match | No Match | No Match | Other | No Match |  | No Match |  | 8500000 |  | 2833333 |  | 82 | 80 |  |  |  |  | 81 |  |  | Federally-Regulated Commercial & Industrial Equipment | 1996-03-13
New Yorker Boiler Co. | New Yorker Boiler Co. | FR232 | Water | Oil | Power | FALSE | FALSE | 1 |  | TRUE |  | Stack Damper | Non-Condensing | Single-Stage | Other | Single-Speed |  |  |  | 280000 | 242000 | [9 empty] | 85.1 | 80 | Federally-Regulated Consumer Product | 2013-04-19
Burnham Corp. | Crown Boiler Co. | BSI276E | Steam | Natural Gas | Induced Draft | FALSE | FALSE | 1 |  |  |  | Stack Damper | Non-Condensing | Single-Stage | Cast Iron |  |  |  |  | 276000 | 229000 | [9 empty] | 82.2 | 75 | Federally-Regulated Consumer Product | 2007-11-14
Raypak | Raypak | H7-398A-N* | Water | Natural Gas | Power | FALSE | FALSE | 1 |  |  |  | None | Condensing | Step Modulating | Other |  |  |  |  | 399000 | 383040 | 39900 | 38304 | 96 |  | 96 | [6 empty] | Federally-Regulated Commercial & Industrial Equipment | 2015-01-07
Water Pik, Inc. | Laars | PH1200IN09C1A | Water | Natural Gas | No Match | FALSE | FALSE | 3 |  |  | No Match | No Match | No Match | No Match | Copper | No Match |  | No Match |  | 1200000 |  | 1200000 |  | 81 | 80 |  |  | 5 |  | 81 |  |  | Federally-Regulated Commercial & Industrial Equipment | 2001-05-16
Burnham Corp. | Burnham Corp. | V911 | Both Steam & Water | Natural Gas | Power | FALSE | FALSE | 1 |  |  |  | None | Non-Condensing | Single-Stage | Cast Iron |  |  |  |  | 2136000 | 1714000 |  |  | 82.1 | 80 | 80.3 | [6 empty] | Federally-Regulated Commercial & Industrial Equipment | 2010-03-16
Columbia Boiler / Pottstown | Columbia Boiler / Pottstown | SL375 | Water | Natural Gas | Power | FALSE | FALSE | 1 |  |  | Barometric Regulator | None | Non-Condensing | Single-Stage | Cast Iron |  |  |  |  | 90000 | 76000 | [9 empty] | 85 | 80 | Federally-Regulated Consumer Product | 2008-04-14
Burnham Corp. | Crown Boiler Co. | 32-570*N | Both Steam & Water | LPG | Induced Draft | FALSE | FALSE | 1 |  |  |  | None | Non-Condensing | Single-Stage | Cast Iron |  |  |  |  | 570000 | 456000 |  |  | 80.5 | 80 | 75.4 | [6 empty] | Federally-Regulated Commercial & Industrial Equipment | 2007-12-12
Smith Cast Iron Boilers | Smith Cast Iron Boilers | 19A-S/W-09 | Both Steam & Water | Oil | Power | FALSE | FALSE | 1 |  |  |  | None | Non-Condensing | Single-Stage | Cast Iron |  |  |  |  | 1512000 | 1226000 |  |  | 83.7 | 83 | 81.6 | [6 empty] | Federally-Regulated Commercial & Industrial Equipment | 2007-12-12
English Boiler & Tube, Inc. | Bent Tube Balanced Flow | BTBF-125-15 | Steam | Natural Gas | Power | FALSE | FALSE | 3 |  |  | No Match | No Match | No Match | No Match | Other | No Match |  | No Match |  | 5250000 |  | 1312500 |  | 80 | 80 |  |  | 3 |  | 80 |  |  | Federally-Regulated Commercial & Industrial Equipment | 1998-09-10
Advanced Thermal Hydronics | Advanced Thermal Hydronics | HVX-70 | Water | LPG | Injection Type | FALSE | FALSE | 1 |  |  |  | None | Non-Condensing | Single-Stage | Cast Iron | Single-Speed |  |  |  | 70000 | 58000 | [9 empty] | 82.1 | 80 | Federally-Regulated Consumer Product | 2014-03-28
Ajax Boiler, Inc. | Ajax | SNG80W | Steam | Natural Gas | No Match | FALSE | TRUE | 3 |  |  | No Match | No Match | No Match | No Match | Other | No Match |  | No Match |  | 3360000 |  | 3360000 |  | 80 | 80 |  |  |  |  | 80 |  |  | Federally-Regulated Commercial & Industrial Equipment | 1997-01-07
PB Heat, LLC | PB Heat, LLC | EC/ECT-06-275-W/S | Water | Oil | Power | FALSE | FALSE | 1 |  |  |  | None | Non-Condensing | Single-Stage | Cast Iron |  |  |  |  | 385000 | 321000 |  |  | 84.4 |  | 83.3 | [6 empty] | Federally-Regulated Commercial & Industrial Equipment | 2014-09-05
Dunkirk | Pennco, Inc. | FSB-2 | Water | Combo (Natural Gas & Oil) | Power | FALSE | FALSE | 1 |  |  | No Match | No Match | No Match | No Match | Cast Iron | No Match |  | No Match |  | 42500 | [10 empty] | 84.4 | 80 | Federally-Regulated Consumer Product | 2001-11-01
Smith Cast Iron Boilers | Smith Cast Iron Boilers | 19HE-3 | Water | Natural Gas | Power | FALSE | FALSE | 1 |  |  |  | None | Non-Condensing | Single-Stage | Cast Iron |  |  |  |  | 375000 | 308000 |  |  | 82.4 |  | 82.1 | [6 empty] | Federally-Regulated Commercial & Industrial Equipment | 2014-09-05
Ajax Boiler, Inc. | Ajax | SGXFD-450 | Steam | Natural Gas | Power | FALSE | FALSE | 3 |  |  | No Match | No Match | No Match | No Match | Other | No Match |  | No Match |  | 450000 |  | 225000 |  | 81 | 80 |  |  |  |  | 80 |  |  | Non Federally-Regulated | 1992-10-27
Rite Engineering | Rite | 940WG | Both Steam & Water | Natural Gas | Power | FALSE | FALSE | 3 |  |  | No Match | No Match | No Match | No Match | Other | No Match |  | No Match |  | 9400000 |  | 3133333 |  | 80 | 80 |  |  |  |  | 80 |  |  | Non Federally-Regulated | 1992-10-14
Laars Heating Systems Co. | Bradford-White Corp. | BNTH150 | Water | LPG | Induced Draft | FALSE | FALSE | 1 |  | TRUE |  | None | Condensing | Step Modulating | Other | Single-Speed |  |  |  | 150000 | 138000 | [9 empty] | 95 | 80 | Federally-Regulated Consumer Product | 2013-11-14
Crown Boiler Co. | Crown Boiler Co. | BWC425 | Water | LPG | Pressure | FALSE | FALSE | 1 |  |  |  | None | Condensing | Step Modulating | Other | Single-Speed |  |  |  | 425000 | 367000 |  |  |  |  | 86.5 | [6 empty] | Federally-Regulated Commercial & Industrial Equipment | 2015-04-20
Weil-McLain | Williamson-Thermoflo | GWC-140-N-T | Water | Natural Gas | Power | FALSE | FALSE | 1 |  | TRUE |  | None | Condensing | Single-Stage | Cast Iron | Single-Speed |  |  |  | 140000 | 130000 | [9 empty] | 91.4 | 80 | Federally-Regulated Consumer Product | 2013-04-19
Laars Heating Systems Co. | Laars | NTH500N*** | Water | Natural Gas | Induced Draft | FALSE | FALSE | 1 |  |  | None | None | Condensing | Step Modulating | Other | Single-Speed |  | Standard |  | 500000 | 475000 |  |  | 95 | 80 | 95 | [6 empty] | Federally-Regulated Commercial & Industrial Equipment | 2008-10-08
Raypak | Raypak | H(3,4)-3001* | Water | Natural Gas | Injection Type | FALSE | FALSE | 1 |  |  |  | None | Non-Condensing | Single-Stage | Copper |  |  |  |  | 3000000 | 2460000 |  |  | 82 | [8 empty] | Federally-Regulated Commercial & Industrial Equipment | 2015-04-16
Weil-McLain | Weil-McLain | 894 | Steam | Oil | Power | FALSE | FALSE | 3 |  |  | No Match | No Match | No Match | No Match | Cast Iron | No Match |  | No Match |  | 2464000 |  | 2464000 |  | 83.7 | 83 |  |  | 147 |  | 83.7 |  |  | Federally-Regulated Commercial & Industrial Equipment | 1996-02-29
Camus Hydronics | Camus Hydronics | DFNH-3000-MH | Water | Natural Gas | Power | FALSE | FALSE | 1 |  |  |  | None | Non-Condensing | Step Modulating | Copper |  |  |  |  | 3000000 | 2550000 |  |  | 85 |  | 85 | [6 empty] | Federally-Regulated Commercial & Industrial Equipment | 2014-08-11
Water Pik, Inc. | Laars | HH1200IP09*1A | Water | LPG | No Match | FALSE | FALSE | 3 |  |  | No Match | No Match | No Match | No Match | Copper | No Match |  | No Match |  | 1200000 |  | 300000 |  | 81 | 80 |  |  | 5 |  | 81 |  |  | Federally-Regulated Commercial & Industrial Equipment | 2001-05-30
Easco Boiler Corp. | Easco | ESP-200-S015 | Both Steam & Water | Combo (Natural Gas & Oil) | Power | FALSE | FALSE | 3 |  |  | No Match | No Match | No Match | No Match | Other | No Match |  | No Match |  | 8369000 |  | 1673800 |  | 83 | 80 |  |  | 22 |  | 81 |  |  | Federally-Regulated Commercial & Industrial Equipment | 1998-06-02
Dunkirk | Carrier | BW3AAN000187ABAA | Water | Natural Gas | Power | FALSE | FALSE | 1 |  |  | No Match | No Match | No Match | No Match | Cast Iron | No Match |  | No Match |  | 187500 | [10 empty] | 82.3 | 80 | Federally-Regulated Consumer Product | 2000-06-07
Newmac Manufacturing | Newmac Manufacturing | NBR 158V | Water | Oil | No Match | TRUE | FALSE | 1 |  |  | No Match | No Match | No Match | No Match | Other | No Match |  | No Match |  | 185000 | [10 empty] | 86.4 | 80 | Federally-Regulated Consumer Product | 2001-04-12
PB Heat, LLC | RBI Water Heaters | IEW-399 | Water | LPG | Power | FALSE | FALSE | 1 |  | FALSE | None | None | Condensing | Step Modulating | Other |  |  |  |  | 399000 | 373000 | 199000 | 186000 | 95.5 |  | 93.4 | [6 empty] | Federally-Regulated Commercial & Industrial Equipment | 2014-08-11
Smith Cast Iron Boilers | Smith Cast Iron Boilers | 650A-*-21 | Both Steam & Water | Oil | Power | FALSE | FALSE | 1 |  |  |  | None | Non-Condensing | Single-Stage | Cast Iron |  |  |  |  | 9800000 | 8799000 |  |  | 85 | 83 | 83.3 | [6 empty] | Federally-Regulated Commercial & Industrial Equipment | 2007-12-12
Peerless Heater Co. | Peerless | PSC-03-SV | Water | Combo (Natural Gas & Oil) | No Match | FALSE | FALSE | 1 |  |  | No Match | No Match | No Match | No Match | Cast Iron | No Match |  | No Match |  | 70000 | [10 empty] | 83 | 80 | Federally-Regulated Consumer Product | 2001-11-01
New York Thermal, Inc. | New York Thermal, Inc. | LX150 | Water | LPG | Power | FALSE | FALSE | 1 |  | TRUE |  | None | Condensing | Step Modulating | Other |  |  |  |  | 150000 | 136000 | [9 empty] | 93.5 | 80 | Federally-Regulated Consumer Product | 2013-06-17
Camus Hydronics | Camus Hydronics | DFPH-6024-MS | Water | LPG | Power | FALSE | FALSE | 3 |  |  |  | None | Condensing | Step Modulating | Other |  |  |  |  | 6000000 | 5664000 |  |  | 94.4 |  | 94.4 | [6 empty] | Federally-Regulated Commercial & Industrial Equipment | 2014-08-11
Burnham Corp. | Burnham Corp. | 4FHW-277A-O | Water | Oil | Power | FALSE | FALSE | 1 |  |  |  | None | Non-Condensing | Two-Stage Modulating | Other |  |  |  |  | 2319000 | 1924000 |  |  | 88.2 |  | 86.1 | [6 empty] | Federally-Regulated Commercial & Industrial Equipment | 2014-08-11
Viessmann Manufacturing | Viessmann Manufacturing | B2HB-26 | Water | LPG | Power | FALSE | FALSE | 1 |  |  |  | Electro-Mechanical Inlet Dampe | Condensing | Step Modulating | Other |  |  |  |  | 94000 | 89000 | [9 empty] | 95 | 80 | Federally-Regulated Consumer Product | 2014-12-01
Raypak | Raypak | W7-0850* | Water | LPG | Induced Draft | FALSE | FALSE | 1 |  |  | None | None | Condensing | Step Modulating | Other |  |  |  |  | 850000 | 799000 | 170000 |  | 94.5 | 80 | 94 |  | 12 |  |  |  |  | Federally-Regulated Commercial & Industrial Equipment | 2010-10-29
Ajax Boiler, Inc. | Ajax | XNG13500W | Water | Natural Gas | No Match | FALSE | TRUE | 3 |  |  | No Match | No Match | No Match | No Match | Other | No Match |  | No Match |  | 13500000 |  | 6750000 |  | 80 | 80 |  |  |  |  | 80 |  |  | Federally-Regulated Commercial & Industrial Equipment | 1997-01-07
Ajax Boiler, Inc. | Ajax | OWGOFD1750 | Steam | Natural Gas | Power | FALSE | TRUE | 3 |  |  | No Match | No Match | No Match | No Match | Other | No Match |  | No Match |  | 1750000 |  | 875000 |  | 82 | 80 |  |  |  |  | 80 |  |  | Non Federally-Regulated | 1992-10-27
U.S. Boiler Co. | U.S. Boiler Co. | K2-180 | Water | Natural Gas | Power | FALSE | FALSE | 1 |  |  |  | None | Condensing | Step Modulating | Other | Single-Speed |  |  |  | 180000 | 167000 | [9 empty] | 93.2 | 80 | Federally-Regulated Consumer Product | 2014-08-08
U.S. Boiler Co. | F.W. Webb | AG4 | Water | Natural Gas | Injection Type | FALSE | FALSE | 1 |  | TRUE |  | Stack Damper | Non-Condensing | Single-Stage | Cast Iron | Single-Speed |  |  |  | 105000 | 88000 | [9 empty] | 84 | 80 | Federally-Regulated Consumer Product | 2013-04-19
PB Heat, LLC | National HVAC Manufacturing Company, LLC | CGWA-230** | Water | Natural Gas | Injection Type | FALSE | FALSE | 1 |  |  |  | Stack Damper | Non-Condensing | Single-Stage | Cast Iron | Single-Speed |  |  |  | 227500 | 186000 | [9 empty] | 82 | 80 | Federally-Regulated Consumer Product | 2013-11-14
U.S. Boiler Co. | BURNHAM BY U.S. BOILER | GW08 | Water | LPG | Injection Type | FALSE | FALSE | 1 | TRUE |  |  | Stack Damper | Non-Condensing | Single-Stage | Cast Iron | Single-Speed |  |  |  | 232000 | 191000 | [9 empty] | 82 | 80 | Federally-Regulated Consumer Product | 2015-09-30
Ajax Boiler, Inc. | Ajax | OWGB3000 | Steam | Natural Gas | No Match | FALSE | TRUE | 3 |  |  | No Match | No Match | No Match | No Match | Other | No Match |  | No Match |  | 3000000 |  | 3000000 |  | 80 | 80 |  |  |  |  | 80 |  |  | Federally-Regulated Commercial & Industrial Equipment | 1996-02-29
Laars Heating Systems Company | Mighty Therm | PH0175CP12KB | Water | LPG | Injection Type | FALSE | FALSE | 1 | TRUE |  |  | None | Non-Condensing | Two-Stage Modulating | Copper |  |  |  |  | 175000 | 145000 | [9 empty] | 82 | 80 | Federally-Regulated Consumer Product | 2015-09-30
PB Heat, LLC | PB Heat, LLC | PF-210 LP | Water | LPG | Power | FALSE | FALSE | 1 |  |  |  | None | Condensing | Step Modulating | Other |  |  |  |  | 210000 | 195000 | [9 empty] | 95.1 | 80 | Federally-Regulated Consumer Product | 2015-03-30
U.S. Boiler Co. | U.S. Boiler Co. | PVG-3 | Water | Natural Gas | Induced Draft | FALSE | FALSE | 1 |  | TRUE |  | None | Non-Condensing | Single-Stage | Cast Iron | Single-Speed |  |  |  | 70000 | 60000 | [9 empty] | 85.5 | 80 | Federally-Regulated Consumer Product | 2014-01-14
RBI Water Heaters | RBI Water Heaters | MB1750 | Water | Natural Gas | Induced Draft | TRUE | TRUE | 1 |  |  |  | None | Non-Condensing | Single-Stage | Copper |  |  |  |  | 1750000 | 1491000 |  |  | 85.2 | 80 | 85.2 | [6 empty] | Federally-Regulated Commercial & Industrial Equipment | 2007-12-12
Laars Heating Systems Co. | Bradford-White Corp. | BNTH105 | Water | LPG | Induced Draft | FALSE | FALSE | 1 |  | TRUE |  | None | Condensing | Step Modulating | Other | Single-Speed |  |  |  | 105000 | 96000 | [9 empty] | 95 | 80 | Federally-Regulated Consumer Product | 2013-11-14
ECR International, Ltd. | ECR International, Ltd. | UBSSC-299 | Water | LPG | Pressure | FALSE | FALSE | 1 |  | TRUE |  | None | Condensing | Step Modulating | Other | Single-Speed |  |  |  | 299000 | 273000 | [9 empty] | 95 | 80 | Federally-Regulated Consumer Product | 2014-08-08
U.S. Boiler Co. | BURNHAM BY U.S. BOILER | GW07 | Water | LPG | Injection Type | FALSE | FALSE | 1 | TRUE |  |  | Stack Damper | Non-Condensing | Single-Stage | Cast Iron | Single-Speed |  |  |  | 198000 | 164000 | [9 empty] | 82 | 80 | Federally-Regulated Consumer Product | 2015-09-30
Burnham Corp. | Burnham Corp. | V84S | Steam | Oil | Power | FALSE | FALSE | 1 |  |  |  | None | Non-Condensing | Single-Stage | Cast Iron | Single-Speed | 0.04 | Standard |  | 147000 | 127000 | [9 empty] | 85.3 | 80 | Federally-Regulated Consumer Product | 2007-11-14
Camus Hydronics | Camus Hydronics | DFNW-5000-MS | Water | Natural Gas | Pressure | FALSE | FALSE | 3 |  |  |  | None | Non-Condensing | Step Modulating | Other |  |  |  |  | 5000000 | 4250000 |  |  | 85 |  | 85 | [6 empty] | Federally-Regulated Commercial & Industrial Equipment | 2014-08-11
Burnham Corp. | Burnham Corp. | CHG150 | Water | Natural Gas | Induced Draft | FALSE | FALSE | 1 |  |  | None | None | Condensing | Step Modulating | Other | Single-Speed | 0.13 | Standard |  | 150000 | 135000 | 30000 | 27000 | [7 empty] | 93.1 | 80 | Federally-Regulated Consumer Product | 2008-09-25
Weil-McLain | Weil-McLain | LGB-12 | Steam | Natural Gas | No Match | FALSE | FALSE | 3 |  |  | No Match | No Match | No Match | No Match | Cast Iron | No Match |  | No Match |  | 1430000 |  | 1430000 |  | 81 | 80 |  |  | 147 |  | 81 |  |  | Federally-Regulated Commercial & Industrial Equipment | 1996-02-29
Lochinvar, LLC. | Lochinvar Corp. | PBN0501 | Water | Natural Gas | Power | FALSE | FALSE | 1 |  |  | None | None | Non-Condensing | Step Modulating | Copper |  |  |  |  | 500000 | 425000 | 125000 | 109000 | 85 | 80 | 85 | [6 empty] | Federally-Regulated Commercial & Industrial Equipment | 2007-12-12
Thermal Solutions | Thermal Solutions | EVO0500B**-*B* | Water | Natural Gas | Power | FALSE | TRUE | 3 |  |  |  | None | Non-Condensing | Step Modulating | Copper |  |  |  |  | 500000 | 431000 |  |  | 85.6 |  | 85.6 | [6 empty] | Federally-Regulated Commercial & Industrial Equipment | 2014-10-21
Slant / Fin Corp. | Slant / Fin Corp. | GG-125HEDS | Water | LPG | Injection Type | FALSE | FALSE | 1 |  |  |  | Stack Damper | Non-Condensing | Single-Stage | Cast Iron |  |  |  |  | 125000 | 103000 | [9 empty] | 82.3 | 80 | Federally-Regulated Consumer Product | 2007-11-14
Laars Heating Systems Company | BRUTE FT | BMFTHW140(N,P)**** | Water | Natural Gas | Pressure | FALSE | FALSE | 1 | TRUE |  |  | None | Condensing | Step Modulating | Other |  |  |  |  | 140000 | 129000 | [9 empty] | 95 | 80 | Federally-Regulated Consumer Product | 2015-09-30
Burnham Corp. | Burnham Corp. | K5016 | Both Steam & Water | Natural Gas | Induced Draft | TRUE | FALSE | 1 |  |  |  | None | Non-Condensing | Single-Stage | Cast Iron |  |  |  |  | 1170000 | 936000 |  |  | 80 | 80 | 77 | [6 empty] | Federally-Regulated Commercial & Industrial Equipment | 2010-03-16
Crown Boiler Co. | Burnham Corp. | ES27 | Water | Natural Gas | Injection Type | FALSE | FALSE | 1 |  |  | Draft Diverter | Stack Damper | Non-Condensing | Single-Stage | Cast Iron | Single-Speed | 0.04 | Standard |  | 210000 | 178000 | [9 empty] | 85 | 80 | Federally-Regulated Consumer Product | 2010-03-16
U.S. Boiler Co. | BURNHAM HYDRONICS | ES29A | Water | LPG | Injection Type | FALSE | FALSE | 1 | TRUE |  |  | Stack Damper | Non-Condensing | Single-Stage | Cast Iron | Multiple-Speed |  |  |  | 280000 | 238000 | [9 empty] | 85 | 80 | Federally-Regulated Consumer Product | 2015-09-30
Water Pik, Inc. | Laars | VW0850IN09C1A | Both Steam & Water | Natural Gas | No Match | FALSE | FALSE | 3 |  |  | No Match | No Match | No Match | No Match | Copper | No Match |  | No Match |  | 850000 |  | 850000 |  | 81 | 80 |  |  | 5 |  | 81 |  |  | Federally-Regulated Commercial & Industrial Equipment | 2001-11-21
PVI Industries | PVI | 270 EWB 150A-E | Water | Electricity | No Match | TRUE | FALSE | 3 |  |  | No Match | No Match | No Match | No Match | Other | No Match |  | No Match |  | 922000 |  | 922000 |  | 99.9 | [5 empty] | 99.9 |  |  | Non Federally-Regulated | 1992-09-28
Ajax Boiler, Inc. | Ajax | SRF200 | Steam | Natural Gas | Power | FALSE | TRUE | 1 |  |  | Draft Hood | Stack Damper | Non-Condensing | Two-Stage Modulating | Other | None |  | No Match |  | 8400000 | 6720000 | 6720000 | 5376000 | 80 | 80 | 79.2 | [6 empty] | Federally-Regulated Commercial & Industrial Equipment | 2007-08-15
Water Pik, Inc. | Laars | PW0600IN04*1A | Both Steam & Water | Natural Gas | No Match | FALSE | FALSE | 3 |  |  | No Match | No Match | No Match | No Match | Copper | No Match |  | No Match |  | 600000 |  | 150000 |  | 81 | 80 |  |  | 5 |  | 81 |  |  | Federally-Regulated Commercial & Industrial Equipment | 2001-11-21
Ajax Boiler, Inc. | Ajax | HNG1050W | Steam | Natural Gas | No Match | FALSE | TRUE | 3 |  |  | No Match | No Match | No Match | No Match | Other | No Match |  | No Match |  | 1050000 |  | 525000 |  | 80 | 80 |  |  |  |  | 80 |  |  | Federally-Regulated Commercial & Industrial Equipment | 1997-01-07
Lochinvar, LLC. | Lochinvar Corp. | PBN1501-M9 | Water | Natural Gas | Power | FALSE | FALSE | 1 |  |  |  | None | Non-Condensing | Step Modulating | Copper |  |  |  |  | 1500000 | 1275000 |  |  |  |  | 85 | [6 empty] | Federally-Regulated Commercial & Industrial Equipment | 2015-04-20
Burnham Corp. | Burnham Corp. | V1120H-WN | Water | Natural Gas | Power | FALSE | FALSE | 3 |  |  |  | None | Non-Condensing | Two-Stage Modulating | Cast Iron |  |  |  |  | 4979000 | 4104000 |  |  | 82.6 |  | 82.4 | [6 empty] | Federally-Regulated Commercial & Industrial Equipment | 2014-08-11
Slant / Fin Corp. | SLANT/FIN | B-120A | Water | Natural Gas | Power | FALSE | FALSE | 1 | TRUE |  |  | None | Condensing | Step Modulating | Other |  |  |  |  | 120000 | 108000 | [9 empty] | 90.5 | 80 | Federally-Regulated Consumer Product | 2015-09-30
Thermal Solutions | Thermal Solutions | EV(A,S)1000B**-*D* | Water | Natural Gas | Power | FALSE | FALSE | 1 |  |  |  | None | Non-Condensing | Step Modulating | Copper |  |  |  |  | 1000000 | 819000 |  |  | 82.7 |  | 81.9 | [6 empty] | Federally-Regulated Commercial & Industrial Equipment | 2014-08-11
Lochinvar, LLC. | Lochinvar Corp. | PBN1001 | Water | LPG | Power | FALSE | FALSE | 1 |  |  | None | None | Non-Condensing | Step Modulating | Copper |  |  |  |  | 1000000 | 850000 | 250000 | 218000 | 85 | 80 | 85 | [6 empty] | Federally-Regulated Commercial & Industrial Equipment | 2007-12-12
Raypak | Raypak | H8902B-CHX | Water | Natural Gas | Induced Draft | FALSE | FALSE | 1 |  |  | None | None | Condensing | Single-Stage | Copper |  |  |  |  | 900000 | 882000 |  |  | 98 | 80 | 98 | [6 empty] | Federally-Regulated Commercial & Industrial Equipment | 2007-12-12
Water Pik, Inc. | Laars | HH0520MN20***** | Water | Natural Gas | Power | FALSE | FALSE | 3 |  |  | No Match | No Match | No Match | No Match | Copper | No Match |  | No Match |  | 520000 |  | 520000 |  | 85 | 80 |  |  | 5 |  | 83 |  |  | Federally-Regulated Commercial & Industrial Equipment | 2001-05-16
Ajax Boiler, Inc. | Ajax | SFG70W | Steam | Natural Gas | Power | FALSE | TRUE | 3 |  |  | No Match | No Match | No Match | No Match | Other | No Match |  | No Match |  | 2930000 |  | 1200000 |  | 80 | 80 |  |  |  |  | 80 |  |  | Federally-Regulated Commercial & Industrial Equipment | 1997-01-07
Cleaver-Brooks | Cleaver-Brooks | P-700-20-***** | Steam | Natural Gas | Power | FALSE | FALSE | 3 |  |  | No Match | No Match | No Match | No Match | Other | No Match |  | No Match |  | 837500 |  | 837500 |  | 80 | 80 |  |  | 25 |  | 80 |  |  | Federally-Regulated Commercial & Industrial Equipment | 1996-03-06
Burnham Corp. | Burnham Corp. | CL-60-G | Steam | Natural Gas | Power | FALSE | FALSE | 1 |  | FALSE |  | None | Non-Condensing | Two-Stage Modulating | Other |  |  |  |  | 2449000 | 2022000 |  |  | 84.3 |  | 82.6 | [6 empty] | Federally-Regulated Commercial & Industrial Equipment | 2014-12-01
Burnham Corp. | Crown Boiler Co. | CT35 | Water | Oil | Pressure | FALSE | FALSE | 1 |  |  |  | None | Non-Condensing | Single-Stage | Cast Iron | Single-Speed | 0.04 | Standard |  | 140000 | 120000 | [9 empty] | 84.7 | 80 | Federally-Regulated Consumer Product | 2007-11-14
Camus Hydronics | Camus Hydronics | DFNH-4502-MH | Water | Natural Gas | Power | FALSE | FALSE | 1 |  |  |  | None | Condensing | Step Modulating | Copper |  |  |  |  | 4500000 | 4248000 |  |  | 94.4 |  | 94.4 | [6 empty] | Federally-Regulated Commercial & Industrial Equipment | 2014-08-11
Lochinvar, LLC. | Lochinvar Corp. | KBN800 | Water | LPG | Power | FALSE | FALSE | 1 |  |  | None | None | Condensing | Step Modulating | Other |  |  |  |  | 800000 | 752000 | 160000 |  | 95 | 80 | 94 | [6 empty] | Federally-Regulated Commercial & Industrial Equipment | 2008-04-14
Laars Heating Systems Co. | Bradford-White Corp. | BMT2H0200 | Water | Natural Gas | Power | FALSE | TRUE | 1 |  |  |  | None | Non-Condensing | Single-Stage | Copper | Single-Speed |  |  |  | 200000 | 170000 | [9 empty] | 85.1 | 80 | Federally-Regulated Consumer Product | 2011-07-06
Laars Heating Systems Co. | Laars Heating Systems Co. | LMH125 | Water | Natural Gas | Power | FALSE | FALSE | 1 |  |  |  | None | Condensing | Step Modulating | Other |  |  |  |  | 125000 | 114000 | [9 empty] | 95 | 80 | Federally-Regulated Consumer Product | 2011-08-02
Rite Engineering | Rite | A180SG | Both Steam & Water | Natural Gas | Power | FALSE | FALSE | 3 |  |  | No Match | No Match | No Match | No Match | Other | No Match |  | No Match |  | 1800000 |  | 600000 |  | 80 | 80 |  |  |  |  | 80 |  |  | Non Federally-Regulated | 1992-10-14
Crown Boiler Co. | Crown | C247-400-W | Water | Natural Gas | No Match | FALSE | FALSE | 3 |  |  | No Match | No Match | No Match | No Match | Cast Iron | No Match |  | No Match |  | 400000 |  | 400000 |  | 80 | 80 |  |  |  |  | 80 |  |  | Federally-Regulated Commercial & Industrial Equipment | 1996-03-06
Smith Cast Iron Boilers | Smith Cast Iron Boilers | 650A-*-15 | Both Steam & Water | Natural Gas | Power | FALSE | FALSE | 1 |  |  |  | None | Non-Condensing | Single-Stage | Cast Iron |  |  |  |  | 7732000 | 6247000 |  |  | 82.1 | 80 | 80.8 | [6 empty] | Federally-Regulated Commercial & Industrial Equipment | 2007-12-12
Parker Boiler Co. | Parker Boiler | O-1536R | Water | Oil | Power | FALSE | FALSE | 3 |  |  | No Match | No Match | No Match | No Match | Other | No Match |  | No Match |  | 1536000 |  | 768000 |  | 84 | 83 |  |  | 4 |  | 82 |  |  | Federally-Regulated Commercial & Industrial Equipment | 1996-03-13
Burnham Corp. | Burnham Corp. | ALP210 | Water | LPG | Power | FALSE | FALSE | 1 |  |  | None | None | Condensing | Step Modulating | Other |  |  |  |  | 210000 | 194000 | 42000000 | 39900000 | [7 empty] | 95 | 80 | Federally-Regulated Consumer Product | 2008-04-14
Fulton Boiler Works | Fulton | FB-0024L | Both Steam & Water | Electricity | No Match | FALSE | TRUE | 1 |  |  | No Match | No Match | No Match | No Match | Other | No Match |  | No Match |  | 80342 |  |  |  | 98 |  |  |  | 46 |  |  |  | 68 | Federally-Regulated Consumer Product | 1991-02-27
Dunkirk | Lennox | GSB8-175E | Steam | LPG | No Match | FALSE | FALSE | 1 |  |  | No Match | No Match | No Match | No Match | Cast Iron | No Match |  | No Match |  | 175000 | [10 empty] | 80.9 | 75 | Federally-Regulated Consumer Product | 1999-10-22
Advanced Thermal Hydronics | Advanced Thermal Hydronics | VGX-236-INT | Steam | Natural Gas | Injection Type | FALSE | FALSE | 1 |  |  |  | Stack Damper | Non-Condensing | Single-Stage | Cast Iron |  |  |  |  | 236000 | 196000 | [9 empty] | 82.2 | 75 | Federally-Regulated Consumer Product | 2014-03-28
Laars Heating Systems Co. | Bradford-White Corp. | BNTH105 | Water | Natural Gas | Induced Draft | FALSE | FALSE | 1 |  | TRUE |  | None | Condensing | Step Modulating | Other | Single-Speed |  |  |  | 105000 | 96000 | [9 empty] | 95 | 80 | Federally-Regulated Consumer Product | 2013-11-14
English Boiler & Tube, Inc. | Bent Tube Balanced Flow | BTBF-200-15 | Steam | Natural Gas | Power | FALSE | FALSE | 3 |  |  | No Match | No Match | No Match | No Match | Other | No Match |  | No Match |  | 8400000 |  | 2110000 |  | 80 | 80 |  |  | 3 |  | 80 |  |  | Federally-Regulated Commercial & Industrial Equipment | 1998-09-10
Ajax Boiler, Inc. | Ajax | HNG7000W | Steam | Natural Gas | No Match | FALSE | TRUE | 3 |  |  | No Match | No Match | No Match | No Match | Other | No Match |  | No Match |  | 7000000 |  | 3500000 |  | 80 | 80 |  |  |  |  | 80 |  |  | Federally-Regulated Commercial & Industrial Equipment | 1997-01-07
Burnham Corp. | Burnham Corp. | K5006 | Both Steam & Water | LPG | Induced Draft | FALSE | FALSE | 1 |  |  |  | None | Non-Condensing | Single-Stage | Cast Iron |  |  |  |  | 375900 | 301000 |  |  | 80 | 80 | 77 | [6 empty] | Federally-Regulated Commercial & Industrial Equipment | 2010-03-16
Aerco International | Aerco International | MLX EXT 1123 | Water | Natural Gas | Luminous | FALSE | TRUE | 1 |  |  |  | None | Condensing | Step Modulating | Other |  |  |  |  | 1123000 | 1011000 |  |  |  |  | 90 | [6 empty] | Federally-Regulated Commercial & Industrial Equipment | 2015-04-16
Camus Hydronics | Camus Hydronics | DFPH-1502-MS | Water | LPG | Power | FALSE | FALSE | 1 |  |  |  | None | Condensing | Step Modulating | Other |  |  |  |  | 1500000 | 1416000 |  |  | 94.4 |  | 94.4 | [6 empty] | Federally-Regulated Commercial & Industrial Equipment | 2014-08-11
Dunkirk | Sears, Roebuck, & Co. | DKVLT-075 | Water | Natural Gas | Pressure | FALSE | FALSE | 1 |  | TRUE |  | None | Condensing | Step Modulating | Other | Single-Speed |  |  |  | 75000 | 69000 | [9 empty] | 95 | 80 | Federally-Regulated Consumer Product | 2013-04-19
U.S. Boiler Co. | BURNHAM HYDRONICS | 304A | Water | Natural Gas | Injection Type | FALSE | FALSE | 1 | TRUE |  |  | Stack Damper | Non-Condensing | Single-Stage | Cast Iron | Multiple-Speed |  |  |  | 105000 | 88000 | [9 empty] | 84 | 80 | Federally-Regulated Consumer Product | 2015-09-30
Cemline Corp. | Cemline Corp. | VB30EHB27 | Water | Electricity | No Match | FALSE | TRUE | 1 |  |  | No Match | No Match | No Match | No Match | Cast Iron | No Match |  | No Match |  | 92205 |  |  |  | 98.4 | [8 empty] | Federally-Regulated Consumer Product | 1992-06-18
Smith Cast Iron Boilers | Peerless | CC-12-S-O | Steam | Oil | Power | FALSE | FALSE | 1 |  | FALSE |  | None | Non-Condensing | Single-Stage | Cast Iron |  |  |  |  | 2100000 | 1750000 |  |  |  |  | 83.4 | 81 | [5 empty] | Federally-Regulated Commercial & Industrial Equipment | 2015-09-30
Ajax Boiler, Inc. | Ajax | WGXB-9000-D | Steam | Natural Gas | No Match | FALSE | FALSE | 3 |  |  | No Match | No Match | No Match | No Match | Other | No Match |  | No Match |  | 9000000 |  | 9000000 |  | 82 | 80 |  |  |  |  | 80 |  |  | Federally-Regulated Commercial & Industrial Equipment | 1996-02-29
Raypak | Raypak | H40180* | Water | LPG | No Match | FALSE | FALSE | 1 |  |  | No Match | No Match | No Match | No Match | Other | No Match |  | No Match |  | 180000 | [10 empty] | 83.2 | 80 | Federally-Regulated Consumer Product | 2001-11-01
Slant / Fin Corp. | Slant / Fin Corp. | CHS-110 | Water | LPG | Power | FALSE | FALSE | 1 |  | TRUE |  | None | Condensing | Step Modulating | Other |  |  |  |  | 108000 | 99000 | [9 empty] | 95 | 80 | Federally-Regulated Consumer Product | 2013-06-17
PB Heat, LLC | Peerless | PF-460-NAT | Water | Natural Gas | Power | FALSE | FALSE | 1 |  |  |  | None | Condensing | Step Modulating | Other |  |  |  |  | 460000 | 438000 |  |  |  |  | 95.2 | 80 | [5 empty] | Federally-Regulated Commercial & Industrial Equipment | 2015-09-30
PB Heat, LLC | PB Heat, LLC | PF-80 | Water | Natural Gas | Power | FALSE | FALSE | 1 |  | TRUE | None | None | Condensing | Step Modulating | Other |  |  |  |  | 80000 | 75000 | 26000 | 25000 | [7 empty] | 95 | 80 | Federally-Regulated Consumer Product | 2015-03-30
Aerco International | AM Series | AM 750 | Water | LPG | Power | FALSE | FALSE | 1 |  | FALSE | None | None | Condensing | Step Modulating | Other |  |  |  |  | 750000 | 735000 | 50000 |  | 92.6 |  | 92.6 | [6 empty] | Federally-Regulated Commercial & Industrial Equipment | 2014-09-25
U.S. Boiler Co. | New Yorker Boiler Co. | PVCG50A | Water | LPG | Induced Draft | FALSE | FALSE | 1 |  | TRUE |  | None | Non-Condensing | Single-Stage | Cast Iron | Single-Speed |  |  |  | 140000 | 120000 | [9 empty] | 85.3 | 80 | Federally-Regulated Consumer Product | 2014-01-14
Water Pik, Inc. | Laars | HH1825EP09*BA | Water | LPG | No Match | FALSE | TRUE | 3 |  |  | No Match | No Match | No Match | No Match | Copper | No Match |  | No Match |  | 1825000 |  | 456250 |  | 82 | 80 |  |  | 5 |  | 82 |  |  | Federally-Regulated Commercial & Industrial Equipment | 2001-05-30
Raypak | Raypak | H7-1003 | Water | Natural Gas | Induced Draft | FALSE | TRUE | 1 |  |  | None | None | Non-Condensing | Single-Stage | Copper |  |  |  |  | 999000 | 869000 |  |  | 87 | 80 | 87 | [6 empty] | Federally-Regulated Commercial & Industrial Equipment | 2007-12-12
HTP, Inc. | Elite | EL-110VWH | Water | Natural Gas | Power | FALSE | FALSE | 1 |  |  | None | None | Condensing | Single-Stage | Other |  |  |  |  | 110000 | 101000 | 18000000 | 110000000 | [7 empty] | 94 | 80 | Federally-Regulated Consumer Product | 2011-08-02
Water Pik, Inc. | Laars | PW1430EN09*BA | Both Steam & Water | Natural Gas | No Match | FALSE | TRUE | 3 |  |  | No Match | No Match | No Match | No Match | Copper | No Match |  | No Match |  | 1430000 |  | 357500 |  | 82 | 80 |  |  | 5 |  | 82 |  |  | Federally-Regulated Commercial & Industrial Equipment | 2001-11-21
Utica Boilers | Utica Boilers | JD-1700 | Both Steam & Water | Natural Gas | Injection Type | FALSE | FALSE | 1 |  |  |  | None | Non-Condensing | Single-Stage | Cast Iron |  |  |  |  | 1700000 | 1367000 |  |  | 80.4 | 80 | 77.5 | [6 empty] | Federally-Regulated Commercial & Industrial Equipment | 2011-05-02
Ajax Boiler, Inc. | Ajax | OSGXB1250 | Steam | Natural Gas | No Match | FALSE | TRUE | 3 |  |  | No Match | No Match | No Match | No Match | Other | No Match |  | No Match |  | 1250000 |  | 1250000 |  | 80 | 80 |  |  |  |  | 80 |  |  | Federally-Regulated Commercial & Industrial Equipment | 1996-02-29
Raypak | Raypak | (H,W)7-0700 | Water | Natural Gas | Induced Draft | FALSE | TRUE | 1 |  |  | None | None | Condensing | Step Modulating | Other |  |  |  |  | 700000 | 658000 |  |  | 94.5 | 80 | 94 | [6 empty] | Federally-Regulated Commercial & Industrial Equipment | 2011-02-17
Mestek, Inc. | Mestek, Inc. | SB400 | Water | LPG | Power | FALSE | FALSE | 1 |  |  |  | Stack Damper | Non-Condensing | Single-Stage | Copper |  |  |  |  | 399000 | 324000 |  |  | 81.2 | 80 | 81.2 | [6 empty] | Federally-Regulated Commercial & Industrial Equipment | 2011-02-17
Ajax Boiler, Inc. | Ajax | OWGFD-11500 | Water | Natural Gas | Power | FALSE | TRUE | 3 |  |  | No Match | No Match | No Match | No Match | Other | No Match |  | No Match |  | 11500000 |  | 5750000 |  | 82 | 80 |  |  |  |  | 80 |  |  | Non Federally-Regulated | 1992-09-21
Burnham Corp. | Burnham Corp. | PVG-6 | Water | LPG | Induced Draft | FALSE | FALSE | 1 |  |  |  | None | Non-Condensing | Single-Stage | Cast Iron | Single-Speed | 0.04 | Standard |  | 175000 | 150000 | [9 empty] | 85.2 | 80 | Federally-Regulated Consumer Product | 2007-11-14
Water Pik, Inc. | Laars | JVS125ND(I/L) | Water | Natural Gas | No Match | FALSE | FALSE | 1 |  |  | No Match | No Match | No Match | No Match | Copper | No Match |  | No Match |  | 125000 | [10 empty] | 83 | 80 | Federally-Regulated Consumer Product | 2001-11-21
Burnham Corp. | New Yorker Boiler Co. | CL4-126 | Steam | Oil | Power | FALSE | FALSE | 1 |  |  |  | None | Non-Condensing | Single-Stage | Cast Iron |  |  |  |  | 126000 | 108000 | [9 empty] | 84.1 | 80 | Federally-Regulated Consumer Product | 2007-11-14
Universal Boiler Works | Universal Boiler Works | BF1000W4 | Water | Combo (Natural Gas & Oil) | Power | FALSE | FALSE | 3 |  |  | No Match | No Match | No Match | No Match | Other | No Match |  | No Match |  | 42000000 |  | 5250000 |  | 86 | 80 |  |  | 10 |  | 84 |  |  | Federally-Regulated Commercial & Industrial Equipment | 2001-12-13
Ajax Boiler, Inc. | Ajax | HFG11500W | Steam | Natural Gas | Power | FALSE | TRUE | 3 |  |  | No Match | No Match | No Match | No Match | Other | No Match |  | No Match |  | 11500000 |  | 4600000 |  | 80 | 80 |  |  |  |  | 80 |  |  | Federally-Regulated Commercial & Industrial Equipment | 1997-01-07
Utica Boilers | Dunkirk | D248-1100 | Both Steam & Water | Natural Gas | Injection Type | FALSE | FALSE | 1 |  |  |  | None | Non-Condensing | Single-Stage | Cast Iron |  |  |  |  | 1100000 | 884000 |  |  | 80.4 | 80 | 77.5 | [6 empty] | Federally-Regulated Commercial & Industrial Equipment | 2011-05-02
Burnham Corp. | Burnham Corp. | IN11 | Water | Natural Gas | Induced Draft | TRUE | FALSE | 1 |  |  |  | None | Non-Condensing | Single-Stage | Cast Iron |  |  |  |  | 349000 | 292000 |  |  | 83.5 | 80 | 80.5 | [6 empty] | Federally-Regulated Commercial & Industrial Equipment | 2007-12-12
Camus Hydronics | Camus Hydronics | DFNH-1752-MS | Water | Natural Gas | Power | FALSE | FALSE | 1 |  |  |  | None | Condensing | Step Modulating | Other |  |  |  |  | 1750000 | 1652000 |  |  | 94.4 |  | 94.4 | [6 empty] | Federally-Regulated Commercial & Industrial Equipment | 2014-08-11
Rite Engineering | Rite | A150WG | Both Steam & Water | Natural Gas | Power | FALSE | FALSE | 3 |  |  | No Match | No Match | No Match | No Match | Other | No Match |  | No Match |  | 1500000 |  | 500000 |  | 80 | 80 |  |  |  |  | 80 |  |  | Non Federally-Regulated | 1992-10-14
Ajax Boiler, Inc. | Ajax | HFG350W | Steam | Natural Gas | Power | FALSE | TRUE | 3 |  |  | No Match | No Match | No Match | No Match | Other | No Match |  | No Match |  | 350000 |  | 300000 |  | 80 | 80 |  |  |  |  | 80 |  |  | Federally-Regulated Commercial & Industrial Equipment | 1997-01-07
Water Pik, Inc. | Laars | HH0325CN30*B | Water | Natural Gas | No Match | FALSE | TRUE | 3 |  |  | No Match | No Match | No Match | No Match | Copper | No Match |  | No Match |  | 325000 |  | 81250 |  | 82 | 80 |  |  | 5 |  | 82 |  |  | Federally-Regulated Commercial & Industrial Equipment | 2001-11-21
Water Pik, Inc. | Laars | SR175 | Water | Oil | No Match | TRUE | FALSE | 1 |  |  | No Match | No Match | No Match | No Match | Other | No Match |  | No Match |  | 210000 | [10 empty] | 85.2 | 80 | Federally-Regulated Consumer Product | 2001-10-11
Ajax Boiler, Inc. | Ajax | WEC8500W | Water | Combo (Natural Gas & Oil) | Power | FALSE | TRUE | 3 |  |  | No Match | No Match | No Match | No Match | Other | No Match |  | No Match |  | 8080000 |  | 3400000 |  | 85 | 80 |  |  |  |  | 80 |  |  | Federally-Regulated Commercial & Industrial Equipment | 1997-01-07
Harsco Industrial / Patterson-Kelley | Harsco Industrial / Patterson-Kelley | SC-4000 | Water | Natural Gas | Power | FALSE | FALSE | 3 |  |  |  | None | Condensing | Step Modulating | Other |  |  |  |  | 4000000 | 3840000 |  |  | 96.2 |  | 96 | [6 empty] | Federally-Regulated Commercial & Industrial Equipment | 2015-04-02
Water Pik, Inc. | Laars | VW0850IN04*1A | Both Steam & Water | Natural Gas | No Match | FALSE | FALSE | 3 |  |  | No Match | No Match | No Match | No Match | Copper | No Match |  | No Match |  | 850000 |  | 212850 |  | 81 | 80 |  |  | 5 |  | 81 |  |  | Federally-Regulated Commercial & Industrial Equipment | 2001-11-21
Laars Heating Systems Co. | Laars | HHO715EN******** | Water | Natural Gas | Induced Draft | FALSE | TRUE | 1 |  |  |  | None | Non-Condensing | Step Modulating | Copper |  |  |  |  | 715000 | 587000 | 178750 |  | 82 | 80 | 79.6 | [6 empty] | Federally-Regulated Commercial & Industrial Equipment | 2007-11-01
DDR Americas, Inc. | De Deitrich | GT 338A | Water | Natural Gas | Power | FALSE | FALSE | 1 |  | FALSE |  | Electro-Mechanical Inlet Dampe | Non-Condensing | Step Modulating | Cast Iron |  |  |  |  | 1226000 | 1042000 |  |  | 85.2 |  | 85.2 | [6 empty] | Federally-Regulated Commercial & Industrial Equipment | 2014-08-11
PB Heat, LLC | PB Heat, LLC | GM-05-SPRK | Water | LPG | Injection Type | FALSE | FALSE | 1 |  | TRUE |  | Stack Damper | Non-Condensing | Single-Stage | Cast Iron |  |  |  |  | 228000 | 187000 | [9 empty] | 82.1 | 80 | Federally-Regulated Consumer Product | 2013-04-19
Slant / Fin Corp. | Slant / Fin Corp. | GXHA-120ED | Steam | Natural Gas | Injection Type | FALSE | FALSE | 1 |  |  |  | Stack Damper | Non-Condensing | Single-Stage | Cast Iron |  |  |  |  | 120000 | 97000 | [9 empty] | 81.2 | 75 | Federally-Regulated Consumer Product | 2007-11-14
Smith Cast Iron Boilers | Smith Cast Iron Boilers | PGB250-S-9-INT | Steam | LPG | Power | FALSE | FALSE | 1 |  |  |  | Electro-Mechanical Flue Damper | Non-Condensing | Single-Stage | Cast Iron |  |  |  |  | 360000 | 288000 |  |  | 80 | 80 | 75.8 | [6 empty] | Federally-Regulated Commercial & Industrial Equipment | 2007-12-12
Water Pik, Inc. | Laars | PW0850IN09*1A | Both Steam & Water | Natural Gas | No Match | FALSE | FALSE | 3 |  |  | No Match | No Match | No Match | No Match | Copper | No Match |  | No Match |  | 850000 |  | 212850 |  | 81 | 80 |  |  | 5 |  | 81 |  |  | Federally-Regulated Commercial & Industrial Equipment | 2001-11-21
Raypak | Raypak | (H,W)7-850(N,P)Z | Water | LPG | Induced Draft | FALSE | TRUE | 1 |  |  | None | None | Condensing | Step Modulating | Other |  |  |  |  | 850000 | 799000 | 170000000 | 159800000 | 94.5 | 80 | 94 | [6 empty] | Federally-Regulated Commercial & Industrial Equipment | 2010-03-16
Burnham Corp. | Burnham Corp. | V1121-SN | Steam | Natural Gas | Power | FALSE | FALSE | 3 |  |  |  | Stack Damper | Non-Condensing | Two-Stage Modulating | Cast Iron |  |  |  |  | 5268000 | 4169000 |  |  | 79.1 | 80 | 79.2 | [6 empty] | Federally-Regulated Commercial & Industrial Equipment | 2012-06-11
New York Thermal, Inc. | New York Thermal, Inc. | TI100 | Water | Natural Gas | Power | FALSE | FALSE | 1 |  | TRUE |  | None | Condensing | Step Modulating | Other |  |  |  |  | 93000 | 84000 | [9 empty] | 93.5 | 80 | Federally-Regulated Consumer Product | 2013-06-17
Newmac Manufacturing | Newmac Manufacturing | NBR 98V | Water | Oil | No Match | TRUE | FALSE | 1 |  |  | No Match | No Match | No Match | No Match | Other | No Match |  | No Match |  | 109000 | [10 empty] | 88.9 | 80 | Federally-Regulated Consumer Product | 2001-04-12
ECR International, Ltd. | Utica Boilers | SFE365S | Steam | Oil | Pressure | FALSE | FALSE | 1 |  |  |  | None | Non-Condensing | Single-Stage | Cast Iron |  |  |  |  | 91000 | 79000 | [9 empty] | 85 | 80 | Federally-Regulated Consumer Product | 2010-03-16
New Yorker Boiler Co. | New Yorker Boiler Co. | AP-790U | Water | Oil | Pressure | FALSE | FALSE | 1 |  | TRUE |  | None | Non-Condensing | Single-Stage | Other | Single-Speed |  |  |  | 189000 | 160000 | [9 empty] | 84 | 80 | Federally-Regulated Consumer Product | 2013-11-14
Ajax Boiler, Inc. | Ajax | WRPG4200 | Water | Natural Gas | Power | FALSE | TRUE | 1 |  |  | Draft Hood | Stack Damper | Non-Condensing | Two-Stage Modulating | Other | None |  | No Match |  | 4200000 | 3444000 | 3444000 | 2824080 | 82 | 80 | 81.2 | [6 empty] | Federally-Regulated Commercial & Industrial Equipment | 2007-08-15
Water Pik, Inc. | Laars | PH1670IN09CBA | Water | Natural Gas | No Match | FALSE | FALSE | 3 |  |  | No Match | No Match | No Match | No Match | Copper | No Match |  | No Match |  | 1670000 |  | 1670000 |  | 82 | 80 |  |  | 5 |  | 82 |  |  | Federally-Regulated Commercial & Industrial Equipment | 2001-05-16
Laars Heating Systems Co. | Laars Heating Systems Co. | NTH850 | Water | LPG | Power | FALSE | FALSE | 1 |  |  |  | None | Condensing | Step Modulating | Other |  |  |  |  | 850000 | 813000 |  |  |  |  | 95.7 | [6 empty] | Federally-Regulated Commercial & Industrial Equipment | 2015-04-20
HTP, Inc. | HTP, Inc. | EL-150 | Water | Natural Gas | Power | FALSE | FALSE | 1 |  |  |  | None | Condensing | Step Modulating | Other |  |  |  |  | 150000 | 139000 | [9 empty] | 95.5 | 80 | Federally-Regulated Consumer Product | 2014-10-23
Burnham Corp. | Crown Boiler Co. | LCW125 | Water | Oil | Power | FALSE | FALSE | 1 |  |  |  | None | Non-Condensing | Single-Stage | Cast Iron |  |  |  |  | 175000 | 152000 | [9 empty] | 84.6 | 80 | Federally-Regulated Consumer Product | 2008-04-14
Burnham Corp. | Burnham Corp. | K5019SP | Steam | LPG | Induced Draft | FALSE | FALSE | 1 |  | TRUE |  | None | Non-Condensing | Single-Stage | Cast Iron |  |  |  |  | 1316300 | 1014000 |  |  | 80 |  | 77 | [6 empty] | Federally-Regulated Commercial & Industrial Equipment | 2014-09-05
Weil-McLain | Weil-McLain | CGS-6-PIN | Water | Natural Gas | Power | FALSE | FALSE | 1 |  |  | No Match | No Match | No Match | No Match | Cast Iron | No Match |  | No Match |  | 167000 | [10 empty] | 83.4 | 80 | Federally-Regulated Consumer Product | 2000-06-07
Universal Boiler Works | Universal Boiler Works | BF80S1 | Steam | Combo (Natural Gas & Oil) | Power | FALSE | FALSE | 3 |  |  | No Match | No Match | No Match | No Match | Other | No Match |  | No Match |  | 3360000 |  | 1120000 |  | 83.5 | 80 |  |  | 10 |  | 82 |  |  | Federally-Regulated Commercial & Industrial Equipment | 2001-12-13
Rite Engineering | Rite | 600SG | Both Steam & Water | Natural Gas | Power | FALSE | FALSE | 3 |  |  | No Match | No Match | No Match | No Match | Other | No Match |  | No Match |  | 6000000 |  | 2000000 |  | 80 | 80 |  |  |  |  | 80 |  |  | Non Federally-Regulated | 1992-10-14
Slant / Fin Corp. | Slant / Fin Corp. | EG-15* | Water | Natural Gas | Power | FALSE | FALSE | 1 |  |  |  | None | Non-Condensing | Single-Stage | Cast Iron |  |  |  |  | 154000 | 131000 | [9 empty] | 84.5 | 80 | Federally-Regulated Consumer Product | 2008-04-14
Easco Boiler Corp. | Easco | SM4-032-W030 | Both Steam & Water | Combo (Natural Gas & Oil) | Power | FALSE | FALSE | 3 |  |  | No Match | No Match | No Match | No Match | Other | No Match |  | No Match |  | 1339000 |  | 446333 |  | 83 | 80 |  |  | 22 |  | 80 |  |  | Federally-Regulated Commercial & Industrial Equipment | 1998-06-02
Ajax Boiler, Inc. | Ajax | WNG2750W | Water | Natural Gas | No Match | FALSE | TRUE | 3 |  |  | No Match | No Match | No Match | No Match | Other | No Match |  | No Match |  | 2750000 |  | 1375000 |  | 80 | 80 |  |  |  |  | 80 |  |  | Federally-Regulated Commercial & Industrial Equipment | 1997-01-07
Ajax Boiler, Inc. | Ajax | WRF940 | Water | Natural Gas | Power | FALSE | TRUE | 1 |  |  | Draft Hood | Stack Damper | Non-Condensing | Two-Stage Modulating | Other | None |  | No Match |  | 940000 | 799000 | 799000 | 679150 | 85 | 80 | 84.2 | [6 empty] | Federally-Regulated Commercial & Industrial Equipment | 2007-08-15
Smith Cast Iron Boilers | Smith Cast Iron Boilers | 3500A-*-08 | Both Steam & Water | Oil | Power | FALSE | FALSE | 1 |  |  |  | None | Non-Condensing | Single-Stage | Cast Iron |  |  |  |  | 2212000 | 1790000 |  |  | 83.3 | 83 | 81 | [6 empty] | Federally-Regulated Commercial & Industrial Equipment | 2007-12-12
HTP, Inc. | Westinghouse | WBRLP055W | Water | LPG | Power | FALSE | FALSE | 1 | TRUE |  |  | None | Condensing | Step Modulating | Other |  |  |  |  | 55000 | 51000 | [9 empty] | 96.3 | 80 | Federally-Regulated Consumer Product | 2015-09-30
Ajax Boiler, Inc. | Ajax | WEO-900 | Water | Oil | Power | FALSE | FALSE | 3 |  |  | No Match | No Match | No Match | No Match | Other | No Match |  | No Match |  | 855000 |  | 600000 |  | 85 | 83 |  |  |  |  | 82 |  |  | Federally-Regulated Commercial & Industrial Equipment | 1996-03-13
Smith Cast Iron Boilers | Smith Cast Iron Boilers | 19HE-5 | Both Steam & Water | Natural Gas | Power | FALSE | FALSE | 1 |  | FALSE |  | None | Non-Condensing | Single-Stage | Cast Iron |  |  |  |  | 722000 | 587000 |  |  |  |  | 81.3 | [6 empty] | Federally-Regulated Commercial & Industrial Equipment | 2015-04-20
Burnham Commercial | BURNHAM COMMERCIAL | 3L-50-G | Steam | Natural Gas | Power | FALSE | FALSE | 1 |  | FALSE |  | None | Non-Condensing | Two-Stage Modulating | Other |  |  |  |  | 2092000 | 1707000 |  |  |  |  | 81.6 | 79 | [5 empty] | Federally-Regulated Commercial & Industrial Equipment | 2015-09-30
Laars Heating Systems Co. | Laars | HH0400CP01***** | Water | LPG | Induced Draft | TRUE | TRUE | 1 |  |  |  | None | Non-Condensing | Two-Stage Modulating | Copper |  |  |  |  | 399000 | 323190 | 162500 |  | 81 | 80 | 78.6 | [6 empty] | Federally-Regulated Commercial & Industrial Equipment | 2007-11-01
English Boiler & Tube, Inc. | Bent Tube Balanced Flow | BTBF-60-15 | Steam | Natural Gas | Power | FALSE | FALSE | 3 |  |  | No Match | No Match | No Match | No Match | Other | No Match |  | No Match |  | 2520000 |  | 630000 |  | 80 | 80 |  |  | 3 |  | 80 |  |  | Federally-Regulated Commercial & Industrial Equipment | 1998-09-10
Ajax Boiler, Inc. | Ajax | HRLG50 | Steam | Natural Gas | Power | FALSE | TRUE | 1 |  |  | Draft Hood | Stack Damper | Non-Condensing | Two-Stage Modulating | Other | None |  | No Match |  | 2900000 | 1600000 | 1600000 | 1280000 | 80 | 80 | 79.2 | [6 empty] | Federally-Regulated Commercial & Industrial Equipment | 2007-08-15
Slant / Fin Corp. | Slant / Fin Corp. | GG-275HEDP | Water | Natural Gas | Injection Type | FALSE | FALSE | 1 |  |  |  | Stack Damper | Non-Condensing | Single-Stage | Cast Iron |  |  |  |  | 275000 | 228000 | [9 empty] | 82.7 | 80 | Federally-Regulated Consumer Product | 2007-11-14
Burnham Corp. | Burnham Corp. | V1118H-WO | Water | Oil | Power | FALSE | FALSE | 3 |  |  |  | None | Non-Condensing | Two-Stage Modulating | Cast Iron |  |  |  |  | 4312000 | 3685000 |  |  | 85.6 |  | 85.4 | [6 empty] | Federally-Regulated Commercial & Industrial Equipment | 2014-08-11
Water Pik, Inc. | Laars | PW1430IP09*1A | Both Steam & Water | LPG | No Match | FALSE | FALSE | 3 |  |  | No Match | No Match | No Match | No Match | Copper | No Match |  | No Match |  | 1430000 |  | 357500 |  | 81 | 80 |  |  | 5 |  | 81 |  |  | Federally-Regulated Commercial & Industrial Equipment | 2001-11-21
Raypak | Raypak | H3652B-CHX | Water | Natural Gas | Induced Draft | FALSE | FALSE | 1 |  |  | None | None | Condensing | Single-Stage | Copper |  |  |  |  | 650000 | 637000 |  |  | 98 | 80 | 98 | [6 empty] | Federally-Regulated Commercial & Industrial Equipment | 2007-12-12
Camus Hydronics | Camus Hydronics | DMNH-0053-MPI | Water | Natural Gas | Power | FALSE | FALSE | 1 | TRUE |  |  | None | Condensing | Step Modulating | Other |  |  |  |  | 50000 | 45000 | [9 empty] | 90 | 80 | Federally-Regulated Consumer Product | 2015-09-30
Water Pik, Inc. | Laars | PH1825IN09C1A | Water | Natural Gas | No Match | FALSE | FALSE | 3 |  |  | No Match | No Match | No Match | No Match | Copper | No Match |  | No Match |  | 1825000 |  | 1825000 |  | 81 | 80 |  |  | 5 |  | 81 |  |  | Federally-Regulated Commercial & Industrial Equipment | 2001-05-16
Water Pik, Inc. | Laars | HH1670IP09*1A | Water | LPG | No Match | FALSE | FALSE | 3 |  |  | No Match | No Match | No Match | No Match | Copper | No Match |  | No Match |  | 1670000 |  | 417500 |  | 81 | 80 |  |  | 5 |  | 81 |  |  | Federally-Regulated Commercial & Industrial Equipment | 2001-05-30
Dunkirk | Dunkirk | WPSB-7D | Water | LPG | No Match | FALSE | FALSE | 1 |  |  | No Match | No Match | No Match | No Match | Cast Iron | No Match |  | No Match |  | 210000 | [10 empty] | 84 | 80 | Federally-Regulated Consumer Product | 1998-12-21
Aerco International | Aerco International | MLX EXT 962 | Water | LPG | Luminous | FALSE | TRUE | 1 |  |  |  | None | Condensing | Step Modulating | Other |  |  |  |  | 962000 | 866000 |  |  |  |  | 90 | [6 empty] | Federally-Regulated Commercial & Industrial Equipment | 2015-04-16
Lochinvar, LLC. | Lochinvar Corp. | KBN150 | Water | LPG | Power | FALSE | FALSE | 1 |  |  |  | None | Condensing | Step Modulating | Other |  |  |  |  | 150000 | 135000 | [9 empty] | 95.5 | 80 | Federally-Regulated Consumer Product | 2008-04-14
Smith Cast Iron Boilers | Peerless | CC-08-S-G | Steam | Natural Gas | Power | FALSE | FALSE | 1 |  | FALSE |  | None | Non-Condensing | Single-Stage | Cast Iron |  |  |  |  | 1342000 | 1087000 |  |  |  |  | 81 | 79 | [5 empty] | Federally-Regulated Commercial & Industrial Equipment | 2015-09-30
Parker Boiler Co. | Parker Boiler | O-12R | Steam | Oil | Power | FALSE | FALSE | 3 |  |  | No Match | No Match | No Match | No Match | Other | No Match |  | No Match |  | 516000 |  | 258000 |  | 83 | 83 |  |  | 4 |  | 82 |  |  | Federally-Regulated Commercial & Industrial Equipment | 1996-03-13
Smith Cast Iron Boilers | Smith Cast Iron Boilers | 650A-*-15 | Both Steam & Water | Oil | Power | FALSE | FALSE | 1 |  |  |  | None | Non-Condensing | Single-Stage | Cast Iron |  |  |  |  | 7000000 | 6247000 |  |  | 84.7 | 83 | 83.3 | [6 empty] | Federally-Regulated Commercial & Industrial Equipment | 2007-12-12
Raypak | Raypak | H3-HD251*R | Water | LPG | Induced Draft | FALSE | FALSE | 1 | TRUE |  |  | None | Non-Condensing | Two-Stage Modulating | Copper |  |  |  |  | 250000 | 213000 | [9 empty] | 85 | 82 | Federally-Regulated Consumer Product | 2015-06-01
Newmac Manufacturing | Newmac Manufacturing | NBR 90V | Water | Oil | No Match | TRUE | FALSE | 1 |  |  | No Match | No Match | No Match | No Match | Other | No Match |  | No Match |  | 101000 | [10 empty] | 89.1 | 80 | Federally-Regulated Consumer Product | 2001-04-12
Universal Boiler Works | Universal Boiler Works | BF600W4 | Water | Combo (Natural Gas & Oil) | Power | FALSE | FALSE | 3 |  |  | No Match | No Match | No Match | No Match | Other | No Match |  | No Match |  | 25200000 |  | 4200000 |  | 86 | 80 |  |  | 10 |  | 84 |  |  | Federally-Regulated Commercial & Industrial Equipment | 2001-12-13
Laars Heating Systems Co. | Bradford-White Corp. | BMT2H0300 | Water | LPG | Injection Type | FALSE | TRUE | 1 |  | TRUE |  | None | Non-Condensing | Single-Stage | Copper | Single-Speed |  |  |  | 299000 | 255000 | [9 empty] | 85.1 | 80 | Federally-Regulated Consumer Product | 2013-04-19
Burnham Corp. | Crown Boiler Co. | 24-08 | Both Steam & Water | LPG | Power | FALSE | FALSE | 1 |  |  |  | None | Non-Condensing | Single-Stage | Cast Iron |  |  |  |  | 1358000 | 1089000 |  |  | 82.3 | 80 | 80.2 | [6 empty] | Federally-Regulated Commercial & Industrial Equipment | 2007-12-12
Bryan Steam Corp. | Bryan | CL-90-S-***-FDG* | Steam | Natural Gas | Power | FALSE | FALSE | 3 |  |  | No Match | No Match | No Match | No Match | Other | No Match |  | No Match |  | 900000 |  | 900000 |  | 81 | 80 |  |  |  |  | 81 |  |  | Federally-Regulated Commercial & Industrial Equipment | 1996-02-29
Burnham Corp. | New Yorker Boiler Co. | CGS40A*I- | Steam | LPG | Induced Draft | FALSE | FALSE | 1 |  |  |  | Stack Damper | Non-Condensing | Single-Stage | Cast Iron |  |  |  |  | 105000 | 86000 | [9 empty] | 81.4 | 75 | Federally-Regulated Consumer Product | 2007-11-14
PVI Industries | PVI | 504 ESB 225A-E | Steam | Electricity | No Match | TRUE | FALSE | 3 |  |  | No Match | No Match | No Match | No Match | Other | No Match |  | No Match |  | 1720000 |  | 1720000 |  | 99.9 | [5 empty] | 99.9 |  |  | Non Federally-Regulated | 1992-09-28
Laars Heating Systems Co. | Bradford-White Corp. | BLXCW150(N,P)**** | Water | Natural Gas | Power | FALSE | FALSE | 1 |  |  |  | None | Condensing | Step Modulating | Other | Single-Speed |  |  |  | 150000 | 139000 | [9 empty] | 95 | 80 | Federally-Regulated Consumer Product | 2014-10-23
Weil-McLain | Weil-McLain | SF 750 | Water | Natural Gas | Induced Draft | FALSE | FALSE | 1 |  |  |  | None | Condensing | Step Modulating | Other |  |  |  |  | 750000 | 702000 |  |  | 94 |  | 93.6 | [6 empty] | Federally-Regulated Commercial & Industrial Equipment | 2014-08-11
Cleaver-Brooks | Cleaver-Brooks | M4*-700-3500-***** | Steam | Natural Gas | Power | FALSE | FALSE | 3 |  |  | No Match | No Match | No Match | No Match | Other | No Match |  | No Match |  | 3500000 |  | 3500000 |  | 80 | 80 |  |  | 25 |  | 80 |  |  | Federally-Regulated Commercial & Industrial Equipment | 1996-03-06
New York Thermal, Inc. | New York Thermal, Inc. | TFT175 | Water | Natural Gas | Power | FALSE | FALSE | 1 |  | TRUE |  | None | Condensing | Step Modulating | Other |  |  |  |  | 175000 | 163000 | [9 empty] | 95 | 80 | Federally-Regulated Consumer Product | 2014-01-14
HTP, Inc. | HTP, Inc. | MOD CON 500 | Water | Natural Gas | Power | FALSE | FALSE | 1 |  |  |  | None | Condensing | Step Modulating | Other |  |  |  |  | 500000 | 470000 |  |  | 94 |  | 94 | [6 empty] | Federally-Regulated Commercial & Industrial Equipment | 2014-10-23
PB Heat, LLC | Peerless | MIHII-06-SV | Water | Natural Gas | Injection Type | FALSE | FALSE | 1 | TRUE |  |  | Stack Damper | Non-Condensing | Single-Stage | Cast Iron |  |  |  |  | 162500 | 136000 | [9 empty] | 83.5 | 80 | Federally-Regulated Consumer Product | 2015-09-30
New Yorker Boiler Co. | New Yorker | CG60A(N/P)I- | Water | Combo (Natural Gas & Oil) | No Match | FALSE | FALSE | 1 |  |  | No Match | No Match | No Match | No Match | Cast Iron | No Match |  | No Match |  | 164000 | [10 empty] | 81.7 | 80 | Federally-Regulated Consumer Product | 2003-05-23
New York Thermal, Inc. | New York Thermal, Inc. | TI150 | Water | LPG | Power | FALSE | FALSE | 1 |  | TRUE |  | None | Condensing | Step Modulating | Other |  |  |  |  | 150000 | 136000 | [9 empty] | 93.5 | 80 | Federally-Regulated Consumer Product | 2013-06-17
English Boiler & Tube, Inc. | Bent Tube Balanced Flow | BTBF-1100-15 | Steam | Natural Gas | Power | FALSE | FALSE | 3 |  |  | No Match | No Match | No Match | No Match | Other | No Match |  | No Match |  | 46500000 |  | 11625000 |  | 80 | 80 |  |  | 3 |  | 80 |  |  | Federally-Regulated Commercial & Industrial Equipment | 1998-09-10
Water Pik, Inc. | Laars | VW1010IP04*1A | Both Steam & Water | LPG | No Match | FALSE | FALSE | 3 |  |  | No Match | No Match | No Match | No Match | Copper | No Match |  | No Match |  | 1010000 |  | 252500 |  | 81 | 80 |  |  | 5 |  | 81 |  |  | Federally-Regulated Commercial & Industrial Equipment | 2001-11-21
Laars Heating Systems Co. | Laars Heating Systems Co. | LMC125 | Water | LPG | Power | FALSE | FALSE | 1 |  |  |  | None | Condensing | Step Modulating | Other |  |  |  |  | 125000 | 114000 | [9 empty] | 95 | 80 | Federally-Regulated Consumer Product | 2011-08-02
Raypak | Raypak | H7-3005* | Water | Natural Gas | Induced Draft | FALSE | FALSE | 1 |  |  |  | None | Condensing | Step Modulating | Copper |  |  |  |  | 3000000 | 2853000 |  |  | 95.1 |  | 95.1 | [6 empty] | Federally-Regulated Commercial & Industrial Equipment | 2015-04-02
Ajax Boiler, Inc. | Ajax | OSGXB8500 | Steam | Natural Gas | No Match | FALSE | TRUE | 3 |  |  | No Match | No Match | No Match | No Match | Other | No Match |  | No Match |  | 8500000 |  | 8500000 |  | 80 | 80 |  |  |  |  | 80 |  |  | Federally-Regulated Commercial & Industrial Equipment | 1996-02-29
Ajax Boiler, Inc. | Ajax | WGX-WGXB-3500-D | Steam | Natural Gas | No Match | FALSE | FALSE | 3 |  |  | No Match | No Match | No Match | No Match | Other | No Match |  | No Match |  | 3500000 |  | 3500000 |  | 80 | 80 |  |  |  |  | 80 |  |  | Federally-Regulated Commercial & Industrial Equipment | 1996-02-29
ECR International, Ltd. | Sears, Roebuck, & Co. | 7EXA165 | Water | Oil | Power | FALSE | FALSE | 1 |  |  | Barometric Regulator | None | Non-Condensing | Single-Stage | Cast Iron |  |  |  |  | 231000 | 198000 | [9 empty] | 85.8 | 80 | Federally-Regulated Consumer Product | 2008-09-25
Cleaver-Brooks | Cleaver-Brooks | CBE-700-350-***** | Steam | Natural Gas | Power | FALSE | FALSE | 3 |  |  | No Match | No Match | No Match | No Match | Other | No Match |  | No Match |  | 14650000 |  | 14650000 |  | 80 | 80 |  |  | 25 |  | 80 |  |  | Federally-Regulated Commercial & Industrial Equipment | 1999-03-02
Burnham Corp. | Burnham Corp. | CW-20-O | Water | Oil | Power | FALSE | FALSE | 1 |  |  |  | None | Non-Condensing | Single-Stage | Other |  |  |  |  | 784000 | 675000 |  |  | 88.8 |  | 86.2 | [6 empty] | Federally-Regulated Commercial & Industrial Equipment | 2014-12-01
Dunkirk | Sears | 229.9654 | Water | LPG | Power | FALSE | FALSE | 1 |  |  | No Match | No Match | No Match | No Match | Cast Iron | No Match |  | No Match |  | 225000 | [10 empty] | 82 | 80 | Federally-Regulated Consumer Product | 2000-06-07
Water Pik, Inc. | Laars | HH0500EP09*BA | Water | LPG | No Match | FALSE | TRUE | 3 |  |  | No Match | No Match | No Match | No Match | Copper | No Match |  | No Match |  | 500000 |  | 125000 |  | 82 | 80 |  |  | 5 |  | 82 |  |  | Federally-Regulated Commercial & Industrial Equipment | 2001-05-30
Slant / Fin Corp. | Slant / Fin Corp. | LDWO-850-2-7 | Water | Oil | Power | FALSE | FALSE | 1 |  |  |  | None | Non-Condensing | Single-Stage | Cast Iron |  |  |  |  | 840000 | 684000 |  |  | 85.5 | 83 | 81.5 | [6 empty] | Federally-Regulated Commercial & Industrial Equipment | 2007-12-12
Smith Cast Iron Boilers | Smith Cast Iron Boilers | GBX-70-INT | Water | Natural Gas | Injection Type | FALSE | FALSE | 1 | TRUE |  |  | Stack Damper | Non-Condensing | Single-Stage | Cast Iron |  |  |  |  | 70000 | 58000 | [9 empty] | 93.3 | 80 | Federally-Regulated Consumer Product | 2015-09-30
PB Heat, LLC | PB Heat, LLC | PFW-199-NAT | Water | Natural Gas | Power | FALSE | FALSE | 1 |  | TRUE |  | None | Condensing | Step Modulating | Other |  |  |  |  | 199000 | 183000 | [9 empty] | 93.3 | 80 | Federally-Regulated Consumer Product | 2015-03-30
DDR Americas, Inc. | De Deitrich | GT 430A-13 | Water | Natural Gas | Power | FALSE | FALSE | 1 |  | FALSE |  | Electro-Mechanical Inlet Dampe | Non-Condensing | Step Modulating | Cast Iron |  |  |  |  | 3100000 | 2635000 |  |  | 85.2 |  | 85.2 | [6 empty] | Federally-Regulated Commercial & Industrial Equipment | 2014-08-11
Utica Boilers | Dunkirk | D248-1700 | Both Steam & Water | Natural Gas | Injection Type | FALSE | FALSE | 1 |  |  |  | None | Non-Condensing | Single-Stage | Cast Iron |  |  |  |  | 1700000 | 1367000 |  |  | 80.4 | 80 | 77.5 | [6 empty] | Federally-Regulated Commercial & Industrial Equipment | 2011-05-02
New York Thermal, Inc. | New York Thermal, Inc. | VM110 | Water | Natural Gas | Power | FALSE | FALSE | 1 |  |  |  | None | Condensing | Step Modulating | Other | Multiple-Speed |  |  |  | 110000 | 101000 | [9 empty] | 95 | 80 | Federally-Regulated Consumer Product | 2015-03-30
Burnham Corp. | Crown Boiler Co. | BWF095 | Water | Natural Gas | Induced Draft | FALSE | FALSE | 1 |  |  |  | None | Non-Condensing | Single-Stage | Cast Iron | Single-Speed | 0.04 | Standard |  | 95000 | 78000 | [9 empty] | 83.1 | 80 | Federally-Regulated Consumer Product | 2007-11-14
HTP, Inc. | Westinghouse | WBR^^055 | Water | LPG | Power | FALSE | FALSE | 1 | TRUE |  |  | None | Condensing | Step Modulating | Other |  |  |  |  | 55000 | 51000 | [9 empty] | 96.3 | 80 | Federally-Regulated Consumer Product | 2015-09-30
Crown Boiler Co. | Crown Boiler Co. | AWR280 | Water | Natural Gas | Injection Type | FALSE | FALSE | 1 |  | TRUE |  | Stack Damper | Non-Condensing | Single-Stage | Cast Iron | Single-Speed |  |  |  | 280000 | 234000 | [9 empty] | 83.3 | 80 | Federally-Regulated Consumer Product | 2013-04-19
Dunkirk | Sears, Roebuck, & Co. | DKVLT-050 | Water | Natural Gas | Power | FALSE | FALSE | 1 |  | TRUE |  | None | Condensing | Step Modulating | Other | Single-Speed |  |  |  | 50000 | 46000 | [9 empty] | 95 | 80 | Federally-Regulated Consumer Product | 2013-04-19
Burnham Corp. | Burnham Corp. | V1109-SN | Steam | Natural Gas | Power | FALSE | FALSE | 1 |  | FALSE |  | Stack Damper | Non-Condensing | Two-Stage Modulating | Cast Iron |  |  |  |  | 2136000 | 1718000 |  |  | 80 |  | 80 | [6 empty] | Federally-Regulated Commercial & Industrial Equipment | 2014-10-23
U.S. Boiler Co. | BURNHAM BY U.S. BOILER | GW03 | Water | Natural Gas | Injection Type | FALSE | FALSE | 1 | TRUE |  |  | Stack Damper | Non-Condensing | Single-Stage | Cast Iron | Single-Speed |  |  |  | 62000 | 50000 | [9 empty] | 82 | 80 | Federally-Regulated Consumer Product | 2015-09-30
Dunkirk | Lennox | GSB8-187E | Steam | Natural Gas | No Match | FALSE | FALSE | 1 |  |  | No Match | No Match | No Match | No Match | Cast Iron | No Match |  | No Match |  | 187500 | [10 empty] | 80.9 | 75 | Federally-Regulated Consumer Product | 1999-10-22
Ajax Boiler, Inc. | Ajax | WGOFD-450 | Steam | Natural Gas | Power | FALSE | FALSE | 3 |  |  | No Match | No Match | No Match | No Match | Other | No Match |  | No Match |  | 450000 |  | 225000 |  | 82 | 80 |  |  |  |  | 80 |  |  | Non Federally-Regulated | 1992-10-27
Smith Cast Iron Boilers | Smith Cast Iron Boilers | GV100-W-7-HSI | Water | Natural Gas | Power | FALSE | FALSE | 1 |  |  | No Match | No Match | No Match | No Match | Cast Iron | No Match |  | No Match |  | 150000 | [10 empty] | 83.5 | 80 | Federally-Regulated Consumer Product | 2000-06-07
Ajax Boiler, Inc. | Ajax | WEC4250W | Water | Combo (Natural Gas & Oil) | Power | FALSE | TRUE | 3 |  |  | No Match | No Match | No Match | No Match | Other | No Match |  | No Match |  | 4040000 |  | 1700000 |  | 85 | 80 |  |  |  |  | 80 |  |  | Federally-Regulated Commercial & Industrial Equipment | 1997-01-07
Weil-McLain | Weil-McLain | ULTRA 299 | Water | LPG | Power | FALSE | FALSE | 1 | TRUE |  |  | None | Condensing | Step Modulating | Other |  |  |  |  | 299000 | 270000 | [9 empty] | 90 | 80 | Federally-Regulated Consumer Product | 2015-09-30
Mestek, Inc. | Mestek, Inc. | SB300 | Water | Natural Gas | Power | FALSE | FALSE | 1 |  |  |  | Stack Damper | Non-Condensing | Single-Stage | Copper |  |  |  |  | 301000 | 246000 |  |  | 82 | 80 | 82 | [6 empty] | Federally-Regulated Commercial & Industrial Equipment | 2011-02-17
Raypak | Raypak | H7-2503* | Water | Natural Gas | Induced Draft | FALSE | FALSE | 1 |  |  |  | None | Non-Condensing | Step Modulating | Copper |  |  |  |  | 2501000 | 2126000 |  |  | 85 |  | 85.1 | [6 empty] | Federally-Regulated Commercial & Industrial Equipment | 2015-04-02
PB Heat, LLC | Hydrotherm | HWX-105-SV | Water | Natural Gas | Injection Type | FALSE | FALSE | 1 |  |  | Draft Diverter | Stack Damper | Non-Condensing | Single-Stage | Cast Iron | Single-Speed |  | Standard |  | 105000 | 86000 | [9 empty] | 82.1 | 80 | Federally-Regulated Consumer Product | 2011-08-02
Water Pik, Inc. | Laars | HH1430IP04*BA | Water | LPG | No Match | FALSE | FALSE | 3 |  |  | No Match | No Match | No Match | No Match | Copper | No Match |  | No Match |  | 1430000 |  | 357500 |  | 82 | 80 |  |  | 5 |  | 82 |  |  | Federally-Regulated Commercial & Industrial Equipment | 2001-05-30
Rite Engineering | Rite | 85WG | Both Steam & Water | Natural Gas | Power | FALSE | FALSE | 3 |  |  | No Match | No Match | No Match | No Match | Other | No Match |  | No Match |  | 850000 |  | 283333 |  | 80 | 80 |  |  |  |  | 80 |  |  | Non Federally-Regulated | 1992-10-14
Ajax Boiler, Inc. | Ajax | WGFD-1275 | Steam | Natural Gas | Power | FALSE | FALSE | 3 |  |  | No Match | No Match | No Match | No Match | Other | No Match |  | No Match |  | 1275000 |  | 637500 |  | 82 | 80 |  |  |  |  | 80 |  |  | Non Federally-Regulated | 1992-10-27
Lochinvar, LLC. | Lochinvar Corp. | CBL0747 | Water | LPG | Power | FALSE | TRUE | 1 |  |  |  | None | Non-Condensing | Two-Stage Modulating | Copper |  |  |  |  | 745000 | 603000 |  |  |  |  | 81 | [6 empty] | Federally-Regulated Commercial & Industrial Equipment | 2015-04-20
Crown Boiler Co. | Crown | C247-2700-S | Steam | Natural Gas | No Match | FALSE | FALSE | 3 |  |  | No Match | No Match | No Match | No Match | Cast Iron | No Match |  | No Match |  | 2700000 |  | 2700000 |  | 80 | 80 |  |  |  |  | 80 |  |  | Federally-Regulated Commercial & Industrial Equipment | 1996-03-06
Water Pik, Inc. | Laars | VW5000IN18C* | Both Steam & Water | Natural Gas | No Match | FALSE | FALSE | 3 |  |  | No Match | No Match | No Match | No Match | Copper | No Match |  | No Match |  | 5000000 |  | 5000000 |  | 82 | 80 |  |  | 5 |  | 82 |  |  | Federally-Regulated Commercial & Industrial Equipment | 2001-11-21
Slant / Fin Corp. | Slant / Fin Corp. | LWDF-1100-3-6 | Water | Oil | Power | FALSE | FALSE | 1 |  |  |  | None | Non-Condensing | Single-Stage | Cast Iron |  |  |  |  | 1092000 | 888000 |  |  | 85.8 | 83 | 81.6 | [6 empty] | Federally-Regulated Commercial & Industrial Equipment | 2007-12-12
Dunkirk | Lennox | GWM-200IE | Water | Natural Gas | Pressure | FALSE | FALSE | 1 |  | TRUE |  | None | Condensing | Step Modulating | Other | Single-Speed |  |  |  | 200000 | 185000 | [9 empty] | 95 | 80 | Federally-Regulated Consumer Product | 2014-08-08
Parker Boiler Co. | Parker Boiler Co. | G2640R | Water | Natural Gas | Power | FALSE | FALSE | 0 |  |  |  | None | Non-Condensing | Step Modulating | Other |  |  |  |  | 2640000 | 2189000 |  |  | 82.9 |  | 82.9 | [6 empty] | Federally-Regulated Commercial & Industrial Equipment | 2014-08-11
Burnham Corp. | Burnham Corp. | 4FHW-360A | Water | Natural Gas | Power | FALSE | FALSE | 3 |  |  |  | None | Non-Condensing | Two-Stage Modulating | Other |  |  |  |  | 3013000 | 2517000 |  |  | 85.4 |  | 83.5 | [6 empty] | Federally-Regulated Commercial & Industrial Equipment | 2014-08-11
Camus Hydronics | Camus Hydronics | DFPH-5014-MH | Water | LPG | Power | FALSE | FALSE | 3 |  |  |  | None | Condensing | Step Modulating | Copper |  |  |  |  | 5000000 | 4360000 |  |  | 87.2 |  | 87.2 | [6 empty] | Federally-Regulated Commercial & Industrial Equipment | 2014-08-11
Ajax Boiler, Inc. | Ajax | XNG2250W | Water | Natural Gas | No Match | FALSE | TRUE | 3 |  |  | No Match | No Match | No Match | No Match | Other | No Match |  | No Match |  | 2250000 |  | 1125000 |  | 80 | 80 |  |  |  |  | 80 |  |  | Federally-Regulated Commercial & Industrial Equipment | 1997-01-07
Burnham Corp. | Crown Boiler Co. | CWD165 | Water | LPG | Induced Draft | FALSE | FALSE | 1 |  |  |  | None | Non-Condensing | Single-Stage | Cast Iron | Single-Speed | 0.04 | Standard |  | 165000 | 142000 | [9 empty] | 85.2 | 80 | Federally-Regulated Consumer Product | 2007-11-14
Burnham Corp. | Crown Boiler Co. | CWI379E | Water | Natural Gas | Induced Draft | FALSE | FALSE | 1 |  |  |  | None | Non-Condensing | Single-Stage | Cast Iron |  |  |  |  | 379000 | 317000 |  |  | 83.5 | 80 | 80.5 | [6 empty] | Federally-Regulated Commercial & Industrial Equipment | 2007-12-12
Laars Heating Systems Company | BRUTE LX | BLXHW150(N,P)**** | Water | LPG | Power | FALSE | FALSE | 1 | TRUE |  |  | None | Condensing | Step Modulating | Other |  |  |  |  | 150000 | 139000 | [9 empty] | 95 | 80 | Federally-Regulated Consumer Product | 2015-09-30
Raypak, Inc. | Raypak | H(3,4)-HD151*R | Water | Natural Gas | Induced Draft | FALSE | FALSE | 1 | TRUE |  |  | None | Non-Condensing | Two-Stage Modulating | Copper |  |  |  |  | 150000 | 128000 | [9 empty] | 85 | 80 | Federally-Regulated Consumer Product | 2015-09-30
Water Pik, Inc. | Laars | PW0850IP04*BA | Both Steam & Water | LPG | No Match | FALSE | FALSE | 3 |  |  | No Match | No Match | No Match | No Match | Copper | No Match |  | No Match |  | 850000 |  | 212850 |  | 82 | 80 |  |  | 5 |  | 82 |  |  | Federally-Regulated Commercial & Industrial Equipment | 2001-11-21
HTP, Inc. | Westinghouse | WBR^^285 | Water | LPG | Power | FALSE | FALSE | 1 | TRUE |  |  | None | Condensing | Step Modulating | Other |  |  |  |  | 285000 | 263000 | [9 empty] | 95 | 80 | Federally-Regulated Consumer Product | 2015-09-30
Weil-McLain | Williamson-Thermoflo | GWA-070N-I | Water | Natural Gas | Injection Type | FALSE | FALSE | 1 |  |  | Draft Hood | None | Non-Condensing | Single-Stage | Cast Iron |  |  |  |  | 70000 | 59000 | [9 empty] | 83 | 80 | Federally-Regulated Consumer Product | 2011-08-02
RBI Water Heaters | Hamilton Engineering | HZH 00750 | Water | Natural Gas | Power | FALSE | FALSE | 1 |  |  |  | None | Non-Condensing | Two-Stage Modulating | Copper |  |  |  |  | 750000 | 638000 |  |  | 85 |  | 85 | [6 empty] | Federally-Regulated Commercial & Industrial Equipment | 2014-08-11
Thermal Solutions | Thermal Solutions | EVO0750B**-*B* | Water | Natural Gas | Power | FALSE | TRUE | 3 |  |  |  | None | Non-Condensing | Step Modulating | Copper |  |  |  |  | 750000 | 621000 |  |  | 83.6 |  | 82.8 | [6 empty] | Federally-Regulated Commercial & Industrial Equipment | 2014-08-11
Ajax Boiler, Inc. | Ajax | OSGXFD8500 | Steam | Natural Gas | Power | FALSE | TRUE | 3 |  |  | No Match | No Match | No Match | No Match | Other | No Match |  | No Match |  | 8500000 |  | 4250000 |  | 81 | 80 |  |  |  |  | 80 |  |  | Non Federally-Regulated | 1992-10-27
Laars Heating Systems Co. | Bradford-White Corp. | BLXHW150(N,P)**** | Water | LPG | Power | FALSE | FALSE | 1 |  |  |  | None | Condensing | Step Modulating | Other |  |  |  |  | 150000 | 139000 | [9 empty] | 95 | 80 | Federally-Regulated Consumer Product | 2014-10-23
Water Pik, Inc. | Laars | PW1430IN09*1A | Both Steam & Water | Natural Gas | No Match | FALSE | FALSE | 3 |  |  | No Match | No Match | No Match | No Match | Copper | No Match |  | No Match |  | 1430000 |  | 357500 |  | 81 | 80 |  |  | 5 |  | 81 |  |  | Federally-Regulated Commercial & Industrial Equipment | 2001-11-21
Bosch Thermotechnology Corp. | Bosch | ZBR 28-3 | Water | Natural Gas | Pressure | FALSE | FALSE | 1 |  |  | None | None | Condensing | Step Modulating | Other | Single-Speed |  |  |  | 101000 | 91000 | [9 empty] | 96 | 80 | Federally-Regulated Consumer Product | 2011-06-16
Burnham Corp. | Crown Boiler Co. | CT-8 | Water | Oil | Power | FALSE | FALSE | 1 |  |  |  | None | Non-Condensing | Single-Stage | Cast Iron |  |  |  |  | 350000 | 286000 |  |  | 85.3 | 83 | 81.7 | [6 empty] | Federally-Regulated Commercial & Industrial Equipment | 2007-12-12
Universal Boiler Works | Universal Boiler Works | BF1750S1 | Steam | Combo (Natural Gas & Oil) | Power | FALSE | FALSE | 3 |  |  | No Match | No Match | No Match | No Match | Other | No Match |  | No Match |  | 73500000 |  | 7350000 |  | 83.5 | 80 |  |  | 10 |  | 82 |  |  | Federally-Regulated Commercial & Industrial Equipment | 2001-12-13
Parker Boiler Co. | Parker Boiler | GO-864R | Water | Combo (Natural Gas & Oil) | Power | FALSE | FALSE | 3 |  |  | No Match | No Match | No Match | No Match | Other | No Match |  | No Match |  | 864000 |  | 432000 |  | 84 | 80 |  |  | 4 |  | 82 |  |  | Federally-Regulated Commercial & Industrial Equipment | 1996-03-13
Ajax Boiler, Inc. | Ajax | WGX-WGXB-2750-D | Steam | Natural Gas | No Match | FALSE | FALSE | 3 |  |  | No Match | No Match | No Match | No Match | Other | No Match |  | No Match |  | 2750000 |  | 2750000 |  | 80 | 80 |  |  |  |  | 80 |  |  | Federally-Regulated Commercial & Industrial Equipment | 1996-02-29
Viessmann Manufacturing | Viessmann Manufacturing | VD2A-230 | Water | Oil | Power | FALSE | FALSE | 1 |  |  | Barometric Regulator | None | Non-Condensing | Two-Stage Modulating | Cast Iron |  |  |  |  | 907000 | 792000 |  |  | 87.3 | 83 | 87.3 | [6 empty] | Federally-Regulated Commercial & Industrial Equipment | 2011-12-30
New Yorker Boiler Company, Inc. | New Yorker | CG80_I | Water | LPG | Induced Draft | FALSE | FALSE | 1 | TRUE |  |  | Stack Damper | Non-Condensing | Single-Stage | Cast Iron |  |  |  |  | 232000 | 191000 | [9 empty] | 82 | 80 | Federally-Regulated Consumer Product | 2015-09-30
Ajax Boiler, Inc. | Ajax | OWGH525 | Steam | Natural Gas | No Match | FALSE | TRUE | 3 |  |  | No Match | No Match | No Match | No Match | Other | No Match |  | No Match |  | 525000 |  | 525000 |  | 80 | 80 |  |  |  |  | 80 |  |  | Federally-Regulated Commercial & Industrial Equipment | 1996-02-29
Laars Heating Systems Company | ENDURANCE | EBP175 | Water | Natural Gas | Power | FALSE | FALSE | 1 | TRUE |  |  | None | Non-Condensing | Step Modulating | Copper |  |  |  |  | 175000 | 155000 | [9 empty] | 86.1 | 80 | Federally-Regulated Consumer Product | 2015-09-30
Raypak | Raypak | H7-4003* | Water | Natural Gas | Induced Draft | FALSE | FALSE | 1 |  |  |  | None | Non-Condensing | Step Modulating | Copper |  |  |  |  | 4000000 | 3400000 |  |  | 85 |  | 85 | [6 empty] | Federally-Regulated Commercial & Industrial Equipment | 2015-04-02
Burnham Corp. | Burnham Corp. | IN8 | Steam | Natural Gas | Induced Draft | FALSE | FALSE | 1 |  |  |  | Stack Damper | Non-Condensing | Single-Stage | Cast Iron |  |  |  |  | 245000 | 202000 | [9 empty] | 82.2 | 75 | Federally-Regulated Consumer Product | 2007-11-14
Burnham Corp. | Burnham Corp. | 4FHW-127A-O | Water | Oil | Power | FALSE | FALSE | 1 |  |  |  | None | Non-Condensing | Two-Stage Modulating | Other |  |  |  |  | 1063000 | 871000 |  |  | 87.8 |  | 85 | [6 empty] | Federally-Regulated Commercial & Industrial Equipment | 2014-08-11
Smith Cast Iron Boilers | Smith Cast Iron Boilers | 6500A-*-25 | Both Steam & Water | Natural Gas | Power | FALSE | FALSE | 1 |  |  |  | None | Non-Condensing | Single-Stage | Cast Iron |  |  |  |  | 17627000 | 13975000 |  |  | 81 | 80 | 79.3 | [6 empty] | Federally-Regulated Commercial & Industrial Equipment | 2007-12-12
Dunkirk | Lennox | GWM-075IE | Water | LPG | Pressure | FALSE | FALSE | 1 |  | TRUE |  | None | Condensing | Step Modulating | Other | Single-Speed |  |  |  | 75000 | 69000 | [9 empty] | 95 | 80 | Federally-Regulated Consumer Product | 2013-04-19
Hydrotherm | Hydrotherm | AM-150 | Water | LPG | Power | FALSE | FALSE | 1 |  |  | No Match | No Match | No Match | No Match | Other | No Match |  | No Match |  | 135000 | [10 empty] | 90.1 | 80 | Federally-Regulated Consumer Product | 2001-03-01
Raypak | Raypak | H9-1529* | Water | LPG | Induced Draft | FALSE | FALSE | 1 |  |  |  | None | Non-Condensing | Step Modulating | Copper |  |  |  |  | 1530000 | 1285000 |  |  |  |  | 84 | [6 empty] | Federally-Regulated Commercial & Industrial Equipment | 2015-04-16
Water Pik, Inc. | Laars | HH0500IN09*BA | Water | Natural Gas | No Match | FALSE | FALSE | 3 |  |  | No Match | No Match | No Match | No Match | Copper | No Match |  | No Match |  | 500000 |  | 125000 |  | 82 | 80 |  |  | 5 |  | 82 |  |  | Federally-Regulated Commercial & Industrial Equipment | 2001-05-30
Raypak | Raypak | H-1125A | Water | LPG | Injection Type | FALSE | FALSE | 1 |  |  | None | None | Non-Condensing | Single-Stage | Copper |  |  |  |  | 1035000 | 849000 |  |  | 82 | 80 | 82 | [6 empty] | Federally-Regulated Commercial & Industrial Equipment | 2007-12-12
Camus Hydronics | Camus Hydronics | DFPH-4502-MS | Water | LPG | Power | FALSE | FALSE | 1 |  |  |  | None | Condensing | Step Modulating | Other |  |  |  |  | 4500000 | 4248000 |  |  | 94.4 |  | 94.4 | [6 empty] | Federally-Regulated Commercial & Industrial Equipment | 2014-08-11
Water Pik, Inc. | Laars | PH0500IP04*1A | Water | LPG | No Match | FALSE | FALSE | 3 |  |  | No Match | No Match | No Match | No Match | Copper | No Match |  | No Match |  | 500000 |  | 125000 |  | 81 | 80 |  |  | 5 |  | 81 |  |  | Federally-Regulated Commercial & Industrial Equipment | 2001-05-30
Laars Heating Systems Co. | Laars | HH1430EN******** | Water | Natural Gas | Induced Draft | FALSE | TRUE | 1 |  |  |  | None | Non-Condensing | Step Modulating | Copper |  |  |  |  | 1430000 | 1173000 | 357500 |  | 82 | 80 | 79.6 | [6 empty] | Federally-Regulated Commercial & Industrial Equipment | 2007-11-01
Ajax Boiler, Inc. | Ajax | WEG3500W | Water | Natural Gas | Power | FALSE | TRUE | 3 |  |  | No Match | No Match | No Match | No Match | Other | No Match |  | No Match |  | 3333000 |  | 1400000 |  | 85 | 80 |  |  |  |  | 80 |  |  | Federally-Regulated Commercial & Industrial Equipment | 1997-01-07
U.S. Boiler Co. | New Yorker Boiler Co. | PVCG90BN | Water | LPG | Induced Draft | FALSE | FALSE | 1 |  |  |  | None | Non-Condensing | Single-Stage | Cast Iron | Single-Speed |  |  |  | 280000 | 238000 | [9 empty] | 84 | 80 | Federally-Regulated Consumer Product | 2014-01-14
Ajax Boiler, Inc. | Ajax | OWGFD525 | Steam | Natural Gas | Power | FALSE | TRUE | 3 |  |  | No Match | No Match | No Match | No Match | Other | No Match |  | No Match |  | 525000 |  | 262500 |  | 82 | 80 |  |  |  |  | 80 |  |  | Non Federally-Regulated | 1992-10-27
Slant / Fin Corp. | Slant / Fin Corp. | GXH-275EDPZ | Steam | Natural Gas | Injection Type | FALSE | FALSE | 1 |  |  |  | Stack Damper | Non-Condensing | Single-Stage | Cast Iron |  |  |  |  | 273000 | 223000 | [9 empty] | 81.3 | 75 | Federally-Regulated Consumer Product | 2007-11-14
Parker Boiler Co. | Parker Boiler | G-150R | Steam | Natural Gas | Power | FALSE | FALSE | 3 |  |  | No Match | No Match | No Match | No Match | Other | No Match |  | No Match |  | 6300000 |  | 3150000 |  | 83 | 80 |  |  | 4 |  | 82 |  |  | Federally-Regulated Commercial & Industrial Equipment | 1996-03-13
Ajax Boiler, Inc. | Ajax | WGOFD-1750 | Steam | Natural Gas | Power | FALSE | FALSE | 3 |  |  | No Match | No Match | No Match | No Match | Other | No Match |  | No Match |  | 1750000 |  | 875000 |  | 82 | 80 |  |  |  |  | 80 |  |  | Non Federally-Regulated | 1992-10-27
Camus Hydronics | Camus Hydronics | DFPH-3001-MG | Water | LPG | Power | FALSE | FALSE | 1 |  |  |  | None | Condensing | Step Modulating | Copper |  |  |  |  | 3000000 | 2616000 |  |  | 87.2 |  | 87.2 | [6 empty] | Federally-Regulated Commercial & Industrial Equipment | 2014-08-11
Bosch Thermotechnology Corp. | Buderus | G 125 BE-21 | Water | Oil | Power | FALSE | FALSE | 1 |  |  | None | None | Non-Condensing | Single-Stage | Cast Iron |  |  |  |  | 81000 | 73000 | [9 empty] | 89.8 | 80 | Federally-Regulated Consumer Product | 2009-10-19
Parker Boiler Co. | Parker Boiler | 40 | Steam | Natural Gas | No Match | FALSE | FALSE | 3 |  |  | No Match | No Match | No Match | No Match | Other | No Match |  | No Match |  | 1680000 |  | 1680000 |  | 80 | 80 |  |  | 4 |  | 80 |  |  | Non Federally-Regulated | 1992-10-27
Cleaver-Brooks | Cleaver-Brooks | CBH-700-50 | Steam | Natural Gas | Power | FALSE | FALSE | 3 |  |  | No Match | No Match | No Match | No Match | Other | No Match |  | No Match |  | 2093750 |  | 2093750 |  | 80 | 80 |  |  | 25 |  | 80 |  |  | Federally-Regulated Commercial & Industrial Equipment | 1996-03-06
Raypak | Raypak | H9-1532* | Water | Natural Gas | Induced Draft | FALSE | FALSE | 1 |  |  |  | None | Non-Condensing | Step Modulating | Copper |  |  |  |  | 1530000 | 1285000 |  |  |  |  | 84 | [6 empty] | Federally-Regulated Commercial & Industrial Equipment | 2015-04-16
Ajax Boiler, Inc. | Ajax | WEO-2000 | Water | Oil | Power | FALSE | FALSE | 3 |  |  | No Match | No Match | No Match | No Match | Other | No Match |  | No Match |  | 1900000 |  | 800000 |  | 85 | 83 |  |  |  |  | 82 |  |  | Federally-Regulated Commercial & Industrial Equipment | 1996-03-13
Viessmann Manufacturing | Viessmann Manufacturing | CT3-17 | Water | LPG | Power | FALSE | FALSE | 1 |  |  |  | None | Condensing | Step Modulating | Other |  |  |  |  | 638000 | 626000 |  |  | 98.3 | 80 | 98.1 | [6 empty] | Federally-Regulated Commercial & Industrial Equipment | 2008-04-14
ECR International, Ltd. | ECR International, Ltd. | OLSSC-299 | Water | Natural Gas | Pressure | FALSE | FALSE | 1 |  | TRUE |  | None | Condensing | Step Modulating | Other | Single-Speed |  |  |  | 299000 | 273000 | [9 empty] | 95 | 80 | Federally-Regulated Consumer Product | 2014-08-08
Utica Boilers | Dunkirk | D248-1500 | Both Steam & Water | Natural Gas | Injection Type | FALSE | FALSE | 1 |  |  |  | None | Non-Condensing | Single-Stage | Cast Iron |  |  |  |  | 1500000 | 1208000 |  |  | 80.5 | 80 | 77.5 | [6 empty] | Federally-Regulated Commercial & Industrial Equipment | 2011-05-02
Laars Heating Systems Co. | Laars Heating Systems Co. | PNCH1750 | Water | LPG | Power | FALSE | FALSE | 1 |  |  |  | None | Non-Condensing | Step Modulating | Copper |  |  |  |  | 1750000 | 1489000 |  |  |  |  | 85.2 | [6 empty] | Federally-Regulated Commercial & Industrial Equipment | 2015-04-20
Ajax Boiler, Inc. | Ajax | WGB-7000-D | Steam | Natural Gas | No Match | FALSE | FALSE | 3 |  |  | No Match | No Match | No Match | No Match | Other | No Match |  | No Match |  | 7000000 |  | 7000000 |  | 80 | 80 |  |  |  |  | 80 |  |  | Federally-Regulated Commercial & Industrial Equipment | 1996-02-29
Smith Cast Iron Boilers | Smith Cast Iron Boilers | 19-S/W-10 | Both Steam & Water | Oil | Power | FALSE | FALSE | 1 |  |  |  | None | Non-Condensing | Single-Stage | Cast Iron |  |  |  |  | 1330000 | 1107000 |  |  | 85.1 | 83 | 83.7 | [6 empty] | Federally-Regulated Commercial & Industrial Equipment | 2007-12-12
U.S. Boiler Co. | U.S. Boiler Co. | FORCE09 | Water | LPG | Injection Type | FALSE | FALSE | 1 |  |  |  | Stack Damper | Non-Condensing | Single-Stage | Cast Iron | Single-Speed |  |  |  | 266000 | 218000 | [9 empty] | 82 | 80 | Federally-Regulated Consumer Product | 2014-10-23
Dunkirk | Carrier | BS2AAP000210ABAA | Steam | LPG | No Match | FALSE | FALSE | 1 |  |  | No Match | No Match | No Match | No Match | Cast Iron | No Match |  | No Match |  | 210000 | [10 empty] | 81.1 | 75 | Federally-Regulated Consumer Product | 1999-10-22
Slant / Fin Corp. | Slant / Fin Corp. | GXH-250EDPZ | Steam | LPG | Injection Type | FALSE | FALSE | 1 |  |  |  | Stack Damper | Non-Condensing | Single-Stage | Cast Iron |  |  |  |  | 252000 | 206000 | [9 empty] | 81.2 | 75 | Federally-Regulated Consumer Product | 2007-11-14
Axeman-Anderson Co. | Axeman-Anderson Co. | WL140 | Water | Oil | No Match | TRUE | FALSE | 1 |  |  | No Match | No Match | No Match | No Match | Other | No Match |  | No Match |  | 140000 | [10 empty] | 85.1 | 80 | Federally-Regulated Consumer Product | 2001-04-12
Camus Hydronics | Camus Hydronics | DFNH-3500-MS | Water | Natural Gas | Power | FALSE | FALSE | 1 |  |  |  | None | Non-Condensing | Step Modulating | Other |  |  |  |  | 3500000 | 2975000 |  |  | 85 |  | 85 | [6 empty] | Federally-Regulated Commercial & Industrial Equipment | 2014-08-11
Cleaver-Brooks | Cleaver-Brooks | FLX-700-1000HW | Water | Natural Gas | Power | FALSE | FALSE | 3 |  |  | No Match | No Match | No Match | No Match | Other | No Match |  | No Match |  | 10000000 |  | 10000000 |  | 80 | 80 |  |  | 25 |  | 80 |  |  | Federally-Regulated Commercial & Industrial Equipment | 2001-07-31
Raypak | Raypak | H4-HD301* | Water | LPG | Induced Draft | FALSE | FALSE | 1 |  |  | None | None | Non-Condensing | Single-Stage | Copper | Single-Speed |  | Standard |  | 299000 | 251160 | [9 empty] | 85 | 80 | Federally-Regulated Consumer Product | 2010-01-11
U.S. Boiler Co. | BURNHAM HYDRONICS | MPO84 | Water | Oil | Power | FALSE | FALSE | 1 | TRUE |  |  | None | Non-Condensing | Single-Stage | Cast Iron |  |  |  |  | 84000 | 74000 | [9 empty] | 87 | 84 | Federally-Regulated Consumer Product | 2015-09-30
Water Pik, Inc. | Laars | EDN 175 | Water | Combo (Natural Gas & Oil) | Power | FALSE | FALSE | 1 |  |  | No Match | No Match | No Match | No Match | Copper | No Match |  | No Match |  | 175300 | [10 empty] | 85.1 | 80 | Federally-Regulated Consumer Product | 2001-11-21
Bryan Steam Corp. | Bryan | RW1700-S-FDGO | Both Steam & Water | Natural Gas | Power | FALSE | FALSE | 3 |  |  | No Match | No Match | No Match | No Match | Other | No Match |  | No Match |  | 17000000 |  | 5666666 |  | 82 | 80 |  |  |  |  | 81 |  |  | Federally-Regulated Commercial & Industrial Equipment | 1996-03-13
Water Pik, Inc. | Laars | PH1670EN09CBA | Water | Natural Gas | No Match | FALSE | TRUE | 3 |  |  | No Match | No Match | No Match | No Match | Copper | No Match |  | No Match |  | 1670000 |  | 1670000 |  | 82 | 80 |  |  | 5 |  | 82 |  |  | Federally-Regulated Commercial & Industrial Equipment | 2001-05-16
Raypak | Raypak | H(3,4)-HD101 | Water | Natural Gas | Induced Draft | FALSE | FALSE | 1 |  |  | None | None | Non-Condensing | Two-Stage Modulating | Copper |  |  |  |  | 100000 | 85000 | [9 empty] | 85 | 80 | Federally-Regulated Consumer Product | 2010-03-16
Thermal Solutions | Thermal Solutions | EV(A,S)1500B**-*F* | Water | Natural Gas | Power | FALSE | FALSE | 1 |  |  |  | None | Non-Condensing | Step Modulating | Copper |  |  |  |  | 1500000 | 1251000 |  |  | 83.7 |  | 83.4 | [6 empty] | Federally-Regulated Commercial & Industrial Equipment | 2014-08-11
U.S. Boiler Co. | BURNHAM HYDRONICS | ES27A | Water | LPG | Injection Type | FALSE | FALSE | 1 | TRUE |  |  | Stack Damper | Non-Condensing | Single-Stage | Cast Iron | Multiple-Speed |  |  |  | 210000 | 178000 | [9 empty] | 85 | 80 | Federally-Regulated Consumer Product | 2015-09-30
Parker Boiler Co. | Parker Boiler | T760R | Water | Natural Gas | No Match | FALSE | FALSE | 3 |  |  | No Match | No Match | No Match | No Match | Other | No Match |  | No Match |  | 760000 |  | 380000 |  | 85 | 80 |  |  | 4 |  | 82 |  |  | Federally-Regulated Commercial & Industrial Equipment | 1996-03-13
Water Pik, Inc. | Laars | PW0715IN09C1A | Both Steam & Water | Natural Gas | No Match | FALSE | FALSE | 3 |  |  | No Match | No Match | No Match | No Match | Copper | No Match |  | No Match |  | 715000 |  | 715000 |  | 81 | 80 |  |  | 5 |  | 81 |  |  | Federally-Regulated Commercial & Industrial Equipment | 2001-11-21
Ajax Boiler, Inc. | Ajax | SRPG50 | Steam | Natural Gas | Power | FALSE | TRUE | 1 |  |  | Draft Hood | Stack Damper | Non-Condensing | Two-Stage Modulating | Other | None |  | No Match |  | 2000000 | 1600000 | 1600000 | 1280000 | 80 | 80 | 79.2 | [6 empty] | Federally-Regulated Commercial & Industrial Equipment | 2007-08-15
Smith Cast Iron Boilers | Smith Cast Iron Boilers | 19-S/W-12 | Both Steam & Water | Oil | Power | FALSE | FALSE | 1 |  |  |  | None | Non-Condensing | Single-Stage | Cast Iron |  |  |  |  | 1596000 | 1339000 |  |  | 85.1 | 83 | 83.9 | [6 empty] | Federally-Regulated Commercial & Industrial Equipment | 2007-12-12
Ajax Boiler, Inc. | Ajax | XFG3250W | Water | Natural Gas | Power | FALSE | TRUE | 3 |  |  | No Match | No Match | No Match | No Match | Other | No Match |  | No Match |  | 3250000 |  | 1300000 |  | 80 | 80 |  |  |  |  | 80 |  |  | Federally-Regulated Commercial & Industrial Equipment | 1997-01-07
U.S. Boiler Co. | BURNHAM BY U.S. BOILER | GW05 | Water | Natural Gas | Injection Type | FALSE | FALSE | 1 | TRUE |  |  | Stack Damper | Non-Condensing | Single-Stage | Cast Iron | Single-Speed |  |  |  | 130000 | 106000 | [9 empty] | 82 | 80 | Federally-Regulated Consumer Product | 2015-09-30
Burnham Corp. | Crown Boiler Co. | CWI310E | Water | Natural Gas | Induced Draft | FALSE | FALSE | 1 |  |  |  | None | Non-Condensing | Single-Stage | Cast Iron |  |  |  |  | 310000 | 259000 |  |  | 83.5 | 80 | 80.5 | [6 empty] | Federally-Regulated Commercial & Industrial Equipment | 2007-12-12
Lochinvar, LLC. | Lochinvar Corp. | PBN1501-B9 | Water | Natural Gas | Power | FALSE | FALSE | 1 |  |  |  | None | Non-Condensing | Step Modulating | Copper |  |  |  |  | 1500000 | 1260000 |  |  |  |  | 84 | [6 empty] | Federally-Regulated Commercial & Industrial Equipment | 2015-04-20
Water Pik, Inc. | Laars | PW1670IP04*BA | Both Steam & Water | LPG | No Match | FALSE | FALSE | 3 |  |  | No Match | No Match | No Match | No Match | Copper | No Match |  | No Match |  | 1670000 |  | 417500 |  | 82 | 80 |  |  | 5 |  | 82 |  |  | Federally-Regulated Commercial & Industrial Equipment | 2001-11-21
HTP, Inc. | Westinghouse | WBRNG155W | Water | Natural Gas | Power | FALSE | FALSE | 1 | TRUE |  |  | None | Condensing | Step Modulating | Other |  |  |  |  | 155000 | 143000 | [9 empty] | 95.1 | 80 | Federally-Regulated Consumer Product | 2015-09-30
Burnham Corp. | Burnham Corp. | SCG-6 | Water | LPG | Induced Draft | FALSE | FALSE | 1 |  |  |  | None | Non-Condensing | Single-Stage | Cast Iron | Single-Speed | 0.04 | Standard |  | 175000 | 150000 | [9 empty] | 85.2 | 80 | Federally-Regulated Consumer Product | 2007-11-14
HTP, Inc. | HTP, Inc. | WBCNG399W | Water | Natural Gas | Power | FALSE | FALSE | 1 |  |  |  | None | Condensing | Step Modulating | Other |  |  |  |  | 399000 | 372000 |  |  | 95.3 |  | 93.2 | [6 empty] | Federally-Regulated Commercial & Industrial Equipment | 2014-10-21
Burnham Corp. | Burnham Corp. | MST629 | Steam | Oil | Power | FALSE | FALSE | 1 |  |  |  | None | Non-Condensing | Single-Stage | Cast Iron |  |  |  |  | 231000 | 201000 | [9 empty] | 86 | 80 | Federally-Regulated Consumer Product | 2007-11-14
HTP, Inc. | HTP, Inc. | WBRCNG140W | Water | Natural Gas | Power | FALSE | FALSE | 1 |  | TRUE |  | None | Condensing | Step Modulating | Other |  |  |  |  | 140000 | 128000 | [9 empty] | 94 | 80 | Federally-Regulated Consumer Product | 2015-03-30
Water Pik, Inc. | Laars | PW0320MP20***** | Both Steam & Water | LPG | Power | FALSE | FALSE | 3 |  |  | No Match | No Match | No Match | No Match | Copper | No Match |  | No Match |  | 320000 |  | 320000 |  | 85 | 80 |  |  | 5 |  | 83 |  |  | Federally-Regulated Commercial & Industrial Equipment | 2001-11-21
Slant / Fin Corp. | Slant / Fin Corp. | TR-50H | Water | Oil | Power | FALSE | FALSE | 1 |  |  |  | None | Non-Condensing | Single-Stage | Cast Iron |  |  |  |  | 280000 | 243000 | [9 empty] | 86 | 80 | Federally-Regulated Consumer Product | 2007-11-14
Smith Cast Iron Boilers | Smith Cast Iron Boilers | 19-S/W-08 | Both Steam & Water | Natural Gas | Power | FALSE | FALSE | 1 |  |  |  | None | Non-Condensing | Single-Stage | Cast Iron |  |  |  |  | 1082000 | 878000 |  |  | 82.6 | 80 | 80.9 | [6 empty] | Federally-Regulated Commercial & Industrial Equipment | 2007-12-12
Burnham Corp. | New Yorker Boiler Co. | CG60CHNI | Water | Natural Gas | Induced Draft | FALSE | FALSE | 1 |  |  |  | Stack Damper | Non-Condensing | Single-Stage | Cast Iron | Single-Speed | 0.04 | Standard |  | 164000 | 136000 | [9 empty] | 84 | 80 | Federally-Regulated Consumer Product | 2008-12-24
Smith Cast Iron Boilers | Smith Cast Iron Boilers | GB100-W-12-HSI-D | Water | Natural Gas | No Match | FALSE | FALSE | 1 |  |  | No Match | No Match | No Match | No Match | Cast Iron | No Match |  | No Match |  | 275000 | [10 empty] | 83.2 | 80 | Federally-Regulated Consumer Product | 1998-12-21
Ajax Boiler, Inc. | Ajax | OWGFD8500 | Steam | Natural Gas | Power | FALSE | TRUE | 3 |  |  | No Match | No Match | No Match | No Match | Other | No Match |  | No Match |  | 8500000 |  | 4250000 |  | 82 | 80 |  |  |  |  | 80 |  |  | Non Federally-Regulated | 1992-10-27
Rite Engineering | Rite | A400SG | Both Steam & Water | Natural Gas | Power | FALSE | FALSE | 3 |  |  | No Match | No Match | No Match | No Match | Other | No Match |  | No Match |  | 4000000 |  | 1333333 |  | 80 | 80 |  |  |  |  | 80 |  |  | Non Federally-Regulated | 1992-10-14
Water Pik, Inc. | Laars | PW1670IP09*1A | Both Steam & Water | LPG | No Match | FALSE | FALSE | 3 |  |  | No Match | No Match | No Match | No Match | Copper | No Match |  | No Match |  | 1670000 |  | 417500 |  | 81 | 80 |  |  | 5 |  | 81 |  |  | Federally-Regulated Commercial & Industrial Equipment | 2001-11-21
Laars Heating Systems Company | Laars | FC85H0200 | Water | LPG | Power | FALSE | TRUE | 1 | TRUE |  |  | None | Non-Condensing | Single-Stage | Copper |  |  |  |  | 200000 | 170000 | [9 empty] | 93.3 | 80 | Federally-Regulated Consumer Product | 2015-09-30
Advanced Thermal Hydronics | Advanced Thermal Hydronics | HVX-140 | Water | Natural Gas | Injection Type | FALSE | FALSE | 1 |  |  |  | None | Non-Condensing | Single-Stage | Cast Iron | Single-Speed |  |  |  | 140000 | 116000 | [9 empty] | 82 | 80 | Federally-Regulated Consumer Product | 2014-03-28
Water Pik, Inc. | Laars | HH0600IP04*1A | Water | LPG | No Match | FALSE | FALSE | 3 |  |  | No Match | No Match | No Match | No Match | Copper | No Match |  | No Match |  | 600000 |  | 150000 |  | 81 | 80 |  |  | 5 |  | 81 |  |  | Federally-Regulated Commercial & Industrial Equipment | 2001-05-30
Water Pik, Inc. | Laars | DMAX 100 | Water | Oil | No Match | TRUE | FALSE | 1 |  |  | No Match | No Match | No Match | No Match | Other | No Match |  | No Match |  | 140000 | [10 empty] | 86.5 | 80 | Federally-Regulated Consumer Product | 2001-10-11
Rite Engineering | Rite | A750WG | Both Steam & Water | Natural Gas | Power | FALSE | FALSE | 3 |  |  | No Match | No Match | No Match | No Match | Other | No Match |  | No Match |  | 7500000 |  | 2500000 |  | 80 | 80 |  |  |  |  | 80 |  |  | Non Federally-Regulated | 1992-10-14
Water Pik, Inc. | Laars | PH1825IN21*N* | Water | Natural Gas | No Match | FALSE | FALSE | 3 |  |  | No Match | No Match | No Match | No Match | Copper | No Match |  | No Match |  | 1825000 |  | 456250 |  | 82 | 80 |  |  | 5 |  | 82 |  |  | Federally-Regulated Commercial & Industrial Equipment | 2001-11-21
Water Pik, Inc. | Laars | EBP0175**IF2*X | Water | Combo (Natural Gas & Oil) | Power | FALSE | FALSE | 1 |  |  | No Match | None | Condensing | Step Modulating | Copper | No Match |  | No Match |  | 175300 | 152100 | [9 empty] | 86.1 | 80 | Federally-Regulated Consumer Product | 2005-02-10
Smith Cast Iron Boilers | Peerless | CC-09-S-G | Steam | LPG | Power | FALSE | FALSE | 1 |  | FALSE |  | None | Non-Condensing | Single-Stage | Cast Iron |  |  |  |  | 1559000 | 1261000 |  |  |  |  | 83.5 | 79 | [5 empty] | Federally-Regulated Commercial & Industrial Equipment | 2015-09-30
Smith Cast Iron Boilers | Peerless | TCII-09-W-G | Water | LPG | Power | FALSE | FALSE | 1 |  |  |  | None | Non-Condensing | Single-Stage | Cast Iron |  |  |  |  | 2718000 | 2247000 |  |  | 83.5 | 82 | [7 empty] | Federally-Regulated Commercial & Industrial Equipment | 2015-09-30
Bryan Steam Corp. | Bryan | CL-120-W-FDG* | Water | Natural Gas | Power | FALSE | FALSE | 3 |  |  | No Match | No Match | No Match | No Match | Other | No Match |  | No Match |  | 1200000 |  | 1200000 |  | 81 | 80 |  |  |  |  | 81 |  |  | Federally-Regulated Commercial & Industrial Equipment | 1996-02-29
Slant / Fin Corp. | Slant / Fin Corp. | EC-14B | Water | Oil | Power | FALSE | FALSE | 1 |  |  |  | None | Non-Condensing | Single-Stage | Cast Iron |  |  |  |  | 126000 | 109000 | [9 empty] | 87 | 80 | Federally-Regulated Consumer Product | 2007-11-14
HTP, Inc. | Westinghouse | WBRLP055WPU | Water | LPG | Power | FALSE | FALSE | 1 | TRUE |  |  | None | Condensing | Step Modulating | Other | Multiple-Speed |  |  |  | 55000 | 51000 | [9 empty] | 96.3 | 80 | Federally-Regulated Consumer Product | 2015-09-30
Ajax Boiler, Inc. | Ajax | WGOFD-400 | Steam | Natural Gas | Power | FALSE | FALSE | 3 |  |  | No Match | No Match | No Match | No Match | Other | No Match |  | No Match |  | 400000 |  | 200000 |  | 82 | 80 |  |  |  |  | 80 |  |  | Non Federally-Regulated | 1992-10-27
Hydrotherm | Hydrotherm | R-210C-PV | Water | LPG | Injection Type | FALSE | FALSE | 1 |  |  |  | None | Non-Condensing | Single-Stage | Cast Iron |  |  |  |  | 200000 | 166000 | [9 empty] | 82 | 80 | Federally-Regulated Consumer Product | 2008-10-20
Rite Engineering | Rite | 1150WG | Both Steam & Water | Natural Gas | Power | FALSE | FALSE | 3 |  |  | No Match | No Match | No Match | No Match | Other | No Match |  | No Match |  | 11500000 |  | 3833333 |  | 80 | 80 |  |  |  |  | 80 |  |  | Non Federally-Regulated | 1992-10-14
Water Pik, Inc. | Laars | VW0850IN09*BA | Both Steam & Water | Natural Gas | No Match | FALSE | FALSE | 3 |  |  | No Match | No Match | No Match | No Match | Copper | No Match |  | No Match |  | 850000 |  | 212850 |  | 82 | 80 |  |  | 5 |  | 82 |  |  | Federally-Regulated Commercial & Industrial Equipment | 2001-11-21
Burnham Corp. | New Yorker Boiler Co. | CL4-175 | Water | Oil | Power | FALSE | FALSE | 1 |  |  |  | None | Non-Condensing | Single-Stage | Cast Iron |  |  |  |  | 175000 | 152000 | [9 empty] | 84.2 | 80 | Federally-Regulated Consumer Product | 2007-11-14
Easco Boiler Corp. | Easco | FST-150-S015 | Both Steam & Water | Combo (Natural Gas & Oil) | Power | FALSE | FALSE | 3 |  |  | No Match | No Match | No Match | No Match | Other | No Match |  | No Match |  | 6276000 |  | 2092000 |  | 83 | 80 |  |  | 22 |  | 81 |  |  | Federally-Regulated Commercial & Industrial Equipment | 1998-06-02
Smith Cast Iron Boilers | Peerless | CC-08-S-O | Steam | Oil | Power | FALSE | FALSE | 1 |  | FALSE |  | None | Non-Condensing | Single-Stage | Cast Iron |  |  |  |  | 1302000 | 1087000 |  |  |  |  | 83.5 | 81 | [5 empty] | Federally-Regulated Commercial & Industrial Equipment | 2015-09-30
Viessmann Manufacturing | Viessmann Manufacturing | CT3-57 | Water | Natural Gas | Power | FALSE | FALSE | 1 |  |  |  | None | Condensing | Step Modulating | Other |  |  |  |  | 2160000 | 2094000 |  |  | 96.9 | 80 | 96.9 | [6 empty] | Federally-Regulated Commercial & Industrial Equipment | 2008-04-14
Water Pik, Inc. | Laars | PH0715IN09CBA | Water | Natural Gas | No Match | FALSE | FALSE | 3 |  |  | No Match | No Match | No Match | No Match | Copper | No Match |  | No Match |  | 715000 |  | 715000 |  | 82 | 80 |  |  | 5 |  | 82 |  |  | Federally-Regulated Commercial & Industrial Equipment | 2001-05-16
Burnham Corp. | Burnham Corp. | K5013 | Both Steam & Water | LPG | Induced Draft | FALSE | FALSE | 1 |  |  |  | None | Non-Condensing | Single-Stage | Cast Iron |  |  |  |  | 877500 | 702000 |  |  | 80 | 80 | 77 | [6 empty] | Federally-Regulated Commercial & Industrial Equipment | 2010-03-16
Easco Boiler Corp. | Easco | FST-400-S015 | Both Steam & Water | Combo (Natural Gas & Oil) | Power | FALSE | FALSE | 3 |  |  | No Match | No Match | No Match | No Match | Other | No Match |  | No Match |  | 16738000 |  | 3347600 |  | 83 | 80 |  |  | 22 |  | 81 |  |  | Federally-Regulated Commercial & Industrial Equipment | 1998-06-02
RBI Water Heaters | RBI Water Heaters | LB/LW300 | Water | Natural Gas | Power | FALSE | FALSE | 1 |  |  |  | None | Non-Condensing | Single-Stage | Copper |  |  |  |  | 299000 | 246000 | [9 empty] | 81.5 | 80 | Federally-Regulated Consumer Product | 2012-08-28
New Yorker Boiler Company, Inc. | New Yorker | CG30C_I | Water | Natural Gas | Induced Draft | FALSE | FALSE | 1 | TRUE |  |  | Stack Damper | Non-Condensing | Single-Stage | Cast Iron |  |  |  |  | 62000 | 52000 | [9 empty] | 82.6 | 80 | Federally-Regulated Consumer Product | 2015-09-30
PB Heat, LLC | PB Heat, LLC | WB90-03-W | Water | Oil | Power | FALSE | FALSE | 1 |  |  |  | None | Non-Condensing | Two-Stage Modulating | Cast Iron |  |  |  |  | 126000 | 111000 | [9 empty] | 90 | 80 | Federally-Regulated Consumer Product | 2013-05-09
Ajax Boiler, Inc. | Ajax | WEG6500W | Water | Natural Gas | Power | FALSE | TRUE | 3 |  |  | No Match | No Match | No Match | No Match | Other | No Match |  | No Match |  | 6180000 |  | 2600000 |  | 85 | 80 |  |  |  |  | 80 |  |  | Federally-Regulated Commercial & Industrial Equipment | 1997-01-07
Ajax Boiler, Inc. | Ajax | OWGB4250 | Steam | Natural Gas | No Match | FALSE | TRUE | 3 |  |  | No Match | No Match | No Match | No Match | Other | No Match |  | No Match |  | 4250000 |  | 4250000 |  | 80 | 80 |  |  |  |  | 80 |  |  | Federally-Regulated Commercial & Industrial Equipment | 1996-02-29
Burnham Corp. | Crown Boiler Co. | 24-10 | Both Steam & Water | Natural Gas | Power | FALSE | FALSE | 1 |  |  |  | None | Non-Condensing | Single-Stage | Cast Iron |  |  |  |  | 1867000 | 1497000 |  |  | 82.2 | 80 | 80.2 | [6 empty] | Federally-Regulated Commercial & Industrial Equipment | 2007-12-12
Ajax Boiler, Inc. | Ajax | SGOXFD-2250 | Steam | Natural Gas | Power | FALSE | FALSE | 3 |  |  | No Match | No Match | No Match | No Match | Other | No Match |  | No Match |  | 2250000 |  | 1125000 |  | 81 | 80 |  |  |  |  | 80 |  |  | Non Federally-Regulated | 1992-10-27
Ajax Boiler, Inc. | Ajax | HFG1750W | Steam | Natural Gas | Power | FALSE | TRUE | 3 |  |  | No Match | No Match | No Match | No Match | Other | No Match |  | No Match |  | 1750000 |  | 800000 |  | 80 | 80 |  |  |  |  | 80 |  |  | Federally-Regulated Commercial & Industrial Equipment | 1997-01-07
Allied Engineering Co. | Allied Engineering Co. | MG-75-P-E | Water | LPG | Injection Type | FALSE | FALSE | 1 |  | TRUE |  | Stack Damper | Non-Condensing | Single-Stage | Other |  |  |  |  | 75000 | 64000 | [9 empty] | 85 | 80 | Federally-Regulated Consumer Product | 2014-08-08
Water Pik, Inc. | Laars | PH0325CN30*B | Water | Natural Gas | No Match | FALSE | TRUE | 3 |  |  | No Match | No Match | No Match | No Match | Copper | No Match |  | No Match |  | 325000 |  | 81250 |  | 82 | 80 |  |  | 5 |  | 82 |  |  | Federally-Regulated Commercial & Industrial Equipment | 2001-11-21
English Boiler & Tube, Inc. | Bent Tube Balanced Flow | BTBF-70-15 | Steam | Natural Gas | Power | FALSE | FALSE | 3 |  |  | No Match | No Match | No Match | No Match | Other | No Match |  | No Match |  | 2940000 |  | 735000 |  | 80 | 80 |  |  | 3 |  | 80 |  |  | Federally-Regulated Commercial & Industrial Equipment | 1998-09-10
Fulton Heating Solutions | Fulton Heating Solutions | VTG3000LE | Water | Natural Gas | Power | FALSE | FALSE | 3 |  |  |  | Electro-Mechanical Inlet Dampe | Condensing | Step Modulating | Other |  |  |  |  | 3000000 | 2814000 |  |  | 94 | [8 empty] | Federally-Regulated Commercial & Industrial Equipment | 2014-10-23
Smith Cast Iron Boilers | Smith Cast Iron Boilers | 6500A-*-15 | Both Steam & Water | Oil | Power | FALSE | FALSE | 1 |  |  |  | None | Non-Condensing | Single-Stage | Cast Iron |  |  |  |  | 8120000 | 7194000 |  |  | 84.4 | 83 | 83 | [6 empty] | Federally-Regulated Commercial & Industrial Equipment | 2007-12-12
PB Heat, LLC | PB Heat, LLC | TC-HE-S/W-15 | Both Steam & Water | Natural Gas | Power | FALSE | FALSE | 1 |  |  |  | None | Non-Condensing | Single-Stage | Cast Iron |  |  |  |  | 4608000 | 3831000 |  |  | 83.4 | 80 | 83.1 | [6 empty] | Federally-Regulated Commercial & Industrial Equipment | 2011-02-17
Laars Heating Systems Co. | Laars | HH0715IP******** | Water | LPG | Induced Draft | FALSE | FALSE | 1 |  |  |  | None | Non-Condensing | Step Modulating | Copper |  |  |  |  | 715000 | 579150 | 178750 |  | 81 | 80 | 78.6 | [6 empty] | Federally-Regulated Commercial & Industrial Equipment | 2007-11-01
Ajax Boiler, Inc. | Ajax | HFG1125W | Steam | Natural Gas | Power | FALSE | TRUE | 3 |  |  | No Match | No Match | No Match | No Match | Other | No Match |  | No Match |  | 1125000 |  | 750000 |  | 80 | 80 |  |  |  |  | 80 |  |  | Federally-Regulated Commercial & Industrial Equipment | 1997-01-07
Bosch Thermotechnology Corp. | Buderus | GB312 - 120 | Water | Natural Gas | Induced Draft | FALSE | FALSE | 1 |  |  | None | None | Condensing | Step Modulating | Other |  |  |  |  | 440500 | 409000 | 132000 | 131000 | 93.1 | 80 | 92.8 | [6 empty] | Federally-Regulated Commercial & Industrial Equipment | 2009-10-19
Laars Heating Systems Co. | Triangle Tube | KS399 | Water | Natural Gas | Power | FALSE | FALSE | 1 |  | FALSE |  | None | Condensing | Step Modulating | Other |  |  |  |  | 399900 | 386000 |  |  | 96.5 |  | 96.5 | [6 empty] | Federally-Regulated Commercial & Industrial Equipment | 2014-08-11
Bryan Steam Corp. | Bryan | D-400-W-FDG* | Water | Natural Gas | Power | FALSE | FALSE | 3 |  |  | No Match | No Match | No Match | No Match | Other | No Match |  | No Match |  | 400000 |  | 400000 |  | 80 | 80 |  |  |  |  | 80 |  |  | Federally-Regulated Commercial & Industrial Equipment | 1996-02-29
Raypak | Raypak | H9-1799* | Water | Natural Gas | Induced Draft | FALSE | FALSE | 1 |  |  |  | None | Non-Condensing | Step Modulating | Copper |  |  |  |  | 1800000 | 1512000 |  |  |  |  | 84 | [6 empty] | Federally-Regulated Commercial & Industrial Equipment | 2015-04-16
Aerco International | Aerco International | MLX EXT 1912 | Water | LPG | Luminous | FALSE | FALSE | 1 |  |  |  | None | Condensing | Step Modulating | Other |  |  |  |  | 1912000 | 1759000 |  |  |  |  | 92 | [6 empty] | Federally-Regulated Commercial & Industrial Equipment | 2015-04-14
Thermal Solutions | Thermal Solutions | EVO0500B**-*E* | Water | Natural Gas | Power | FALSE | TRUE | 3 |  |  |  | None | Non-Condensing | Step Modulating | Copper |  |  |  |  | 500000 | 431000 |  |  | 85.6 |  | 85.6 | [6 empty] | Federally-Regulated Commercial & Industrial Equipment | 2014-10-21
Ajax Boiler, Inc. | Ajax | WEC7500W | Water | Combo (Natural Gas & Oil) | Power | FALSE | TRUE | 3 |  |  | No Match | No Match | No Match | No Match | Other | No Match |  | No Match |  | 7130000 |  | 3000000 |  | 85 | 80 |  |  |  |  | 80 |  |  | Federally-Regulated Commercial & Industrial Equipment | 1997-01-07
Water Pik, Inc. | Laars | VW1200IP04*1A | Both Steam & Water | LPG | No Match | FALSE | FALSE | 3 |  |  | No Match | No Match | No Match | No Match | Copper | No Match |  | No Match |  | 1200000 |  | 300000 |  | 81 | 80 |  |  | 5 |  | 81 |  |  | Federally-Regulated Commercial & Industrial Equipment | 2001-11-21
Bosch Thermotechnology Corp. | Bosch Thermotechnology Corp. | G115WS/3 | Water | Oil | Power | FALSE | FALSE | 1 |  |  |  | None | Non-Condensing | Single-Stage | Cast Iron |  |  |  |  | 98000 | 85000 | [9 empty] | 86.7 | 80 | Federally-Regulated Consumer Product | 2011-02-17
A O Smith Water Products | A O Smith Water Products | XB 1000 | Water | LPG | Induced Draft | FALSE | FALSE | 1 |  |  | None | None | Condensing | Step Modulating | Other |  |  |  |  | 920000 | 855000 |  |  | 94.4 | 80 | 93 | [6 empty] | Federally-Regulated Commercial & Industrial Equipment | 2011-08-22
Burnham Corp. | Burnham Corp. | PVG-4 | Water | Natural Gas | Induced Draft | FALSE | FALSE | 1 |  |  |  | None | Non-Condensing | Single-Stage | Cast Iron | Single-Speed | 0.04 | Standard |  | 105000 | 90000 | [9 empty] | 85.4 | 80 | Federally-Regulated Consumer Product | 2007-11-14
Water Pik, Inc. | Laars | VW1430IN09*BA | Both Steam & Water | Natural Gas | No Match | FALSE | FALSE | 3 |  |  | No Match | No Match | No Match | No Match | Copper | No Match |  | No Match |  | 1430000 |  | 357500 |  | 82 | 80 |  |  | 5 |  | 82 |  |  | Federally-Regulated Commercial & Industrial Equipment | 2001-11-21
Dunkirk | Pennco, Inc. | 1805HWID | Water | Natural Gas | No Match | FALSE | FALSE | 1 |  |  | No Match | No Match | No Match | No Match | Cast Iron | No Match |  | No Match |  | 150000 | [10 empty] | 84.1 | 80 | Federally-Regulated Consumer Product | 1998-12-21
Ajax Boiler, Inc. | Ajax | OWGB6500 | Steam | Natural Gas | No Match | FALSE | TRUE | 3 |  |  | No Match | No Match | No Match | No Match | Other | No Match |  | No Match |  | 6500000 |  | 6500000 |  | 80 | 80 |  |  |  |  | 80 |  |  | Federally-Regulated Commercial & Industrial Equipment | 1996-02-29
Camus Hydronics | Camus Hydronics | DFPH-3502-MS | Water | LPG | Power | FALSE | FALSE | 1 |  |  |  | None | Condensing | Step Modulating | Other |  |  |  |  | 3500000 | 3304000 |  |  | 94.4 |  | 94.4 | [6 empty] | Federally-Regulated Commercial & Industrial Equipment | 2014-08-11
Raypak | Raypak | H3-HD251* | Water | Natural Gas | Induced Draft | FALSE | TRUE | 1 |  |  | None | None | Non-Condensing | Two-Stage Modulating | Copper | Single-Speed |  | Standard |  | 250000 | 210000 | 150000 | [8 empty] | 85 | 80 | Federally-Regulated Consumer Product | 2010-01-11
Ajax Boiler, Inc. | Ajax | WEG13000W | Water | Natural Gas | Power | FALSE | TRUE | 3 |  |  | No Match | No Match | No Match | No Match | Other | No Match |  | No Match |  | 12400000 |  | 5200000 |  | 85 | 80 |  |  |  |  | 80 |  |  | Federally-Regulated Commercial & Industrial Equipment | 1997-01-07
Peerless Heater Co. | Peerless | MI-04-SV | Water | Combo (Natural Gas & Oil) | No Match | FALSE | FALSE | 1 |  |  | No Match | No Match | No Match | No Match | Cast Iron | No Match |  | No Match |  | 105000 | [10 empty] | 82.1 | 80 | Federally-Regulated Consumer Product | 2001-11-01
Water Pik, Inc. | Laars | VW0520MN20****** | Both Steam & Water | Natural Gas | Power | FALSE | TRUE | 3 |  |  | No Match | No Match | No Match | No Match | Copper | No Match |  | No Match |  | 520000 |  | 520000 |  | 83 | 80 |  |  | 5 |  | 83 |  |  | Federally-Regulated Commercial & Industrial Equipment | 2001-11-21
New York Thermal, Inc. | New York Thermal, Inc. | CT250 | Water | Oil | Power | FALSE | FALSE | 1 |  | TRUE |  | None | Non-Condensing | Single-Stage | Cast Iron |  |  |  |  | 280000 | 240000 | [9 empty] | 85 | 80 | Federally-Regulated Consumer Product | 2013-04-19
Camus Hydronics | Camus Hydronics | DMPH-0121-MPI | Water | Natural Gas | Power | FALSE | FALSE | 1 | TRUE |  |  | None | Condensing | Step Modulating | Other |  |  |  |  | 120000 | 108000 | [9 empty] | 90 | 80 | Federally-Regulated Consumer Product | 2015-09-30
Water Pik, Inc. | Laars | PW0500EN04*BA | Both Steam & Water | Natural Gas | No Match | FALSE | TRUE | 3 |  |  | No Match | No Match | No Match | No Match | Copper | No Match |  | No Match |  | 500000 |  | 125000 |  | 82 | 80 |  |  | 5 |  | 82 |  |  | Federally-Regulated Commercial & Industrial Equipment | 2001-11-21
HTP, Inc. | Westinghouse | WBRLP285W | Water | LPG | Power | FALSE | FALSE | 1 | TRUE |  |  | None | Condensing | Step Modulating | Other |  |  |  |  | 285000 | 263000 | [9 empty] | 95 | 80 | Federally-Regulated Consumer Product | 2015-09-30
Water Pik, Inc. | Laars | HH0850IP09C1A | Water | LPG | No Match | FALSE | FALSE | 3 |  |  | No Match | No Match | No Match | No Match | Copper | No Match |  | No Match |  | 850000 |  | 850000 |  | 81 | 80 |  |  | 5 |  | 81 |  |  | Federally-Regulated Commercial & Industrial Equipment | 2001-05-30
Peerless Heater Co. | Peerless | 211A-18I | Steam | Natural Gas | No Match | FALSE | FALSE | 3 |  |  | No Match | No Match | No Match | No Match | Cast Iron | No Match |  | No Match |  | 3570000 |  | 3570000 |  | 80 | 75 |  |  | 9 | 147 | 80 |  |  | Non Federally-Regulated | 1990-06-25
Hydrotherm, Division of Mestek, Inc. | Hydrotherm | HVX-105 | Water | LPG | Induced Draft | FALSE | FALSE | 1 | TRUE |  |  | None | Non-Condensing | Single-Stage | Cast Iron |  |  |  |  | 105000 | 87000 | [9 empty] | 93.3 | 80 | Federally-Regulated Consumer Product | 2015-09-30
PB Heat, LLC | Smith Cast Iron Boilers | GVX-105 | Water | LPG | Injection Type | FALSE | FALSE | 1 |  | TRUE |  | None | Non-Condensing | Single-Stage | Cast Iron | Single-Speed |  |  |  | 105000 | 87000 | [9 empty] | 82 | 80 | Federally-Regulated Consumer Product | 2013-06-17
Slant / Fin Corp. | Slant / Fin Corp. | TR-70 | Both Steam & Water | Oil | Power | FALSE | FALSE | 1 |  |  |  | None | Non-Condensing | Single-Stage | Cast Iron |  |  |  |  | 434000 | 354000 |  |  | 85.5 | 83 | 81.5 | [6 empty] | Federally-Regulated Commercial & Industrial Equipment | 2007-12-12
PB Heat, LLC | National HVAC Manufacturing Company, LLC | E4-OW*-117 | Water | Oil | Power | FALSE | FALSE | 1 |  |  |  | None | Non-Condensing | Single-Stage | Cast Iron | Single-Speed |  |  |  | 133000 | 117000 | [9 empty] | 87 | 80 | Federally-Regulated Consumer Product | 2013-11-14
Universal Boiler Works | Universal Boiler Works | BF1200S4 | Steam | Combo (Natural Gas & Oil) | Power | FALSE | FALSE | 3 |  |  | No Match | No Match | No Match | No Match | Other | No Match |  | No Match |  | 50400000 |  | 5040000 |  | 83.5 | 80 |  |  | 10 |  | 82 |  |  | Federally-Regulated Commercial & Industrial Equipment | 2001-12-13
Crown Boiler Co. | Burnham Corp. | 309 | Water | Natural Gas | Injection Type | FALSE | FALSE | 1 |  |  | Draft Diverter | Stack Damper | Non-Condensing | Single-Stage | Cast Iron | Single-Speed |  | Standard |  | 280000 | 234000 | [9 empty] | 84 | 80 | Federally-Regulated Consumer Product | 2010-03-16
Burnham Corp. | Burnham Corp. | SCG-9 | Water | LPG | Induced Draft | FALSE | FALSE | 1 |  |  |  | None | Non-Condensing | Single-Stage | Cast Iron | Single-Speed | 0.04 | Standard |  | 280000 | 238000 | [9 empty] | 84 | 80 | Federally-Regulated Consumer Product | 2007-11-14
Smith Cast Iron Boilers | Smith Cast Iron Boilers | 28A-S/W-10 | Both Steam & Water | Oil | Power | FALSE | FALSE | 1 |  |  |  | None | Non-Condensing | Single-Stage | Cast Iron |  |  |  |  | 3080000 | 2498000 |  |  | 83.5 | 83 | 81.2 | [6 empty] | Federally-Regulated Commercial & Industrial Equipment | 2007-12-12
Slant / Fin Corp. | Slant / Fin Corp. | TR-30PZ | Steam | Oil | Power | FALSE | FALSE | 1 |  |  |  | None | Non-Condensing | Single-Stage | Cast Iron |  |  |  |  | 154000 | 134000 | [9 empty] | 84.1 | 80 | Federally-Regulated Consumer Product | 2007-11-14
Raypak | Raypak | H7-753 | Water | LPG | Induced Draft | FALSE | TRUE | 1 |  |  | None | None | Non-Condensing | Single-Stage | Copper |  |  |  |  | 750000 | 653000 |  |  | 87 | 80 | 87 | [6 empty] | Federally-Regulated Commercial & Industrial Equipment | 2007-12-12
Ajax Boiler, Inc. | Ajax | WRLG2100 | Water | Natural Gas | Power | FALSE | TRUE | 1 |  |  | Draft Hood | Stack Damper | Non-Condensing | Two-Stage Modulating | Other | None |  | No Match |  | 2000000 | 1600000 | 1600000 | 1280000 | 80 | 80 | 79.2 | [6 empty] | Federally-Regulated Commercial & Industrial Equipment | 2007-08-15
Water Pik, Inc. | Laars | MAX 100 | Water | Oil | No Match | TRUE | FALSE | 1 |  |  | No Match | No Match | No Match | No Match | Other | No Match |  | No Match |  | 140000 | [10 empty] | 86.5 | 80 | Federally-Regulated Consumer Product | 2001-10-11
Burnham Corp. | Burnham Corp. | V89S | Steam | Oil | Power | FALSE | FALSE | 1 |  |  |  | None | Non-Condensing | Single-Stage | Cast Iron |  |  |  |  | 364000 | 298000 |  |  | 84.1 | 83 | 82.3 | [6 empty] | Federally-Regulated Commercial & Industrial Equipment | 2007-12-12
New Yorker Boiler Company, Inc. | New Yorker | CG70_I | Water | Natural Gas | Induced Draft | FALSE | FALSE | 1 | TRUE |  |  | Stack Damper | Non-Condensing | Single-Stage | Cast Iron |  |  |  |  | 198000 | 164000 | [9 empty] | 82 | 80 | Federally-Regulated Consumer Product | 2015-09-30
U.S. Boiler Co. | F.W. Webb | AG3 | Water | LPG | Injection Type | FALSE | FALSE | 1 |  | TRUE |  | Stack Damper | Non-Condensing | Single-Stage | Cast Iron | Single-Speed |  |  |  | 70000 | 59000 | [9 empty] | 84 | 80 | Federally-Regulated Consumer Product | 2013-04-19
U.S. Boiler Co. | U.S. Boiler Co. | 204H*I | Water | LPG | Induced Draft | FALSE | FALSE | 1 |  | TRUE |  | Stack Damper | Non-Condensing | Single-Stage | Cast Iron | Single-Speed |  |  |  | 96000 | 81000 | [9 empty] | 84 | 80 | Federally-Regulated Consumer Product | 2014-01-14
Burnham Corp. | Crown Boiler Co. | 24-05 | Both Steam & Water | Natural Gas | Power | FALSE | FALSE | 1 |  |  |  | None | Non-Condensing | Single-Stage | Cast Iron |  |  |  |  | 792000 | 634000 |  |  | 82.4 | 80 | 80.1 | [6 empty] | Federally-Regulated Commercial & Industrial Equipment | 2007-12-12
Slant / Fin Corp. | Slant / Fin Corp. | CHS-175 | Water | Natural Gas | Power | FALSE | FALSE | 1 |  | TRUE |  | None | Condensing | Step Modulating | Other |  |  |  |  | 175000 | 163000 | [9 empty] | 95 | 80 | Federally-Regulated Consumer Product | 2014-01-14
Ajax Boiler, Inc. | Ajax | WNG4750W | Water | Natural Gas | No Match | FALSE | TRUE | 3 |  |  | No Match | No Match | No Match | No Match | Other | No Match |  | No Match |  | 4750000 |  | 2375000 |  | 80 | 80 |  |  |  |  | 80 |  |  | Federally-Regulated Commercial & Industrial Equipment | 1997-01-07
Thermo-Dynamics Boiler Co. | Thermo-Dynamics Boiler Co. | LMGD-120 | Water | Natural Gas | No Match | FALSE | FALSE | 1 |  |  | No Match | No Match | No Match | No Match | Other | No Match |  | No Match |  | 120000 | [10 empty] | 83 | 80 | Federally-Regulated Consumer Product | 1999-10-22
Water Pik, Inc. | Laars | PH0775MP20***** | Water | LPG | Power | FALSE | FALSE | 3 |  |  | No Match | No Match | No Match | No Match | Copper | No Match |  | No Match |  | 775000 |  | 775000 |  | 85 | 80 |  |  | 5 |  | 83 |  |  | Federally-Regulated Commercial & Industrial Equipment | 2001-11-21
English Boiler & Tube, Inc. | Bent Tube Balanced Flow | BTBF-80-160 | Water | Natural Gas | Power | FALSE | FALSE | 3 |  |  | No Match | No Match | No Match | No Match | Other | No Match |  | No Match |  | 3360000 |  | 840000 |  | 80 | 80 |  |  | 3 |  | 80 |  |  | Federally-Regulated Commercial & Industrial Equipment | 1998-09-10
PB Heat, LLC | Peerless | PSC-04-SV | Water | LPG | Injection Type | FALSE | FALSE | 1 | TRUE |  |  | None | Non-Condensing | Single-Stage | Cast Iron |  |  |  |  | 105000 | 88000 | [9 empty] | 83 | 80 | Federally-Regulated Consumer Product | 2015-09-30
Allied Engineering Co. | Allied Engineering Co. | MG-125-N-E | Water | Natural Gas | Injection Type | FALSE | FALSE | 1 |  | TRUE |  | Stack Damper | Non-Condensing | Single-Stage | Other |  |  |  |  | 125000 | 107000 | [9 empty] | 85 | 80 | Federally-Regulated Consumer Product | 2014-08-08
Laars Heating Systems Co. | Laars Heating Systems Co. | DMAX 140 | Water | Oil | Power | FALSE | FALSE | 1 |  |  | None | None | Non-Condensing | Single-Stage | Other |  |  |  |  | 199000 | 172000 | [9 empty] | 86.4 | 80 | Federally-Regulated Consumer Product | 2007-11-14
Laars Heating Systems Company | BRUTE | BNTH080 | Water | Natural Gas | Induced Draft | FALSE | FALSE | 1 | TRUE |  |  | None | Condensing | Step Modulating | Other |  |  |  |  | 80000 | 74000 | [9 empty] | 95 | 80 | Federally-Regulated Consumer Product | 2015-09-30
Raypak | Raypak | (H,W)7-0400 * | Water | LPG | Induced Draft | FALSE | FALSE | 1 |  |  |  | None | Condensing | Step Modulating | Other |  |  |  |  | 399000 | 375000 |  |  |  |  | 94 | [6 empty] | Federally-Regulated Commercial & Industrial Equipment | 2015-04-16
Water Pik, Inc. | Laars | PW0850IP09CBA | Both Steam & Water | LPG | No Match | FALSE | FALSE | 3 |  |  | No Match | No Match | No Match | No Match | Copper | No Match |  | No Match |  | 850000 |  | 850000 |  | 82 | 80 |  |  | 5 |  | 82 |  |  | Federally-Regulated Commercial & Industrial Equipment | 2001-11-21
U.S. Boiler Co. | PUREPRO ADVANTAGE | AO-4-125D | Water | Oil | Power | FALSE | FALSE | 1 | TRUE |  |  | None | Non-Condensing | Single-Stage | Cast Iron | Single-Speed |  |  |  | 175000 | 152000 | [9 empty] | 87.1 | 84 | Federally-Regulated Consumer Product | 2015-09-30
Smith Cast Iron Boilers | Peerless | TCII-12-W-G | Water | LPG | Power | FALSE | FALSE | 1 |  |  |  | None | Non-Condensing | Single-Stage | Cast Iron |  |  |  |  | 3663000 | 3040000 |  |  | 83.5 | 82 | [7 empty] | Federally-Regulated Commercial & Industrial Equipment | 2015-09-30
Water Pik, Inc. | Laars | PW0600IP09*1A | Both Steam & Water | LPG | No Match | FALSE | FALSE | 3 |  |  | No Match | No Match | No Match | No Match | Copper | No Match |  | No Match |  | 600000 |  | 150000 |  | 81 | 80 |  |  | 5 |  | 81 |  |  | Federally-Regulated Commercial & Industrial Equipment | 2001-11-21
Water Pik, Inc. | Laars | HH1670IN04*BA | Water | Natural Gas | No Match | FALSE | FALSE | 3 |  |  | No Match | No Match | No Match | No Match | Copper | No Match |  | No Match |  | 1670000 |  | 417500 |  | 82 | 80 |  |  | 5 |  | 82 |  |  | Federally-Regulated Commercial & Industrial Equipment | 2001-05-30
Camus Hydronics | Camus Hydronics | DMNW-0102 | Water | Natural Gas | Power | FALSE | FALSE | 1 | TRUE |  |  | None | Condensing | Step Modulating | Other |  |  |  |  | 100000 | 90000 | [9 empty] | 90 | 80 | Federally-Regulated Consumer Product | 2015-09-30
Laars Heating Systems Co. | Laars | RHHH1200N******* | Water | Natural Gas | Power | FALSE | TRUE | 1 |  |  |  | None | Condensing | Step Modulating | Copper | Single-Speed |  | Standard |  | 1200000 | 1080000 | 300000 |  | 90 | 80 | 89.5 | [6 empty] | Federally-Regulated Commercial & Industrial Equipment | 2007-11-20
Water Pik, Inc. | Laars | HH1825IN21*N* | Water | Natural Gas | No Match | FALSE | FALSE | 3 |  |  | No Match | No Match | No Match | No Match | Copper | No Match |  | No Match |  | 1825000 |  | 456250 |  | 82 | 80 |  |  | 5 |  | 82 |  |  | Federally-Regulated Commercial & Industrial Equipment | 2001-11-21
U.S. Boiler Co. | BURNHAM HYDRONICS | RV7 | Water | Natural Gas | Induced Draft | FALSE | FALSE | 1 | TRUE |  |  | None | Non-Condensing | Single-Stage | Cast Iron |  |  |  |  | 190000 | 166000 | [9 empty] | 87 | 80 | Federally-Regulated Consumer Product | 2015-09-30
New York Thermal, Inc. | New York Thermal, Inc. | TX151C | Water | LPG | Power | FALSE | FALSE | 1 |  | TRUE |  | None | Condensing | Step Modulating | Other | Multiple-Speed |  |  |  | 151000 | 139000 | [9 empty] | 94 | 80 | Federally-Regulated Consumer Product | 2014-10-23
Laars Heating Systems Co. | Laars Heating Systems Co. | PNCH1250 | Water | Natural Gas | Power | FALSE | FALSE | 1 |  |  |  | None | Non-Condensing | Step Modulating | Copper |  |  |  |  | 1250000 | 1064000 |  |  |  |  | 85.2 | [6 empty] | Federally-Regulated Commercial & Industrial Equipment | 2015-04-20
Water Pik, Inc. | Laars | PH1430IN09CBA | Water | Natural Gas | No Match | FALSE | FALSE | 3 |  |  | No Match | No Match | No Match | No Match | Copper | No Match |  | No Match |  | 1430000 |  | 1430000 |  | 82 | 80 |  |  | 5 |  | 82 |  |  | Federally-Regulated Commercial & Industrial Equipment | 2001-05-16
Smith Cast Iron Boilers | Smith Cast Iron Boilers | 6500A-*-19 | Both Steam & Water | Natural Gas | Power | FALSE | FALSE | 1 |  |  |  | None | Non-Condensing | Single-Stage | Cast Iron |  |  |  |  | 12412000 | 9906000 |  |  | 81.3 | 80 | 79.8 | [6 empty] | Federally-Regulated Commercial & Industrial Equipment | 2007-12-12
U.S. Boiler Co. | New Yorker Boiler Co. | PVCG40BN | Water | Natural Gas | Induced Draft | FALSE | FALSE | 1 |  |  |  | None | Non-Condensing | Single-Stage | Cast Iron | Single-Speed |  |  |  | 105000 | 90000 | [9 empty] | 85.4 | 80 | Federally-Regulated Consumer Product | 2014-01-14
Ajax Boiler, Inc. | Ajax | OWG850 | Steam | Natural Gas | No Match | FALSE | TRUE | 3 |  |  | No Match | No Match | No Match | No Match | Other | No Match |  | No Match |  | 850000 |  | 850000 |  | 80 | 80 |  |  |  |  | 80 |  |  | Federally-Regulated Commercial & Industrial Equipment | 1996-02-29
PB Heat, LLC | PB Heat, LLC | WBV-04-125-W | Water | Oil | Power | FALSE | FALSE | 1 |  | TRUE | Barometric Regulator | None | Non-Condensing | Single-Stage | Cast Iron | Single-Speed |  | Standard |  | 175000 | 151000 | [9 empty] | 85.4 | 80 | Federally-Regulated Consumer Product | 2013-04-19
Ajax Boiler, Inc. | Ajax | OSGX525 | Steam | Natural Gas | No Match | FALSE | TRUE | 3 |  |  | No Match | No Match | No Match | No Match | Other | No Match |  | No Match |  | 525000 |  | 525000 |  | 80 | 80 |  |  |  |  | 80 |  |  | Federally-Regulated Commercial & Industrial Equipment | 1996-02-29
Ajax Boiler, Inc. | Ajax | OSGX1050 | Steam | Natural Gas | No Match | FALSE | TRUE | 3 |  |  | No Match | No Match | No Match | No Match | Other | No Match |  | No Match |  | 1050000 |  | 1050000 |  | 80 | 80 |  |  |  |  | 80 |  |  | Federally-Regulated Commercial & Industrial Equipment | 1996-02-29
New Yorker Boiler Co. | New Yorker | CG40AHNI- | Water | Natural Gas | No Match | FALSE | FALSE | 1 |  |  | No Match | No Match | No Match | No Match | Cast Iron | No Match |  | No Match |  | 96000 | [10 empty] | 83 | 80 | Federally-Regulated Consumer Product | 2001-03-01
Ajax Boiler, Inc. | Ajax | WRPG1050 | Water | Natural Gas | Power | FALSE | TRUE | 1 |  |  | Draft Hood | Stack Damper | Non-Condensing | Two-Stage Modulating | Other | None |  | No Match |  | 1050000 | 861000 | 861000 | 706020 | 82 | 80 | 81.2 | [6 empty] | Federally-Regulated Commercial & Industrial Equipment | 2007-08-15
Ajax Boiler, Inc. | Ajax | WG-WGB-400-D | Steam | Natural Gas | No Match | FALSE | FALSE | 3 |  |  | No Match | No Match | No Match | No Match | Other | No Match |  | No Match |  | 400000 |  | 400000 |  | 80 | 80 |  |  |  |  | 80 |  |  | Federally-Regulated Commercial & Industrial Equipment | 1996-02-29
Parker Boiler Co. | Parker Boiler | T3600R | Water | Natural Gas | No Match | FALSE | FALSE | 3 |  |  | No Match | No Match | No Match | No Match | Other | No Match |  | No Match |  | 3600000 |  | 1800000 |  | 83 | 80 |  |  | 4 |  | 82 |  |  | Federally-Regulated Commercial & Industrial Equipment | 1996-03-13
PB Heat, LLC | Peerless | PF-80 | Water | LPG | Power | FALSE | FALSE | 1 | TRUE |  |  | None | Condensing | Step Modulating | Other |  |  |  |  | 80000 | 75000 | [9 empty] | 95 | 80 | Federally-Regulated Consumer Product | 2015-09-30
Ajax Boiler, Inc. | Ajax | OWG350 | Steam | Natural Gas | No Match | FALSE | TRUE | 3 |  |  | No Match | No Match | No Match | No Match | Other | No Match |  | No Match |  | 350000 |  | 350000 |  | 80 | 80 |  |  |  |  | 80 |  |  | Federally-Regulated Commercial & Industrial Equipment | 1996-02-29
HTP, Inc. | HTP | EFT-55 | Water | LPG | Power | FALSE | FALSE | 1 | TRUE |  |  | None | Condensing | Step Modulating | Other |  |  |  |  | 55000 | 51000 | [9 empty] | 96.3 | 80 | Federally-Regulated Consumer Product | 2015-09-30
Ajax Boiler, Inc. | Ajax | SRF70 | Steam | Natural Gas | Power | FALSE | TRUE | 1 |  |  | Draft Hood | Stack Damper | Non-Condensing | Two-Stage Modulating | Other | None |  | No Match |  | 3000000 | 2400000 | 2400000 | 1920000 | 80 | 80 | 79.2 | [6 empty] | Federally-Regulated Commercial & Industrial Equipment | 2007-08-15
Burnham Corp. | Burnham Corp. | 204H*I | Water | Natural Gas | Induced Draft | FALSE | FALSE | 1 |  |  |  | Stack Damper | Non-Condensing | Single-Stage | Cast Iron | Single-Speed | 0.04 | Standard |  | 96000 | 80000 | [9 empty] | 84 | 80 | Federally-Regulated Consumer Product | 2007-11-14
Raypak | Raypak | H3-HD201*R | Water | Natural Gas | Induced Draft | FALSE | FALSE | 1 | TRUE |  |  | None | Non-Condensing | Two-Stage Modulating | Copper |  |  |  |  | 199000 | 170000 | [9 empty] | 85 | 82 | Federally-Regulated Consumer Product | 2015-06-01
Thermo-Dynamics Boiler Co. | Columbia Boiler / Pottstown | LVGD-120 | Water | Combo (Natural Gas & Oil) | No Match | FALSE | FALSE | 1 |  |  | No Match | No Match | No Match | No Match | Other | No Match |  | No Match |  | 120000 | [10 empty] | 83 | 80 | Federally-Regulated Consumer Product | 2001-11-01
Water Pik, Inc. | Laars | JVS075ND(I/L) | Water | Natural Gas | No Match | FALSE | FALSE | 1 |  |  | No Match | No Match | No Match | No Match | Copper | No Match |  | No Match |  | 75000 | [10 empty] | 84 | 80 | Federally-Regulated Consumer Product | 2001-11-21
Camus Hydronics | Camus Hydronics | DFNH-0502-MS | Water | Natural Gas | Power | FALSE | FALSE | 1 |  |  |  | None | Condensing | Step Modulating | Other |  |  |  |  | 500000 | 472000 |  |  | 94.4 |  | 94.4 | [6 empty] | Federally-Regulated Commercial & Industrial Equipment | 2014-08-11
Laars Heating Systems Co. | Bradford-White Corp. | BNTH500 | Water | Natural Gas | Power | FALSE | FALSE | 1 |  | FALSE |  | None | Condensing | Step Modulating | Other |  |  |  |  | 500000 | 475000 |  |  | 95 |  | 95 | [6 empty] | Federally-Regulated Commercial & Industrial Equipment | 2014-08-11
Smith Cast Iron Boilers | Peerless | CC-03-S-G | Steam | Natural Gas | Power | FALSE | FALSE | 1 |  | FALSE |  | None | Non-Condensing | Single-Stage | Cast Iron |  |  |  |  | 375000 | 308000 |  |  |  |  | 82.1 | 79 | [5 empty] | Federally-Regulated Commercial & Industrial Equipment | 2015-09-30
Slant / Fin Corp. | Slant / Fin Corp. | LX-120CB | Water | Natural Gas | Power | FALSE | FALSE | 1 |  | TRUE |  | None | Condensing | Step Modulating | Other | Single-Speed |  |  |  | 120000 | 106000 | [9 empty] | 92.5 | 80 | Federally-Regulated Consumer Product | 2013-07-10
Ajax Boiler, Inc. | Ajax | DRF35 | Water | Natural Gas | Power | FALSE | TRUE | 1 |  |  | Draft Hood | Stack Damper | Non-Condensing | Two-Stage Modulating | Other | None |  | No Match |  | 1500000 | 1200000 | 1200000 | 960000 | 80 | 80 | 79.2 | [6 empty] | Federally-Regulated Commercial & Industrial Equipment | 2007-08-15
English Boiler & Tube, Inc. | Bent Tube Balanced Flow | BTBF-200-150 | Steam | Natural Gas | Power | FALSE | FALSE | 3 |  |  | No Match | No Match | No Match | No Match | Other | No Match |  | No Match |  | 8400000 |  | 2110000 |  | 80 | 80 |  |  | 3 |  | 80 |  |  | Federally-Regulated Commercial & Industrial Equipment | 1998-09-10
Utica Boilers | Utica Boilers | MGB125ID | Water | Combo (Natural Gas & Oil) | No Match | FALSE | FALSE | 1 |  |  | No Match | No Match | No Match | No Match | Cast Iron | No Match |  | No Match |  | 125000 | [10 empty] | 82 | 80 | Federally-Regulated Consumer Product | 2001-11-01
HTP, Inc. | HTP | EL-80 | Water | Natural Gas | Power | FALSE | FALSE | 1 | TRUE |  |  | None | Condensing | Step Modulating | Other |  |  |  |  | 80000 | 74000 | [9 empty] | 95.9 | 80 | Federally-Regulated Consumer Product | 2015-09-30
Slant / Fin Corp. | Slant / Fin Corp. | GG-175HEDS | Water | Natural Gas | Injection Type | FALSE | FALSE | 1 |  |  |  | Stack Damper | Non-Condensing | Single-Stage | Cast Iron |  |  |  |  | 175000 | 145000 | [9 empty] | 82.4 | 80 | Federally-Regulated Consumer Product | 2007-11-14
Ajax Boiler, Inc. | Ajax | WG-WGB-300-D | Steam | Natural Gas | No Match | FALSE | FALSE | 3 |  |  | No Match | No Match | No Match | No Match | Other | No Match |  | No Match |  | 300000 |  | 300000 |  | 80 | 80 |  |  |  |  | 80 |  |  | Federally-Regulated Commercial & Industrial Equipment | 1996-02-29
Water Pik, Inc. | Laars | PH1430IP09CBA | Water | LPG | No Match | FALSE | FALSE | 3 |  |  | No Match | No Match | No Match | No Match | Copper | No Match |  | No Match |  | 1430000 |  | 1430000 |  | 82 | 80 |  |  | 5 |  | 82 |  |  | Federally-Regulated Commercial & Industrial Equipment | 2001-05-30
Lochinvar, LLC. | Lochinvar Corp. | EBN250 | Water | LPG | Power | FALSE | FALSE | 1 |  |  |  | None | Non-Condensing | Single-Stage | Copper |  |  |  |  | 250000 | 218000 | [9 empty] | 83.2 | 80 | Federally-Regulated Consumer Product | 2007-11-14
Water Pik, Inc. | Laars | PW0325CP30*B | Both Steam & Water | LPG | No Match | FALSE | TRUE | 3 |  |  | No Match | No Match | No Match | No Match | Copper | No Match |  | No Match |  | 325000 |  | 81250 |  | 83 | 80 |  |  | 5 |  | 83 |  |  | Federally-Regulated Commercial & Industrial Equipment | 2001-11-21
Burnham Corp. | Burnham Corp. | K5006 | Both Steam & Water | Natural Gas | Induced Draft | TRUE | FALSE | 1 |  |  |  | None | Non-Condensing | Single-Stage | Cast Iron |  |  |  |  | 401000 | 321000 |  |  | 80 | 80 | 77 | [6 empty] | Federally-Regulated Commercial & Industrial Equipment | 2010-03-16
Smith Cast Iron Boilers | PB Heat, LLC | PC-160C | Water | LPG | Power | FALSE | FALSE | 1 |  | TRUE |  | None | Condensing | Step Modulating | Other | Multiple-Speed |  |  |  | 160000 | 142000 | [9 empty] | 91.1 | 80 | Federally-Regulated Consumer Product | 2013-11-14
Slant / Fin Corp. | Slant / Fin Corp. | LD30PZ | Steam | Oil | Power | FALSE | FALSE | 1 |  |  |  | None | Non-Condensing | Single-Stage | Cast Iron |  |  |  |  | 154000 | 134000 | [9 empty] | 84.1 | 80 | Federally-Regulated Consumer Product | 2007-11-14
Aerco International | Aerco International | MLX EXT 962 | Water | Natural Gas | Luminous | FALSE | TRUE | 1 |  |  |  | None | Condensing | Step Modulating | Other |  |  |  |  | 962000 | 866000 |  |  |  |  | 90 | [6 empty] | Federally-Regulated Commercial & Industrial Equipment | 2015-04-16
A O Smith Water Products | A O Smith Water Products | HW-670 | Water | Natural Gas | Injection Type | FALSE | FALSE | 1 |  |  |  | None | Non-Condensing | Single-Stage | Copper |  |  |  |  | 660000 | 528000 |  |  | 80 |  | 80 | [6 empty] | Federally-Regulated Commercial & Industrial Equipment | 2014-09-05
Ajax Boiler, Inc. | Ajax | SGX-SGXB-1375-D | Steam | Natural Gas | No Match | FALSE | FALSE | 3 |  |  | No Match | No Match | No Match | No Match | Other | No Match |  | No Match |  | 1375000 |  | 1375000 |  | 80 | 80 |  |  |  |  | 80 |  |  | Federally-Regulated Commercial & Industrial Equipment | 1996-02-29
Raypak | Raypak | H(3,4)-1826 * | Water | LPG | Injection Type | FALSE | FALSE | 1 |  |  |  | None | Non-Condensing | Single-Stage | Copper |  |  |  |  | 1680000 | 1378000 |  |  |  |  | 82 | [6 empty] | Federally-Regulated Commercial & Industrial Equipment | 2015-04-16
Burnham Corp. | Crown Boiler Co. | BWF195 | Water | LPG | Induced Draft | FALSE | FALSE | 1 |  |  |  | None | Non-Condensing | Single-Stage | Cast Iron | Single-Speed | 0.04 | Standard |  | 195000 | 161000 | [9 empty] | 82.3 | 80 | Federally-Regulated Consumer Product | 2007-11-14
Water Pik, Inc. | Laars | JVP225ND(I/L) | Water | Natural Gas | No Match | FALSE | FALSE | 1 |  |  | No Match | No Match | No Match | No Match | Copper | No Match |  | No Match |  | 225000 | [10 empty] | 81.5 | 80 | Federally-Regulated Consumer Product | 2001-11-21
Water Pik, Inc. | Laars | HH0250CN12KB | Water | Natural Gas | No Match | FALSE | TRUE | 1 |  |  | No Match | No Match | No Match | No Match | Copper | No Match |  | No Match |  | 250000 | [10 empty] | 82 | 80 | Federally-Regulated Consumer Product | 2001-11-21
HTP, Inc. | HTP, Inc. | EFT-199 | Water | LPG | Power | FALSE | FALSE | 1 |  | TRUE |  | None | Condensing | Step Modulating | Other |  |  |  |  | 199000 | 184000 | [9 empty] | 95.3 | 80 | Federally-Regulated Consumer Product | 2015-03-30
Burnham Corp. | New Yorker Boiler Co. | PVCG60*I- | Water | Natural Gas | Induced Draft | FALSE | FALSE | 1 |  |  |  | None | Non-Condensing | Single-Stage | Cast Iron | Single-Speed | 0.04 | Standard |  | 164000 | 135000 | [9 empty] | 82 | 80 | Federally-Regulated Consumer Product | 2007-11-14
PVI Industries | PVI | 162 EWB 125A-E | Water | Electricity | No Match | TRUE | FALSE | 3 |  |  | No Match | No Match | No Match | No Match | Other | No Match |  | No Match |  | 553000 |  | 553000 |  | 99.9 | [5 empty] | 99.9 |  |  | Non Federally-Regulated | 1992-09-28
Ajax Boiler, Inc. | Ajax | SGXFD-3250 | Steam | Natural Gas | Power | FALSE | FALSE | 3 |  |  | No Match | No Match | No Match | No Match | Other | No Match |  | No Match |  | 3250000 |  | 1625000 |  | 81 | 80 |  |  |  |  | 80 |  |  | Non Federally-Regulated | 1992-10-27
Burnham Corp. | Burnham Corp. | IN6L*I | Water | LPG | Induced Draft | FALSE | FALSE | 1 |  |  |  | Stack Damper | Non-Condensing | Single-Stage | Cast Iron |  |  |  |  | 175000 | 144000 | [9 empty] | 83.2 | 80 | Federally-Regulated Consumer Product | 2007-11-14
Parker Boiler Co. | Parker Boiler | T6800L | Water | Natural Gas | Power | FALSE | FALSE | 3 |  |  | No Match | No Match | No Match | No Match | Other | No Match |  | No Match |  | 6800000 |  | 3400000 |  | 80 | 80 |  |  | 4 |  | 80 |  |  | Federally-Regulated Commercial & Industrial Equipment | 1996-03-13
Smith Cast Iron Boilers | Peerless | CC-05-S-O | Steam | Oil | Power | FALSE | FALSE | 1 |  | FALSE |  | None | Non-Condensing | Single-Stage | Cast Iron |  |  |  |  | 700000 | 587000 |  |  |  |  | 83.9 | 81 | [5 empty] | Federally-Regulated Commercial & Industrial Equipment | 2015-09-30
Raypak | Raypak | H3-0752* | Water | Natural Gas | Induced Draft | FALSE | FALSE | 1 |  |  |  | None | Non-Condensing | Single-Stage | Copper |  |  |  |  | 750000 | 630000 |  |  |  |  | 84 | [6 empty] | Federally-Regulated Commercial & Industrial Equipment | 2015-04-16
Dunkirk | Pennco, Inc. | 1809HWID | Water | Natural Gas | No Match | FALSE | FALSE | 1 |  |  | No Match | No Match | No Match | No Match | Cast Iron | No Match |  | No Match |  | 299000 | [10 empty] | 83.7 | 80 | Federally-Regulated Consumer Product | 1998-12-21
Crown Boiler Co. | Burnham Corp. | FCM120 | Water | Natural Gas | Induced Draft | FALSE | FALSE | 1 |  |  | None | None | Condensing | Step Modulating | Other | Single-Speed | 0.13 | Standard |  | 120000 | 107000 | 40000 | 37000 | [7 empty] | 95.2 | 80 | Federally-Regulated Consumer Product | 2007-11-14
Thermal Solutions | Thermal Solutions | EV(A,S)3000B**-*F* | Water | Natural Gas | Power | FALSE | FALSE | 1 |  |  |  | None | Non-Condensing | Step Modulating | Copper |  |  |  |  | 3000000 | 2610000 |  |  | 87 |  | 87 | [6 empty] | Federally-Regulated Commercial & Industrial Equipment | 2014-08-11
Cleaver-Brooks | Cleaver-Brooks | CBW-700-250-***** | Steam | Natural Gas | Power | FALSE | FALSE | 3 |  |  | No Match | No Match | No Match | No Match | Other | No Match |  | No Match |  | 10470000 |  | 10470000 |  | 80 | 80 |  |  | 25 |  | 80 |  |  | Federally-Regulated Commercial & Industrial Equipment | 1999-03-02
Utica Boilers | Pennco, Inc. | 41J-1500 | Both Steam & Water | Natural Gas | Injection Type | FALSE | FALSE | 1 |  |  |  | None | Non-Condensing | Single-Stage | Cast Iron |  |  |  |  | 1500000 | 1208000 |  |  | 80.5 | 80 | 77.5 | [6 empty] | Federally-Regulated Commercial & Industrial Equipment | 2011-05-02
Fonderie Sime, S.p.A. | SIME | Planet Dewy 30 BFT | Water | Combo (Natural Gas & Oil) | Power | FALSE | FALSE | 1 |  |  |  | None | Condensing | Step Modulating | Other | Multiple-Speed | 0.12 | Standard |  | 110000 | 100800 | 30000 | 27300 | [7 empty] | 92.9 | 80 | Federally-Regulated Consumer Product | 2011-10-28
Water Pik, Inc. | Laars | PH0175CN12CB | Water | Natural Gas | No Match | FALSE | TRUE | 1 |  |  | No Match | No Match | No Match | No Match | Copper | No Match |  | No Match |  | 175000 | [10 empty] | 82 | 80 | Federally-Regulated Consumer Product | 2001-11-21
Water Pik, Inc. | Laars | PW0250CN12*B | Both Steam & Water | Natural Gas | No Match | FALSE | TRUE | 1 |  |  | No Match | No Match | No Match | No Match | Copper | No Match |  | No Match |  | 250000 | [10 empty] | 82 | 80 | Federally-Regulated Consumer Product | 2001-11-21
Raypak | Raypak | H-1571A | Water | Natural Gas | Injection Type | FALSE | FALSE | 1 |  |  | None | None | Non-Condensing | Single-Stage | Copper |  |  |  |  | 1570000 | 1288000 |  |  | 82 | 80 | 82 | [6 empty] | Federally-Regulated Commercial & Industrial Equipment | 2007-12-12
Raypak | Raypak | H3-HD401* | Water | LPG | Induced Draft | FALSE | TRUE | 1 |  |  | None | None | Non-Condensing | Two-Stage Modulating | Copper | Single-Speed |  | Standard |  | 399000 | 335160 | 239400 |  | 84.5 | 80 | 84 |  | 12 |  |  |  |  | Federally-Regulated Commercial & Industrial Equipment | 2010-01-11
Ajax Boiler, Inc. | Ajax | WG-WGB-1125-D | Steam | Natural Gas | No Match | FALSE | FALSE | 3 |  |  | No Match | No Match | No Match | No Match | Other | No Match |  | No Match |  | 1125000 |  | 1125000 |  | 80 | 80 |  |  |  |  | 80 |  |  | Federally-Regulated Commercial & Industrial Equipment | 1996-02-29
Ajax Boiler, Inc. | Ajax | HNG4250W | Steam | Natural Gas | No Match | FALSE | TRUE | 3 |  |  | No Match | No Match | No Match | No Match | Other | No Match |  | No Match |  | 4250000 |  | 2125000 |  | 80 | 80 |  |  |  |  | 80 |  |  | Federally-Regulated Commercial & Industrial Equipment | 1997-01-07
Slant / Fin Corp. | Slant / Fin Corp. | TRDV-30-1.00P | Water | Oil | Power | FALSE | FALSE | 1 |  | TRUE |  | None | Non-Condensing | Single-Stage | Cast Iron | Single-Speed |  |  |  | 140000 | 121000 | [9 empty] | 86.5 | 80 | Federally-Regulated Consumer Product | 2013-04-19
Burnham Corp. | Burnham Corp. | V1105H-WN | Water | Natural Gas | Power | FALSE | FALSE | 1 |  |  |  | None | Non-Condensing | Two-Stage Modulating | Cast Iron |  |  |  |  | 1068000 | 871000 |  |  | 82.7 |  | 81.6 | [6 empty] | Federally-Regulated Commercial & Industrial Equipment | 2014-08-11
Water Pik, Inc. | Laars | PH1825IN04*BA | Water | Natural Gas | No Match | FALSE | FALSE | 3 |  |  | No Match | No Match | No Match | No Match | Copper | No Match |  | No Match |  | 1825000 |  | 456250 |  | 82 | 80 |  |  | 5 |  | 82 |  |  | Federally-Regulated Commercial & Industrial Equipment | 2001-05-30
Laars Heating Systems Co. | Laars Heating Systems Co. | EBP0110 | Water | LPG | Power | FALSE | FALSE | 1 |  |  |  | None | Non-Condensing | Step Modulating | Copper |  |  |  |  | 107000 | 92000 | [9 empty] | 85.5 | 80 | Federally-Regulated Consumer Product | 2014-08-08
Thermal Solutions | Thermal Solutions | EVO0500B**-*C* | Water | Natural Gas | Power | FALSE | TRUE | 3 |  |  |  | None | Non-Condensing | Step Modulating | Copper |  |  |  |  | 500000 | 431000 |  |  | 85.6 |  | 85.6 | [6 empty] | Federally-Regulated Commercial & Industrial Equipment | 2014-10-21
Weil-McLain | Weil-McLain | 988 | Steam | Natural Gas | Power | FALSE | FALSE | 3 |  |  | No Match | No Match | No Match | No Match | Cast Iron | No Match |  | No Match |  | 2713000 |  | 2713000 |  | 81.2 | 80 |  |  | 147 |  | 81.2 |  |  | Federally-Regulated Commercial & Industrial Equipment | 1996-02-29
Dunkirk | Dunkirk | DPFG-4-84 | Water | Combo (Natural Gas & Oil) | Power | FALSE | FALSE | 1 |  |  | No Match | No Match | No Match | No Match | Cast Iron | No Match |  | No Match |  | 84000 | [10 empty] | 84.8 | 80 | Federally-Regulated Consumer Product | 2001-11-01
Lochinvar, LLC. | Lochinvar Corp. | CBN2067 | Water | Natural Gas | Power | FALSE | TRUE | 1 |  |  |  | None | Non-Condensing | Two-Stage Modulating | Copper |  |  |  |  | 2065000 | 1673000 |  |  |  |  | 81 | [6 empty] | Federally-Regulated Commercial & Industrial Equipment | 2015-04-20
Smith Cast Iron Boilers | Smith Cast Iron Boilers | GBX-140-INT | Water | LPG | Injection Type | FALSE | FALSE | 1 | TRUE |  |  | Stack Damper | Non-Condensing | Single-Stage | Cast Iron |  |  |  |  | 140000 | 115000 | [9 empty] | 93.3 | 80 | Federally-Regulated Consumer Product | 2015-09-30
Laars Heating Systems Co. | Bradford-White Corp. | BWCH1250 | Water | Natural Gas | Power | FALSE | FALSE | 1 |  |  |  | None | Non-Condensing | Step Modulating | Copper |  |  |  |  | 1250000 | 1064000 |  |  |  |  | 85.2 | [6 empty] | Federally-Regulated Commercial & Industrial Equipment | 2015-06-01
Ajax Boiler, Inc. | Ajax | SGXFD-600 | Steam | Natural Gas | Power | FALSE | FALSE | 3 |  |  | No Match | No Match | No Match | No Match | Other | No Match |  | No Match |  | 600000 |  | 300000 |  | 81 | 80 |  |  |  |  | 80 |  |  | Non Federally-Regulated | 1992-10-27
Smith Cast Iron Boilers | Smith Cast Iron Boilers | 3500A-*-12 | Both Steam & Water | Natural Gas | Power | FALSE | FALSE | 1 |  |  |  | None | Non-Condensing | Single-Stage | Cast Iron |  |  |  |  | 3836000 | 3040000 |  |  | 80.8 | 80 | 79.2 | [6 empty] | Federally-Regulated Commercial & Industrial Equipment | 2007-12-12
U.S. Boiler Co. | F.W. Webb | AG6 | Water | LPG | Injection Type | FALSE | FALSE | 1 |  | TRUE |  | Stack Damper | Non-Condensing | Single-Stage | Cast Iron | Single-Speed |  |  |  | 175000 | 146000 | [9 empty] | 84 | 80 | Federally-Regulated Consumer Product | 2013-04-19
Aerco International | AERCO | MLX EXT 1530 | Water | LPG | Luminous | FALSE | TRUE | 1 |  | FALSE | None | None | Condensing | Step Modulating | Other |  |  |  |  | 1530000 | 1377000 | 83000 |  | 90 |  | 90 | [6 empty] | Federally-Regulated Commercial & Industrial Equipment | 2014-12-11
Burnham Corp. | Burnham Corp. | K5019 | Both Steam & Water | LPG | Induced Draft | FALSE | FALSE | 1 |  |  |  | None | Non-Condensing | Single-Stage | Cast Iron |  |  |  |  | 1316300 | 1053000 |  |  | 80 | 80 | 77 | [6 empty] | Federally-Regulated Commercial & Industrial Equipment | 2010-03-16
Burnham Corp. | Crown Boiler Co. | 32-760*N | Both Steam & Water | Natural Gas | Induced Draft | FALSE | FALSE | 1 |  |  |  | None | Non-Condensing | Single-Stage | Cast Iron |  |  |  |  | 760000 | 608000 |  |  | 80.5 | 80 | 75.4 | [6 empty] | Federally-Regulated Commercial & Industrial Equipment | 2007-12-12
Weil-McLain | Weil-McLain | 1488 | Steam | Natural Gas | Power | FALSE | FALSE | 3 |  |  | No Match | No Match | No Match | No Match | Cast Iron | No Match |  | No Match |  | 4474000 |  | 4474000 |  | 81 | 80 |  |  | 147 |  | 81 |  |  | Federally-Regulated Commercial & Industrial Equipment | 1996-02-29
Ajax Boiler, Inc. | Ajax | XFG1050W | Water | Natural Gas | Power | FALSE | TRUE | 3 |  |  | No Match | No Match | No Match | No Match | Other | No Match |  | No Match |  | 1050000 |  | 700000 |  | 80 | 80 |  |  |  |  | 80 |  |  | Federally-Regulated Commercial & Industrial Equipment | 1997-01-07
Weil-McLain | Weil-McLain | 988 | Both Steam & Water | Natural Gas | Power | FALSE | FALSE | 1 |  |  |  | None | Non-Condensing | Single-Stage | Cast Iron |  |  |  |  | 2737000 | 2274000 |  |  | 83.7 | 80 | 83.1 | [6 empty] | Federally-Regulated Commercial & Industrial Equipment | 2008-04-14
Burnham Corp. | Burnham Corp. | 805H | Water | Natural Gas | Induced Draft | FALSE | FALSE | 1 |  | TRUE |  | None | Non-Condensing | Single-Stage | Cast Iron | Single-Speed |  |  |  | 252000 | 209000 | [9 empty] | 82.7 | 80 | Federally-Regulated Consumer Product | 2014-08-08
Lochinvar, LLC. | Lochinvar Corp. | PBN0501 | Water | LPG | Power | FALSE | FALSE | 1 |  |  | None | None | Non-Condensing | Step Modulating | Copper |  |  |  |  | 500000 | 425000 | 125000 | 109000 | 85 | 80 | 85 | [6 empty] | Federally-Regulated Commercial & Industrial Equipment | 2007-12-12
U.S. Boiler Co. | U.S. Boiler Co. | FORCE09 | Water | Natural Gas | Injection Type | FALSE | FALSE | 1 |  |  |  | Stack Damper | Non-Condensing | Single-Stage | Cast Iron | Single-Speed |  |  |  | 266000 | 218000 | [9 empty] | 82 | 80 | Federally-Regulated Consumer Product | 2014-10-23
Lochinvar, LLC. | Lochinvar Corp. | CBN135M9 | Water | LPG | Injection Type | FALSE | FALSE | 1 |  |  |  | Stack Damper | Non-Condensing | Single-Stage | Copper |  |  |  |  | 135000 | 112000 | [9 empty] | 82 | 80 | Federally-Regulated Consumer Product | 2007-11-14
Burnham Corp. | Crown Boiler Co. | 16-520 | Water | LPG | Induced Draft | FALSE | FALSE | 1 |  |  |  | None | Non-Condensing | Single-Stage | Cast Iron |  |  |  |  | 520000 | 416000 |  |  | 80 | 80 | 77 | [6 empty] | Federally-Regulated Commercial & Industrial Equipment | 2007-12-12
Water Pik, Inc. | Laars | PW0600IN04*BA | Both Steam & Water | Natural Gas | No Match | FALSE | FALSE | 3 |  |  | No Match | No Match | No Match | No Match | Copper | No Match |  | No Match |  | 600000 |  | 150000 |  | 82 | 80 |  |  | 5 |  | 82 |  |  | Federally-Regulated Commercial & Industrial Equipment | 2001-11-21
DDR Americas, Inc. | De Deitrich | GT 430A-9 | Water | Natural Gas | Power | FALSE | FALSE | 1 |  | FALSE |  | Electro-Mechanical Inlet Dampe | Non-Condensing | Step Modulating | Cast Iron |  |  |  |  | 1947000 | 1655000 |  |  | 85.2 |  | 85.2 | [6 empty] | Federally-Regulated Commercial & Industrial Equipment | 2014-08-11
PB Heat, LLC | RBI Water Heaters | IEW-399 | Water | Natural Gas | Power | FALSE | FALSE | 1 |  | FALSE | None | None | Condensing | Step Modulating | Other |  |  |  |  | 399000 | 373000 | 199000 | 186000 | 95.5 |  | 93.4 | [6 empty] | Federally-Regulated Commercial & Industrial Equipment | 2014-08-11
Burnham Corp. | Crown Boiler Co. | 32-2185*N | Both Steam & Water | LPG | Induced Draft | FALSE | FALSE | 1 |  |  |  | None | Non-Condensing | Single-Stage | Cast Iron |  |  |  |  | 2185000 | 1748000 |  |  | 80.5 | 80 | 75.4 | [6 empty] | Federally-Regulated Commercial & Industrial Equipment | 2007-12-12
RBI Water Heaters | RBI Water Heaters | MB1250 | Water | Natural Gas | Power | FALSE | FALSE | 1 |  |  |  | None | Non-Condensing | Step Modulating | Copper |  |  |  |  | 1250000 | 1066000 |  |  | 85.3 | 80 | 85.3 | [6 empty] | Federally-Regulated Commercial & Industrial Equipment | 2010-07-21
Raypak | Raypak | H91262B-CHX | Water | Natural Gas | Induced Draft | FALSE | FALSE | 1 |  |  | None | None | Condensing | Single-Stage | Copper |  |  |  |  | 1260000 | 1235000 |  |  | 98 | 80 | 98 | [6 empty] | Federally-Regulated Commercial & Industrial Equipment | 2007-12-12
Water Pik, Inc. | Laars | HH1430IP09*1A | Water | LPG | No Match | FALSE | FALSE | 3 |  |  | No Match | No Match | No Match | No Match | Copper | No Match |  | No Match |  | 1430000 |  | 357500 |  | 81 | 80 |  |  | 5 |  | 81 |  |  | Federally-Regulated Commercial & Industrial Equipment | 2001-05-30
Smith Cast Iron Boilers | Smith Cast Iron Boilers | 4500A-*-21 | Both Steam & Water | Natural Gas | Power | FALSE | FALSE | 1 |  |  |  | None | Non-Condensing | Single-Stage | Cast Iron |  |  |  |  | 9246000 | 7334000 |  |  | 80.7 | 80 | 79.3 | [6 empty] | Federally-Regulated Commercial & Industrial Equipment | 2007-12-12
Dunkirk | Carrier | BW3AAN000150ABAA | Water | Natural Gas | Power | FALSE | FALSE | 1 |  |  | No Match | No Match | No Match | No Match | Cast Iron | No Match |  | No Match |  | 150000 | [10 empty] | 82.7 | 80 | Federally-Regulated Consumer Product | 2000-06-07
Ajax Boiler, Inc. | Ajax | SGOXFD-1750 | Steam | Natural Gas | Power | FALSE | FALSE | 3 |  |  | No Match | No Match | No Match | No Match | Other | No Match |  | No Match |  | 1750000 |  | 875000 |  | 81 | 80 |  |  |  |  | 80 |  |  | Non Federally-Regulated | 1992-10-27
Ajax Boiler, Inc. | Ajax | HNG6500W | Steam | Natural Gas | No Match | FALSE | TRUE | 3 |  |  | No Match | No Match | No Match | No Match | Other | No Match |  | No Match |  | 6500000 |  | 3250000 |  | 80 | 80 |  |  |  |  | 80 |  |  | Federally-Regulated Commercial & Industrial Equipment | 1997-01-07
Dunkirk | Dunkirk | XEB-7 | Water | Combo (Natural Gas & Oil) | Power | FALSE | FALSE | 1 |  |  | No Match | No Match | No Match | No Match | Cast Iron | No Match |  | No Match |  | 225000 | [10 empty] | 82 | 80 | Federally-Regulated Consumer Product | 2001-11-01
Ajax Boiler, Inc. | Ajax | OWG675 | Steam | Natural Gas | No Match | FALSE | TRUE | 3 |  |  | No Match | No Match | No Match | No Match | Other | No Match |  | No Match |  | 675000 |  | 675000 |  | 80 | 80 |  |  |  |  | 80 |  |  | Federally-Regulated Commercial & Industrial Equipment | 1996-02-29
Laars Heating Systems Co. | Laars Heating Systems Co. | PNCH0750 | Water | LPG | Power | FALSE | FALSE | 1 |  |  |  | None | Non-Condensing | Step Modulating | Copper |  |  |  |  | 750000 | 638000 |  |  |  |  | 85 | [6 empty] | Federally-Regulated Commercial & Industrial Equipment | 2015-04-20
U.S. Boiler Co. | New Yorker Boiler Co. | PVCG60BN | Water | LPG | Induced Draft | FALSE | FALSE | 1 |  |  |  | None | Non-Condensing | Single-Stage | Cast Iron | Single-Speed |  |  |  | 175000 | 150000 | [9 empty] | 85.2 | 80 | Federally-Regulated Consumer Product | 2014-01-14
Slant / Fin Corp. | Slant / Fin Corp. | EC-14A | Water | Oil | Power | FALSE | FALSE | 1 |  |  |  | None | Non-Condensing | Single-Stage | Cast Iron |  |  |  |  | 112000 | 98000 | [9 empty] | 87 | 80 | Federally-Regulated Consumer Product | 2007-11-14
Camus Hydronics | Camus Hydronics | DFNW-5000-MH | Water | Natural Gas | Pressure | FALSE | FALSE | 3 |  |  |  | None | Non-Condensing | Step Modulating | Other |  |  |  |  | 5000000 | 4250000 |  |  | 85 |  | 85 | [6 empty] | Federally-Regulated Commercial & Industrial Equipment | 2014-08-11
Burnham Corp. | Burnham Corp. | 205H*I | Water | Natural Gas | Induced Draft | FALSE | FALSE | 1 |  |  |  | Stack Damper | Non-Condensing | Single-Stage | Cast Iron | Single-Speed | 0.04 | Standard |  | 130000 | 108000 | [9 empty] | 84 | 80 | Federally-Regulated Consumer Product | 2007-11-14
Slant / Fin Corp. | Slant / Fin Corp. | GG-275HEDS | Water | LPG | Injection Type | FALSE | FALSE | 1 |  |  |  | Stack Damper | Non-Condensing | Single-Stage | Cast Iron |  |  |  |  | 275000 | 228000 | [9 empty] | 82.5 | 80 | Federally-Regulated Consumer Product | 2007-11-14
Laars Heating Systems Company | Magnatherm | MGH1600****** | Water | LPG | Power | FALSE | FALSE | 1 |  | FALSE | None | None | Condensing | Step Modulating | Other |  |  |  |  | 1600000 | 1520000 |  |  | 96 |  | 95 | 80 | [5 empty] | Federally-Regulated Commercial & Industrial Equipment | 2015-08-24
Ajax Boiler, Inc. | Ajax | WRF4200 | Water | Natural Gas | Power | FALSE | TRUE | 1 |  |  | Draft Hood | Stack Damper | Non-Condensing | Two-Stage Modulating | Other | None |  | No Match |  | 4200000 | 3570000 | 3570000 | 3034500 | 85 | 80 | 84.2 | [6 empty] | Federally-Regulated Commercial & Industrial Equipment | 2007-08-15
PB Heat, LLC | Smith Cast Iron Boilers | GVX-140 | Water | LPG | Induced Draft | FALSE | FALSE | 1 |  |  | None | None | Non-Condensing | Single-Stage | Cast Iron | Single-Speed |  | Standard |  | 140000 | 116000 | [9 empty] | 82 | 80 | Federally-Regulated Consumer Product | 2011-08-02
PB Heat, LLC | Peerless | MI-08-SV | Water | LPG | Injection Type | FALSE | FALSE | 1 | TRUE |  |  | Stack Damper | Non-Condensing | Single-Stage | Cast Iron |  |  |  |  | 227500 | 186000 | [9 empty] | 82 | 80 | Federally-Regulated Consumer Product | 2015-09-30
Raypak | Raypak | H7-1504 | Water | LPG | Induced Draft | FALSE | TRUE | 1 |  |  | None | None | Non-Condensing | Single-Stage | Copper |  |  |  |  | 1500000 | 1260000 |  |  | 84 | 80 | 84 | [6 empty] | Federally-Regulated Commercial & Industrial Equipment | 2007-12-12
Ajax Boiler, Inc. | Ajax | HFG7500W | Steam | Natural Gas | Power | FALSE | TRUE | 3 |  |  | No Match | No Match | No Match | No Match | Other | No Match |  | No Match |  | 7500000 |  | 3000000 |  | 80 | 80 |  |  |  |  | 80 |  |  | Federally-Regulated Commercial & Industrial Equipment | 1997-01-07
RBI Water Heaters | RBI Water Heaters | DB750 | Water | Natural Gas | Power | FALSE | FALSE | 1 |  |  |  | None | Non-Condensing | Step Modulating | Copper |  |  |  |  | 750000 | 615000 |  |  | 85 | 80 | 82 | [6 empty] | Federally-Regulated Commercial & Industrial Equipment | 2011-02-17
PB Heat, LLC | Peerless | EC/ECT-03-075W | Water | Oil | Power | FALSE | FALSE | 1 | TRUE |  |  | None | Non-Condensing | Single-Stage | Cast Iron |  |  |  |  | 105000 | 92000 | [9 empty] | 86.6 | 84 | Federally-Regulated Consumer Product | 2015-09-30
Water Pik, Inc. | Laars | HC240 | Water | Oil | No Match | TRUE | FALSE | 1 |  |  | No Match | No Match | No Match | No Match | Other | No Match |  | No Match |  | 284000 | [10 empty] | 84.2 | 80 | Federally-Regulated Consumer Product | 2001-10-11
Burnham Corp. | Burnham Corp. | MPO189 | Water | Oil | Power | FALSE | FALSE | 1 |  |  | Barometric Regulator | None | Non-Condensing | Single-Stage | Cast Iron | Single-Speed | 0.04 | Standard |  | 189000 | 167000 | [9 empty] | 87 | 80 | Federally-Regulated Consumer Product | 2008-09-25
Camus Hydronics | Camus Hydronics | MFNH-3500-MG | Water | Natural Gas | Power | FALSE | FALSE | 1 |  |  |  | None | Non-Condensing | Step Modulating | Copper |  |  |  |  | 3500000 | 2975000 |  |  | 85 | [8 empty] | Federally-Regulated Commercial & Industrial Equipment | 2014-10-23
Lochinvar, LLC. | Lochinvar Corp. | CBL180F9 | Water | LPG | Injection Type | FALSE | FALSE | 1 |  |  |  | Stack Damper | Non-Condensing | Single-Stage | Copper |  |  |  |  | 180000 | 149000 | [9 empty] | 84 | 80 | Federally-Regulated Consumer Product | 2007-11-14
Aerco International | Aerco International | MLX606 | Water | LPG | Pressure | FALSE | FALSE | 1 |  |  | None | None | Condensing | Step Modulating | Other |  |  |  |  | 606000 | 558000 | 45000000 | 44100000 | 92 | 80 | 92 | [6 empty] | Federally-Regulated Commercial & Industrial Equipment | 2009-08-17
U.S. Boiler Co. | U.S. Boiler Co. | 205I | Water | LPG | Induced Draft | FALSE | FALSE | 1 |  | TRUE |  | Stack Damper | Non-Condensing | Single-Stage | Cast Iron | Single-Speed |  |  |  | 130000 | 108000 | [9 empty] | 82 | 80 | Federally-Regulated Consumer Product | 2014-01-14
Burnham Corp. | New Yorker Boiler Co. | CL3-140 | Steam | Oil | Power | FALSE | FALSE | 1 |  |  |  | None | Non-Condensing | Single-Stage | Cast Iron |  |  |  |  | 140000 | 119000 | [9 empty] | 82.7 | 80 | Federally-Regulated Consumer Product | 2007-11-14
Weil-McLain | Weil-McLain | EGH-85 | Both Steam & Water | Natural Gas | Injection Type | TRUE | FALSE | 1 |  |  | Draft Hood | Electro-Mechanical Flue Damper | Non-Condensing | Single-Stage | Cast Iron |  |  |  |  | 349900 | 280000 |  |  | 80 | 80 | 75.6 | [6 empty] | Federally-Regulated Commercial & Industrial Equipment | 2011-08-22
Lochinvar, LLC. | Lochinvar Corp. | CBL215M9 | Water | Natural Gas | Injection Type | FALSE | FALSE | 1 |  |  |  | Stack Damper | Non-Condensing | Single-Stage | Copper |  |  |  |  | 215000 | 178000 | [9 empty] | 82 | 80 | Federally-Regulated Consumer Product | 2007-11-14
Weil-McLain | Weil-McLain | 788 | Both Steam & Water | Natural Gas | Power | FALSE | FALSE | 1 |  |  |  | None | Non-Condensing | Single-Stage | Cast Iron |  |  |  |  | 2046000 | 1700000 |  |  | 83.9 | 80 | 83.1 | [6 empty] | Federally-Regulated Commercial & Industrial Equipment | 2008-04-14
PB Heat, LLC | Advanced Thermal Hydronics | PB/HE-W-5L | Water | Oil | Power | FALSE | FALSE | 1 |  | TRUE |  | None | Non-Condensing | Single-Stage | Cast Iron | Single-Speed |  |  |  | 245000 | 212000 | [9 empty] | 85.5 | 80 | Federally-Regulated Consumer Product | 2014-08-08
Slant / Fin Corp. | Slant / Fin Corp. | EC-15A | Water | Oil | Power | FALSE | FALSE | 1 |  |  |  | None | Non-Condensing | Single-Stage | Cast Iron |  |  |  |  | 140000 | 123000 | [9 empty] | 87 | 80 | Federally-Regulated Consumer Product | 2007-11-14
PB Heat, LLC | Smith Cast Iron Boilers | GBX-105-INT | Water | LPG | Injection Type | FALSE | FALSE | 1 |  | TRUE | Draft Diverter | Stack Damper | Non-Condensing | Single-Stage | Cast Iron | Single-Speed |  | Standard |  | 105000 | 86000 | [9 empty] | 82.1 | 80 | Federally-Regulated Consumer Product | 2013-06-17
Ajax Boiler, Inc. | Ajax | WEG1125W | Water | Natural Gas | Power | FALSE | TRUE | 3 |  |  | No Match | No Match | No Match | No Match | Other | No Match |  | No Match |  | 1070000 |  | 750000 |  | 85 | 80 |  |  |  |  | 80 |  |  | Federally-Regulated Commercial & Industrial Equipment | 1997-01-07
Water Pik, Inc. | Laars | HH0320MN20****** | Water | Natural Gas | Power | FALSE | TRUE | 3 |  |  | No Match | No Match | No Match | No Match | Copper | No Match |  | No Match |  | 320000 |  | 320000 |  | 83 | 80 |  |  | 5 |  | 83 |  |  | Federally-Regulated Commercial & Industrial Equipment | 2001-05-16
Ajax Boiler, Inc. | Ajax | OWGFD-12500 | Water | Natural Gas | Power | FALSE | TRUE | 3 |  |  | No Match | No Match | No Match | No Match | Other | No Match |  | No Match |  | 12500000 |  | 6250000 |  | 82 | 80 |  |  |  |  | 80 |  |  | Non Federally-Regulated | 1992-09-21
Water Pik, Inc. | Laars | HH1825IP04*BA | Water | LPG | No Match | FALSE | FALSE | 3 |  |  | No Match | No Match | No Match | No Match | Copper | No Match |  | No Match |  | 1825000 |  | 456250 |  | 82 | 80 |  |  | 5 |  | 82 |  |  | Federally-Regulated Commercial & Industrial Equipment | 2001-05-30
Laars Heating Systems Co. | Laars | PH0400CN01***** | Water | Natural Gas | Induced Draft | TRUE | TRUE | 1 |  |  |  | None | Non-Condensing | Two-Stage Modulating | Copper | Single-Speed |  | Standard |  | 399000 | 323190 | 162500 |  | 81 | 80 | 78.6 | [6 empty] | Federally-Regulated Commercial & Industrial Equipment | 2007-11-01
Water Pik, Inc. | Laars | VW1825IN21*N* | Both Steam & Water | Natural Gas | No Match | FALSE | FALSE | 3 |  |  | No Match | No Match | No Match | No Match | Copper | No Match |  | No Match |  | 1825000 |  | 456250 |  | 82 | 80 |  |  | 5 |  | 82 |  |  | Federally-Regulated Commercial & Industrial Equipment | 2001-11-21
U.S. Boiler Co. | Crown Boiler Co. | PHNTM700 | Water | Natural Gas | Power | FALSE | FALSE | 1 |  |  |  | None | Condensing | Step Modulating | Other |  |  |  |  | 725000 | 689000 |  |  | 95 |  | 95 | [6 empty] | Federally-Regulated Commercial & Industrial Equipment | 2014-10-21
Easco Boiler Corp. | Easco | FST-125-W030 | Both Steam & Water | Combo (Natural Gas & Oil) | Power | FALSE | FALSE | 3 |  |  | No Match | No Match | No Match | No Match | Other | No Match |  | No Match |  | 5230000 |  | 1743333 |  | 84 | 80 |  |  | 22 |  | 81 |  |  | Federally-Regulated Commercial & Industrial Equipment | 1998-06-02
Water Pik, Inc. | Laars | NP 85 | Water | Oil | No Match | TRUE | FALSE | 1 |  |  | No Match | No Match | No Match | No Match | Other | No Match |  | No Match |  | 120400 | [10 empty] | 83.6 | 80 | Federally-Regulated Consumer Product | 2001-10-11
Ajax Boiler, Inc. | Ajax | OWGH1375 | Steam | Natural Gas | No Match | FALSE | TRUE | 3 |  |  | No Match | No Match | No Match | No Match | Other | No Match |  | No Match |  | 1375000 |  | 1375000 |  | 80 | 80 |  |  |  |  | 80 |  |  | Federally-Regulated Commercial & Industrial Equipment | 1996-02-29
RBI Water Heaters | RBI Water Heaters | DB1350 | Water | LPG | Induced Draft | TRUE | FALSE | 1 |  |  |  | None | Non-Condensing | Single-Stage | Copper |  |  |  |  | 1350000 | 1134000 |  |  | 84 | 80 | 82 | [6 empty] | Federally-Regulated Commercial & Industrial Equipment | 2007-12-12
Water Pik, Inc. | Laars | HH1200IP09C1A | Water | LPG | No Match | FALSE | FALSE | 3 |  |  | No Match | No Match | No Match | No Match | Copper | No Match |  | No Match |  | 1200000 |  | 1200000 |  | 81 | 80 |  |  | 5 |  | 81 |  |  | Federally-Regulated Commercial & Industrial Equipment | 2001-05-30
Smith Cast Iron Boilers | Peerless | TCII-14-S-G | Steam | LPG | Power | FALSE | FALSE | 1 |  | FALSE |  | None | Non-Condensing | Single-Stage | Cast Iron |  |  |  |  | 4293000 | 3567000 |  |  |  |  | 83.1 | 79 | [5 empty] | Federally-Regulated Commercial & Industrial Equipment | 2015-09-30
Ajax Boiler, Inc. | Ajax | OSGXH1250 | Steam | Natural Gas | No Match | FALSE | TRUE | 3 |  |  | No Match | No Match | No Match | No Match | Other | No Match |  | No Match |  | 1250000 |  | 1250000 |  | 80 | 80 |  |  |  |  | 80 |  |  | Federally-Regulated Commercial & Industrial Equipment | 1996-02-29
Smith Cast Iron Boilers | Peerless | CC-09-W-G | Water | LPG | Power | FALSE | FALSE | 1 |  |  |  | None | Non-Condensing | Single-Stage | Cast Iron |  |  |  |  | 1559000 | 1262000 |  |  |  |  | 83.5 | 80 | [5 empty] | Federally-Regulated Commercial & Industrial Equipment | 2015-09-30
Crown Boiler Co. | Crown | C247-2800-W | Water | Natural Gas | No Match | FALSE | FALSE | 3 |  |  | No Match | No Match | No Match | No Match | Cast Iron | No Match |  | No Match |  | 2800000 |  | 2800000 |  | 80 | 80 |  |  |  |  | 80 |  |  | Federally-Regulated Commercial & Industrial Equipment | 1996-03-06
A O Smith Water Products | A O Smith Water Products | XW 3400 | Water | Natural Gas | Induced Draft | FALSE | FALSE | 1 |  | FALSE | None | None | Condensing | Step Modulating | Other | Single-Speed |  | Standard |  | 3400000 | 3162000 |  |  | 94.4 |  | 93 | [6 empty] | Federally-Regulated Commercial & Industrial Equipment | 2014-08-11
Ajax Boiler, Inc. | Ajax | WGOFD-2250 | Steam | Natural Gas | Power | FALSE | FALSE | 3 |  |  | No Match | No Match | No Match | No Match | Other | No Match |  | No Match |  | 2250000 |  | 1125000 |  | 82 | 80 |  |  |  |  | 80 |  |  | Non Federally-Regulated | 1992-10-27
Ajax Boiler, Inc. | Ajax | SGX-SGXB-900-D | Steam | Natural Gas | No Match | FALSE | FALSE | 3 |  |  | No Match | No Match | No Match | No Match | Other | No Match |  | No Match |  | 900000 |  | 900000 |  | 80 | 80 |  |  |  |  | 80 |  |  | Federally-Regulated Commercial & Industrial Equipment | 1996-02-29
Water Pik, Inc. | Laars | PW0400CP12*B | Both Steam & Water | LPG | No Match | FALSE | TRUE | 3 |  |  | No Match | No Match | No Match | No Match | Copper | No Match |  | No Match |  | 399000 |  | 100000 |  | 83 | 80 |  |  | 5 |  | 82 |  |  | Federally-Regulated Commercial & Industrial Equipment | 2001-11-21
Parker Boiler Co. | Parker Boiler | T300L | Water | Natural Gas | Power | FALSE | FALSE | 3 |  |  | No Match | No Match | No Match | No Match | Other | No Match |  | No Match |  | 300000 |  | 150000 |  | 80 | 80 |  |  | 4 |  | 80 |  |  | Federally-Regulated Commercial & Industrial Equipment | 1996-03-13
Raypak | Raypak | H4-0042*R | Water | LPG | Induced Draft | FALSE | FALSE | 1 |  |  |  | Electro-Mechanical Flue Damper | Non-Condensing | Single-Stage | Copper |  |  |  |  | 42000 | 35000 | [9 empty] | 84 | 80 | Federally-Regulated Consumer Product | 2015-03-30
Crown Boiler Co. | CROWN BOILER | MWC116 | Water | LPG | Induced Draft | FALSE | FALSE | 1 | TRUE |  |  | None | Non-Condensing | Step Modulating | Copper |  |  |  |  | 116000 | 102000 | [9 empty] | 85 | 80 | Federally-Regulated Consumer Product | 2015-09-30
Laars Heating Systems Co. | Laars Heating Systems Co. | NTH399 | Water | LPG | Power | FALSE | FALSE | 1 |  |  |  | None | Condensing | Step Modulating | Other |  |  |  |  | 399900 | 386000 |  |  |  |  | 96.5 | [6 empty] | Federally-Regulated Commercial & Industrial Equipment | 2015-04-20
ECR International, Ltd. | ECR International, Ltd. | DKVLT-299 | Water | LPG | Pressure | FALSE | FALSE | 1 |  | TRUE |  | None | Condensing | Step Modulating | Other | Single-Speed |  |  |  | 299000 | 273000 | [9 empty] | 95 | 80 | Federally-Regulated Consumer Product | 2014-08-08
Smith Cast Iron Boilers | Smith Cast Iron Boilers | 3500A-*-11 | Both Steam & Water | Natural Gas | Power | FALSE | FALSE | 1 |  |  |  | None | Non-Condensing | Single-Stage | Cast Iron |  |  |  |  | 3447000 | 2727000 |  |  | 80.8 | 80 | 79.1 | [6 empty] | Federally-Regulated Commercial & Industrial Equipment | 2007-12-12
Ajax Boiler, Inc. | Ajax | DRF200 | Water | Natural Gas | Power | FALSE | TRUE | 1 |  |  | Draft Hood | Stack Damper | Non-Condensing | Two-Stage Modulating | Other | None |  |  |  | 8400000 | 6720000 | 6720000 | 5376000 | 80 | 80 | 79.2 | [6 empty] | Federally-Regulated Commercial & Industrial Equipment | 2007-08-15
U.S. Boiler Co. | U.S. Boiler Co. | 209I | Water | Natural Gas | Induced Draft | FALSE | FALSE | 1 |  | TRUE |  | Stack Damper | Non-Condensing | Single-Stage | Cast Iron | Single-Speed |  |  |  | 266000 | 219000 | [9 empty] | 82 | 80 | Federally-Regulated Consumer Product | 2014-01-14
Dunkirk | Pennco, Inc. | 1609HSID | Steam | Natural Gas | No Match | FALSE | FALSE | 1 |  |  | No Match | No Match | No Match | No Match | Cast Iron | No Match |  | No Match |  | 299000 | [10 empty] | 81.5 | 75 | Federally-Regulated Consumer Product | 1998-12-21
Viessmann Manufacturing Co., Inc. | VIESSMANN | B2HA-60 | Water | Natural Gas | Power | FALSE | FALSE | 1 | TRUE |  |  | Electro-Mechanical Inlet Dampe | Condensing | Step Modulating | Other |  |  |  |  | 212000 | 195000 | [9 empty] | 92 | 80 | Federally-Regulated Consumer Product | 2015-09-24
Smith Cast Iron Boilers | Peerless | CC-04-W-G | Water | LPG | Power | FALSE | FALSE | 1 |  |  |  | None | Non-Condensing | Single-Stage | Cast Iron |  |  |  |  | 520000 | 421000 |  |  |  |  | 81.5 | 80 | [5 empty] | Federally-Regulated Commercial & Industrial Equipment | 2015-09-30
Lochinvar, LLC. | Lochinvar | SBL1500 | Both Steam & Water | LPG | Power | FALSE | FALSE | 1 |  |  | None | None | Condensing | Step Modulating | Other |  |  |  |  | 1500000 | 1422000 | 150000 | 142200 | 94.8 | 80 | 94.8 | [6 empty] | Federally-Regulated Commercial & Industrial Equipment | 2010-06-07
Ajax Boiler, Inc. | Ajax | OWGFD2750 | Steam | Natural Gas | Power | FALSE | TRUE | 3 |  |  | No Match | No Match | No Match | No Match | Other | No Match |  | No Match |  | 2750000 |  | 1375000 |  | 82 | 80 |  |  |  |  | 80 |  |  | Non Federally-Regulated | 1992-10-27
Heat Cell Technologies, Inc. / ECO Heating Systems | Hamilton Engineering - EVO Duo | HWHN00199 | Water | Natural Gas | Power | FALSE | TRUE | 1 |  |  | None | None | Condensing | Two-Stage Modulating | Other | No Match |  | No Match |  | 199000 | 189999 | 40000 | 38000 | [7 empty] | 93 | 80 | Federally-Regulated Consumer Product | 2006-03-29
Lochinvar, LLC. | Lochinvar Corp. | CHL0752 | Water | LPG | Power | FALSE | TRUE | 1 |  |  |  | None | Non-Condensing | Step Modulating | Copper |  |  |  |  | 750000 | 638000 |  |  |  |  | 85 | [6 empty] | Federally-Regulated Commercial & Industrial Equipment | 2015-04-20
Burnham Corp. | Burnham Corp. | 4FHL-92A-O | Steam | Oil | Power | FALSE | FALSE | 1 |  | FALSE |  | None | Non-Condensing | Single-Stage | Other |  |  |  |  | 770000 | 621000 |  |  | 87.7 |  | 83.7 | [6 empty] | Federally-Regulated Commercial & Industrial Equipment | 2014-08-11
Camus Hydronics | Camus Hydronics | DFPH-3001-MS | Water | LPG | Power | FALSE | FALSE | 1 |  |  |  | None | Condensing | Step Modulating | Other |  |  |  |  | 3000000 | 2616000 |  |  | 87.2 |  | 87.2 | [6 empty] | Federally-Regulated Commercial & Industrial Equipment | 2014-08-11
PB Heat, LLC | PB Heat, LLC | PSCII-03-SPRK | Water | Natural Gas | Injection Type | FALSE | FALSE | 1 |  | TRUE |  | None | Non-Condensing | Single-Stage | Cast Iron | Single-Speed |  |  |  | 65000 | 56000 | [9 empty] | 86 | 80 | Federally-Regulated Consumer Product | 2013-04-19
New Yorker Boiler Co. | New Yorker | CG60AHNI- | Water | Natural Gas | No Match | FALSE | FALSE | 1 |  |  | No Match | No Match | No Match | No Match | Cast Iron | No Match |  | No Match |  | 164000 | [10 empty] | 83 | 80 | Federally-Regulated Consumer Product | 2001-03-01
Ajax Boiler, Inc. | Ajax | WNG1375W | Water | Natural Gas | No Match | FALSE | TRUE | 3 |  |  | No Match | No Match | No Match | No Match | Other | No Match |  | No Match |  | 1375000 |  | 687500 |  | 80 | 80 |  |  |  |  | 80 |  |  | Federally-Regulated Commercial & Industrial Equipment | 1997-01-07
Dunkirk | Carrier | BS2AAP000070ABAA | Steam | LPG | No Match | FALSE | FALSE | 1 |  |  | No Match | No Match | No Match | No Match | Cast Iron | No Match |  | No Match |  | 70000 | [10 empty] | 82.7 | 75 | Federally-Regulated Consumer Product | 1999-10-22
Ajax Boiler, Inc. | Ajax | SFG60W | Steam | Natural Gas | Power | FALSE | TRUE | 3 |  |  | No Match | No Match | No Match | No Match | Other | No Match |  | No Match |  | 2500000 |  | 1000000 |  | 80 | 80 |  |  |  |  | 80 |  |  | Federally-Regulated Commercial & Industrial Equipment | 1997-01-07
PVI Industries | PVI | 180 ESB 125A-E | Steam | Electricity | No Match | TRUE | FALSE | 3 |  |  | No Match | No Match | No Match | No Match | Other | No Match |  | No Match |  | 614000 |  | 614000 |  | 99.9 | [5 empty] | 99.9 |  |  | Non Federally-Regulated | 1992-09-28
Crown Boiler Co. | Crown | C247-1200-S | Steam | Natural Gas | No Match | FALSE | FALSE | 3 |  |  | No Match | No Match | No Match | No Match | Cast Iron | No Match |  | No Match |  | 1200000 |  | 1200000 |  | 80 | 80 |  |  |  |  | 80 |  |  | Federally-Regulated Commercial & Industrial Equipment | 1996-03-06
Ajax Boiler, Inc. | Ajax | OSGOXFD3000 | Steam | Natural Gas | Power | FALSE | TRUE | 3 |  |  | No Match | No Match | No Match | No Match | Other | No Match |  | No Match |  | 3000000 |  | 3000000 |  | 81 | 80 |  |  |  |  | 81 |  |  | Federally-Regulated Commercial & Industrial Equipment | 1996-02-29
Water Pik, Inc. | Laars | VW1010IN09C1A | Both Steam & Water | Natural Gas | No Match | FALSE | FALSE | 3 |  |  | No Match | No Match | No Match | No Match | Copper | No Match |  | No Match |  | 1010000 |  | 1010000 |  | 81 | 80 |  |  | 5 |  | 81 |  |  | Federally-Regulated Commercial & Industrial Equipment | 2001-11-21
Ajax Boiler, Inc. | Ajax | WGOXFD-6000 | Steam | Natural Gas | Power | FALSE | FALSE | 3 |  |  | No Match | No Match | No Match | No Match | Other | No Match |  | No Match |  | 6000000 |  | 3000000 |  | 82 | 80 |  |  |  |  | 80 |  |  | Non Federally-Regulated | 1992-10-27
Ajax Boiler, Inc. | Ajax | HFG600W | Steam | Natural Gas | Power | FALSE | TRUE | 3 |  |  | No Match | No Match | No Match | No Match | Other | No Match |  | No Match |  | 600000 |  | 400000 |  | 80 | 80 |  |  |  |  | 80 |  |  | Federally-Regulated Commercial & Industrial Equipment | 1997-01-07
Utica Boilers | Utica Boilers | USC-4 | Water | Combo (Natural Gas & Oil) | No Match | FALSE | FALSE | 1 |  |  | No Match | No Match | No Match | No Match | Cast Iron | No Match |  | No Match |  | 100000 | [10 empty] | 87 | 80 | Federally-Regulated Consumer Product | 2001-11-01
Burnham Corp. | Crown Boiler Co. | BWC090 | Water | LPG | Induced Draft | FALSE | FALSE | 1 |  |  | None | None | Condensing | Step Modulating | Other | Single-Speed | 0.13 | Standard |  | 90000 | 80000 | 30000 | 27000 | [7 empty] | 94.5 | 80 | Federally-Regulated Consumer Product | 2008-09-25
Weil-McLain | Weil-McLain | 1088 | Both Steam & Water | Oil | Power | FALSE | FALSE | 1 |  |  |  | None | Non-Condensing | Single-Stage | Cast Iron |  |  |  |  | 2990000 | 2561000 |  |  | 86.2 | 83 | 85.6 | [6 empty] | Federally-Regulated Commercial & Industrial Equipment | 2008-04-14
Camus Hydronics | Camus Hydronics | DFNH-6014-MH | Water | Natural Gas | Power | FALSE | FALSE | 3 |  |  |  | None | Condensing | Step Modulating | Copper |  |  |  |  | 6000000 | 5232000 |  |  | 87.2 |  | 87.2 | [6 empty] | Federally-Regulated Commercial & Industrial Equipment | 2014-08-11
Ajax Boiler, Inc. | Ajax | OWG2500 | Steam | Natural Gas | No Match | FALSE | TRUE | 3 |  |  | No Match | No Match | No Match | No Match | Other | No Match |  | No Match |  | 2500000 |  | 2500000 |  | 80 | 80 |  |  |  |  | 80 |  |  | Federally-Regulated Commercial & Industrial Equipment | 1996-02-29
Lochinvar, LLC. | Lochinvar Corp. | CBL315 | Water | Natural Gas | Injection Type | FALSE | FALSE | 1 |  |  |  | None | Non-Condensing | Two-Stage Modulating | Copper |  |  |  |  | 315000 | 258000 |  |  | 83 |  | 82 | [6 empty] | Federally-Regulated Commercial & Industrial Equipment | 2014-10-23
Laars Heating Systems Co. | Laars | HH1200EP******** | Water | LPG | Induced Draft | FALSE | TRUE | 1 |  |  |  | None | Non-Condensing | Step Modulating | Copper |  |  |  |  | 1200000 | 984000 | 300000 |  | 82 | 80 | 79.6 | [6 empty] | Federally-Regulated Commercial & Industrial Equipment | 2007-11-01
Water Pik, Inc. | Laars | VW1670IN09CBA | Both Steam & Water | Natural Gas | No Match | FALSE | FALSE | 3 |  |  | No Match | No Match | No Match | No Match | Copper | No Match |  | No Match |  | 1670000 |  | 1670000 |  | 82 | 80 |  |  | 5 |  | 82 |  |  | Federally-Regulated Commercial & Industrial Equipment | 2001-11-21
Burnham Corp. | Burnham Corp. | IN3 | Steam | Natural Gas | Induced Draft | FALSE | FALSE | 1 |  |  |  | Stack Damper | Non-Condensing | Single-Stage | Cast Iron |  |  |  |  | 62000 | 51000 | [9 empty] | 81.9 | 75 | Federally-Regulated Consumer Product | 2007-11-14
Laars Heating Systems Co. | Bradford-White Corp. | BLXHW220(N,P)**** | Water | LPG | Power | FALSE | FALSE | 1 |  |  |  | None | Condensing | Step Modulating | Other |  |  |  |  | 220000 | 206000 | [9 empty] | 95 | 80 | Federally-Regulated Consumer Product | 2014-10-23
Raypak | Raypak | H7-4003* | Water | LPG | Induced Draft | FALSE | FALSE | 1 |  | FALSE | None | None | Non-Condensing | Step Modulating | Copper |  |  |  |  | 4000000 | 3400000 | 560000 |  | 85.1 | 82 | [7 empty] | Federally-Regulated Commercial & Industrial Equipment | 2013-01-02
Burnham Corp. | Burnham Corp. | K5022 | Both Steam & Water | Natural Gas | Induced Draft | TRUE | FALSE | 1 |  |  |  | None | Non-Condensing | Single-Stage | Cast Iron |  |  |  |  | 1638000 | 1311000 |  |  | 80 | 80 | 77 | [6 empty] | Federally-Regulated Commercial & Industrial Equipment | 2010-03-16
Water Pik, Inc. | Laars | PW1200EP04*BA | Both Steam & Water | LPG | No Match | FALSE | TRUE | 3 |  |  | No Match | No Match | No Match | No Match | Copper | No Match |  | No Match |  | 1200000 |  | 300000 |  | 82 | 80 |  |  | 5 |  | 82 |  |  | Federally-Regulated Commercial & Industrial Equipment | 2001-11-21
Glowcore Corp. | Glowcore | GB060A | Water | Natural Gas | Power | FALSE | FALSE | 1 |  |  | No Match | No Match | No Match | No Match | Other | No Match |  | No Match |  | 60000 | [10 empty] | 89 | 80 | Federally-Regulated Consumer Product | 2000-06-07
Smith Cast Iron Boilers | Smith Cast Iron Boilers | 28A-S/W-14 | Both Steam & Water | Oil | Power | FALSE | FALSE | 1 |  |  |  | None | Non-Condensing | Single-Stage | Cast Iron |  |  |  |  | 4410000 | 3563000 |  |  | 83.5 | 83 | 81.3 | [6 empty] | Federally-Regulated Commercial & Industrial Equipment | 2007-12-12
Raypak | Raypak | H8-0992* | Water | LPG | Induced Draft | FALSE | FALSE | 1 |  |  |  | None | Non-Condensing | Step Modulating | Copper |  |  |  |  | 990000 | 831000 |  |  |  |  | 84 | [6 empty] | Federally-Regulated Commercial & Industrial Equipment | 2015-04-16
PB Heat, LLC | PB Heat, LLC | Cosmo Gas 45WN | Water | Natural Gas | Power | FALSE | FALSE | 1 |  |  |  | None | Condensing | Step Modulating | Other |  |  |  |  | 160000 | 142000 | [9 empty] | 93 | 80 | Federally-Regulated Consumer Product | 2010-03-16
Rinnai | Rinnai | QP85 | Water | LPG | Induced Draft | FALSE | FALSE | 1 |  | TRUE |  | None | Condensing | Step Modulating | Other | Variable-Speed |  |  |  | 85000 | 78000 | [9 empty] | 95.4 | 80 | Federally-Regulated Consumer Product | 2013-11-14
Slant / Fin Corp. | SLANT/FIN | B-200A | Water | LPG | Power | FALSE | FALSE | 1 | TRUE |  |  | None | Condensing | Step Modulating | Other |  |  |  |  | 200000 | 180000 | [9 empty] | 90.5 | 80 | Federally-Regulated Consumer Product | 2015-09-30
Laars Heating Systems Company | ENDURANCE | EDN175 | Water | LPG | Power | FALSE | FALSE | 1 | TRUE |  |  | None | Non-Condensing | Step Modulating | Copper |  |  |  |  | 175000 | 155000 | [9 empty] | 86.1 | 80 | Federally-Regulated Consumer Product | 2015-09-30
Raypak | Raypak | H3-HD251* | Water | LPG | Induced Draft | FALSE | TRUE | 1 |  |  | None | None | Non-Condensing | Two-Stage Modulating | Copper | Single-Speed |  | Standard |  | 250000 | 210000 | 150000 | [8 empty] | 85 | 80 | Federally-Regulated Consumer Product | 2010-01-11
Rinnai | Rinnai | Q205S | Water | LPG | Induced Draft | FALSE | FALSE | 1 |  | TRUE | None | None | Condensing | Step Modulating | Other | Variable-Speed |  | Premium |  | 205000 | 186000 | [9 empty] | 95 | 80 | Federally-Regulated Consumer Product | 2013-11-14
Slant / Fin Corp. | Slant / Fin Corp. | GXH-210EDPZ | Steam | Natural Gas | Injection Type | FALSE | FALSE | 1 |  |  |  | Stack Damper | Non-Condensing | Single-Stage | Cast Iron |  |  |  |  | 210000 | 172000 | [9 empty] | 81.2 | 75 | Federally-Regulated Consumer Product | 2007-11-14
Burnham Corp. | Crown Boiler Co. | CWI345S | Water | LPG | Induced Draft | TRUE | FALSE | 1 |  |  |  | None | Non-Condensing | Single-Stage | Cast Iron |  |  |  |  | 345000 | 289000 |  |  | 83.5 | 80 | 80.5 | [6 empty] | Federally-Regulated Commercial & Industrial Equipment | 2007-12-12
Water Pik, Inc. | Laars | HH1670IN09CBA | Water | Natural Gas | No Match | FALSE | FALSE | 3 |  |  | No Match | No Match | No Match | No Match | Copper | No Match |  | No Match |  | 1670000 |  | 1670000 |  | 82 | 80 |  |  | 5 |  | 82 |  |  | Federally-Regulated Commercial & Industrial Equipment | 2001-05-16
Water Pik, Inc. | Laars | PW1825EN09*BA | Both Steam & Water | Natural Gas | No Match | FALSE | TRUE | 3 |  |  | No Match | No Match | No Match | No Match | Copper | No Match |  | No Match |  | 1825000 |  | 456250 |  | 82 | 80 |  |  | 5 |  | 82 |  |  | Federally-Regulated Commercial & Industrial Equipment | 2001-11-21
HTP, Inc. | Elite | EL-110VWH | Water | LPG | Power | FALSE | FALSE | 1 |  |  | None | None | Condensing | Single-Stage | Other |  |  |  |  | 110000 | 101000 | 18000000 | 110000000 | [7 empty] | 94 | 80 | Federally-Regulated Consumer Product | 2011-08-02
Camus Hydronics | Camus Hydronics | DFNH-4514-MS | Water | Natural Gas | Power | FALSE | FALSE | 1 |  |  |  | None | Condensing | Step Modulating | Other |  |  |  |  | 4500000 | 3924000 |  |  | 87.2 |  | 87.2 | [6 empty] | Federally-Regulated Commercial & Industrial Equipment | 2014-08-11
Viessmann Manufacturing Co., Inc. | VIESSMANN | WB2B-35 | Water | Natural Gas | Power | FALSE | FALSE | 1 | TRUE |  |  | None | Condensing | Step Modulating | Other |  |  |  |  | 125000 | 116000 | [9 empty] | 91.9 | 80 | Federally-Regulated Consumer Product | 2015-09-24
Smith Cast Iron Boilers | Smith Cast Iron Boilers | 4500A-*-16 | Both Steam & Water | Oil | Power | FALSE | FALSE | 1 |  |  |  | None | Non-Condensing | Single-Stage | Cast Iron |  |  |  |  | 6650000 | 5400000 |  |  | 83.5 | 83 | 81.6 | [6 empty] | Federally-Regulated Commercial & Industrial Equipment | 2008-05-08
Smith Cast Iron Boilers | Smith Cast Iron Boilers | GB250-S-9-CON | Steam | Natural Gas | Power | TRUE | FALSE | 1 |  |  |  | Electro-Mechanical Flue Damper | Non-Condensing | Single-Stage | Cast Iron |  |  |  |  | 400000 | 320000 |  |  | 80 | 80 | 75.8 | [6 empty] | Federally-Regulated Commercial & Industrial Equipment | 2007-12-12
New York Thermal, Inc. | New York Thermal, Inc. | LX150E | Water | LPG | Power | FALSE | FALSE | 1 |  | TRUE |  | None | Condensing | Step Modulating | Other |  |  |  |  | 150000 | 136000 | [9 empty] | 93.5 | 80 | Federally-Regulated Consumer Product | 2013-06-17
Burnham Corp. | Burnham Corp. | RSAH125 | Water | Oil | Power | FALSE | FALSE | 1 |  |  |  | None | Non-Condensing | Single-Stage | Other | Single-Speed | 0.04 | Standard |  | 154000 | 131000 | [9 empty] | 84 | 80 | Federally-Regulated Consumer Product | 2007-11-14
PB Heat, LLC | PB Heat, LLC | 211A-06 | Steam | LPG | Injection Type | FALSE | FALSE | 1 |  | TRUE |  | None | Non-Condensing | Single-Stage | Cast Iron |  |  |  |  | 1025000 | 796000 |  |  |  |  | 77.7 | [6 empty] | Federally-Regulated Commercial & Industrial Equipment | 2015-06-01
Water Pik, Inc. | Laars | PW0325CN12*B | Both Steam & Water | Natural Gas | No Match | FALSE | TRUE | 3 |  |  | No Match | No Match | No Match | No Match | Copper | No Match |  | No Match |  | 325000 |  | 81250 |  | 83 | 80 |  |  | 5 |  | 83 |  |  | Federally-Regulated Commercial & Industrial Equipment | 2001-11-21
Raypak | Raypak | H7-2003 | Water | LPG | Induced Draft | FALSE | TRUE | 1 |  |  | None | None | Non-Condensing | Single-Stage | Copper |  |  |  |  | 1999000 | 1739000 |  |  | 87 | 80 | 87 | [6 empty] | Federally-Regulated Commercial & Industrial Equipment | 2007-12-12
Laars Heating Systems Co. | Laars Heating Systems Co. | RHCH1200 | Water | LPG | Power | FALSE | TRUE | 1 |  |  |  | None | Non-Condensing | Single-Stage | Copper |  |  |  |  | 1200000 | 1028000 |  |  |  |  | 86 | [6 empty] | Federally-Regulated Commercial & Industrial Equipment | 2015-04-20
Laars Heating Systems Co. | Laars | MGH2000****** | Water | Natural Gas | Power | FALSE | FALSE | 1 |  | FALSE | None | None | Condensing | Step Modulating | Other |  |  |  |  | 1999900 | 1895000 |  |  | 93.6 |  | 93.6 | [6 empty] | Federally-Regulated Commercial & Industrial Equipment | 2014-05-21
Slant / Fin Corp. | Slant / Fin Corp. | LDV-30-1.10 | Water | Oil | Power | FALSE | FALSE | 1 |  |  |  | None | Non-Condensing | Single-Stage | Cast Iron |  |  |  |  | 154000 | 133000 | [9 empty] | 86.2 | 80 | Federally-Regulated Consumer Product | 2007-11-14
Laars Heating Systems Co. | Laars | RHCH1600P******* | Water | LPG | Power | FALSE | TRUE | 1 |  |  |  | None | Non-Condensing | Step Modulating | Copper |  |  |  |  | 1600000 | 1376000 | 800000 |  | 86 | 80 | 85.5 | [6 empty] | Federally-Regulated Commercial & Industrial Equipment | 2007-11-20
Raypak | Raypak | H3-0649* | Water | LPG | Induced Draft | FALSE | FALSE | 1 |  |  |  | None | Non-Condensing | Single-Stage | Copper |  |  |  |  | 650000 | 546000 |  |  |  |  | 84 | [6 empty] | Federally-Regulated Commercial & Industrial Equipment | 2015-04-16
RBI Water Heaters | RBI Water Heaters | MB1750 | Water | LPG | Power | FALSE | FALSE | 1 |  |  |  | None | Non-Condensing | Step Modulating | Copper |  |  |  |  | 1750000 | 1491000 |  |  | 85.2 | 80 | 85.2 | [6 empty] | Federally-Regulated Commercial & Industrial Equipment | 2010-07-21
Raypak | Raypak | H7-2503* | Water | LPG | Induced Draft | FALSE | FALSE | 1 |  | FALSE | None | None | Non-Condensing | Step Modulating | Copper |  |  |  |  | 2501000 | 2125850 | 350000 |  | 85.1 | 82 | [7 empty] | Federally-Regulated Commercial & Industrial Equipment | 2013-01-02
Ajax Boiler, Inc. | Ajax | DRF60 | Water | Natural Gas | Power | FALSE | TRUE | 1 |  |  | Draft Hood | Stack Damper | Non-Condensing | Two-Stage Modulating | Other | None |  | No Match |  | 2500000 | 2000000 | 2000000 | 1600000 | 80 | 80 | 79.2 | [6 empty] | Federally-Regulated Commercial & Industrial Equipment | 2007-08-15
Laars Heating Systems Co. | Laars | HH4500IP******** | Water | LPG | Induced Draft | FALSE | FALSE | 1 |  |  |  | None | Non-Condensing | Step Modulating | Copper |  |  |  |  | 4500000 | 3690000 | 1350000 |  | 82 | 80 | [7 empty] | Federally-Regulated Commercial & Industrial Equipment | 2007-11-01
Cleaver-Brooks | Cleaver-Brooks | MTF-700-1500-60HW | Water | Natural Gas | Power | FALSE | FALSE | 3 |  |  | No Match | No Match | No Match | No Match | Other | No Match |  | No Match |  | 1500000 |  | 1500000 |  | 80 | 80 |  |  | 25 |  | 80 |  |  | Federally-Regulated Commercial & Industrial Equipment | 2001-08-06
A O Smith Water Products | A O Smith Water Products | VB 750 | Water | LPG | Induced Draft | FALSE | FALSE | 1 |  |  | None | None | Non-Condensing | Step Modulating | Copper |  |  |  |  | 750000 | 619000 | 188000 | 165000 | 84 | 80 | 82 | [6 empty] | Federally-Regulated Commercial & Industrial Equipment | 2011-08-02
Smith Cast Iron Boilers | Smith Cast Iron Boilers | 650A-*-22 | Both Steam & Water | Oil | Power | FALSE | FALSE | 1 |  |  |  | None | Non-Condensing | Single-Stage | Cast Iron |  |  |  |  | 10360000 | 9225000 |  |  | 85 | 83 | 83.3 | [6 empty] | Federally-Regulated Commercial & Industrial Equipment | 2007-12-12
HTP, Inc. | HTP | EFTC-140F | Water | LPG | Power | FALSE | FALSE | 1 | TRUE |  |  | None | Condensing | Step Modulating | Other |  |  |  |  | 140000 | 126000 | [9 empty] | 93.2 | 80 | Federally-Regulated Consumer Product | 2015-09-30
Burnham Corp. | Burnham Corp. | V1106-SN | Steam | Natural Gas | Power | FALSE | FALSE | 1 |  | FALSE |  | Stack Damper | Non-Condensing | Two-Stage Modulating | Cast Iron |  |  |  |  | 1330000 | 1069000 |  |  | 80.6 |  | 80.4 | [6 empty] | Federally-Regulated Commercial & Industrial Equipment | 2014-08-11
Burnham Corp. | Burnham Corp. | K5009SP | Steam | LPG | Induced Draft | FALSE | FALSE | 1 |  | TRUE |  | None | Non-Condensing | Single-Stage | Cast Iron |  |  |  |  | 585000 | 450000 |  |  | 80 |  | 77 | [6 empty] | Federally-Regulated Commercial & Industrial Equipment | 2014-09-05
Ajax Boiler, Inc. | Ajax | WGOFD-700 | Steam | Natural Gas | Power | FALSE | FALSE | 3 |  |  | No Match | No Match | No Match | No Match | Other | No Match |  | No Match |  | 700000 |  | 350000 |  | 82 | 80 |  |  |  |  | 80 |  |  | Non Federally-Regulated | 1992-10-27
Slant / Fin Corp. | Slant / Fin Corp. | CHS-155 | Water | LPG | Power | FALSE | FALSE | 1 |  | TRUE |  | None | Condensing | Step Modulating | Other |  |  |  |  | 155000 | 144000 | [9 empty] | 95 | 80 | Federally-Regulated Consumer Product | 2013-06-17
Lochinvar, LLC. | Lochinvar Corp. | CBN075F9 | Water | LPG | Injection Type | FALSE | FALSE | 1 |  |  |  | Stack Damper | Non-Condensing | Single-Stage | Copper |  |  |  |  | 75000 | 62000 | [9 empty] | 84 | 80 | Federally-Regulated Consumer Product | 2007-11-14
Water Pik, Inc. | Laars | VW0500EP04*BA | Both Steam & Water | LPG | No Match | FALSE | TRUE | 3 |  |  | No Match | No Match | No Match | No Match | Copper | No Match |  | No Match |  | 500000 |  | 125000 |  | 82 | 80 |  |  | 5 |  | 82 |  |  | Federally-Regulated Commercial & Industrial Equipment | 2001-11-21
Parker Boiler Co. | Parker Boiler | 90 | Steam | Natural Gas | No Match | FALSE | FALSE | 3 |  |  | No Match | No Match | No Match | No Match | Other | No Match |  | No Match |  | 3780000 |  | 3780000 |  | 80 | 80 |  |  | 4 |  | 80 |  |  | Non Federally-Regulated | 1992-10-27
Camus Hydronics | Camus Hydronics | DFPH-5002-MS | Water | LPG | Power | FALSE | FALSE | 3 |  |  |  | None | Condensing | Step Modulating | Other |  |  |  |  | 5000000 | 4720000 |  |  | 94.4 |  | 94.4 | [6 empty] | Federally-Regulated Commercial & Industrial Equipment | 2014-08-11
Ajax Boiler, Inc. | Ajax | WEG1050W | Water | Natural Gas | Power | FALSE | TRUE | 3 |  |  | No Match | No Match | No Match | No Match | Other | No Match |  | No Match |  | 998000 |  | 700000 |  | 85 | 80 |  |  |  |  | 80 |  |  | Federally-Regulated Commercial & Industrial Equipment | 1997-01-07
Bryan Steam Corp. | Bryan | K-550-W-G | Water | Natural Gas | No Match | TRUE | FALSE | 3 |  |  | No Match | No Match | No Match | No Match | Other | No Match |  | No Match |  | 5500000 |  | 5500000 |  | 80 | 80 |  |  |  |  | 80 |  |  | Federally-Regulated Commercial & Industrial Equipment | 1996-03-01
Dunkirk | Sears | 229.9655 | Water | Natural Gas | Power | FALSE | FALSE | 1 |  |  | No Match | No Match | No Match | No Match | Cast Iron | No Match |  | No Match |  | 42500 | [10 empty] | 84.4 | 80 | Federally-Regulated Consumer Product | 2000-06-07
Burnham Corp. | New Yorker Boiler Co. | CL3-091 | Water | Oil | Power | FALSE | FALSE | 1 |  |  |  | None | Non-Condensing | Single-Stage | Cast Iron |  |  |  |  | 91000 | 80000 | [9 empty] | 86 | 80 | Federally-Regulated Consumer Product | 2007-11-14
Water Pik, Inc. | Laars | JVS050PD(I/L) | Water | LPG | No Match | FALSE | FALSE | 1 |  |  | No Match | No Match | No Match | No Match | Copper | No Match |  | No Match |  | 50000 | [10 empty] | 85.4 | 80 | Federally-Regulated Consumer Product | 2001-11-21
Advanced Thermal Hydronics | Advanced Thermal Hydronics | HVX-105 | Water | Natural Gas | Injection Type | FALSE | FALSE | 1 |  |  |  | None | Non-Condensing | Single-Stage | Cast Iron | Single-Speed |  |  |  | 105000 | 87000 | [9 empty] | 82 | 80 | Federally-Regulated Consumer Product | 2014-03-28
PB Heat, LLC | Peerless | 63-05-SPRK-S | Steam | LPG | Injection Type | FALSE | FALSE | 1 |  | TRUE |  | Stack Damper | Non-Condensing | Single-Stage | Cast Iron |  |  |  |  | 236000 | 196000 | [9 empty] | 82.2 | 80 | Federally-Regulated Consumer Product | 2015-09-30
Burnham Corp. | Crown Boiler Co. | 16-455 | Water | LPG | Induced Draft | FALSE | FALSE | 1 |  |  |  | None | Non-Condensing | Single-Stage | Cast Iron |  |  |  |  | 455000 | 364000 |  |  | 80 | 80 | 77 | [6 empty] | Federally-Regulated Commercial & Industrial Equipment | 2007-12-12
Ajax Boiler, Inc. | Ajax | WGXFD-6000 | Steam | Natural Gas | Power | FALSE | FALSE | 3 |  |  | No Match | No Match | No Match | No Match | Other | No Match |  | No Match |  | 6000000 |  | 3000000 |  | 82 | 80 |  |  |  |  | 80 |  |  | Non Federally-Regulated | 1992-10-27
Water Pik, Inc. | Laars | HH1825IN09C1A | Water | Natural Gas | No Match | FALSE | FALSE | 3 |  |  | No Match | No Match | No Match | No Match | Copper | No Match |  | No Match |  | 1825000 |  | 1825000 |  | 81 | 80 |  |  | 5 |  | 81 |  |  | Federally-Regulated Commercial & Industrial Equipment | 2001-05-16
Ajax Boiler, Inc. | Ajax | DRF20 | Water | Natural Gas | Power | FALSE | TRUE | 1 |  |  | Draft Hood | Stack Damper | Non-Condensing | Two-Stage Modulating | Other | None |  | No Match |  | 840000 | 672000 | 672000 | 537600 | 80 | 80 | 79.2 | [6 empty] | Federally-Regulated Commercial & Industrial Equipment | 2007-08-15
Ajax Boiler, Inc. | Ajax | OSGX350 | Steam | Natural Gas | No Match | FALSE | TRUE | 3 |  |  | No Match | No Match | No Match | No Match | Other | No Match |  | No Match |  | 350000 |  | 350000 |  | 80 | 80 |  |  |  |  | 80 |  |  | Federally-Regulated Commercial & Industrial Equipment | 1996-02-29
HTP, Inc. | HTP | EFTC-140W | Water | Natural Gas | Power | FALSE | FALSE | 1 | TRUE |  |  | None | Condensing | Step Modulating | Other |  |  |  |  | 140000 | 128000 | [9 empty] | 95 | 80 | Federally-Regulated Consumer Product | 2015-09-30
Dunkirk | Carrier | BW3AAP000187ABAA | Water | LPG | Power | FALSE | FALSE | 1 |  |  | No Match | No Match | No Match | No Match | Cast Iron | No Match |  | No Match |  | 187500 | [10 empty] | 82.3 | 80 | Federally-Regulated Consumer Product | 2000-06-07
Dunkirk | Sears, Roebuck, & Co. | DKVLT-100 | Water | LPG | Pressure | FALSE | FALSE | 1 |  | TRUE |  | None | Condensing | Step Modulating | Other | Single-Speed |  |  |  | 100000 | 91000 | [9 empty] | 95 | 80 | Federally-Regulated Consumer Product | 2013-04-19
Smith Cast Iron Boilers | Peerless | TCII-15-S-G | Steam | LPG | Power | FALSE | FALSE | 1 |  | FALSE |  | None | Non-Condensing | Single-Stage | Cast Iron |  |  |  |  | 4608000 | 3829000 |  |  |  |  | 83.1 | 79 | [5 empty] | Federally-Regulated Commercial & Industrial Equipment | 2015-09-30
HTP, Inc. | Elite | EL-220VWH | Water | Natural Gas | Power | FALSE | FALSE | 1 |  |  | None | None | Condensing | Single-Stage | Other |  |  |  |  | 220000 | 203000 | 37000000 | 220000000 | [7 empty] | 98 | 80 | Federally-Regulated Consumer Product | 2011-08-02
Parker Boiler Co. | Parker Boiler | G-2304 | Water | Natural Gas | Power | FALSE | FALSE | 3 |  |  | No Match | No Match | No Match | No Match | Other | No Match |  | No Match |  | 2304000 |  | 1152000 |  | 80 | 80 |  |  | 4 |  | 80 |  |  | Federally-Regulated Commercial & Industrial Equipment | 1996-03-13
Allied Engineering Co. | Super Hot | AAE2640*** | Water | Natural Gas | No Match | FALSE | TRUE | 3 |  |  | No Match | No Match | No Match | No Match | Copper | No Match |  | No Match |  | 2640000 |  | 924000 |  | 80 | 80 |  |  |  |  | 80 |  |  | Federally-Regulated Commercial & Industrial Equipment | 1998-04-21
Lochinvar, LLC. | Lochinvar Corp. | CHN0652 | Water | Natural Gas | Power | FALSE | TRUE | 1 |  |  |  | None | Non-Condensing | Step Modulating | Copper |  |  |  |  | 650000 | 553000 |  |  |  |  | 85 | [6 empty] | Federally-Regulated Commercial & Industrial Equipment | 2015-04-20
PB Heat, LLC | Peerless | MI-09-SV | Water | Natural Gas | Injection Type | FALSE | FALSE | 1 | TRUE |  |  | Stack Damper | Non-Condensing | Single-Stage | Cast Iron |  |  |  |  | 260000 | 211000 | [9 empty] | 82 | 80 | Federally-Regulated Consumer Product | 2015-09-30
Water Pik, Inc. | Laars | HH1670IP09*BA | Water | LPG | No Match | FALSE | FALSE | 3 |  |  | No Match | No Match | No Match | No Match | Copper | No Match |  | No Match |  | 1670000 |  | 417500 |  | 82 | 80 |  |  | 5 |  | 82 |  |  | Federally-Regulated Commercial & Industrial Equipment | 2001-05-30
Smith Cast Iron Boilers | Smith Cast Iron Boilers | 28HE-S/W-05 | Both Steam & Water | Natural Gas | Power | FALSE | FALSE | 1 |  |  |  | None | Non-Condensing | Single-Stage | Cast Iron |  |  |  |  | 1458000 | 1194000 |  |  | 83.6 | 80 | 81.9 | [6 empty] | Federally-Regulated Commercial & Industrial Equipment | 2007-12-12
Slant / Fin Corp. | Slant / Fin Corp. | TRF-60 | Water | Natural Gas | Power | FALSE | FALSE | 1 |  |  |  | None | Non-Condensing | Single-Stage | Cast Iron |  |  |  |  | 411000 | 324000 |  |  | 81.7 | 80 | 79 | [6 empty] | Federally-Regulated Commercial & Industrial Equipment | 2007-12-12
Laars Heating Systems Co. | Laars Heating Systems Co. | JVS075ND* | Water | Natural Gas | Pressure | FALSE | FALSE | 1 |  |  |  | None | Non-Condensing | Single-Stage | Copper |  |  |  |  | 75000 | 64000 | [9 empty] | 85 | 80 | Federally-Regulated Consumer Product | 2011-08-02
Raypak | Raypak | H7-504 | Water | LPG | Induced Draft | FALSE | TRUE | 1 |  |  | None | None | Non-Condensing | Single-Stage | Copper |  |  |  |  | 500000 | 420000 |  |  | 84 | 80 | 84 | [6 empty] | Federally-Regulated Commercial & Industrial Equipment | 2007-12-12
Laars Heating Systems Co. | Laars Heating Systems Co. | MFTHW140(N,P)**** | Water | Natural Gas | Pressure | FALSE | FALSE | 1 | TRUE |  |  | None | Condensing | Step Modulating | Other |  |  |  |  | 140000 | 129000 | [9 empty] | 95 | 82 | Federally-Regulated Consumer Product | 2015-06-01
Burnham Corp. | Burnham Corp. | V1107-SN | Steam | Natural Gas | Power | FALSE | FALSE | 1 |  | FALSE |  | Stack Damper | Non-Condensing | Two-Stage Modulating | Cast Iron |  |  |  |  | 1588000 | 1278000 |  |  | 81 |  | 81 | [6 empty] | Federally-Regulated Commercial & Industrial Equipment | 2014-10-23
Burnham Corp. | Burnham Corp. | V912A-SO | Steam | Oil | Power | FALSE | FALSE | 3 |  | FALSE |  | Stack Damper | Non-Condensing | Two-Stage Modulating | Cast Iron |  |  |  |  | 2297000 | 1900000 |  |  | 84.7 |  | 82.7 | [6 empty] | Federally-Regulated Commercial & Industrial Equipment | 2014-08-11
Bryan Steam Corp. | Bryan | K-400-W-LP | Water | LPG | No Match | TRUE | FALSE | 3 |  |  | No Match | No Match | No Match | No Match | Other | No Match |  | No Match |  | 4000000 |  | 4000000 |  | 80 | 80 |  |  |  |  | 80 |  |  | Federally-Regulated Commercial & Industrial Equipment | 1996-03-01
PVI Industries | PVI | 126 ESB 125A-E | Steam | Electricity | No Match | TRUE | FALSE | 3 |  |  | No Match | No Match | No Match | No Match | Other | No Match |  | No Match |  | 430000 |  | 430000 |  | 99.9 | [5 empty] | 99.9 |  |  | Non Federally-Regulated | 1992-09-28
Water Pik, Inc. | Laars | PW0400MP20***** | Both Steam & Water | LPG | Power | FALSE | FALSE | 3 |  |  | No Match | No Match | No Match | No Match | Copper | No Match |  | No Match |  | 399000 |  | 399000 |  | 85 | 80 |  |  | 5 |  | 83 |  |  | Federally-Regulated Commercial & Industrial Equipment | 2001-11-21
Raypak | Raypak | H3-0749* | Water | Natural Gas | Induced Draft | FALSE | FALSE | 1 |  |  |  | None | Non-Condensing | Single-Stage | Copper |  |  |  |  | 750000 | 630000 |  |  |  |  | 84 | [6 empty] | Federally-Regulated Commercial & Industrial Equipment | 2015-04-16
PB Heat, LLC | PB Heat, LLC | WB90-04-W | Water | Oil | Power | FALSE | FALSE | 1 |  |  |  | None | Non-Condensing | Two-Stage Modulating | Cast Iron |  |  |  |  | 182000 | 160000 | [9 empty] | 90 | 80 | Federally-Regulated Consumer Product | 2013-05-09
Crown Boiler Co. | Crown | C247-2600-W | Water | Natural Gas | No Match | FALSE | FALSE | 3 |  |  | No Match | No Match | No Match | No Match | Cast Iron | No Match |  | No Match |  | 2600000 |  | 2600000 |  | 80 | 80 |  |  |  |  | 80 |  |  | Federally-Regulated Commercial & Industrial Equipment | 1996-03-06
Slant / Fin Corp. | Slant / Fin Corp. | LD50H | Water | Oil | Power | FALSE | FALSE | 1 |  |  |  | None | Non-Condensing | Single-Stage | Cast Iron |  |  |  |  | 280000 | 243000 | [9 empty] | 86 | 80 | Federally-Regulated Consumer Product | 2007-11-14
Ajax Boiler, Inc. | Ajax | XNG10500W | Water | Natural Gas | No Match | FALSE | TRUE | 3 |  |  | No Match | No Match | No Match | No Match | Other | No Match |  | No Match |  | 10500000 |  | 5250000 |  | 80 | 80 |  |  |  |  | 80 |  |  | Federally-Regulated Commercial & Industrial Equipment | 1997-01-07
Raypak | Raypak | H4-0066*R | Water | LPG | Induced Draft | FALSE | FALSE | 1 |  |  |  | Electro-Mechanical Flue Damper | Non-Condensing | Single-Stage | Copper |  |  |  |  | 66000 | 54000 | [9 empty] | 83 | 80 | Federally-Regulated Consumer Product | 2015-03-30
ECR International, Ltd. | Pennco, Inc. | KSC5175 | Steam | Oil | Pressure | FALSE | FALSE | 1 |  |  |  | None | Non-Condensing | Single-Stage | Cast Iron |  |  |  |  | 245000 | 202000 | [9 empty] | 83 | 80 | Federally-Regulated Consumer Product | 2010-03-16
PB Heat, LLC | Peerless | PF-300-NAT | Water | Natural Gas | Power | FALSE | FALSE | 1 |  |  |  | None | Condensing | Step Modulating | Other |  |  |  |  | 300000 | 290000 |  |  |  |  | 96.5 | 80 | [5 empty] | Federally-Regulated Commercial & Industrial Equipment | 2015-09-30
Dunkirk | Lennox | GWB8-105E | Water | Combo (Natural Gas & Oil) | No Match | FALSE | FALSE | 1 |  |  | No Match | No Match | No Match | No Match | Cast Iron | No Match |  | No Match |  | 105000 | [10 empty] | 81.5 | 80 | Federally-Regulated Consumer Product | 2001-11-01
Laars Heating Systems Co. | Laars Heating Systems Co. | MT2H0200 | Water | LPG | Injection Type | FALSE | FALSE | 1 |  |  |  | None | Non-Condensing | Single-Stage | Copper | Single-Speed |  |  |  | 200000 | 170000 | [9 empty] | 85.1 | 80 | Federally-Regulated Consumer Product | 2014-08-08
Ajax Boiler, Inc. | Ajax | OWG2250 | Steam | Natural Gas | No Match | FALSE | TRUE | 3 |  |  | No Match | No Match | No Match | No Match | Other | No Match |  | No Match |  | 2250000 |  | 2250000 |  | 80 | 80 |  |  |  |  | 80 |  |  | Federally-Regulated Commercial & Industrial Equipment | 1996-02-29
Water Pik, Inc. | Laars | PH1670IP04*BA | Water | LPG | No Match | FALSE | FALSE | 3 |  |  | No Match | No Match | No Match | No Match | Copper | No Match |  | No Match |  | 1670000 |  | 417500 |  | 82 | 80 |  |  | 5 |  | 82 |  |  | Federally-Regulated Commercial & Industrial Equipment | 2001-05-30
Smith Cast Iron Boilers | Smith Cast Iron Boilers | 650A-*-21 | Both Steam & Water | Natural Gas | Power | FALSE | FALSE | 1 |  |  |  | None | Non-Condensing | Single-Stage | Cast Iron |  |  |  |  | 10887000 | 8799000 |  |  | 82.4 | 80 | 80.8 | [6 empty] | Federally-Regulated Commercial & Industrial Equipment | 2007-12-12
HTP, Inc. | HTP, Inc. | ETI-750 | Water | Natural Gas | Power | FALSE | FALSE | 1 |  |  |  | None | Condensing | Step Modulating | Other |  |  |  |  | 750000 | 699000 |  |  | 92.2 |  | 92.2 | [6 empty] | Federally-Regulated Commercial & Industrial Equipment | 2014-10-21
Thermal Solutions | Thermal Solutions | EVH0250B | Water | Natural Gas | No Match | FALSE | FALSE | 1 |  |  | No Match | No Match | No Match | No Match | Other | No Match |  | No Match |  | 250000 | [10 empty] | 88 | 80 | Federally-Regulated Consumer Product | 1998-12-21
Fulton Heating Solutions | Fulton Heating Solutions | VTG2500 | Water | Natural Gas | Power | FALSE | FALSE | 3 |  |  |  | Electro-Mechanical Inlet Dampe | Condensing | Step Modulating | Other |  |  |  |  | 2500000 | 2333000 |  |  | 93 | [8 empty] | Federally-Regulated Commercial & Industrial Equipment | 2014-10-23
Laars Heating Systems Co. | Laars | HH3500IP******** | Water | LPG | Induced Draft | FALSE | FALSE | 1 |  |  |  | None | Non-Condensing | Step Modulating | Copper |  |  |  |  | 3500000 | 2870000 | 1050000 |  | 82 | 80 | [7 empty] | Federally-Regulated Commercial & Industrial Equipment | 2007-11-01
Raypak | Raypak | H2-3001* | Water | Natural Gas | Injection Type | FALSE | FALSE | 1 |  |  |  | None | Non-Condensing | Step Modulating | Copper |  |  |  |  | 3000000 | 2460000 |  |  | 82 | [8 empty] | Federally-Regulated Commercial & Industrial Equipment | 2015-04-16
Weil-McLain | Weil-McLain | ULTRA 230-UE | Water | LPG | Power | FALSE | FALSE | 1 | TRUE |  |  | None | Condensing | Step Modulating | Other |  |  |  |  | 230000 | 207000 | [9 empty] | 90 | 80 | Federally-Regulated Consumer Product | 2015-09-30
Parker Boiler Co. | Parker Boiler | T600L | Water | Natural Gas | Power | FALSE | FALSE | 3 |  |  | No Match | No Match | No Match | No Match | Other | No Match |  | No Match |  | 600000 |  | 300000 |  | 80 | 80 |  |  | 4 |  | 80 |  |  | Federally-Regulated Commercial & Industrial Equipment | 1996-03-13
U.S. Boiler Co. | F.W. Webb | AG6 | Water | Natural Gas | Injection Type | FALSE | FALSE | 1 |  | TRUE |  | Stack Damper | Non-Condensing | Single-Stage | Cast Iron | Single-Speed |  |  |  | 175000 | 146000 | [9 empty] | 84 | 80 | Federally-Regulated Consumer Product | 2013-04-19
Weil-McLain | Weil-McLain | LGB-17 | Steam | Natural Gas | No Match | FALSE | FALSE | 3 |  |  | No Match | No Match | No Match | No Match | Cast Iron | No Match |  | No Match |  | 2080000 |  | 2080000 |  | 81 | 80 |  |  | 147 |  | 81 |  |  | Federally-Regulated Commercial & Industrial Equipment | 1996-02-29
Ajax Boiler, Inc. | Ajax | SGXFD-350 | Steam | Natural Gas | Power | FALSE | FALSE | 3 |  |  | No Match | No Match | No Match | No Match | Other | No Match |  | No Match |  | 350000 |  | 175000 |  | 81 | 80 |  |  |  |  | 80 |  |  | Non Federally-Regulated | 1992-10-27
Peerless Heater Co. | Peerless | DE-06-SV | Water | Combo (Natural Gas & Oil) | Power | FALSE | FALSE | 1 |  |  | No Match | No Match | No Match | No Match | Cast Iron | No Match |  | No Match |  | 165000 | [10 empty] | 82 | 80 | Federally-Regulated Consumer Product | 2001-11-01
New York Thermal, Inc. | New York Thermal, Inc. | TFT60 | Water | LPG | Power | FALSE | FALSE | 1 |  | TRUE |  | None | Condensing | Step Modulating | Other |  |  |  |  | 60000 | 56000 | [9 empty] | 95 | 80 | Federally-Regulated Consumer Product | 2013-06-17
U.S. Boiler Co. | BURNHAM HYDRONICS | SCG-5 | Water | Natural Gas | Induced Draft | FALSE | FALSE | 1 | TRUE |  |  | None | Non-Condensing | Single-Stage | Cast Iron |  |  |  |  | 140000 | 120000 | [9 empty] | 85.3 | 80 | Federally-Regulated Consumer Product | 2015-09-30
Water Pik, Inc. | Laars | HH1200IP04*BA | Water | LPG | No Match | FALSE | FALSE | 3 |  |  | No Match | No Match | No Match | No Match | Copper | No Match |  | No Match |  | 1200000 |  | 300000 |  | 82 | 80 |  |  | 5 |  | 82 |  |  | Federally-Regulated Commercial & Industrial Equipment | 2001-05-30
Smith Cast Iron Boilers | Peerless | TCII-09-S-O | Steam | Oil | Power | FALSE | FALSE | 1 |  | FALSE |  | None | Non-Condensing | Single-Stage | Cast Iron |  |  |  |  | 2632000 | 2245000 |  |  |  |  | 85.3 | 81 | [5 empty] | Federally-Regulated Commercial & Industrial Equipment | 2015-09-30
Crown Boiler Co. | Crown Boiler Co. | BWC090 | Water | Natural Gas | Induced Draft | FALSE | FALSE | 1 |  | TRUE | None | None | Condensing | Step Modulating | Other | Single-Speed | 0.13 | Standard |  | 90000 | 80000 | 30000 | 27000 | [7 empty] | 91 | 80 | Federally-Regulated Consumer Product | 2013-04-19
New York Thermal, Inc. | New York Thermal, Inc. | TFT399 | Water | Natural Gas | Power | FALSE | FALSE | 1 |  | FALSE |  | None | Condensing | Step Modulating | Other |  |  |  |  | 399000 | 380000 |  |  | 96 |  | 95.4 | [6 empty] | Federally-Regulated Commercial & Industrial Equipment | 2014-08-11
Viessmann Manufacturing | Viessmann Manufacturing | VD2A-230 | Water | LPG | Power | FALSE | FALSE | 1 |  |  | Barometric Regulator | None | Non-Condensing | Two-Stage Modulating | Cast Iron |  |  |  |  | 934000 | 792000 |  |  | 84.8 | 80 | 84.8 | [6 empty] | Federally-Regulated Commercial & Industrial Equipment | 2011-12-30
U.S. Boiler Co. | U.S. Boiler Co. | CHG225 | Water | Natural Gas | Induced Draft | FALSE | FALSE | 1 |  |  |  | None | Condensing | Step Modulating | Other | Single-Speed |  |  |  | 225000 | 202000 | [9 empty] | 91 | 80 | Federally-Regulated Consumer Product | 2013-05-09
Burnham Corp. | Burnham Corp. | CL-20-G | Steam | Natural Gas | Power | FALSE | FALSE | 1 |  | FALSE |  | None | Non-Condensing | Single-Stage | Other |  |  |  |  | 816000 | 660000 |  |  | 85 |  | 80.9 | [6 empty] | Federally-Regulated Commercial & Industrial Equipment | 2014-12-01
Ajax Boiler, Inc. | Ajax | WNG9500W | Water | Natural Gas | No Match | FALSE | TRUE | 3 |  |  | No Match | No Match | No Match | No Match | Other | No Match |  | No Match |  | 9500000 |  | 4750000 |  | 80 | 80 |  |  |  |  | 80 |  |  | Federally-Regulated Commercial & Industrial Equipment | 1997-01-07
Burnham Corp. | Burnham Corp. | IN5PVNI- | Steam | Natural Gas | Induced Draft | FALSE | FALSE | 1 |  |  |  | Stack Damper | Non-Condensing | Single-Stage | Cast Iron |  |  |  |  | 140000 | 116000 | [9 empty] | 82.2 | 75 | Federally-Regulated Consumer Product | 2007-11-14
Harsco Industrial / Patterson-Kelley | Harsco Industrial / Patterson-Kelley | C-1050 | Water | LPG | Power | FALSE | FALSE | 1 |  |  | None | None | Condensing | Step Modulating | Other |  |  |  |  | 1050000 | 987000 | 210000 | 200000 | 94 | 80 | 93.9 | [6 empty] | Federally-Regulated Commercial & Industrial Equipment | 2011-09-26
Axeman-Anderson Co. | Axeman-Anderson Co. | 74POU-2 | Water | Oil | No Match | TRUE | FALSE | 1 |  |  | No Match | No Match | No Match | No Match | Other | No Match |  | No Match |  | 105000 | [10 empty] | 84.2 | 80 | Federally-Regulated Consumer Product | 2000-06-07
Crown Boiler Co. | Crown Boiler Co. | BWC120 | Water | LPG | Induced Draft | FALSE | FALSE | 1 |  | TRUE | None | None | Condensing | Step Modulating | Other | Single-Speed | 0.13 | Standard |  | 120000 | 108000 | 40000 | 37000 | [7 empty] | 92.8 | 80 | Federally-Regulated Consumer Product | 2014-01-14
Smith Cast Iron Boilers | Smith Cast Iron Boilers | GB100-W-8-HSI-D | Water | Natural Gas | No Match | FALSE | FALSE | 1 |  |  | No Match | No Match | No Match | No Match | Cast Iron | No Match |  | No Match |  | 175000 | [10 empty] | 83.2 | 80 | Federally-Regulated Consumer Product | 1998-12-21
Aerco International | Aerco International | MLX EXT 1530 | Water | LPG | Luminous | FALSE | FALSE | 1 |  |  |  | None | Condensing | Step Modulating | Other |  |  |  |  | 1530000 | 1408000 |  |  |  |  | 92 | [6 empty] | Federally-Regulated Commercial & Industrial Equipment | 2015-04-14
Dunkirk | Carrier | BS2AAN000187ABAA | Steam | Natural Gas | No Match | FALSE | FALSE | 1 |  |  | No Match | No Match | No Match | No Match | Cast Iron | No Match |  | No Match |  | 187500 | [10 empty] | 80.9 | 75 | Federally-Regulated Consumer Product | 1999-10-22
PB Heat, LLC | Peerless | DE-06-SV | Water | Natural Gas | Injection Type | FALSE | FALSE | 1 | TRUE |  |  | None | Non-Condensing | Single-Stage | Cast Iron | Single-Speed |  |  |  | 165000 | 136000 | [9 empty] | 82 | 80 | Federally-Regulated Consumer Product | 2015-09-30
Ajax Boiler, Inc. | Ajax | WGXFD-1125 | Steam | Natural Gas | Power | FALSE | FALSE | 3 |  |  | No Match | No Match | No Match | No Match | Other | No Match |  | No Match |  | 1125000 |  | 562500 |  | 82 | 80 |  |  |  |  | 80 |  |  | Non Federally-Regulated | 1992-10-27
Dunkirk | Sears | K90-50 | Water | Combo (Natural Gas & Oil) | No Match | FALSE | FALSE | 1 |  |  | No Match | No Match | No Match | No Match | Other | No Match |  | No Match |  | 50000 | [10 empty] | 90 | 80 | Federally-Regulated Consumer Product | 2002-06-04
Smith Cast Iron Boilers | Smith Cast Iron Boilers | PGB250-S-7-INT | Steam | LPG | Power | FALSE | FALSE | 1 |  |  |  | Electro-Mechanical Flue Damper | Non-Condensing | Single-Stage | Cast Iron |  |  |  |  | 300000 | 240000 |  |  | 80 | 80 | 75.8 | [6 empty] | Federally-Regulated Commercial & Industrial Equipment | 2007-12-12
Parker Boiler Co. | Parker Boiler | T1995LR | Water | Natural Gas | Power | FALSE | FALSE | 3 |  |  | No Match | No Match | No Match | No Match | Other | No Match |  | No Match |  | 1995000 |  | 997500 |  | 85 | 80 |  |  | 4 |  | 82 |  |  | Federally-Regulated Commercial & Industrial Equipment | 1996-03-13
Ajax Boiler, Inc. | Ajax | OSGX1750 | Steam | Natural Gas | No Match | FALSE | TRUE | 3 |  |  | No Match | No Match | No Match | No Match | Other | No Match |  | No Match |  | 1750000 |  | 1750000 |  | 80 | 80 |  |  |  |  | 80 |  |  | Federally-Regulated Commercial & Industrial Equipment | 1996-02-29
Easco Boiler Corp. | Easco | FST-175-S015 | Both Steam & Water | Combo (Natural Gas & Oil) | Power | FALSE | FALSE | 3 |  |  | No Match | No Match | No Match | No Match | Other | No Match |  | No Match |  | 7323000 |  | 2441000 |  | 83 | 80 |  |  | 22 |  | 81 |  |  | Federally-Regulated Commercial & Industrial Equipment | 1998-06-02
Ajax Boiler, Inc. | Ajax | SGOXFD-5500 | Steam | Natural Gas | Power | FALSE | FALSE | 3 |  |  | No Match | No Match | No Match | No Match | Other | No Match |  | No Match |  | 5500000 |  | 2750000 |  | 81 | 80 |  |  |  |  | 80 |  |  | Non Federally-Regulated | 1992-10-27
Water Pik, Inc. | Laars | HH1010EN04*BA | Water | Natural Gas | No Match | FALSE | TRUE | 3 |  |  | No Match | No Match | No Match | No Match | Copper | No Match |  | No Match |  | 1010000 |  | 252500 |  | 82 | 80 |  |  | 5 |  | 82 |  |  | Federally-Regulated Commercial & Industrial Equipment | 2001-05-16
DDR Americas, Inc. | De Deitrich | GT 530A-19 | Water | Natural Gas | Power | FALSE | FALSE | 3 |  | FALSE |  | Electro-Mechanical Inlet Dampe | Non-Condensing | Step Modulating | Cast Iron |  |  |  |  | 4759000 | 4054000 |  |  | 85.2 |  | 85.2 | [6 empty] | Federally-Regulated Commercial & Industrial Equipment | 2014-08-11
Dunkirk | Dunkirk | Q90-75 | Water | Combo (Natural Gas & Oil) | No Match | FALSE | FALSE | 1 |  |  | No Match | No Match | No Match | No Match | Other | No Match |  | No Match |  | 75000 | [10 empty] | 90 | 80 | Federally-Regulated Consumer Product | 2001-11-01
Smith Cast Iron Boilers | Smith Cast Iron Boilers | 4500A-*-20 | Both Steam & Water | Oil | Power | FALSE | FALSE | 1 |  |  |  | None | Non-Condensing | Single-Stage | Cast Iron |  |  |  |  | 8540000 | 6947000 |  |  | 83.2 | 83 | 81.7 | [6 empty] | Federally-Regulated Commercial & Industrial Equipment | 2008-05-08
PB Heat, LLC | PB Heat, LLC | DE-06-SPRK | Water | LPG | Injection Type | FALSE | FALSE | 1 |  | TRUE |  | None | Non-Condensing | Single-Stage | Cast Iron | Single-Speed |  |  |  | 165000 | 136000 | [9 empty] | 82 | 80 | Federally-Regulated Consumer Product | 2013-04-19
Burnham Corp. | Burnham Corp. | SCG-5 | Water | LPG | Induced Draft | FALSE | FALSE | 1 |  |  |  | None | Non-Condensing | Single-Stage | Cast Iron | Single-Speed | 0.04 | Standard |  | 140000 | 120000 | [9 empty] | 85.3 | 80 | Federally-Regulated Consumer Product | 2007-11-14
Ajax Boiler, Inc. | Ajax | SGXFD-2250 | Steam | Natural Gas | Power | FALSE | FALSE | 3 |  |  | No Match | No Match | No Match | No Match | Other | No Match |  | No Match |  | 2250000 |  | 1125000 |  | 81 | 80 |  |  |  |  | 80 |  |  | Non Federally-Regulated | 1992-10-27
Burnham Corp. | Burnham Corp. | V1110-SN | Steam | Natural Gas | Power | FALSE | FALSE | 1 |  | FALSE |  | Stack Damper | Non-Condensing | Two-Stage Modulating | Cast Iron |  |  |  |  | 2396000 | 1924000 |  |  | 81 |  | 81 | [6 empty] | Federally-Regulated Commercial & Industrial Equipment | 2014-10-23
Rite Engineering | Rite | 63SG | Both Steam & Water | Natural Gas | Power | FALSE | FALSE | 3 |  |  | No Match | No Match | No Match | No Match | Other | No Match |  | No Match |  | 630000 |  | 210000 |  | 80 | 80 |  |  |  |  | 80 |  |  | Non Federally-Regulated | 1992-10-14
Water Pik, Inc. | Laars | PH1430IN04*BA | Water | Natural Gas | No Match | FALSE | FALSE | 3 |  |  | No Match | No Match | No Match | No Match | Copper | No Match |  | No Match |  | 1430000 |  | 357500 |  | 82 | 80 |  |  | 5 |  | 82 |  |  | Federally-Regulated Commercial & Industrial Equipment | 2001-05-30
Parker Boiler Co. | Parker Boiler | T300R | Water | Natural Gas | No Match | FALSE | FALSE | 3 |  |  | No Match | No Match | No Match | No Match | Other | No Match |  | No Match |  | 300000 |  | 150000 |  | 85 | 80 |  |  | 4 |  | 82 |  |  | Federally-Regulated Commercial & Industrial Equipment | 1996-03-13
McKenna Boiler Co. | McKenna Boiler Co. | 10 | Steam | Natural Gas | Power | FALSE | FALSE | 3 |  |  | No Match | No Match | No Match | No Match | Other | No Match |  | No Match |  | 425000 |  | 425000 |  | 82 | 80 |  |  |  |  | 82 |  |  | Federally-Regulated Commercial & Industrial Equipment | 2002-05-14
Laars Heating Systems Co. | Bradford-White Corp. | BLXCW125(N,P)**** | Water | Natural Gas | Power | FALSE | FALSE | 1 |  |  |  | None | Condensing | Step Modulating | Other | Single-Speed |  |  |  | 125000 | 116000 | [9 empty] | 95 | 80 | Federally-Regulated Consumer Product | 2014-10-23
Lochinvar, LLC. | Lochinvar Corp. | CBN2066 | Water | LPG | Power | FALSE | FALSE | 1 |  |  | None | None | Non-Condensing | Two-Stage Modulating | Copper |  |  |  |  | 2065000 | 1673000 | 990000 | 802000 | 82 | 80 | 81 | [6 empty] | Federally-Regulated Commercial & Industrial Equipment | 2007-12-12
Slant / Fin Corp. | Slant / Fin Corp. | TRF-50 | Both Steam & Water | Natural Gas | Power | FALSE | FALSE | 1 |  |  |  | None | Non-Condensing | Single-Stage | Cast Iron |  |  |  |  | 310000 | 250000 |  |  | 83.1 | 80 | 80.4 | [6 empty] | Federally-Regulated Commercial & Industrial Equipment | 2007-12-12
Laars Heating Systems Co. | Laars Heating Systems Co. | NTH105 | Water | LPG | Induced Draft | FALSE | FALSE | 1 |  | TRUE | None | None | Condensing | Step Modulating | Other | Single-Speed | 0.17 | Standard |  | 105000 | 96000 | 21000 | 19950 | [7 empty] | 95 | 80 | Federally-Regulated Consumer Product | 2013-11-14
HTP, Inc. | Westinghouse | WBRLP110WPU | Water | LPG | Power | FALSE | FALSE | 1 | TRUE |  |  | None | Condensing | Step Modulating | Other | Multiple-Speed |  |  |  | 110000 | 102000 | [9 empty] | 95.6 | 80 | Federally-Regulated Consumer Product | 2015-09-30
Weil-McLain | Weil-McLain | GV-6 | Water | Combo (Natural Gas & Oil) | Power | FALSE | FALSE | 1 |  |  | No Match | No Match | No Match | No Match | Cast Iron | No Match |  | No Match |  | 175000 | [10 empty] | 87 | 80 | Federally-Regulated Consumer Product | 2001-11-01
Raypak | Raypak | H7-0504* | Water | Natural Gas | Induced Draft | FALSE | FALSE | 1 |  |  |  | None | Non-Condensing | Step Modulating | Copper |  |  |  |  | 500000 | 420000 |  |  |  |  | 84 | [6 empty] | Federally-Regulated Commercial & Industrial Equipment | 2015-04-16
Viessmann Manufacturing | Viessmann Manufacturing | CM2-400 | Water | Natural Gas | Power | FALSE | FALSE | 1 |  |  |  | None | Condensing | Step Modulating | Other |  |  |  |  | 1445000 | 1372000 |  |  | 95.1 |  | 95 | [6 empty] | Federally-Regulated Commercial & Industrial Equipment | 2014-08-11
Smith Cast Iron Boilers | Smith Cast Iron Boilers | 650A-*-22 | Both Steam & Water | Natural Gas | Power | FALSE | FALSE | 1 |  |  |  | None | Non-Condensing | Single-Stage | Cast Iron |  |  |  |  | 11412000 | 9225000 |  |  | 82.4 | 80 | 80.8 | [6 empty] | Federally-Regulated Commercial & Industrial Equipment | 2007-12-12
Harsco Industrial / Patterson-Kelley | Mach | C-2000 | Water | Natural Gas | Power | FALSE | TRUE | 1 |  |  | None | None | Condensing | Step Modulating | Other | None |  |  |  | 2000000 | 1920000 | 400000 | 384000 | 96 | 80 | 95.8 | [6 empty] | Federally-Regulated Commercial & Industrial Equipment | 2009-03-14
Smith Cast Iron Boilers | Smith Cast Iron Boilers | 28A-S/W-13 | Both Steam & Water | Oil | Power | FALSE | FALSE | 1 |  |  |  | None | Non-Condensing | Single-Stage | Cast Iron |  |  |  |  | 4060000 | 3297000 |  |  | 83.5 | 83 | 81.3 | [6 empty] | Federally-Regulated Commercial & Industrial Equipment | 2007-12-12
Parker Boiler Co. | Parker Boiler | 30R | Steam | Natural Gas | No Match | FALSE | FALSE | 3 |  |  | No Match | No Match | No Match | No Match | Other | No Match |  | No Match |  | 1260000 |  | 630000 |  | 83 | 80 |  |  | 4 |  | 82 |  |  | Federally-Regulated Commercial & Industrial Equipment | 1996-03-13
Ajax Boiler, Inc. | Ajax | OWGB2750 | Steam | Natural Gas | No Match | FALSE | TRUE | 3 |  |  | No Match | No Match | No Match | No Match | Other | No Match |  | No Match |  | 2750000 |  | 2750000 |  | 80 | 80 |  |  |  |  | 80 |  |  | Federally-Regulated Commercial & Industrial Equipment | 1996-02-29
Water Pik, Inc. | Laars | HH1000MN20****** | Water | Natural Gas | Power | FALSE | TRUE | 3 |  |  | No Match | No Match | No Match | No Match | Copper | No Match |  | No Match |  | 1000000 |  | 250000 |  | 83 | 80 |  |  | 5 |  | 83 |  |  | Federally-Regulated Commercial & Industrial Equipment | 2001-11-21
Ajax Boiler, Inc. | Ajax | WFG600W | Water | Natural Gas | Power | FALSE | TRUE | 3 |  |  | No Match | No Match | No Match | No Match | Other | No Match |  | No Match |  | 600000 |  | 400000 |  | 80 | 80 |  |  |  |  | 80 |  |  | Federally-Regulated Commercial & Industrial Equipment | 1997-01-07
Burnham Corp. | Crown Boiler Co. | BWC150 | Water | LPG | Induced Draft | FALSE | FALSE | 1 |  |  | None | None | Condensing | Step Modulating | Other | Single-Speed | 0.13 | Standard |  | 150000 | 135000 | 30000 | 27000 | [7 empty] | 93.1 | 80 | Federally-Regulated Consumer Product | 2008-09-25
Ajax Boiler, Inc. | Ajax | OSGXH2250 | Steam | Natural Gas | No Match | FALSE | TRUE | 3 |  |  | No Match | No Match | No Match | No Match | Other | No Match |  | No Match |  | 2250000 |  | 2250000 |  | 80 | 80 |  |  |  |  | 80 |  |  | Federally-Regulated Commercial & Industrial Equipment | 1996-02-29
Laars Heating Systems Co. | Bradford-White Corp. | BMT2H1250 | Water | Natural Gas | Power | FALSE | FALSE | 1 |  |  |  | None | Non-Condensing | Two-Stage Modulating | Copper |  |  |  |  | 1250000 | 1064000 |  |  | 85.2 |  | 85.2 | [6 empty] | Federally-Regulated Commercial & Industrial Equipment | 2014-10-21
Raypak | Raypak | W7-300*(N,P)* | Water | Natural Gas | Induced Draft | FALSE | FALSE | 1 |  |  | None | None | Condensing | Step Modulating | Copper |  |  |  |  | 300000 | 282000 | 60000 |  | 94.5 | 80 | 94 |  | 12 |  |  |  |  | Federally-Regulated Commercial & Industrial Equipment | 2009-06-22
Raypak | Raypak | H7-503 | Water | LPG | Induced Draft | FALSE | TRUE | 1 |  |  | None | None | Non-Condensing | Single-Stage | Copper |  |  |  |  | 500000 | 435000 |  |  | 87 | 80 | 87 | [6 empty] | Federally-Regulated Commercial & Industrial Equipment | 2007-12-12
Dunkirk | Sears, Roebuck, & Co. | DKVLT-299 | Water | LPG | Pressure | FALSE | FALSE | 1 |  | TRUE |  | None | Condensing | Step Modulating | Other | Single-Speed |  |  |  | 299000 | 273000 | [9 empty] | 95 | 80 | Federally-Regulated Consumer Product | 2014-08-08
Lochinvar, LLC. | Lochinvar Corp. | WBL105 | Water | LPG | Power | FALSE | FALSE | 1 |  |  | None | None | Condensing | Step Modulating | Other |  |  |  |  | 105000 | 94000 | [9 empty] | 95.4 | 80 | Federally-Regulated Consumer Product | 2010-03-16
Water Pik, Inc. | Laars | VW2200EN18CC | Both Steam & Water | Natural Gas | No Match | FALSE | TRUE | 3 |  |  | No Match | No Match | No Match | No Match | Copper | No Match |  | No Match |  | 2205000 |  | 2205000 |  | 81 | 80 |  |  | 5 |  | 81 |  |  | Federally-Regulated Commercial & Industrial Equipment | 2001-11-21
Advanced Thermal Hydronics | Advanced Thermal Hydronics | VGX-177-INT | Steam | Natural Gas | Injection Type | FALSE | FALSE | 1 |  |  |  | Stack Damper | Non-Condensing | Single-Stage | Cast Iron |  |  |  |  | 177000 | 147000 | [9 empty] | 82.4 | 75 | Federally-Regulated Consumer Product | 2014-03-28
Water Pik, Inc. | Laars | PW1200EN04*BA | Both Steam & Water | Natural Gas | No Match | FALSE | TRUE | 3 |  |  | No Match | No Match | No Match | No Match | Copper | No Match |  | No Match |  | 1200000 |  | 300000 |  | 82 | 80 |  |  | 5 |  | 82 |  |  | Federally-Regulated Commercial & Industrial Equipment | 2001-11-21
Camus Hydronics | Camus Hydronics | DMNW-0262 | Water | Natural Gas | Power | FALSE | FALSE | 1 | TRUE |  |  | None | Condensing | Step Modulating | Other |  |  |  |  | 250000 | 225000 | [9 empty] | 90 | 80 | Federally-Regulated Consumer Product | 2015-09-30
Rite Engineering | Rite | 400S | Both Steam & Water | Natural Gas | No Match | FALSE | FALSE | 3 |  |  | No Match | No Match | No Match | No Match | Other | No Match |  | No Match |  | 4000000 |  | 2000000 |  | 80 | 80 |  |  |  |  | 80 |  |  | Non Federally-Regulated | 1992-10-14
Raypak | Raypak | H2-3500* | Water | LPG | Injection Type | FALSE | FALSE | 1 |  |  |  | None | Non-Condensing | Step Modulating | Copper |  |  |  |  | 3500000 | 2870000 |  |  | 82 | [8 empty] | Federally-Regulated Commercial & Industrial Equipment | 2015-04-16
U.S. Boiler Co. | New Yorker | CG90E | Water | Natural Gas | Injection Type | FALSE | FALSE | 1 | TRUE |  |  | Stack Damper | Non-Condensing | Single-Stage | Cast Iron | Single-Speed |  |  |  | 280000 | 234000 | [9 empty] | 84 | 80 | Federally-Regulated Consumer Product | 2015-09-30
Cleaver-Brooks | Cleaver-Brooks | CBW-700-350-***** | Steam | Natural Gas | Power | FALSE | FALSE | 3 |  |  | No Match | No Match | No Match | No Match | Other | No Match |  | No Match |  | 14650000 |  | 14650000 |  | 80 | 80 |  |  | 25 |  | 80 |  |  | Federally-Regulated Commercial & Industrial Equipment | 1999-03-02
PB Heat, LLC | PB Heat, LLC | TCII-18 | Both Steam & Water | Natural Gas | Power | FALSE | FALSE | 1 |  |  |  | None | Non-Condensing | Single-Stage | Cast Iron |  |  |  |  | 5553000 | 4622000 |  |  | 83.4 | 80 | 83.2 | [6 empty] | Federally-Regulated Commercial & Industrial Equipment | 2011-08-22
Viessmann Manufacturing | Viessmann Manufacturing | B2HB-26 | Water | Natural Gas | Power | FALSE | FALSE | 1 |  |  |  | Electro-Mechanical Inlet Dampe | Condensing | Step Modulating | Other |  |  |  |  | 94000 | 89000 | [9 empty] | 95 | 80 | Federally-Regulated Consumer Product | 2014-12-01
Crown Boiler Co. | Crown Boiler Co. | BWC120 | Water | Natural Gas | Induced Draft | FALSE | FALSE | 1 |  | TRUE | None | None | Condensing | Step Modulating | Other | Single-Speed | 0.13 | Standard |  | 120000 | 108000 | 40000 | 37000 | [7 empty] | 92.8 | 80 | Federally-Regulated Consumer Product | 2014-01-14
Burnham Corp. | Crown Boiler Co. | KSZ175 | Steam | Oil | Power | FALSE | FALSE | 1 |  |  |  | None | Non-Condensing | Single-Stage | Cast Iron |  |  |  |  | 245000 | 207000 | [9 empty] | 83.1 | 80 | Federally-Regulated Consumer Product | 2007-11-14
Water Pik, Inc. | Laars | PW1430IP04*1A | Both Steam & Water | LPG | No Match | FALSE | FALSE | 3 |  |  | No Match | No Match | No Match | No Match | Copper | No Match |  | No Match |  | 1430000 |  | 357500 |  | 81 | 80 |  |  | 5 |  | 81 |  |  | Federally-Regulated Commercial & Industrial Equipment | 2001-11-21
Ajax Boiler, Inc. | Ajax | OWGFD1275 | Steam | Natural Gas | Power | FALSE | TRUE | 3 |  |  | No Match | No Match | No Match | No Match | Other | No Match |  | No Match |  | 1275000 |  | 637500 |  | 82 | 80 |  |  |  |  | 80 |  |  | Non Federally-Regulated | 1992-10-27
Water Pik, Inc. | Laars | VW1000MN20***** | Both Steam & Water | Natural Gas | Power | FALSE | FALSE | 3 |  |  | No Match | No Match | No Match | No Match | Copper | No Match |  | No Match |  | 1000000 |  | 1000000 |  | 85 | 80 |  |  | 5 |  | 83 |  |  | Federally-Regulated Commercial & Industrial Equipment | 2001-11-21
Water Pik, Inc. | Laars | HH0850IP04*BA | Water | LPG | No Match | FALSE | FALSE | 3 |  |  | No Match | No Match | No Match | No Match | Copper | No Match |  | No Match |  | 850000 |  | 212850 |  | 82 | 80 |  |  | 5 |  | 82 |  |  | Federally-Regulated Commercial & Industrial Equipment | 2001-05-30
PB Heat, LLC | Peerless | EC/ECT-05-200W | Water | Oil | Power | FALSE | FALSE | 1 | TRUE |  |  | None | Non-Condensing | Single-Stage | Cast Iron |  |  |  |  | 280000 | 241000 | [9 empty] | 85.2 | 84 | Federally-Regulated Consumer Product | 2015-09-30
PVI Industries | PVI | 378 EWB 200A-E | Water | Electricity | No Match | TRUE | FALSE | 3 |  |  | No Match | No Match | No Match | No Match | Other | No Match |  | No Match |  | 1290000 |  | 1290000 |  | 99.9 | [5 empty] | 99.9 |  |  | Non Federally-Regulated | 1992-09-28
Heat Cell Technologies, Inc. / ECO Heating Systems | Propak TM - By Huron Valley Sales | HWHL00199ASME | Water | LPG | Power | FALSE | TRUE | 1 |  |  | None | None | Condensing | Two-Stage Modulating | Other | No Match |  | No Match |  | 199000 | 189999 | 40000 | 38000 | [7 empty] | 93 | 80 | Federally-Regulated Consumer Product | 2006-03-29
U.S. Boiler Co. | U.S. Boiler Co. | 202I | Water | LPG | Induced Draft | FALSE | FALSE | 1 |  | TRUE |  | Stack Damper | Non-Condensing | Single-Stage | Cast Iron | Single-Speed |  |  |  | 37500 | 31000 | [9 empty] | 82.3 | 80 | Federally-Regulated Consumer Product | 2014-01-14
Raypak | Raypak | H7-300*(N,P)* | Water | LPG | Induced Draft | FALSE | FALSE | 1 |  |  | None | None | Condensing | Step Modulating | Copper |  |  |  |  | 300000 | 282000 | 60000 |  | 94.5 | 80 | 94 |  | 12 |  |  |  |  | Federally-Regulated Commercial & Industrial Equipment | 2009-06-22
Peerless Heater Co. | Peerless | 211A-23I | Steam | Natural Gas | No Match | FALSE | FALSE | 3 |  |  | No Match | No Match | No Match | No Match | Cast Iron | No Match |  | No Match |  | 4620000 |  | 4620000 |  | 80 | 75 |  |  | 9 | 147 | 80 |  |  | Non Federally-Regulated | 1990-06-25
Raypak | Raypak | H40090* | Water | Natural Gas | No Match | FALSE | FALSE | 1 |  |  | No Match | No Match | No Match | No Match | Other | No Match |  | No Match |  | 90000 | [10 empty] | 82.7 | 80 | Federally-Regulated Consumer Product | 2001-11-01
Ajax Boiler, Inc. | Ajax | A300 | Water | Natural Gas | Luminous | FALSE | FALSE | 1 |  |  | None | None | Condensing | Step Modulating | Copper | None |  |  |  | 3000000 | 2790000 | 750000 | 727500 | 93 | 80 | 92 | [6 empty] | Federally-Regulated Commercial & Industrial Equipment | 2007-08-15
PB Heat, LLC | PB Heat, LLC | PFW-200-NAT | Water | Natural Gas | Power | FALSE | FALSE | 1 |  | TRUE |  | None | Condensing | Step Modulating | Other |  |  |  |  | 199000 | 185000 | [9 empty] | 95 | 80 | Federally-Regulated Consumer Product | 2015-03-30
Hydrotherm | Hydrotherm | AM-100 | Water | LPG | Power | FALSE | FALSE | 1 |  |  | No Match | No Match | No Match | No Match | Other | No Match |  | No Match |  | 90000 | [10 empty] | 90.5 | 80 | Federally-Regulated Consumer Product | 2001-03-01
Burnham Corp. | Burnham Corp. | V1114-SN | Steam | Natural Gas | Power | FALSE | FALSE | 3 |  |  |  | Stack Damper | Non-Condensing | Two-Stage Modulating | Cast Iron |  |  |  |  | 3392000 | 2714000 |  |  | 80 | 80 | 80.4 | [6 empty] | Federally-Regulated Commercial & Industrial Equipment | 2012-06-11
Burnham Corp. | Burnham Corp. | V1115 | Both Steam & Water | Oil | Power | FALSE | FALSE | 1 |  |  |  | None | Non-Condensing | Single-Stage | Cast Iron |  |  |  |  | 3570000 | 2957000 |  |  | 84.3 | 83 | 82.8 | [6 empty] | Federally-Regulated Commercial & Industrial Equipment | 2010-03-16
Burnham Corp. | Burnham Corp. | V13R | Water | Oil | Power | FALSE | FALSE | 1 |  |  |  | None | Non-Condensing | Single-Stage | Cast Iron | Single-Speed | 0.04 | Standard |  | 105000 | 89000 | [9 empty] | 83.5 | 80 | Federally-Regulated Consumer Product | 2007-11-14
Laars Heating Systems Co. | Bradford-White Corp. | BWCH2000 | Water | Natural Gas | Power | FALSE | FALSE | 1 |  |  |  | None | Non-Condensing | Step Modulating | Copper |  |  |  |  | 1999000 | 1701000 |  |  |  |  | 85.2 | [6 empty] | Federally-Regulated Commercial & Industrial Equipment | 2015-06-01
Smith Cast Iron Boilers | Smith Cast Iron Boilers | 28A-S/W-12 | Both Steam & Water | Oil | Power | FALSE | FALSE | 1 |  |  |  | None | Non-Condensing | Single-Stage | Cast Iron |  |  |  |  | 3710000 | 3031000 |  |  | 83.5 | 83 | 81.3 | [6 empty] | Federally-Regulated Commercial & Industrial Equipment | 2007-12-12
Lochinvar, LLC. | Lochinvar Corp. | PBN0752-F9 | Water | Natural Gas | Power | FALSE | FALSE | 1 |  |  |  | None | Non-Condensing | Single-Stage | Copper |  |  |  |  | 750000 | 637000 |  |  |  |  | 85 | [6 empty] | Federally-Regulated Commercial & Industrial Equipment | 2015-04-20
Lochinvar, LLC. | Lochinvar Corp. | OKN501 | Water | Natural Gas | Power | FALSE | TRUE | 1 |  |  |  | None | Condensing | Step Modulating | Other |  |  |  |  | 500000 | 468000 |  |  |  |  | 93.5 | [6 empty] | Federally-Regulated Commercial & Industrial Equipment | 2015-04-20
Heat Cell Technologies, Inc. / ECO Heating Systems | Hamilton Engineering - EVO Micro | HWHN00129ASME | Water | Natural Gas | Power | FALSE | TRUE | 1 |  |  | None | None | Condensing | Two-Stage Modulating | Other | No Match |  | No Match |  | 136600 | 130150 | 30700 | 29165 | [7 empty] | 93 | 80 | Federally-Regulated Consumer Product | 2006-03-29
Lochinvar, LLC. | Lochinvar Corp. | CBN0987 | Water | Natural Gas | Power | FALSE | TRUE | 1 |  |  |  | None | Non-Condensing | Two-Stage Modulating | Copper |  |  |  |  | 985000 | 798000 |  |  |  |  | 81 | [6 empty] | Federally-Regulated Commercial & Industrial Equipment | 2015-04-20
Weil-McLain | Weil-McLain | 1488 | Both Steam & Water | Oil | Power | FALSE | FALSE | 1 |  |  |  | None | Non-Condensing | Single-Stage | Cast Iron |  |  |  |  | 4330000 | 3709000 |  |  | 86 | 83 | 85.7 | [6 empty] | Federally-Regulated Commercial & Industrial Equipment | 2008-04-14
Lochinvar, LLC. | Lochinvar Corp. | OKN151 | Water | Natural Gas | Power | FALSE | TRUE | 1 |  | TRUE |  | None | Condensing | Step Modulating | Other |  |  |  |  | 150000 | 141000 | [9 empty] | 94 | 80 | Federally-Regulated Consumer Product | 2014-10-23
Ajax Boiler, Inc. | Ajax | WGXFD-2250 | Steam | Natural Gas | Power | FALSE | FALSE | 3 |  |  | No Match | No Match | No Match | No Match | Other | No Match |  | No Match |  | 2250000 |  | 1125000 |  | 82 | 80 |  |  |  |  | 80 |  |  | Non Federally-Regulated | 1992-10-27
Rinnai | Rinnai | Q175C | Water | LPG | Induced Draft | FALSE | FALSE | 1 |  | TRUE | None | None | Condensing | Step Modulating | Other | Variable-Speed |  | Premium |  | 175000 | 162000 | [9 empty] | 95 | 80 | Federally-Regulated Consumer Product | 2013-11-14
Columbia Boiler / Pottstown | Boyertown Furnace Co. | SL5125 | Water | LPG | Power | FALSE | FALSE | 1 |  |  | Barometric Regulator | None | Non-Condensing | Single-Stage | Cast Iron |  |  |  |  | 175000 | 153000 | [9 empty] | 85.1 | 80 | Federally-Regulated Consumer Product | 2008-04-14
Rinnai | Rinnai | Q130S | Water | LPG | Induced Draft | FALSE | FALSE | 1 |  | TRUE | None | None | Condensing | Step Modulating | Other | Variable-Speed |  | Premium |  | 130000 | 119000 | [9 empty] | 95.4 | 80 | Federally-Regulated Consumer Product | 2013-11-14
Dunkirk | Sears | 229.9656 | Water | Natural Gas | Power | FALSE | FALSE | 1 |  |  | No Match | No Match | No Match | No Match | Cast Iron | No Match |  | No Match |  | 150000 | [10 empty] | 82.7 | 80 | Federally-Regulated Consumer Product | 2000-06-07
Easco Boiler Corp. | Easco | FST-450-W030 | Both Steam & Water | Combo (Natural Gas & Oil) | Power | FALSE | FALSE | 3 |  |  | No Match | No Match | No Match | No Match | Other | No Match |  | No Match |  | 18830000 |  | 3766000 |  | 84 | 80 |  |  | 22 |  | 81 |  |  | Federally-Regulated Commercial & Industrial Equipment | 1998-06-02
Smith Cast Iron Boilers | Smith Cast Iron Boilers | 19A-S/W-08 | Both Steam & Water | Oil | Power | FALSE | FALSE | 1 |  |  |  | None | Non-Condensing | Single-Stage | Cast Iron |  |  |  |  | 1302000 | 1063000 |  |  | 83.8 | 83 | 81.7 | [6 empty] | Federally-Regulated Commercial & Industrial Equipment | 2007-12-12
HTP, Inc. | Westinghouse | WBRNG080WPU | Water | Natural Gas | Power | FALSE | FALSE | 1 | TRUE |  |  | None | Condensing | Step Modulating | Other | Multiple-Speed |  |  |  | 80000 | 74000 | [9 empty] | 96 | 80 | Federally-Regulated Consumer Product | 2015-09-30
Crown Boiler Co. | CROWN BOILER | AWI 061E | Water | LPG | Induced Draft | FALSE | FALSE | 1 | TRUE |  |  | Stack Damper | Non-Condensing | Single-Stage | Cast Iron |  |  |  |  | 61000 | 50000 | [9 empty] | 82.6 | 80 | Federally-Regulated Consumer Product | 2015-09-30
Water Pik, Inc. | Laars | VW1000MN20****** | Both Steam & Water | Natural Gas | Power | FALSE | TRUE | 3 |  |  | No Match | No Match | No Match | No Match | Copper | No Match |  | No Match |  | 1000000 |  | 1000000 |  | 83 | 80 |  |  | 5 |  | 83 |  |  | Federally-Regulated Commercial & Industrial Equipment | 2001-11-21
RBI Water Heaters | LCD DOMINATOR SERIES | LB225 | Water | LPG | Power | FALSE | FALSE | 1 | TRUE |  |  | None | Non-Condensing | Single-Stage | Copper |  |  |  |  | 225000 | 189000 | [9 empty] | 83 | 80 | Federally-Regulated Consumer Product | 2015-09-30
Harsco Industrial / Patterson-Kelley | Harsco Industrial / Patterson-Kelley | CM-399 | Water | LPG | Power | FALSE | FALSE | 1 |  |  |  | None | Condensing | Step Modulating | Other |  |  |  |  | 399000 | 371000 |  |  |  |  | 93.1 | [6 empty] | Federally-Regulated Commercial & Industrial Equipment | 2015-04-14
Ajax Boiler, Inc. | Ajax | DRF250 | Water | Natural Gas | Power | FALSE | TRUE | 1 |  |  | Draft Hood | Stack Damper | Non-Condensing | Two-Stage Modulating | Other | None |  |  |  | 10500000 | 8400000 | 8400000 | 6720000 | 80 | 80 | 79.2 | [6 empty] | Federally-Regulated Commercial & Industrial Equipment | 2007-08-15
U.S. Boiler Co. | U.S. Boiler Co. | 206I | Water | Natural Gas | Induced Draft | FALSE | FALSE | 1 |  | TRUE |  | Stack Damper | Non-Condensing | Single-Stage | Cast Iron | Single-Speed |  |  |  | 164000 | 136000 | [9 empty] | 82 | 80 | Federally-Regulated Consumer Product | 2014-01-14
Ajax Boiler, Inc. | Ajax | WEG7000W | Water | Natural Gas | Power | FALSE | TRUE | 3 |  |  | No Match | No Match | No Match | No Match | Other | No Match |  | No Match |  | 6650000 |  | 2800000 |  | 85 | 80 |  |  |  |  | 80 |  |  | Federally-Regulated Commercial & Industrial Equipment | 1997-01-07
U.S. Boiler Co. | BURNHAM BY U.S. BOILER | GW06 | Water | Natural Gas | Injection Type | FALSE | FALSE | 1 | TRUE |  |  | Stack Damper | Non-Condensing | Single-Stage | Cast Iron | Single-Speed |  |  |  | 164000 | 134000 | [9 empty] | 82 | 80 | Federally-Regulated Consumer Product | 2015-09-30
Lochinvar, LLC. | Lochinvar Corp. | PBN1701-M9 | Water | Natural Gas | Power | FALSE | FALSE | 1 |  |  |  | None | Non-Condensing | Step Modulating | Copper |  |  |  |  | 1700000 | 1445000 |  |  |  |  | 85 | [6 empty] | Federally-Regulated Commercial & Industrial Equipment | 2015-04-20
Water Pik, Inc. | Laars | PW1670EP04*BA | Both Steam & Water | LPG | No Match | FALSE | TRUE | 3 |  |  | No Match | No Match | No Match | No Match | Copper | No Match |  | No Match |  | 1670000 |  | 417500 |  | 82 | 80 |  |  | 5 |  | 82 |  |  | Federally-Regulated Commercial & Industrial Equipment | 2001-11-21
U.S. Boiler Co. | BURNHAM BY U.S. BOILER | ESC3 | Water | LPG | Induced Draft | FALSE | FALSE | 1 | TRUE |  |  | None | Non-Condensing | Single-Stage | Cast Iron | Single-Speed |  |  |  | 70000 | 60000 | [9 empty] | 85.5 | 80 | Federally-Regulated Consumer Product | 2015-09-30
Ajax Boiler, Inc. | Ajax | SRLG150 | Steam | Natural Gas | Power | FALSE | TRUE | 1 |  |  | Draft Hood | Stack Damper | Non-Condensing | Two-Stage Modulating | Other | None |  | No Match |  | 6000000 | 4800000 | 4800000 | 3840000 | 80 | 80 | 79.2 | [6 empty] | Federally-Regulated Commercial & Industrial Equipment | 2007-08-15
Raypak | Raypak | H4-HD151* | Water | Natural Gas | Induced Draft | FALSE | TRUE | 1 |  |  | None | None | Non-Condensing | Single-Stage | Copper | Single-Speed |  | Standard |  | 150000 | 126000 | [9 empty] | 85 | 80 | Federally-Regulated Consumer Product | 2010-01-11
Water Pik, Inc. | Laars | VW1825IP04*1A | Both Steam & Water | LPG | No Match | FALSE | FALSE | 3 |  |  | No Match | No Match | No Match | No Match | Copper | No Match |  | No Match |  | 1825000 |  | 456250 |  | 81 | 80 |  |  | 5 |  | 81 |  |  | Federally-Regulated Commercial & Industrial Equipment | 2001-11-21
PB Heat, LLC | PB Heat, LLC | 64-07 | Steam | LPG | Injection Type | FALSE | FALSE | 1 |  | TRUE | Draft Diverter | None | Non-Condensing | Single-Stage | Cast Iron |  |  |  |  | 345000 | 274000 |  |  | 82.5 |  | 79.4 | [6 empty] | Federally-Regulated Commercial & Industrial Equipment | 2015-06-01
Laars Heating Systems Co. | Laars Heating Systems Co. | MLXCW125(N,P)**** | Water | LPG | Power | FALSE | FALSE | 1 |  | TRUE |  | None | Condensing | Step Modulating | Other | Single-Speed |  |  |  | 125000 | 116000 | [9 empty] | 95 | 80 | Federally-Regulated Consumer Product | 2014-10-23
Ajax Boiler, Inc. | Ajax | WGOFD-8000 | Steam | Natural Gas | Power | FALSE | FALSE | 3 |  |  | No Match | No Match | No Match | No Match | Other | No Match |  | No Match |  | 8000000 |  | 4000000 |  | 82 | 80 |  |  |  |  | 80 |  |  | Non Federally-Regulated | 1992-10-27
PB Heat, LLC | Peerless | MI-07-SV | Water | Natural Gas | Injection Type | FALSE | FALSE | 1 | TRUE |  |  | Stack Damper | Non-Condensing | Single-Stage | Cast Iron | Single-Speed |  |  |  | 195000 | 160000 | [9 empty] | 82 | 80 | Federally-Regulated Consumer Product | 2015-09-30
Viessmann Manufacturing | Viessmann Manufacturing | VD2-560G | Water | Natural Gas | Power | FALSE | FALSE | 3 |  |  |  | None | Non-Condensing | Two-Stage Modulating | Cast Iron |  |  |  |  | 2275000 | 1941000 |  |  | 85 |  | 85 | [6 empty] | Federally-Regulated Commercial & Industrial Equipment | 2014-10-23
Camus Hydronics | Camus Hydronics | DFNW-4502-MS | Water | Natural Gas | Power | FALSE | FALSE | 1 |  |  |  | None | Condensing | Step Modulating | Other |  |  |  |  | 4500000 | 4248000 |  |  | 94.4 |  | 94.4 | [6 empty] | Federally-Regulated Commercial & Industrial Equipment | 2014-08-11
PB Heat, LLC | National HVAC Manufacturing Company, LLC | E3-OW*-76 | Water | Oil | Power | FALSE | FALSE | 1 |  |  |  | None | Non-Condensing | Single-Stage | Cast Iron | Single-Speed |  |  |  | 84000 | 75000 | [9 empty] | 87.5 | 80 | Federally-Regulated Consumer Product | 2013-11-14
Easco Boiler Corp. | Easco | ESP-450-W030 | Both Steam & Water | Combo (Natural Gas & Oil) | Power | FALSE | FALSE | 3 |  |  | No Match | No Match | No Match | No Match | Other | No Match |  | No Match |  | 18830000 |  | 3766000 |  | 84 | 80 |  |  | 22 |  | 82 |  |  | Federally-Regulated Commercial & Industrial Equipment | 1998-06-02
Raypak | Raypak | H7-1253 * | Water | LPG | Induced Draft | FALSE | FALSE | 1 |  |  |  | None | Non-Condensing | Step Modulating | Copper |  |  |  |  | 1250000 | 1078000 |  |  |  |  | 86.2 | [6 empty] | Federally-Regulated Commercial & Industrial Equipment | 2015-04-16
Ajax Boiler, Inc. | Ajax | WEC450W | Water | Combo (Natural Gas & Oil) | Power | FALSE | TRUE | 3 |  |  | No Match | No Match | No Match | No Match | Other | No Match |  | No Match |  | 428000 |  | 325000 |  | 85 | 80 |  |  |  |  | 80 |  |  | Federally-Regulated Commercial & Industrial Equipment | 1997-01-07
Raypak | Raypak | H3-HD401* | Water | Natural Gas | Induced Draft | FALSE | FALSE | 1 |  |  | None | None | Non-Condensing | Two-Stage Modulating | Copper | Single-Speed |  | Standard |  | 399000 | 335160 | 239400 |  | 84.5 | 80 | 84 |  | 12 |  |  |  |  | Federally-Regulated Commercial & Industrial Equipment | 2010-01-11
Lochinvar, LLC. | Lochinvar Corp. | WBN080 | Water | LPG | Power | FALSE | FALSE | 1 |  |  | None | None | Condensing | Step Modulating | Other |  |  |  |  | 80000 | 72000 | [9 empty] | 95.3 | 80 | Federally-Regulated Consumer Product | 2008-04-14
Ajax Boiler, Inc. | Ajax | OWGOFD8500 | Steam | Natural Gas | Power | FALSE | TRUE | 3 |  |  | No Match | No Match | No Match | No Match | Other | No Match |  | No Match |  | 8500000 |  | 4250000 |  | 82 | 80 |  |  |  |  | 80 |  |  | Non Federally-Regulated | 1992-10-01
Thermal Solutions | Thermal Solutions | EVO0500B**-*F* | Water | Natural Gas | Power | FALSE | TRUE | 1 |  |  |  | None | Non-Condensing | Step Modulating | Copper |  |  |  |  | 500000 | 431000 |  |  | 85.6 |  | 85.6 | [6 empty] | Federally-Regulated Commercial & Industrial Equipment | 2014-10-21
Parker Boiler Co. | Parker Boiler | G-432R | Water | Natural Gas | Power | FALSE | FALSE | 3 |  |  | No Match | No Match | No Match | No Match | Other | No Match |  | No Match |  | 432000 |  | 216000 |  | 85 | 80 |  |  | 4 |  | 82 |  |  | Federally-Regulated Commercial & Industrial Equipment | 1996-03-13
Water Pik, Inc. | Laars | DMAX 165 | Water | Oil | No Match | TRUE | FALSE | 1 |  |  | No Match | No Match | No Match | No Match | Other | No Match |  | No Match |  | 229600 | [10 empty] | 85 | 80 | Federally-Regulated Consumer Product | 2001-10-11
Ajax Boiler, Inc. | Ajax | XNG400W | Water | Natural Gas | No Match | FALSE | TRUE | 3 |  |  | No Match | No Match | No Match | No Match | Other | No Match |  | No Match |  | 400000 |  | 200000 |  | 80 | 80 |  |  |  |  | 80 |  |  | Federally-Regulated Commercial & Industrial Equipment | 1997-01-07
Smith Cast Iron Boilers | Smith Cast Iron Boilers | M450A-*-17 | Both Steam & Water | Oil | Power | FALSE | FALSE | 1 |  |  |  | None | Non-Condensing | Single-Stage | Cast Iron |  |  |  |  | 5320000 | 4434000 |  |  | 85.1 | 83 | 83.5 | [6 empty] | Federally-Regulated Commercial & Industrial Equipment | 2008-05-08
Ajax Boiler, Inc. | Ajax | WGFD-1500 | Steam | Natural Gas | Power | FALSE | FALSE | 3 |  |  | No Match | No Match | No Match | No Match | Other | No Match |  | No Match |  | 1500000 |  | 750000 |  | 82 | 80 |  |  |  |  | 80 |  |  | Non Federally-Regulated | 1992-10-27
Burnham Corp. | Burnham Corp. | 808H | Water | Natural Gas | Induced Draft | FALSE | FALSE | 1 |  |  |  | None | Non-Condensing | Single-Stage | Cast Iron |  |  |  |  | 433000 | 360000 |  |  | 83.3 | 80 | 79.9 | [6 empty] | Federally-Regulated Commercial & Industrial Equipment | 2010-03-16
Thermal Solutions | Thermal Solutions | EVO0500B**-*D* | Water | Natural Gas | Power | FALSE | TRUE | 1 |  |  |  | None | Non-Condensing | Step Modulating | Copper |  |  |  |  | 500000 | 431000 |  |  | 85.6 |  | 85.6 | [6 empty] | Federally-Regulated Commercial & Industrial Equipment | 2014-10-21
Lochinvar, LLC. | Lochinvar Corp. | CBN260M9 | Water | LPG | Injection Type | FALSE | FALSE | 1 |  |  |  | Stack Damper | Non-Condensing | Single-Stage | Copper |  |  |  |  | 260000 | 216000 | [9 empty] | 82 | 80 | Federally-Regulated Consumer Product | 2007-11-14
Smith Cast Iron Boilers | Peerless | TCII-07R-W-G | Water | LPG | Power | FALSE | FALSE | 1 |  |  |  | None | Non-Condensing | Single-Stage | Cast Iron |  |  |  |  | 1990000 | 1642000 |  |  |  |  | 82.5 | 80 | [5 empty] | Federally-Regulated Commercial & Industrial Equipment | 2015-09-30
Water Pik, Inc. | Laars | HH0500EN09*BA | Water | Natural Gas | No Match | FALSE | TRUE | 3 |  |  | No Match | No Match | No Match | No Match | Copper | No Match |  | No Match |  | 500000 |  | 125000 |  | 82 | 80 |  |  | 5 |  | 82 |  |  | Federally-Regulated Commercial & Industrial Equipment | 2001-05-16
Laars Heating Systems Co. | Laars | RHHH2000P******* | Water | LPG | Power | FALSE | TRUE | 1 |  |  |  | None | Condensing | Step Modulating | Copper | Single-Speed |  | Standard |  | 1990000 | 1799000 | 500000 |  | 90 | 80 | 89.5 | [6 empty] | Federally-Regulated Commercial & Industrial Equipment | 2007-11-20
Thermal Solutions | Thermal Solutions | EV(A,S)1500B**-*C* | Water | Natural Gas | Power | FALSE | FALSE | 3 |  |  |  | None | Non-Condensing | Step Modulating | Copper |  |  |  |  | 1500000 | 1251000 |  |  | 83.7 |  | 83.4 | [6 empty] | Federally-Regulated Commercial & Industrial Equipment | 2014-08-11
Utica Boilers | Dunkirk | D248-1600 | Both Steam & Water | Natural Gas | Injection Type | FALSE | FALSE | 1 |  |  |  | None | Non-Condensing | Single-Stage | Cast Iron |  |  |  |  | 1600000 | 1288000 |  |  | 80.5 | 80 | 77.5 | [6 empty] | Federally-Regulated Commercial & Industrial Equipment | 2011-05-02
Allied Engineering Co. | Super Hot | SG360**** | Water | Natural Gas | No Match | TRUE | TRUE | 3 |  |  | No Match | No Match | No Match | No Match | Copper | No Match |  | No Match |  | 360000 |  | 144000 |  | 80 | 80 |  |  | 225 |  | 80 |  |  | Federally-Regulated Commercial & Industrial Equipment | 1998-04-21
Burnham Corp. | Burnham Corp. | V1106-SO | Steam | Oil | Power | FALSE | FALSE | 1 |  | FALSE |  | Stack Damper | Non-Condensing | Two-Stage Modulating | Cast Iron |  |  |  |  | 1288000 | 1069000 |  |  | 83 |  | 83 | [6 empty] | Federally-Regulated Commercial & Industrial Equipment | 2014-08-11
Water Pik, Inc. | Laars | VW0850IP09C1A | Both Steam & Water | LPG | No Match | FALSE | FALSE | 3 |  |  | No Match | No Match | No Match | No Match | Copper | No Match |  | No Match |  | 850000 |  | 850000 |  | 81 | 80 |  |  | 5 |  | 81 |  |  | Federally-Regulated Commercial & Industrial Equipment | 2001-11-21
Parker Boiler Co. | Parker Boiler | 150 | Steam | Natural Gas | No Match | FALSE | FALSE | 3 |  |  | No Match | No Match | No Match | No Match | Other | No Match |  | No Match |  | 6300000 |  | 6300000 |  | 80 | 80 |  |  | 4 |  | 80 |  |  | Non Federally-Regulated | 1992-10-27
Burnham Corp. | Crown Boiler Co. | TWI162EN | Water | LPG | Induced Draft | FALSE | FALSE | 1 |  |  |  | None | Non-Condensing | Single-Stage | Cast Iron | Single-Speed | 0.04 | Standard |  | 162000 | 134000 | [9 empty] | 83 | 80 | Federally-Regulated Consumer Product | 2007-11-14
Raypak | Raypak | H7-1503 | Water | LPG | Induced Draft | FALSE | TRUE | 1 |  |  | None | None | Non-Condensing | Single-Stage | Copper |  |  |  |  | 1500000 | 1305000 |  |  | 87 | 80 | 87 | [6 empty] | Federally-Regulated Commercial & Industrial Equipment | 2007-12-12
Burnham Corp. | Burnham Corp. | IN12 | Water | Natural Gas | Induced Draft | TRUE | FALSE | 1 |  |  |  | None | Non-Condensing | Single-Stage | Cast Iron |  |  |  |  | 385000 | 342000 |  |  | 83.5 | 80 | 80.5 | [6 empty] | Federally-Regulated Commercial & Industrial Equipment | 2007-12-12
ECR International, Ltd. | Dunkirk | ESC3100 | Steam | Oil | Pressure | FALSE | FALSE | 1 |  |  |  | None | Non-Condensing | Single-Stage | Cast Iron |  |  |  |  | 140000 | 116000 | [9 empty] | 81.5 | 80 | Federally-Regulated Consumer Product | 2008-10-20
Burnham Corp. | Crown Boiler Co. | 24-11 | Both Steam & Water | LPG | Power | FALSE | FALSE | 1 |  |  |  | None | Non-Condensing | Single-Stage | Cast Iron |  |  |  |  | 2093000 | 1681000 |  |  | 82.1 | 80 | 80.3 | [6 empty] | Federally-Regulated Commercial & Industrial Equipment | 2007-12-12
Ajax Boiler, Inc. | Ajax | WGOXFD-900 | Steam | Natural Gas | Power | FALSE | FALSE | 3 |  |  | No Match | No Match | No Match | No Match | Other | No Match |  | No Match |  | 900000 |  | 450000 |  | 82 | 80 |  |  |  |  | 80 |  |  | Non Federally-Regulated | 1992-10-27
Crown Boiler Co. | Crown | C247-1300-S | Steam | Natural Gas | No Match | FALSE | FALSE | 3 |  |  | No Match | No Match | No Match | No Match | Cast Iron | No Match |  | No Match |  | 1300000 |  | 1300000 |  | 80 | 80 |  |  |  |  | 80 |  |  | Federally-Regulated Commercial & Industrial Equipment | 1996-03-06
Burnham Corp. | New Yorker Boiler Co. | CL5-280 | Steam | Oil | Power | FALSE | FALSE | 1 |  |  |  | None | Non-Condensing | Single-Stage | Cast Iron |  |  |  |  | 280000 | 235000 | [9 empty] | 82.3 | 80 | Federally-Regulated Consumer Product | 2007-11-14
Raypak | Raypak | H7-3503* | Water | LPG | Induced Draft | FALSE | TRUE | 1 |  | FALSE | None | None | Non-Condensing | Step Modulating | Copper |  |  |  |  | 3500000 | 2975000 | 490000 |  | 85.1 | 82 | [7 empty] | Federally-Regulated Commercial & Industrial Equipment | 2013-01-02
Burnham Corp. | Burnham Corp. | V1104H-SO | Steam | Oil | Power | FALSE | FALSE | 1 |  | FALSE |  | None | Non-Condensing | Two-Stage Modulating | Cast Iron |  |  |  |  | 812000 | 674000 |  |  | 85.7 |  | 83.5 | [6 empty] | Federally-Regulated Commercial & Industrial Equipment | 2014-08-11
Lochinvar, LLC. | Lochinvar Corp. | OKL211 | Water | LPG | Power | FALSE | TRUE | 1 |  | TRUE |  | None | Condensing | Step Modulating | Other |  |  |  |  | 210000 | 197000 | [9 empty] | 94 | 80 | Federally-Regulated Consumer Product | 2014-10-23
Burnham Corp. | Crown Boiler Co. | AWI 128E | Water | Natural Gas | Induced Draft | FALSE | FALSE | 1 |  |  |  | Stack Damper | Non-Condensing | Single-Stage | Cast Iron | Single-Speed | 0.04 | Standard |  | 128000 | 105000 | [9 empty] | 82 | 80 | Federally-Regulated Consumer Product | 2007-11-14
Burnham Corp. | Burnham Corp. | CW-30-O | Water | Oil | Power | FALSE | FALSE | 1 |  |  |  | None | Non-Condensing | Single-Stage | Other |  |  |  |  | 1176000 | 1017000 |  |  | 88.6 |  | 86.5 | [6 empty] | Federally-Regulated Commercial & Industrial Equipment | 2014-12-01
Crown Boiler Co. | Crown | C247-3000-S | Steam | Natural Gas | No Match | FALSE | FALSE | 3 |  |  | No Match | No Match | No Match | No Match | Cast Iron | No Match |  | No Match |  | 3000000 |  | 3000000 |  | 80 | 80 |  |  |  |  | 80 |  |  | Federally-Regulated Commercial & Industrial Equipment | 1996-03-06
Ajax Boiler, Inc. | Ajax | SGXFD-4000 | Steam | Natural Gas | Power | FALSE | FALSE | 3 |  |  | No Match | No Match | No Match | No Match | Other | No Match |  | No Match |  | 4000000 |  | 2000000 |  | 81 | 80 |  |  |  |  | 80 |  |  | Non Federally-Regulated | 1992-10-27
PB Heat, LLC | PB Heat, LLC | LCE-21-S-N | Steam | Natural Gas | Power | FALSE | FALSE | 3 |  | FALSE |  | None | Non-Condensing | Single-Stage | Cast Iron |  |  |  |  | 4027000 | 3256000 |  |  | 81.1 |  | 80.8 | [6 empty] | Federally-Regulated Commercial & Industrial Equipment | 2014-09-05
Smith Cast Iron Boilers | Peerless | TCII-04-S-O | Steam | Oil | Power | FALSE | FALSE | 1 |  | FALSE |  | None | Non-Condensing | Single-Stage | Cast Iron |  |  |  |  | 1106000 | 927000 |  |  |  |  | 83.9 | 81 | [5 empty] | Federally-Regulated Commercial & Industrial Equipment | 2015-09-30
Ajax Boiler, Inc. | Ajax | WGXFD-6500 | Steam | Natural Gas | Power | FALSE | FALSE | 3 |  |  | No Match | No Match | No Match | No Match | Other | No Match |  | No Match |  | 6500000 |  | 3250000 |  | 82 | 80 |  |  |  |  | 80 |  |  | Non Federally-Regulated | 1992-10-27
Weil-McLain | Weil-McLain | 476 | Steam | Natural Gas | Power | FALSE | FALSE | 3 |  |  | No Match | No Match | No Match | No Match | Cast Iron | No Match |  | No Match |  | 339000 |  | 339000 |  | 81.6 | 80 |  |  | 10 |  | 81.6 |  |  | Federally-Regulated Commercial & Industrial Equipment | 1996-02-29
Crown Boiler Co. | Crown | C247-1800-W | Water | Natural Gas | No Match | FALSE | FALSE | 3 |  |  | No Match | No Match | No Match | No Match | Cast Iron | No Match |  | No Match |  | 1800000 |  | 1800000 |  | 80 | 80 |  |  |  |  | 80 |  |  | Federally-Regulated Commercial & Industrial Equipment | 1996-03-06
Burnham Corp. | Burnham Corp. | V1114 | Both Steam & Water | Oil | Power | FALSE | FALSE | 1 |  |  |  | None | Non-Condensing | Single-Stage | Cast Iron |  |  |  |  | 3290000 | 2730000 |  |  | 84.4 | 83 | 83 | [6 empty] | Federally-Regulated Commercial & Industrial Equipment | 2010-03-16
Weil-McLain | Weil-McLain | 876 | Steam | Oil | Power | FALSE | FALSE | 3 |  |  | No Match | No Match | No Match | No Match | Cast Iron | No Match |  | No Match |  | 679000 |  | 679000 |  | 83.3 | 83 |  |  | 10 |  | 83.3 |  |  | Federally-Regulated Commercial & Industrial Equipment | 1996-02-29
Camus Hydronics | Camus Hydronics | DFNH-6024-MS | Water | Natural Gas | Power | FALSE | FALSE | 3 |  |  |  | None | Condensing | Step Modulating | Other |  |  |  |  | 6000000 | 5664000 |  |  | 94.4 |  | 94.4 | [6 empty] | Federally-Regulated Commercial & Industrial Equipment | 2014-08-11
Water Pik, Inc. | Laars | PH0250CP30*B | Water | LPG | No Match | FALSE | TRUE | 1 |  |  | No Match | No Match | No Match | No Match | Copper | No Match |  | No Match |  | 250000 | [10 empty] | 82 | 80 | Federally-Regulated Consumer Product | 2001-11-21
Water Pik, Inc. | Laars | HH1825IN09*BA | Water | Natural Gas | No Match | FALSE | FALSE | 3 |  |  | No Match | No Match | No Match | No Match | Copper | No Match |  | No Match |  | 1825000 |  | 456250 |  | 82 | 80 |  |  | 5 |  | 82 |  |  | Federally-Regulated Commercial & Industrial Equipment | 2001-05-30
Bosch Thermotechnology Corp. | Bosch | ZWB 42-3 | Water | Natural Gas | Pressure | FALSE | FALSE | 1 |  |  | None | None | Condensing | Step Modulating | Other | Single-Speed |  |  |  | 132000 | 118000 | [9 empty] | 94.4 | 80 | Federally-Regulated Consumer Product | 2011-06-16
Burnham Corp. | Burnham Corp. | K5007SN | Steam | Natural Gas | Induced Draft | TRUE | FALSE | 1 |  | TRUE |  | None | Non-Condensing | Single-Stage | Cast Iron |  |  |  |  | 468000 | 360000 |  |  | 80 |  | 77 | [6 empty] | Federally-Regulated Commercial & Industrial Equipment | 2014-09-05
Crown Boiler Co. | Burnham Corp. | APX500 | Water | Natural Gas | Power | FALSE | FALSE | 1 |  |  | None | None | Condensing | Step Modulating | Other |  |  |  |  | 500000 | 475000 | 100000000 |  | 95 | 80 | 95 | [6 empty] | Federally-Regulated Commercial & Industrial Equipment | 2010-03-16
Bryan Steam Corp. | Bryan | LM-650-S-***-G | Steam | Natural Gas | No Match | TRUE | FALSE | 3 |  |  | No Match | No Match | No Match | No Match | Other | No Match |  | No Match |  | 6500000 |  | 6500000 |  | 80 | 80 |  |  |  |  | 80 |  |  | Non Federally-Regulated | 1992-10-16
Burnham Corp. | Burnham Corp. | K5010SN | Steam | Natural Gas | Induced Draft | TRUE | FALSE | 1 |  | TRUE |  | None | Non-Condensing | Single-Stage | Cast Iron |  |  |  |  | 702000 | 541000 |  |  | 80 |  | 77 | [6 empty] | Federally-Regulated Commercial & Industrial Equipment | 2014-09-05
Dunkirk | Dunkirk | WPSB-6D | Water | LPG | No Match | FALSE | FALSE | 1 |  |  | No Match | No Match | No Match | No Match | Cast Iron | No Match |  | No Match |  | 175000 | [10 empty] | 84.1 | 80 | Federally-Regulated Consumer Product | 1998-12-21
Water Pik, Inc. | Laars | PW1825IN09CBA | Both Steam & Water | Natural Gas | No Match | FALSE | FALSE | 3 |  |  | No Match | No Match | No Match | No Match | Copper | No Match |  | No Match |  | 1825000 |  | 1825000 |  | 82 | 80 |  |  | 5 |  | 82 |  |  | Federally-Regulated Commercial & Industrial Equipment | 2001-11-21
Lochinvar, LLC. | Lochinvar Corp. | CBL215F9 | Water | LPG | Injection Type | FALSE | FALSE | 1 |  |  |  | Stack Damper | Non-Condensing | Single-Stage | Copper |  |  |  |  | 215000 | 178000 | [9 empty] | 84 | 80 | Federally-Regulated Consumer Product | 2007-11-14
U.S. Boiler Co. | U.S. Boiler Co. | PVG-8 | Water | Natural Gas | Induced Draft | FALSE | FALSE | 1 |  | TRUE |  | None | Non-Condensing | Single-Stage | Cast Iron | Single-Speed |  |  |  | 245000 | 208000 | [9 empty] | 84.5 | 80 | Federally-Regulated Consumer Product | 2014-01-14
Laars Heating Systems Co. | Laars Heating Systems Co. | NTH150 | Water | LPG | Induced Draft | FALSE | FALSE | 1 |  | TRUE | None | None | Condensing | Step Modulating | Other | Single-Speed | 0.17 | Standard |  | 150000 | 138000 | 30000 | 28500 | [7 empty] | 95 | 80 | Federally-Regulated Consumer Product | 2013-11-14
Crown Boiler Co. | Crown Boiler Co. | BWF128 | Water | Natural Gas | Induced Draft | FALSE | FALSE | 1 |  | TRUE |  | None | Non-Condensing | Single-Stage | Cast Iron | Single-Speed |  |  |  | 128000 | 106000 | [9 empty] | 82.8 | 80 | Federally-Regulated Consumer Product | 2013-04-19
Weil-McLain | Weil-McLain | CGi-4E-PIN | Water | Natural Gas | Induced Draft | FALSE | FALSE | 1 |  |  | None | None | Non-Condensing | Single-Stage | Cast Iron |  |  |  |  | 90000 | 76000 | [9 empty] | 85 | 80 | Federally-Regulated Consumer Product | 2008-12-24
Burnham Corp. | Crown Boiler Co. | KSZ090 | Steam | Oil | Power | FALSE | FALSE | 1 |  |  |  | None | Non-Condensing | Single-Stage | Cast Iron |  |  |  |  | 126000 | 108000 | [9 empty] | 84.9 | 80 | Federally-Regulated Consumer Product | 2007-11-14
PB Heat, LLC | PB Heat, LLC | LCE-18-S-N | Steam | Natural Gas | Power | FALSE | FALSE | 3 |  | FALSE |  | None | Non-Condensing | Single-Stage | Cast Iron |  |  |  |  | 3429000 | 2763000 |  |  | 81 |  | 80.6 | [6 empty] | Federally-Regulated Commercial & Industrial Equipment | 2014-09-05
Thermo-Dynamics Boiler Co. | Columbia Boiler / Pottstown | MCB-38ID | Water | Natural Gas | No Match | FALSE | FALSE | 1 |  |  | No Match | No Match | No Match | No Match | Cast Iron | No Match |  | No Match |  | 38000 | [10 empty] | 84.1 | 80 | Federally-Regulated Consumer Product | 2000-06-07
Burnham Corp. | Burnham Corp. | 4FHL-311A-O | Steam | Oil | Power | FALSE | FALSE | 3 |  | FALSE |  | None | Non-Condensing | Two-Stage Modulating | Other |  |  |  |  | 2603000 | 2133000 |  |  | 88 |  | 85 | [6 empty] | Federally-Regulated Commercial & Industrial Equipment | 2014-08-11
Weil-McLain | Weil-McLain | 2394 | Steam | Oil | Power | FALSE | FALSE | 3 |  |  | No Match | No Match | No Match | No Match | Cast Iron | No Match |  | No Match |  | 7700000 |  | 7700000 |  | 84.1 | 83 |  |  | 147 |  | 84.1 |  |  | Federally-Regulated Commercial & Industrial Equipment | 1996-02-29
Camus Hydronics | Camus Hydronics | DFNH-5001-MS | Water | Natural Gas | Power | FALSE | FALSE | 3 |  |  |  | None | Non-Condensing | Step Modulating | Other |  |  |  |  | 5000000 | 4360000 |  |  | 87.2 |  | 87.2 | [6 empty] | Federally-Regulated Commercial & Industrial Equipment | 2014-08-11
Burnham Corp. | Burnham Corp. | CL-30-O | Steam | Oil | Power | FALSE | FALSE | 1 |  | FALSE |  | None | Non-Condensing | Single-Stage | Other |  |  |  |  | 1176000 | 998000 |  |  | 87.7 |  | 84.9 | [6 empty] | Federally-Regulated Commercial & Industrial Equipment | 2014-12-01
Ajax Boiler, Inc. | Ajax | HRPG175 | Steam | Natural Gas | Power | FALSE | TRUE | 1 |  |  | Draft Hood | Stack Damper | Non-Condensing | Two-Stage Modulating | Other | None |  | No Match |  | 7350000 | 5880000 | 5880000 | 4704000 | 80 | 80 | 79.2 | [6 empty] | Federally-Regulated Commercial & Industrial Equipment | 2007-08-15
Water Pik, Inc. | Laars | PH0600EP09CBA | Water | LPG | No Match | FALSE | TRUE | 3 |  |  | No Match | No Match | No Match | No Match | Copper | No Match |  | No Match |  | 600000 |  | 600000 |  | 82 | 80 |  |  | 5 |  | 82 |  |  | Federally-Regulated Commercial & Industrial Equipment | 2001-05-30
Burnham Corp. | Crown Boiler Co. | JSE345S | Steam | Natural Gas | Induced Draft | TRUE | FALSE | 1 |  |  |  | None | Non-Condensing | Single-Stage | Cast Iron |  |  |  |  | 345000 | 273000 |  |  | 80 | 80 | 77 | [6 empty] | Federally-Regulated Commercial & Industrial Equipment | 2007-12-12
Allied Engineering Co. | Allied Engineering Co. | HSE-145-P | Water | LPG | Power | FALSE | FALSE | 1 |  | TRUE |  | None | Condensing | Step Modulating | Other | Multiple-Speed |  |  |  | 145000 | 129000 | [9 empty] | 92 | 80 | Federally-Regulated Consumer Product | 2014-08-08
Water Pik, Inc. | Laars | EDN 110 | Water | Combo (Natural Gas & Oil) | Power | FALSE | FALSE | 1 |  |  | No Match | No Match | No Match | No Match | Copper | No Match |  | No Match |  | 108200 | [10 empty] | 85.5 | 80 | Federally-Regulated Consumer Product | 2001-11-21
PB Heat, LLC | Peerless | PSCII-04-SPRK | Water | LPG | Injection Type | FALSE | FALSE | 1 | TRUE |  |  | None | Non-Condensing | Single-Stage | Cast Iron | Single-Speed |  |  |  | 90000 | 77000 | [9 empty] | 85 | 80 | Federally-Regulated Consumer Product | 2015-09-30
Raypak | Raypak | H(3,4)-1336* | Water | Natural Gas | Injection Type | FALSE | FALSE | 1 |  |  |  | None | Non-Condensing | Single-Stage | Copper |  |  |  |  | 1336600 | 1096000 |  |  |  |  | 82 | [6 empty] | Federally-Regulated Commercial & Industrial Equipment | 2015-04-16
Smith Cast Iron Boilers | Smith Cast Iron Boilers | 28A-S/W-16 | Both Steam & Water | Natural Gas | Power | FALSE | FALSE | 1 |  |  |  | None | Non-Condensing | Single-Stage | Cast Iron |  |  |  |  | 5189000 | 4096000 |  |  | 81 | 80 | 78.9 | [6 empty] | Federally-Regulated Commercial & Industrial Equipment | 2007-12-12
Bryan Steam Corp. | Bryan | LM-1050-W-FDG* | Water | Natural Gas | Power | FALSE | FALSE | 3 |  |  | No Match | No Match | No Match | No Match | Other | No Match |  | No Match |  | 10500000 |  | 10500000 |  | 81 | 80 |  |  |  |  | 81 |  |  | Federally-Regulated Commercial & Industrial Equipment | 1996-03-01
English Boiler & Tube, Inc. | Bent Tube Balanced Flow | BTBF-60-160 | Water | Natural Gas | Power | FALSE | FALSE | 3 |  |  | No Match | No Match | No Match | No Match | Other | No Match |  | No Match |  | 2520000 |  | 630000 |  | 80 | 80 |  |  | 3 |  | 80 |  |  | Federally-Regulated Commercial & Industrial Equipment | 1998-09-10
Water Pik, Inc. | Laars | PH1010EN09*BA | Water | Natural Gas | No Match | FALSE | TRUE | 3 |  |  | No Match | No Match | No Match | No Match | Copper | No Match |  | No Match |  | 1010000 |  | 252500 |  | 82 | 80 |  |  | 5 |  | 81 |  |  | Federally-Regulated Commercial & Industrial Equipment | 2001-05-16
Axeman-Anderson Co. | Axeman-Anderson Co. | 149POD-2 | Steam | Oil | Power | FALSE | FALSE | 1 |  |  | No Match | No Match | No Match | No Match | Other | No Match |  | No Match |  | 280000 | [10 empty] | 84.7 | 75 | Federally-Regulated Consumer Product | 2001-04-12
Ajax Boiler, Inc. | Ajax | WEC600W | Water | Combo (Natural Gas & Oil) | Power | FALSE | TRUE | 3 |  |  | No Match | No Match | No Match | No Match | Other | No Match |  | No Match |  | 570000 |  | 400000 |  | 85 | 80 |  |  |  |  | 80 |  |  | Federally-Regulated Commercial & Industrial Equipment | 1997-01-07
Ajax Boiler, Inc. | Ajax | WGFD-1750 | Steam | Natural Gas | Power | FALSE | FALSE | 3 |  |  | No Match | No Match | No Match | No Match | Other | No Match |  | No Match |  | 1750000 |  | 875000 |  | 82 | 80 |  |  |  |  | 80 |  |  | Non Federally-Regulated | 1992-10-27
Water Pik, Inc. | Laars | HH2800EN18AC | Water | Natural Gas | No Match | FALSE | TRUE | 3 |  |  | No Match | No Match | No Match | No Match | Copper | No Match |  | No Match |  | 2745000 |  | 2745000 |  | 81 | 80 |  |  | 5 |  | 81 |  |  | Federally-Regulated Commercial & Industrial Equipment | 2001-05-16
Slant / Fin Corp. | Slant / Fin Corp. | LD20P | Water | Oil | Power | FALSE | FALSE | 1 |  |  |  | None | Non-Condensing | Single-Stage | Cast Iron |  |  |  |  | 105000 | 91000 | [9 empty] | 83.5 | 80 | Federally-Regulated Consumer Product | 2007-11-14
Raypak | Raypak | (H,W)7-850(N,P)Z | Water | Natural Gas | Induced Draft | FALSE | TRUE | 1 |  |  | None | None | Condensing | Step Modulating | Other |  |  |  |  | 850000 | 799000 | 170000000 | 159800000 | 94.5 | 80 | 94 | [6 empty] | Federally-Regulated Commercial & Industrial Equipment | 2010-03-16
Burnham Corp. | Burnham Corp. | IN9 | Steam | LPG | Induced Draft | FALSE | FALSE | 1 |  |  |  | Stack Damper | Non-Condensing | Single-Stage | Cast Iron |  |  |  |  | 280000 | 231000 | [9 empty] | 82.2 | 75 | Federally-Regulated Consumer Product | 2007-11-14
PB Heat, LLC | Peerless | PSC-06-SV | Water | Natural Gas | Injection Type | FALSE | FALSE | 1 | TRUE |  |  | None | Non-Condensing | Single-Stage | Cast Iron |  |  |  |  | 175000 | 146000 | [9 empty] | 83 | 80 | Federally-Regulated Consumer Product | 2015-09-30
Dunkirk | Dunkirk | XEB-5 | Water | Combo (Natural Gas & Oil) | Power | FALSE | FALSE | 1 |  |  | No Match | No Match | No Match | No Match | Cast Iron | No Match |  | No Match |  | 150000 | [10 empty] | 82.7 | 80 | Federally-Regulated Consumer Product | 2001-11-01
U.S. Boiler Co. | U.S. Boiler Co. | K2-180 | Water | LPG | Power | FALSE | FALSE | 1 |  |  |  | None | Condensing | Step Modulating | Other | Single-Speed |  |  |  | 180000 | 167000 | [9 empty] | 93.2 | 80 | Federally-Regulated Consumer Product | 2014-08-08
Water Pik, Inc. | Laars | HH0500EP09CBA | Water | LPG | No Match | FALSE | TRUE | 3 |  |  | No Match | No Match | No Match | No Match | Copper | No Match |  | No Match |  | 500000 |  | 500000 |  | 82 | 80 |  |  | 5 |  | 82 |  |  | Federally-Regulated Commercial & Industrial Equipment | 2001-05-30
Rite Engineering | Rite | 90WG | Both Steam & Water | Natural Gas | Power | FALSE | FALSE | 3 |  |  | No Match | No Match | No Match | No Match | Other | No Match |  | No Match |  | 900000 |  | 300000 |  | 80 | 80 |  |  |  |  | 80 |  |  | Non Federally-Regulated | 1992-10-14
Smith Cast Iron Boilers | Smith Cast Iron Boilers | 19HE-8 | Both Steam & Water | LPG | Power | FALSE | FALSE | 1 |  | FALSE |  | None | Non-Condensing | Single-Stage | Cast Iron |  |  |  |  | 1342000 | 1087000 |  |  |  |  | 81 | [6 empty] | Federally-Regulated Commercial & Industrial Equipment | 2015-04-20
Crown Boiler Co. | Crown Boiler Co. | CWD138 | Water | Natural Gas | Induced Draft | FALSE | FALSE | 1 |  | TRUE |  | None | Non-Condensing | Single-Stage | Cast Iron | Single-Speed |  |  |  | 137500 | 118000 | [9 empty] | 85.2 | 80 | Federally-Regulated Consumer Product | 2013-04-19
RBI Water Heaters | RBI Water Heaters | MB750 | Water | Natural Gas | Induced Draft | TRUE | TRUE | 1 |  |  |  | None | Non-Condensing | Single-Stage | Copper |  |  |  |  | 750000 | 641000 |  |  | 85.4 | 80 | 85.4 | [6 empty] | Federally-Regulated Commercial & Industrial Equipment | 2007-12-12
HTP, Inc. | HTP | EL-220 | Water | Natural Gas | Power | FALSE | FALSE | 1 | TRUE |  |  | None | Condensing | Step Modulating | Other |  |  |  |  | 220000 | 205000 | [9 empty] | 95.2 | 80 | Federally-Regulated Consumer Product | 2015-09-30
RBI Water Heaters | RBI Water Heaters | CB3500 | Water | Natural Gas | Power | FALSE | FALSE | 3 |  | FALSE |  | None | Condensing | Step Modulating | Copper | Single-Speed |  |  |  | 3500000 | 3290000 |  |  | 94.5 |  | 94 | [6 empty] | Federally-Regulated Commercial & Industrial Equipment | 2014-08-11
Crown Boiler Co. | Crown | C247-1900-S | Steam | Natural Gas | No Match | FALSE | FALSE | 3 |  |  | No Match | No Match | No Match | No Match | Cast Iron | No Match |  | No Match |  | 1900000 |  | 1900000 |  | 80 | 80 |  |  |  |  | 80 |  |  | Federally-Regulated Commercial & Industrial Equipment | 1996-03-06
Harsco Industrial / Patterson-Kelley | Harsco Industrial / Patterson-Kelley | N-1500 MFD | Water | Natural Gas | Power | FALSE | FALSE | 1 |  |  |  | None | Non-Condensing | Step Modulating | Copper |  |  |  |  | 1500000 | 1275000 |  |  |  |  | 85 | [6 empty] | Federally-Regulated Commercial & Industrial Equipment | 2014-09-05
U.S. Boiler Co. | BURNHAM HYDRONICS | SCG-6 | Water | Natural Gas | Induced Draft | FALSE | FALSE | 1 | TRUE |  |  | None | Non-Condensing | Single-Stage | Cast Iron |  |  |  |  | 175000 | 150000 | [9 empty] | 85.2 | 80 | Federally-Regulated Consumer Product | 2015-09-30
Burnham Corp. | Burnham Corp. | V1116 | Both Steam & Water | Oil | Power | FALSE | FALSE | 1 |  |  |  | None | Non-Condensing | Single-Stage | Cast Iron |  |  |  |  | 3780000 | 3129000 |  |  | 84.3 | 83 | 82.7 | [6 empty] | Federally-Regulated Commercial & Industrial Equipment | 2010-03-16
Dunkirk | Pennco, Inc. | 1503HWID | Water | Combo (Natural Gas & Oil) | No Match | FALSE | FALSE | 1 |  |  | No Match | No Match | No Match | No Match | Cast Iron | No Match |  | No Match |  | 70000 | [10 empty] | 81.6 | 80 | Federally-Regulated Consumer Product | 2001-11-01
Ajax Boiler, Inc. | Ajax | SGOXFD-350 | Steam | Natural Gas | Power | FALSE | FALSE | 3 |  |  | No Match | No Match | No Match | No Match | Other | No Match |  | No Match |  | 350000 |  | 175000 |  | 81 | 80 |  |  |  |  | 80 |  |  | Non Federally-Regulated | 1992-10-27
Slant / Fin Corp. | Slant / Fin Corp. | LD-70 | Both Steam & Water | Oil | Power | FALSE | FALSE | 1 |  |  |  | None | Non-Condensing | Single-Stage | Cast Iron |  |  |  |  | 434000 | 354000 |  |  | 85.5 | 83 | 81.5 | [6 empty] | Federally-Regulated Commercial & Industrial Equipment | 2007-12-12
Parker Boiler Co. | Parker Boiler | WH2270LR | Water | Natural Gas | Power | FALSE | FALSE | 3 |  |  | No Match | No Match | No Match | No Match | Other | No Match |  | No Match |  | 2270000 |  | 1135000 |  | 83 | 80 |  |  | 4 |  | 82 |  |  | Federally-Regulated Commercial & Industrial Equipment | 1996-03-13
U.S. Boiler Co. | BURNHAM HYDRONICS | SCG-7 | Water | LPG | Induced Draft | FALSE | FALSE | 1 | TRUE |  |  | None | Non-Condensing | Single-Stage | Cast Iron |  |  |  |  | 210000 | 179000 | [9 empty] | 85 | 80 | Federally-Regulated Consumer Product | 2015-09-30
Camus Hydronics | Camus Hydronics | DFPH-4000-MS | Water | LPG | Power | FALSE | FALSE | 1 |  |  |  | None | Non-Condensing | Step Modulating | Other |  |  |  |  | 4000000 | 3400000 |  |  | 85 |  | 85 | [6 empty] | Federally-Regulated Commercial & Industrial Equipment | 2014-08-11
Viessmann Manufacturing Co., Inc. | VIESSMANN | B2HB-35 | Water | Natural Gas | Power | FALSE | FALSE | 1 | TRUE |  |  | Electro-Mechanical Inlet Dampe | Condensing | Step Modulating | Other |  |  |  |  | 125000 | 117000 | [9 empty] | 95 | 80 | Federally-Regulated Consumer Product | 2015-09-24
PB Heat, LLC | PB Heat, LLC | WBV-04-125-S | Steam | Oil | Power | FALSE | FALSE | 1 |  |  | Barometric Regulator | None | Non-Condensing | Single-Stage | Cast Iron |  |  |  |  | 175000 | 151000 | [9 empty] | 85.3 | 80 | Federally-Regulated Consumer Product | 2008-09-25
Lochinvar, LLC. | Lochinvar Corp. | WBL211 | Water | LPG | Power | FALSE | FALSE | 1 |  |  | None | None | Condensing | Step Modulating | Other |  |  |  |  | 210000 | 190000 | [9 empty] | 95.7 | 80 | Federally-Regulated Consumer Product | 2010-07-21
Lochinvar, LLC. | Lochinvar Corp. | PBN0752 | Water | Natural Gas | Power | FALSE | FALSE | 1 |  |  |  | None | Non-Condensing | Step Modulating | Copper |  |  |  |  | 750000 | 637000 |  |  |  |  | 85 | [6 empty] | Federally-Regulated Commercial & Industrial Equipment | 2015-04-20
PB Heat, LLC | PB Heat, LLC | EC/ECT-05-200W | Water | Oil | Power | FALSE | FALSE | 1 |  | TRUE |  | None | Non-Condensing | Single-Stage | Cast Iron | Single-Speed |  |  |  | 280000 | 241000 | [9 empty] | 85.2 | 80 | Federally-Regulated Consumer Product | 2013-04-19
Water Pik, Inc. | Laars | PH0500IP09*BA | Water | LPG | No Match | FALSE | FALSE | 3 |  |  | No Match | No Match | No Match | No Match | Copper | No Match |  | No Match |  | 500000 |  | 125000 |  | 82 | 80 |  |  | 5 |  | 82 |  |  | Federally-Regulated Commercial & Industrial Equipment | 2001-05-30
Smith Cast Iron Boilers | Smith Cast Iron Boilers | GBX-175-INT | Water | Natural Gas | Injection Type | FALSE | FALSE | 1 | TRUE |  |  | Stack Damper | Non-Condensing | Single-Stage | Cast Iron |  |  |  |  | 175000 | 143000 | [9 empty] | 93.3 | 80 | Federally-Regulated Consumer Product | 2015-09-30
Laars Heating Systems Co. | Laars | MGH2000****** | Water | LPG | Power | FALSE | FALSE | 3 |  | FALSE | None | None | Condensing | Step Modulating | Other |  |  |  |  | 1999900 | 1895000 |  |  | 93.6 |  | 93.6 | [6 empty] | Federally-Regulated Commercial & Industrial Equipment | 2014-05-21
Ajax Boiler, Inc. | Ajax | WG-WGB-1375-D | Steam | Natural Gas | No Match | FALSE | FALSE | 3 |  |  | No Match | No Match | No Match | No Match | Other | No Match |  | No Match |  | 1375000 |  | 1375000 |  | 80 | 80 |  |  |  |  | 80 |  |  | Federally-Regulated Commercial & Industrial Equipment | 1996-02-29
U.S. Boiler Co. | BURNHAM HYDRONICS | 308A | Water | Natural Gas | Injection Type | FALSE | FALSE | 1 | TRUE |  |  | Stack Damper | Non-Condensing | Single-Stage | Cast Iron | Multiple-Speed |  |  |  | 245000 | 205000 | [9 empty] | 84 | 80 | Federally-Regulated Consumer Product | 2015-09-30
Water Pik, Inc. | Laars | PH1200IP09*BA | Water | LPG | No Match | FALSE | FALSE | 3 |  |  | No Match | No Match | No Match | No Match | Copper | No Match |  | No Match |  | 1200000 |  | 300000 |  | 82 | 80 |  |  | 5 |  | 82 |  |  | Federally-Regulated Commercial & Industrial Equipment | 2001-05-30
Smith Cast Iron Boilers | Smith Cast Iron Boilers | 350A-*-07 | Both Steam & Water | Natural Gas | Power | FALSE | FALSE | 1 |  |  |  | None | Non-Condensing | Single-Stage | Cast Iron |  |  |  |  | 1585000 | 1235000 |  |  | 81 | 80 | 78 | [6 empty] | Federally-Regulated Commercial & Industrial Equipment | 2007-12-12
Newmac Manufacturing | Newmac Manufacturing | NBR 179 | Water | Oil | No Match | TRUE | FALSE | 1 |  |  | No Match | No Match | No Match | No Match | Other | No Match |  | No Match |  | 214000 | [10 empty] | 84 | 80 | Federally-Regulated Consumer Product | 2001-04-12
Camus Hydronics | Camus Hydronics | DFNW-6024-MS | Water | Natural Gas | Power | FALSE | FALSE | 3 |  |  |  | None | Condensing | Step Modulating | Other |  |  |  |  | 6000000 | 5664000 |  |  | 94.4 |  | 94.4 | [6 empty] | Federally-Regulated Commercial & Industrial Equipment | 2014-08-11
Smith Cast Iron Boilers | Smith Cast Iron Boilers | 28A-S/W-14 | Both Steam & Water | Natural Gas | Power | FALSE | FALSE | 1 |  |  |  | None | Non-Condensing | Single-Stage | Cast Iron |  |  |  |  | 4517000 | 3563000 |  |  | 81 | 80 | 78.9 | [6 empty] | Federally-Regulated Commercial & Industrial Equipment | 2007-12-12
Burnham Corp. | Burnham Corp. | V88W | Water | Oil | Power | FALSE | FALSE | 1 |  |  |  | None | Non-Condensing | Single-Stage | Cast Iron | Single-Speed |  | Standard |  | 329000 | 275000 |  |  | 84.2 | 83 | 81.4 | [6 empty] | Federally-Regulated Commercial & Industrial Equipment | 2007-12-12
Rite Engineering | Rite | 135WG | Both Steam & Water | Natural Gas | Power | FALSE | FALSE | 3 |  |  | No Match | No Match | No Match | No Match | Other | No Match |  | No Match |  | 1350000 |  | 450000 |  | 80 | 80 |  |  |  |  | 80 |  |  | Non Federally-Regulated | 1992-10-29
Viessmann Manufacturing | Viessmann Manufacturing | VD2-230 | Water | LPG | Power | FALSE | FALSE | 1 |  |  | Barometric Regulator | None | Non-Condensing | Two-Stage Modulating | Cast Iron |  |  |  |  | 934000 | 792000 |  |  | 84.8 | 80 | 84.8 | [6 empty] | Federally-Regulated Commercial & Industrial Equipment | 2008-04-14
Dunkirk | Pennco, Inc. | 1805HWID | Water | LPG | No Match | FALSE | FALSE | 1 |  |  | No Match | No Match | No Match | No Match | Cast Iron | No Match |  | No Match |  | 140000 | [10 empty] | 84.1 | 80 | Federally-Regulated Consumer Product | 1998-12-21
Slant / Fin Corp. | Slant / Fin Corp. | LDZO-1100-3-6 | Steam | Oil | Power | FALSE | FALSE | 1 |  |  |  | None | Non-Condensing | Single-Stage | Cast Iron |  |  |  |  | 1092000 | 894000 |  |  | 85.8 | 83 | 81.9 | [6 empty] | Federally-Regulated Commercial & Industrial Equipment | 2007-12-12
PB Heat, LLC | PB Heat, LLC | LC-6 | Water | Natural Gas | Power | FALSE | FALSE | 1 |  |  |  | None | Non-Condensing | Single-Stage | Cast Iron |  |  |  |  | 1077000 | 868000 |  |  | 81.1 |  | 80.6 | [6 empty] | Federally-Regulated Commercial & Industrial Equipment | 2014-09-05
Water Pik, Inc. | Laars | HH3600EP18CC | Water | LPG | No Match | FALSE | TRUE | 3 |  |  | No Match | No Match | No Match | No Match | Copper | No Match |  | No Match |  | 3645000 |  | 3645000 |  | 81 | 80 |  |  | 5 |  | 81 |  |  | Federally-Regulated Commercial & Industrial Equipment | 2001-05-30
Utica Boilers | Utica Boilers | MGB100ID | Water | Combo (Natural Gas & Oil) | No Match | FALSE | FALSE | 1 |  |  | No Match | No Match | No Match | No Match | Cast Iron | No Match |  | No Match |  | 100000 | [10 empty] | 83 | 80 | Federally-Regulated Consumer Product | 2001-11-01
Smith Cast Iron Boilers | Smith Cast Iron Boilers | GC-160-B | Water | Natural Gas | Power | FALSE | FALSE | 1 |  |  |  | None | Condensing | Step Modulating | Other |  |  |  |  | 160000 | 142000 | 30000000 | 28000000 | [7 empty] | 93 | 80 | Federally-Regulated Consumer Product | 2011-02-17
Ajax Boiler, Inc. | Ajax | OSGXB450 | Steam | Natural Gas | No Match | FALSE | TRUE | 3 |  |  | No Match | No Match | No Match | No Match | Other | No Match |  | No Match |  | 450000 |  | 450000 |  | 80 | 80 |  |  |  |  | 80 |  |  | Federally-Regulated Commercial & Industrial Equipment | 1996-02-29
PB Heat, LLC | PB Heat, LLC | PF-399 LP | Water | LPG | Power | FALSE | FALSE | 1 |  |  |  | None | Condensing | Step Modulating | Other |  |  |  |  | 399000 | 373000 |  |  | 95.5 |  | 93.4 | [6 empty] | Federally-Regulated Commercial & Industrial Equipment | 2014-08-15
Laars Heating Systems Co. | Bradford-White Corp. | BMT2H0500 | Water | Natural Gas | Power | FALSE | FALSE | 1 |  | FALSE |  | None | Non-Condensing | Two-Stage Modulating | Copper |  |  |  |  | 500000 | 425000 |  |  | 85 |  | 85 | [6 empty] | Federally-Regulated Commercial & Industrial Equipment | 2014-08-11
Ajax Boiler, Inc. | Ajax | B8G | Water | Natural Gas | Luminous | FALSE | FALSE | 1 |  |  | None | None | Non-Condensing | Step Modulating | Copper | Single-Speed | 0.75 |  |  | 800000 | 640000 | 640000 | 512000 | 80 | 80 | 79.2 | [6 empty] | Federally-Regulated Commercial & Industrial Equipment | 2007-08-15
Burnham Corp. | Burnham Corp. | 204H*I | Water | LPG | Induced Draft | FALSE | FALSE | 1 |  |  |  | Stack Damper | Non-Condensing | Single-Stage | Cast Iron | Single-Speed | 0.04 | Standard |  | 96000 | 80000 | [9 empty] | 84 | 80 | Federally-Regulated Consumer Product | 2007-11-14
Smith Cast Iron Boilers | Peerless | CC-04-W-O | Water | Oil | Power | FALSE | FALSE | 1 |  |  |  | None | Non-Condensing | Single-Stage | Cast Iron |  |  |  |  | 504000 | 421000 |  |  |  |  | 84.1 | 82 | [5 empty] | Federally-Regulated Commercial & Industrial Equipment | 2015-09-30
Camus Hydronics | Camus Hydronics | DFNW-0501-MS | Water | Natural Gas | Power | FALSE | FALSE | 1 |  |  |  | None | Condensing | Step Modulating | Other |  |  |  |  | 750000 | 654000 |  |  | 87.2 |  | 87.2 | [6 empty] | Federally-Regulated Commercial & Industrial Equipment | 2014-08-11
Viessmann Manufacturing | Viessmann Manufacturing | VD2-700 | Water | Oil | Power | FALSE | FALSE | 3 |  |  |  | None | Non-Condensing | Two-Stage Modulating | Cast Iron |  |  |  |  | 2758000 | 2425000 |  |  | 87.7 |  | 87.9 | [6 empty] | Federally-Regulated Commercial & Industrial Equipment | 2014-09-05
Camus Hydronics | Camus Hydronics | DFNH-3500-MH | Water | Natural Gas | Power | FALSE | FALSE | 1 |  |  |  | None | Non-Condensing | Step Modulating | Copper |  |  |  |  | 3500000 | 2975000 |  |  | 85 |  | 85 | [6 empty] | Federally-Regulated Commercial & Industrial Equipment | 2014-08-11
Crown Boiler Co. | Burnham Corp. | 308 | Water | LPG | Injection Type | FALSE | FALSE | 1 |  |  | Draft Diverter | Stack Damper | Non-Condensing | Single-Stage | Cast Iron | Single-Speed |  | Standard |  | 245000 | 205000 | [9 empty] | 84 | 80 | Federally-Regulated Consumer Product | 2010-03-16
Bryan Steam Corp. | Bryan | K-550-S-***-G | Steam | Natural Gas | No Match | TRUE | FALSE | 3 |  |  | No Match | No Match | No Match | No Match | Other | No Match |  | No Match |  | 5500000 |  | 5500000 |  | 80 | 80 |  |  |  |  | 80 |  |  | Federally-Regulated Commercial & Industrial Equipment | 1996-03-01
Utica Boilers | Utica Boilers | JD-900 | Both Steam & Water | Natural Gas | Injection Type | FALSE | FALSE | 1 |  |  |  | None | Non-Condensing | Single-Stage | Cast Iron |  |  |  |  | 900000 | 725000 |  |  | 80.5 | 80 | 77.5 | [6 empty] | Federally-Regulated Commercial & Industrial Equipment | 2011-05-02
Smith Cast Iron Boilers | Smith Cast Iron Boilers | 6500A-*-22 | Both Steam & Water | Natural Gas | Power | FALSE | FALSE | 1 |  |  |  | None | Non-Condensing | Single-Stage | Cast Iron |  |  |  |  | 15019000 | 11940000 |  |  | 81.1 | 80 | 79.5 | [6 empty] | Federally-Regulated Commercial & Industrial Equipment | 2007-12-12
ECR International, Ltd. | Dunkirk | ESB5200 | Steam | Oil | Pressure | FALSE | FALSE | 1 |  |  |  | None | Non-Condensing | Single-Stage | Cast Iron |  |  |  |  | 140000 | 120000 | [9 empty] | 85 | 80 | Federally-Regulated Consumer Product | 2008-10-20
Peerless Heater Co. | Peerless | DE-05-SV | Water | Combo (Natural Gas & Oil) | Power | FALSE | FALSE | 1 |  |  | No Match | No Match | No Match | No Match | Cast Iron | No Match |  | No Match |  | 140000 | [10 empty] | 82 | 80 | Federally-Regulated Consumer Product | 2001-11-01
Ajax Boiler, Inc. | Ajax | OSGOXFD8000 | Steam | Natural Gas | Power | FALSE | TRUE | 3 |  |  | No Match | No Match | No Match | No Match | Other | No Match |  | No Match |  | 8000000 |  | 4000000 |  | 81 | 80 |  |  |  |  | 80 |  |  | Non Federally-Regulated | 1992-10-27
Ajax Boiler, Inc. | Ajax | WRPG1500 | Water | Natural Gas | Power | FALSE | TRUE | 1 |  |  | Draft Hood | Stack Damper | Non-Condensing | Two-Stage Modulating | Other | None |  | No Match |  | 1500000 | 1230000 | 1230000 | 1008600 | 82 | 80 | 81.2 | [6 empty] | Federally-Regulated Commercial & Industrial Equipment | 2007-08-15
Burnham Corp. | Crown Boiler Co. | BCW225 | Water | LPG | Induced Draft | FALSE | FALSE | 1 |  |  | None | None | Condensing | Step Modulating | Other | Single-Speed | 0.13 | Standard |  | 225000 | 202000 | 75000 | 68000 | [7 empty] | 94.2 | 80 | Federally-Regulated Consumer Product | 2008-09-25
Ajax Boiler, Inc. | Ajax | HNG5500W | Steam | Natural Gas | No Match | FALSE | TRUE | 3 |  |  | No Match | No Match | No Match | No Match | Other | No Match |  | No Match |  | 5500000 |  | 2750000 |  | 80 | 80 |  |  |  |  | 80 |  |  | Federally-Regulated Commercial & Industrial Equipment | 1997-01-07
Viessmann Manufacturing | Viessmann Manufacturing | VD2-230 | Water | Oil | Power | FALSE | FALSE | 1 |  |  |  | None | Non-Condensing | Two-Stage Modulating | Cast Iron |  |  |  |  | 907000 | 792000 |  |  | 87.3 | 83 | 87.3 | [6 empty] | Federally-Regulated Commercial & Industrial Equipment | 2008-04-14
Rinnai | Rinnai | E50C | Water | LPG | Induced Draft | FALSE | FALSE | 1 |  |  |  | None | Condensing | Step Modulating | Other |  |  |  |  | 50000 | 47000 | [9 empty] | 95.6 | 80 | Federally-Regulated Consumer Product | 2014-01-14
Raypak | Raypak | H7-1005* | Water | LPG | Induced Draft | FALSE | FALSE | 1 |  |  | None | None | Condensing | Step Modulating | Copper | Single-Speed | 0.5 | Standard |  | 999000 | 959000 | 250000000 |  | 96.5 | 80 | 96 |  | 12 |  |  |  |  | Federally-Regulated Commercial & Industrial Equipment | 2010-03-16
PB Heat, LLC | PB Heat, LLC | WBV-03-085-S | Steam | Oil | Power | FALSE | FALSE | 1 |  |  | Barometric Regulator | None | Non-Condensing | Single-Stage | Cast Iron |  |  |  |  | 119000 | 103000 | [9 empty] | 84.8 | 80 | Federally-Regulated Consumer Product | 2008-09-25
Burnham Corp. | Burnham Corp. | 4FHL-345A | Steam | Natural Gas | Power | FALSE | FALSE | 3 |  | FALSE |  | None | Non-Condensing | Two-Stage Modulating | Other |  |  |  |  | 2888000 | 2373000 |  |  | 85 |  | 82.2 | [6 empty] | Federally-Regulated Commercial & Industrial Equipment | 2014-08-11
Water Pik, Inc. | Laars | VW3200EP18CC | Both Steam & Water | LPG | No Match | FALSE | TRUE | 3 |  |  | No Match | No Match | No Match | No Match | Copper | No Match |  | No Match |  | 3150000 |  | 3150000 |  | 81 | 80 |  |  | 5 |  | 81 |  |  | Federally-Regulated Commercial & Industrial Equipment | 2001-11-21
Hydrotherm | Hydrotherm | HS-40-PV | Water | Natural Gas | No Match | FALSE | FALSE | 1 |  |  | No Match | No Match | No Match | No Match | Cast Iron | No Match |  | No Match |  | 40000 | [10 empty] | 82.3 | 80 | Federally-Regulated Consumer Product | 1998-12-21
Burnham Corp. | Burnham Corp. | V1120 | Both Steam & Water | Natural Gas | Power | FALSE | FALSE | 1 |  |  |  | None | Non-Condensing | Single-Stage | Cast Iron |  |  |  |  | 4979000 | 3957000 |  |  | 81.2 | 80 | 79.5 | [6 empty] | Federally-Regulated Commercial & Industrial Equipment | 2010-03-16
Raypak | Raypak | H(3,4)-HD401* | Water | Natural Gas | Induced Draft | FALSE | FALSE | 1 |  |  |  | None | Non-Condensing | Single-Stage | Copper |  |  |  |  | 399000 | 335000 |  |  |  |  | 84 | [6 empty] | Federally-Regulated Commercial & Industrial Equipment | 2015-04-16
Burnham Corp. | Crown Boiler Co. | 24-07 | Both Steam & Water | Oil | Power | FALSE | FALSE | 1 |  |  |  | None | Non-Condensing | Single-Stage | Cast Iron |  |  |  |  | 1134000 | 937000 |  |  | 85.1 | 83 | 82.6 | [6 empty] | Federally-Regulated Commercial & Industrial Equipment | 2007-12-12
Water Pik, Inc. | Laars | RHCH2400N******* | Both Steam & Water | Natural Gas | Power | FALSE | TRUE | 3 |  |  | No Match | No Match | No Match | No Match | Copper | No Match |  | No Match |  | 2400000 |  | 1200000 |  | 85 | 80 |  |  | 12 |  | 88 |  |  | Federally-Regulated Commercial & Industrial Equipment | 2002-08-22
Laars Heating Systems Co. | Laars Heating Systems Co. | NTH285 | Water | Natural Gas | Induced Draft | FALSE | FALSE | 1 |  | TRUE | None | None | Condensing | Step Modulating | Other | Single-Speed | 0.17 | Standard |  | 285000 | 264000 | 57000 | 54000 | [7 empty] | 95 | 80 | Federally-Regulated Consumer Product | 2013-11-14
Bryan Steam Corp. | Bryan | RW1500-S-FDGO | Both Steam & Water | Natural Gas | Power | FALSE | FALSE | 3 |  |  | No Match | No Match | No Match | No Match | Other | No Match |  | No Match |  | 15000000 |  | 5000000 |  | 82 | 80 |  |  |  |  | 81 |  |  | Federally-Regulated Commercial & Industrial Equipment | 1996-03-13
Water Pik, Inc. | Laars | VW0600IP04*1A | Both Steam & Water | LPG | No Match | FALSE | FALSE | 3 |  |  | No Match | No Match | No Match | No Match | Copper | No Match |  | No Match |  | 600000 |  | 150000 |  | 81 | 80 |  |  | 5 |  | 81 |  |  | Federally-Regulated Commercial & Industrial Equipment | 2001-11-21
ECR International, Ltd. | Dunkirk | ESB5175 | Steam | Oil | Pressure | FALSE | FALSE | 1 |  |  |  | None | Non-Condensing | Single-Stage | Cast Iron |  |  |  |  | 245000 | 202000 | [9 empty] | 83 | 80 | Federally-Regulated Consumer Product | 2008-10-20
Bryan Steam Corp. | Bryan | D-400-S-***-FDG* | Steam | Natural Gas | Power | FALSE | FALSE | 3 |  |  | No Match | No Match | No Match | No Match | Other | No Match |  | No Match |  | 400000 |  | 400000 |  | 80 | 80 |  |  |  |  | 80 |  |  | Federally-Regulated Commercial & Industrial Equipment | 1996-02-29
Weil-McLain | Weil-McLain | AHE-60 | Water | Combo (Natural Gas & Oil) | Power | FALSE | FALSE | 1 |  |  | No Match | No Match | No Match | No Match | Cast Iron | No Match |  | No Match |  | 60000 | [10 empty] | 85.5 | 80 | Federally-Regulated Consumer Product | 2001-11-01
Lochinvar, LLC. | Lochinvar Corp. | KBL211 | Water | LPG | Power | FALSE | FALSE | 1 |  | TRUE | None | None | Condensing | Step Modulating | Other |  |  |  |  | 210000 | 196000 | [9 empty] | 95 | 80 | Federally-Regulated Consumer Product | 2014-10-23
Weil-McLain | Weil-McLain | 1794 | Steam | Natural Gas | Power | FALSE | FALSE | 3 |  |  | No Match | No Match | No Match | No Match | Cast Iron | No Match |  | No Match |  | 5773000 |  | 5773000 |  | 81.5 | 80 |  |  | 147 |  | 81.5 |  |  | Federally-Regulated Commercial & Industrial Equipment | 1996-02-29
Navien, Inc. | Navien America, Inc. | NHB-110 | Water | LPG | Power | FALSE | FALSE | 1 |  | TRUE |  | None | Condensing | Step Modulating | Other |  |  |  |  | 110000 | 102000 | [9 empty] | 95 | 80 | Federally-Regulated Consumer Product | 2015-03-30
Smith Cast Iron Boilers | Peerless | TCII-06-W-G | Water | LPG | Power | FALSE | FALSE | 1 |  |  |  | None | Non-Condensing | Single-Stage | Cast Iron |  |  |  |  | 1773000 | 1457000 |  |  |  |  | 82.2 | 80 | [5 empty] | Federally-Regulated Commercial & Industrial Equipment | 2015-09-30
Parker Boiler Co. | Parker Boiler | T300LR | Water | Natural Gas | Power | FALSE | FALSE | 3 |  |  | No Match | No Match | No Match | No Match | Other | No Match |  | No Match |  | 300000 |  | 150000 |  | 85 | 80 |  |  | 4 |  | 82 |  |  | Federally-Regulated Commercial & Industrial Equipment | 1996-03-13
PVI Industries | PVI | 684 EWB 250A-E | Water | Electricity | No Match | TRUE | FALSE | 3 |  |  | No Match | No Match | No Match | No Match | Other | No Match |  | No Match |  | 2334000 |  | 2334000 |  | 99.9 | [5 empty] | 99.9 |  |  | Non Federally-Regulated | 1992-09-28
Raypak | Raypak | H7-503 | Water | Natural Gas | Induced Draft | FALSE | TRUE | 1 |  |  | None | None | Non-Condensing | Single-Stage | Copper |  |  |  |  | 500000 | 435000 |  |  | 87 | 80 | 87 | [6 empty] | Federally-Regulated Commercial & Industrial Equipment | 2007-12-12
Ajax Boiler, Inc. | Ajax | WGFD-3250 | Steam | Natural Gas | Power | FALSE | FALSE | 3 |  |  | No Match | No Match | No Match | No Match | Other | No Match |  | No Match |  | 3250000 |  | 1625000 |  | 82 | 80 |  |  |  |  | 80 |  |  | Non Federally-Regulated | 1992-10-27
Water Pik, Inc. | Laars | VW1430IP09*BA | Both Steam & Water | LPG | No Match | FALSE | FALSE | 3 |  |  | No Match | No Match | No Match | No Match | Copper | No Match |  | No Match |  | 1430000 |  | 357500 |  | 82 | 80 |  |  | 5 |  | 82 |  |  | Federally-Regulated Commercial & Industrial Equipment | 2001-11-21
Burnham Corp. | Burnham Corp. | K5020 | Both Steam & Water | LPG | Induced Draft | FALSE | FALSE | 1 |  |  |  | None | Non-Condensing | Single-Stage | Cast Iron |  |  |  |  | 1389400 | 1112000 |  |  | 80 | 80 | 77 | [6 empty] | Federally-Regulated Commercial & Industrial Equipment | 2010-03-16
New Yorker Boiler Co. | New Yorker Boiler Co. | FR173 | Water | Oil | Power | FALSE | FALSE | 1 |  | TRUE |  | Stack Damper | Non-Condensing | Single-Stage | Other | Single-Speed |  |  |  | 210000 | 184000 | [9 empty] | 85.9 | 80 | Federally-Regulated Consumer Product | 2013-04-19
U.S. Boiler Co. | Thermal Solutions | APX425 | Water | Natural Gas | Power | FALSE | FALSE | 1 |  |  |  | None | Condensing | Step Modulating | Other |  |  |  |  | 399000 | 375000 |  |  | 94.5 |  | 94.1 | [6 empty] | Federally-Regulated Commercial & Industrial Equipment | 2014-08-11
Slant / Fin Corp. | Slant / Fin Corp. | LX-150 | Water | Natural Gas | Power | FALSE | FALSE | 1 |  | TRUE | None | None | Condensing | Step Modulating | Other | Single-Speed |  | Standard |  | 150000 | 133000 | [9 empty] | 92.5 | 80 | Federally-Regulated Consumer Product | 2013-07-10
DDR Americas, Inc. | De Deitrich | GT 228A | Water | Natural Gas | Power | FALSE | FALSE | 1 |  | FALSE |  | Electro-Mechanical Inlet Dampe | Non-Condensing | Two-Stage Modulating | Cast Iron |  |  |  |  | 361000 | 307000 |  |  | 85.2 |  | 85.2 | [6 empty] | Federally-Regulated Commercial & Industrial Equipment | 2014-08-11
Dunkirk | Sears | 229.9603 | Steam | Natural Gas | No Match | FALSE | FALSE | 1 |  |  | No Match | No Match | No Match | No Match | Cast Iron | No Match |  | No Match |  | 225000 | [10 empty] | 81.1 | 75 | Federally-Regulated Consumer Product | 1998-12-21
Raypak | Raypak | H(1,2,5)-1758 * | Water | LPG | Injection Type | FALSE | TRUE | 1 |  |  |  | None | Non-Condensing | Step Modulating | Copper |  |  |  |  | 1680000 | 1378000 |  |  |  |  | 82 | [6 empty] | Federally-Regulated Commercial & Industrial Equipment | 2015-04-16
Ajax Boiler, Inc. | Ajax | WGXFD-4500 | Steam | Natural Gas | Power | FALSE | FALSE | 3 |  |  | No Match | No Match | No Match | No Match | Other | No Match |  | No Match |  | 4500000 |  | 2250000 |  | 82 | 80 |  |  |  |  | 80 |  |  | Non Federally-Regulated | 1992-10-27
Crown Boiler Co. | Burnham Corp. | FCM070 | Water | LPG | Induced Draft | FALSE | FALSE | 1 |  |  | None | None | Condensing | Step Modulating | Other | Single-Speed | 0.04 | Standard |  | 70000 | 63000 | 30000 | 27000 | [7 empty] | 95.4 | 80 | Federally-Regulated Consumer Product | 2009-09-15
Lochinvar, LLC. | Lochinvar Corp. | CBN215F9 | Water | Natural Gas | Injection Type | FALSE | FALSE | 1 |  |  |  | Stack Damper | Non-Condensing | Single-Stage | Copper |  |  |  |  | 215000 | 178000 | [9 empty] | 84 | 80 | Federally-Regulated Consumer Product | 2007-11-14
Slant / Fin Corp. | Slant / Fin Corp. | LZDF-2100-5-7 | Steam | Oil | Power | FALSE | FALSE | 1 |  |  |  | None | Non-Condensing | Single-Stage | Cast Iron |  |  |  |  | 2100000 | 1685000 |  |  | 85.5 | 83 | 80.2 | [6 empty] | Federally-Regulated Commercial & Industrial Equipment | 2007-12-12
Burnham Corp. | Burnham Corp. | V912 | Both Steam & Water | Oil | Power | FALSE | FALSE | 1 |  |  |  | None | Non-Condensing | Single-Stage | Cast Iron |  |  |  |  | 2296000 | 1900000 |  |  | 84.7 | 83 | 82.7 | [6 empty] | Federally-Regulated Commercial & Industrial Equipment | 2010-03-16
Camus Hydronics | Camus Hydronics | DFNH-3001-MG | Water | Natural Gas | Power | FALSE | FALSE | 1 |  |  |  | None | Condensing | Step Modulating | Copper |  |  |  |  | 3000000 | 2616000 |  |  | 87.2 |  | 87.2 | [6 empty] | Federally-Regulated Commercial & Industrial Equipment | 2014-08-11
Weil-McLain | Weil-McLain | PEG-30-PIDN-S | Steam | Natural Gas | No Match | FALSE | FALSE | 1 |  |  | No Match | No Match | No Match | No Match | Cast Iron | No Match |  | No Match |  | 75000 | [10 empty] | 83 | 75 | Federally-Regulated Consumer Product | 2001-04-12
Raypak | Raypak | H(3,4)-3001* | Water | LPG | Injection Type | FALSE | FALSE | 1 |  |  |  | None | Non-Condensing | Single-Stage | Copper |  |  |  |  | 3000000 | 2460000 |  |  | 82 | [8 empty] | Federally-Regulated Commercial & Industrial Equipment | 2015-04-16
Laars Heating Systems Co. | Laars | MT2H0750N******* | Water | Natural Gas | Power | FALSE | TRUE | 1 |  |  |  | None | Non-Condensing | Two-Stage Modulating | Copper |  |  |  |  | 750000 | 638000 |  |  | 85 | 80 | 84 | [6 empty] | Federally-Regulated Commercial & Industrial Equipment | 2008-03-14
PB Heat, LLC | PB Heat, LLC | LCE-19-S-N | Steam | Natural Gas | Power | FALSE | FALSE | 3 |  | FALSE |  | None | Non-Condensing | Single-Stage | Cast Iron |  |  |  |  | 3622000 | 2922000 |  |  | 81 |  | 80.7 | [6 empty] | Federally-Regulated Commercial & Industrial Equipment | 2014-09-05
Viessmann Manufacturing | Viessmann Manufacturing | VD2A-230 | Water | Natural Gas | Power | FALSE | FALSE | 1 |  |  | Barometric Regulator | None | Non-Condensing | Two-Stage Modulating | Cast Iron |  |  |  |  | 934000 | 792000 |  |  | 84.8 | 80 | 84.8 | [6 empty] | Federally-Regulated Commercial & Industrial Equipment | 2011-12-30
Ajax Boiler, Inc. | Ajax | XFG14000W | Water | Natural Gas | Power | FALSE | TRUE | 3 |  |  | No Match | No Match | No Match | No Match | Other | No Match |  | No Match |  | 14000000 |  | 5600000 |  | 80 | 80 |  |  |  |  | 80 |  |  | Federally-Regulated Commercial & Industrial Equipment | 1997-01-07
Burnham Corp. | Crown Boiler Co. | 24-08 | Both Steam & Water | Oil | Power | FALSE | FALSE | 1 |  |  |  | None | Non-Condensing | Single-Stage | Cast Iron |  |  |  |  | 1316000 | 1087000 |  |  | 84.9 | 83 | 82.6 | [6 empty] | Federally-Regulated Commercial & Industrial Equipment | 2007-12-12
Burnham Corp. | Burnham Corp. | V1123H-WO | Water | Oil | Power | FALSE | FALSE | 3 |  |  |  | None | Non-Condensing | Two-Stage Modulating | Cast Iron |  |  |  |  | 5572000 | 4758000 |  |  | 85.4 |  | 85.4 | [6 empty] | Federally-Regulated Commercial & Industrial Equipment | 2014-08-11
Ajax Boiler, Inc. | Ajax | WFG9500W | Water | Natural Gas | Power | FALSE | TRUE | 3 |  |  | No Match | No Match | No Match | No Match | Other | No Match |  | No Match |  | 9500000 |  | 3800000 |  | 80 | 80 |  |  |  |  | 80 |  |  | Federally-Regulated Commercial & Industrial Equipment | 1997-01-07
Ajax Boiler, Inc. | Ajax | OWGOFD4250 | Steam | Natural Gas | Power | FALSE | TRUE | 3 |  |  | No Match | No Match | No Match | No Match | Other | No Match |  | No Match |  | 4250000 |  | 2125000 |  | 82 | 80 |  |  |  |  | 80 |  |  | Non Federally-Regulated | 1992-10-27
Rite Engineering | Rite | A165S | Both Steam & Water | Natural Gas | No Match | FALSE | FALSE | 3 |  |  | No Match | No Match | No Match | No Match | Other | No Match |  | No Match |  | 1650000 |  | 825000 |  | 80 | 80 |  |  |  |  | 80 |  |  | Non Federally-Regulated | 1992-10-14
Cleaver-Brooks | Cleaver-Brooks | FLX-700-550HW | Water | Natural Gas | Power | FALSE | FALSE | 3 |  |  | No Match | No Match | No Match | No Match | Other | No Match |  | No Match |  | 5500000 |  | 5500000 |  | 80 | 80 |  |  | 25 |  | 80 |  |  | Federally-Regulated Commercial & Industrial Equipment | 2001-07-31
Smith Cast Iron Boilers | Peerless | CC-06-W-G | Water | LPG | Power | FALSE | FALSE | 1 |  |  |  | None | Non-Condensing | Single-Stage | Cast Iron |  |  |  |  | 938000 | 762000 |  |  |  |  | 81.2 | 80 | [5 empty] | Federally-Regulated Commercial & Industrial Equipment | 2015-09-30
Smith Cast Iron Boilers | Smith Cast Iron Boilers | 3500A-*-08 | Both Steam & Water | Natural Gas | Power | FALSE | FALSE | 1 |  |  |  | None | Non-Condensing | Single-Stage | Cast Iron |  |  |  |  | 2278000 | 1790000 |  |  | 80.8 | 80 | 78.6 | [6 empty] | Federally-Regulated Commercial & Industrial Equipment | 2007-12-12
ECR International, Ltd. | ECR International, Ltd. | OLSSC-100 | Water | LPG | Pressure | FALSE | FALSE | 1 |  | TRUE |  | None | Condensing | Step Modulating | Other | Single-Speed |  |  |  | 100000 | 91000 | [9 empty] | 95 | 80 | Federally-Regulated Consumer Product | 2013-04-19
Baxi | Baxi | Luna HT 1.650 | Water | Natural Gas | Power | FALSE | FALSE | 1 |  |  |  | None | Condensing | Step Modulating | Other |  |  |  |  | 241600 | 241600 | [9 empty] | 92.5 | 80 | Federally-Regulated Consumer Product | 2012-10-04
Peerless Heater Co. | Peerless | 211A-22I | Steam | Natural Gas | No Match | FALSE | FALSE | 3 |  |  | No Match | No Match | No Match | No Match | Cast Iron | No Match |  | No Match |  | 4410000 |  | 4410000 |  | 80 | 75 |  |  | 9 | 147 | 80 |  |  | Non Federally-Regulated | 1990-06-25
Laars Heating Systems Co. | Bradford-White Corp. | BNTH150 | Water | Natural Gas | Induced Draft | FALSE | FALSE | 1 |  | TRUE |  | None | Condensing | Step Modulating | Other | Single-Speed |  |  |  | 150000 | 138000 | [9 empty] | 95 | 80 | Federally-Regulated Consumer Product | 2013-11-14
Slant / Fin Corp. | Slant / Fin Corp. | TR-50 | Both Steam & Water | Oil | Power | FALSE | FALSE | 1 |  |  |  | None | Non-Condensing | Single-Stage | Cast Iron |  |  |  |  | 301000 | 250000 |  |  | 85.9 | 83 | 82.5 | [6 empty] | Federally-Regulated Commercial & Industrial Equipment | 2007-12-12
Water Pik, Inc. | Laars | VW2800EP18CC | Both Steam & Water | Natural Gas | No Match | FALSE | TRUE | 3 |  |  | No Match | No Match | No Match | No Match | Copper | No Match |  | No Match |  | 2745000 |  | 2745000 |  | 81 | 80 |  |  | 5 |  | 81 |  |  | Federally-Regulated Commercial & Industrial Equipment | 2001-11-21
U.S. Boiler Co. | BURNHAM HYDRONICS | SCG-5 | Water | LPG | Induced Draft | FALSE | FALSE | 1 | TRUE |  |  | None | Non-Condensing | Single-Stage | Cast Iron |  |  |  |  | 140000 | 120000 | [9 empty] | 85.3 | 80 | Federally-Regulated Consumer Product | 2015-09-30
Viessmann Manufacturing | Viessmann Manufacturing | B2HA-60 | Water | LPG | Power | FALSE | FALSE | 1 |  |  |  | Electro-Mechanical Inlet Dampe | Condensing | Step Modulating | Other |  |  |  |  | 212000 | 195000 | [9 empty] | 92 | 80 | Federally-Regulated Consumer Product | 2014-01-14
PB Heat, LLC | Peerless | MI-08-SV | Water | Natural Gas | Injection Type | FALSE | FALSE | 1 | TRUE |  |  | Stack Damper | Non-Condensing | Single-Stage | Cast Iron |  |  |  |  | 227500 | 186000 | [9 empty] | 82 | 80 | Federally-Regulated Consumer Product | 2015-09-30
Bryan Steam Corp. | Bryan | K-450-S-***-LP | Steam | LPG | No Match | TRUE | FALSE | 3 |  |  | No Match | No Match | No Match | No Match | Other | No Match |  | No Match |  | 4500000 |  | 4500000 |  | 80 | 80 |  |  |  |  | 80 |  |  | Federally-Regulated Commercial & Industrial Equipment | 1996-03-01
Parker Boiler Co. | Parker Boiler | T1730L | Water | Natural Gas | Power | FALSE | FALSE | 3 |  |  | No Match | No Match | No Match | No Match | Other | No Match |  | No Match |  | 1730000 |  | 865000 |  | 80 | 80 |  |  | 4 |  | 80 |  |  | Federally-Regulated Commercial & Industrial Equipment | 1996-03-13
Water Pik, Inc. | Laars | HH2800EP18CC | Water | LPG | No Match | FALSE | TRUE | 3 |  |  | No Match | No Match | No Match | No Match | Copper | No Match |  | No Match |  | 2745000 |  | 2745000 |  | 81 | 80 |  |  | 5 |  | 81 |  |  | Federally-Regulated Commercial & Industrial Equipment | 2001-05-30
Water Pik, Inc. | Laars | PW0715IN09*BA | Both Steam & Water | Natural Gas | No Match | FALSE | FALSE | 3 |  |  | No Match | No Match | No Match | No Match | Copper | No Match |  | No Match |  | 715000 |  | 178750 |  | 82 | 80 |  |  | 5 |  | 82 |  |  | Federally-Regulated Commercial & Industrial Equipment | 2001-11-21
Burnham Commercial | BURNHAM COMMERCIAL | 3W-60-G | Water | Natural Gas | Power | FALSE | FALSE | 1 |  |  |  | None | Non-Condensing | Two-Stage Modulating | Other |  |  |  |  | 2511000 | 2087000 |  |  | 83.8 | 82 | [7 empty] | Federally-Regulated Commercial & Industrial Equipment | 2015-09-30
Burnham Corp. | Burnham Corp. | 808H | Water | LPG | Induced Draft | FALSE | FALSE | 1 |  |  |  | None | Non-Condensing | Single-Stage | Cast Iron |  |  |  |  | 433000 | 360000 |  |  | 83.3 | 80 | 79.9 | [6 empty] | Federally-Regulated Commercial & Industrial Equipment | 2010-03-16
Water Pik, Inc. | Laars | HH1825IP04*1A | Water | LPG | No Match | FALSE | FALSE | 3 |  |  | No Match | No Match | No Match | No Match | Copper | No Match |  | No Match |  | 1825000 |  | 456250 |  | 81 | 80 |  |  | 5 |  | 81 |  |  | Federally-Regulated Commercial & Industrial Equipment | 2001-05-30
Weil-McLain | Weil-McLain | 788 | Both Steam & Water | Oil | Power | FALSE | FALSE | 1 |  |  |  | None | Non-Condensing | Single-Stage | Cast Iron |  |  |  |  | 1985000 | 1700000 |  |  | 86.5 | 83 | 85.6 | [6 empty] | Federally-Regulated Commercial & Industrial Equipment | 2008-04-14
Ajax Boiler, Inc. | Ajax | HNG9000W | Steam | Natural Gas | No Match | FALSE | TRUE | 3 |  |  | No Match | No Match | No Match | No Match | Other | No Match |  | No Match |  | 9000000 |  | 4500000 |  | 80 | 80 |  |  |  |  | 80 |  |  | Federally-Regulated Commercial & Industrial Equipment | 1997-01-07
Axeman-Anderson Co. | Axeman-Anderson Co. | WL119 | Water | Oil | No Match | TRUE | FALSE | 1 |  |  | No Match | No Match | No Match | No Match | Other | No Match |  | No Match |  | 119000 | [10 empty] | 86 | 80 | Federally-Regulated Consumer Product | 2001-04-12
Raypak | Raypak | H3-0499* | Water | LPG | Induced Draft | FALSE | FALSE | 1 |  |  |  | None | Non-Condensing | Single-Stage | Copper |  |  |  |  | 500000 | 420000 |  |  |  |  | 84 | [6 empty] | Federally-Regulated Commercial & Industrial Equipment | 2015-04-16
Crown Boiler Co. | Crown | C247-900-W | Water | Natural Gas | No Match | FALSE | FALSE | 3 |  |  | No Match | No Match | No Match | No Match | Cast Iron | No Match |  | No Match |  | 900000 |  | 900000 |  | 80 | 80 |  |  |  |  | 80 |  |  | Federally-Regulated Commercial & Industrial Equipment | 1996-03-06
PB Heat, LLC | Peerless | DE-05-SPRK | Water | LPG | Injection Type | FALSE | FALSE | 1 | TRUE |  |  | None | Non-Condensing | Single-Stage | Cast Iron | Single-Speed |  |  |  | 140000 | 116000 | [9 empty] | 82 | 80 | Federally-Regulated Consumer Product | 2015-09-30
Dunkirk | Dunkirk | PSB-5D | Steam | Natural Gas | No Match | FALSE | FALSE | 1 |  |  | No Match | No Match | No Match | No Match | Cast Iron | No Match |  | No Match |  | 150000 | [10 empty] | 80.6 | 75 | Federally-Regulated Consumer Product | 1998-12-21
Crown Boiler Co. | Crown | C247-2100-S | Steam | Natural Gas | No Match | FALSE | FALSE | 3 |  |  | No Match | No Match | No Match | No Match | Cast Iron | No Match |  | No Match |  | 2100000 |  | 2100000 |  | 80 | 80 |  |  |  |  | 80 |  |  | Federally-Regulated Commercial & Industrial Equipment | 1996-03-06
Ajax Boiler, Inc. | Ajax | HNG9500W | Steam | Natural Gas | No Match | FALSE | TRUE | 3 |  |  | No Match | No Match | No Match | No Match | Other | No Match |  | No Match |  | 9500000 |  | 4750000 |  | 80 | 80 |  |  |  |  | 80 |  |  | Federally-Regulated Commercial & Industrial Equipment | 1997-01-07
Slant / Fin Corp. | Slant / Fin Corp. | CHS-250 | Water | Natural Gas | Power | FALSE | FALSE | 1 |  | TRUE |  | None | Condensing | Step Modulating | Other |  |  |  |  | 250000 | 230000 | [9 empty] | 95 | 80 | Federally-Regulated Consumer Product | 2014-01-14
PB Heat, LLC | Peerless | WV-DV-03-110 | Water | Oil | Power | FALSE | FALSE | 1 | TRUE |  |  | None | Non-Condensing | Single-Stage | Cast Iron |  |  |  |  | 154000 | 131000 | [9 empty] | 84.1 | 84 | Federally-Regulated Consumer Product | 2015-09-30
Water Pik, Inc. | Laars | PH0500IN04*BA | Water | Natural Gas | No Match | FALSE | FALSE | 3 |  |  | No Match | No Match | No Match | No Match | Copper | No Match |  | No Match |  | 500000 |  | 125000 |  | 82 | 80 |  |  | 5 |  | 82 |  |  | Federally-Regulated Commercial & Industrial Equipment | 2001-05-30
Utica Boilers | Pennco, Inc. | 41J-900 | Both Steam & Water | Natural Gas | Injection Type | FALSE | FALSE | 1 |  |  |  | None | Non-Condensing | Single-Stage | Cast Iron |  |  |  |  | 900000 | 725000 |  |  | 80.5 | 80 | 77.5 | [6 empty] | Federally-Regulated Commercial & Industrial Equipment | 2011-05-02
Burnham Corp. | Burnham Corp. | PV713W* | Water | Oil | Power | FALSE | FALSE | 1 |  |  |  | None | Non-Condensing | Single-Stage | Cast Iron | Single-Speed | 0.04 | Standard |  | 105000 | 89000 | [9 empty] | 83.5 | 80 | Federally-Regulated Consumer Product | 2007-11-14
PB Heat, LLC | Smith Cast Iron Boilers | GVX-70 | Water | Natural Gas | Injection Type | FALSE | FALSE | 1 |  | TRUE |  | None | Non-Condensing | Single-Stage | Cast Iron | Single-Speed |  |  |  | 70000 | 58000 | [9 empty] | 82.1 | 80 | Federally-Regulated Consumer Product | 2013-06-17
Water Pik, Inc. | Laars | VW1670EN09*BA | Both Steam & Water | Natural Gas | No Match | FALSE | TRUE | 3 |  |  | No Match | No Match | No Match | No Match | Copper | No Match |  | No Match |  | 1670000 |  | 417500 |  | 82 | 80 |  |  | 5 |  | 82 |  |  | Federally-Regulated Commercial & Industrial Equipment | 2001-11-21
Smith Cast Iron Boilers | Smith Cast Iron Boilers | GC-160 | Water | Natural Gas | Power | FALSE | FALSE | 1 |  |  |  | None | Condensing | Step Modulating | Other |  |  |  |  | 160000 | 142000 | 30000 | 28000 | [7 empty] | 93 | 80 | Federally-Regulated Consumer Product | 2009-09-17
Easco Boiler Corp. | Easco | ESP-350-W030 | Both Steam & Water | Combo (Natural Gas & Oil) | Power | FALSE | FALSE | 3 |  |  | No Match | No Match | No Match | No Match | Other | No Match |  | No Match |  | 14645000 |  | 2929000 |  | 84 | 80 |  |  | 22 |  | 82 |  |  | Federally-Regulated Commercial & Industrial Equipment | 1998-06-02
Raypak | Raypak | H7-0400* | Water | Natural Gas | Induced Draft | FALSE | FALSE | 1 |  |  | None | None | Condensing | Step Modulating | Other |  |  |  |  | 399000 | 375060 | 79800 |  | 94.5 | 80 | 94 |  | 12 |  |  |  |  | Federally-Regulated Commercial & Industrial Equipment | 2010-10-29
Camus Hydronics | Camus Hydronics | DFPH-4001-MH | Water | LPG | Power | FALSE | FALSE | 1 |  |  |  | None | Condensing | Step Modulating | Copper |  |  |  |  | 4000000 | 3488000 |  |  | 87.2 |  | 87.2 | [6 empty] | Federally-Regulated Commercial & Industrial Equipment | 2014-08-11
Fulton Boiler Works | Fulton | FB-010F | Both Steam & Water | Natural Gas | Power | FALSE | TRUE | 3 |  |  | No Match | No Match | No Match | No Match | Other | No Match |  | No Match |  | 420000 |  | 420000 |  | 80.3 | 80 |  |  | 102 |  | 80.3 |  |  | Federally-Regulated Commercial & Industrial Equipment | 1996-02-29
Viessmann Manufacturing | Viessmann Manufacturing | VD2-1080 | Water | Oil | Power | FALSE | FALSE | 3 |  |  |  | None | Non-Condensing | Two-Stage Modulating | Cast Iron |  |  |  |  | 4258000 | 3738000 |  |  | 87.3 |  | 87.8 | [6 empty] | Federally-Regulated Commercial & Industrial Equipment | 2014-09-05
Burnham Corp. | Burnham Corp. | V1111 | Both Steam & Water | Natural Gas | Power | FALSE | FALSE | 1 |  |  |  | None | Non-Condensing | Single-Stage | Cast Iron |  |  |  |  | 2656000 | 2133000 |  |  | 80.3 | 80 | 81.1 | [6 empty] | Federally-Regulated Commercial & Industrial Equipment | 2012-03-02
Burnham Corp. | Burnham Corp. | V909 | Both Steam & Water | Oil | Power | FALSE | FALSE | 1 |  |  |  | None | Non-Condensing | Single-Stage | Cast Iron |  |  |  |  | 1624000 | 1342000 |  |  | 84.8 | 83 | 82.7 | [6 empty] | Federally-Regulated Commercial & Industrial Equipment | 2010-03-16
RBI Water Heaters | RBI Water Heaters | DB1950 | Water | Natural Gas | Power | FALSE | FALSE | 1 |  |  |  | None | Non-Condensing | Step Modulating | Copper |  |  |  |  | 1950000 | 1599000 |  |  | 85 | 80 | 82 | [6 empty] | Federally-Regulated Commercial & Industrial Equipment | 2011-02-17
Water Pik, Inc. | Laars | PH0715IP09*1A | Water | LPG | No Match | FALSE | FALSE | 3 |  |  | No Match | No Match | No Match | No Match | Copper | No Match |  | No Match |  | 715000 |  | 178750 |  | 81 | 80 |  |  | 5 |  | 81 |  |  | Federally-Regulated Commercial & Industrial Equipment | 2001-05-30
Burnham Corp. | Burnham Corp. | V1112 | Both Steam & Water | Oil | Power | FALSE | FALSE | 1 |  |  |  | None | Non-Condensing | Single-Stage | Cast Iron |  |  |  |  | 2800000 | 2334000 |  |  | 84.6 | 83 | 83.4 | [6 empty] | Federally-Regulated Commercial & Industrial Equipment | 2010-03-16
Cleaver-Brooks | Cleaver-Brooks | MTF-700-500-60HW | Water | Natural Gas | Power | FALSE | FALSE | 3 |  |  | No Match | No Match | No Match | No Match | Other | No Match |  | No Match |  | 500000 |  | 500000 |  | 80 | 80 |  |  | 25 |  | 80 |  |  | Federally-Regulated Commercial & Industrial Equipment | 2001-08-06
Smith Cast Iron Boilers | Smith Cast Iron Boilers | 4500A-*-10 | Both Steam & Water | Oil | Power | FALSE | FALSE | 1 |  |  |  | None | Non-Condensing | Single-Stage | Cast Iron |  |  |  |  | 3780000 | 3080000 |  |  | 84.6 | 83 | 81 | [6 empty] | Federally-Regulated Commercial & Industrial Equipment | 2008-05-08
Lochinvar, LLC. | Lochinvar Corp. | FBD3000 | Water | LPG | Power | FALSE | FALSE | 1 |  |  |  | None | Condensing | Step Modulating | Other |  |  |  |  | 3000000 | 2760000 |  |  | 92 | [8 empty] | Federally-Regulated Commercial & Industrial Equipment | 2015-04-20
Water Pik, Inc. | Laars | VW0520MP20***** | Both Steam & Water | LPG | Power | FALSE | FALSE | 3 |  |  | No Match | No Match | No Match | No Match | Copper | No Match |  | No Match |  | 520000 |  | 520000 |  | 85 | 80 |  |  | 5 |  | 83 |  |  | Federally-Regulated Commercial & Industrial Equipment | 2001-11-21
Lochinvar, LLC. | Lochinvar Corp. | WBL210 | Water | Natural Gas | Power | FALSE | FALSE | 1 |  |  | None | None | Condensing | Step Modulating | Other |  |  |  |  | 210000 | 190000 | [9 empty] | 95.7 | 80 | Federally-Regulated Consumer Product | 2008-04-14
Viessmann Manufacturing | Viessmann Manufacturing | B2HA-19 | Water | Natural Gas | Power | FALSE | FALSE | 1 |  |  |  | Electro-Mechanical Inlet Dampe | Condensing | Step Modulating | Other |  |  |  |  | 67000 | 62000 | [9 empty] | 93.3 | 80 | Federally-Regulated Consumer Product | 2014-01-14
HTP, Inc. | Munchkin | 140M | Water | Natural Gas | Power | FALSE | FALSE | 1 |  |  |  | None | Condensing | Single-Stage | Other |  |  |  |  | 140000 | 129000 | [9 empty] | 95.1 | 80 | Federally-Regulated Consumer Product | 2009-02-27
Slant / Fin Corp. | Slant / Fin Corp. | LWDF-2100-5-7 | Water | Oil | Power | FALSE | FALSE | 1 |  |  |  | None | Non-Condensing | Single-Stage | Cast Iron |  |  |  |  | 2100000 | 1685000 |  |  | 85.5 | 83 | 80.2 | [6 empty] | Federally-Regulated Commercial & Industrial Equipment | 2007-12-12
Camus Hydronics | Camus Hydronics | DFNW-5002-MS | Water | Natural Gas | Power | FALSE | FALSE | 3 |  |  |  | None | Condensing | Step Modulating | Other |  |  |  |  | 5000000 | 4720000 |  |  | 94.4 |  | 94.4 | [6 empty] | Federally-Regulated Commercial & Industrial Equipment | 2014-08-11
PB Heat, LLC | Smith Cast Iron Boilers | 8HE-W-3L | Water | Oil | Power | FALSE | FALSE | 1 |  |  |  | None | Non-Condensing | Single-Stage | Cast Iron | Single-Speed |  |  |  | 119000 | 104000 | [9 empty] | 86.2 | 80 | Federally-Regulated Consumer Product | 2014-02-04
Rite Engineering | Rite | 425S | Both Steam & Water | Natural Gas | No Match | FALSE | FALSE | 3 |  |  | No Match | No Match | No Match | No Match | Other | No Match |  | No Match |  | 4250000 |  | 2125000 |  | 80 | 80 |  |  |  |  | 80 |  |  | Non Federally-Regulated | 1992-10-14
Peerless Heater Co. | Peerless | 211A-04I | Steam | Natural Gas | No Match | FALSE | FALSE | 3 |  |  | No Match | No Match | No Match | No Match | Cast Iron | No Match |  | No Match |  | 630000 |  | 630000 |  | 80 | 75 |  |  | 3 | 147 | 80 |  |  | Non Federally-Regulated | 1990-06-25
Burnham Corp. | Crown Boiler Co. | 16-585 | Water | LPG | Induced Draft | FALSE | FALSE | 1 |  |  |  | None | Non-Condensing | Single-Stage | Cast Iron |  |  |  |  | 585000 | 468000 |  |  | 80 | 80 | 77 | [6 empty] | Federally-Regulated Commercial & Industrial Equipment | 2007-12-12
Burnham Corp. | Burnham Corp. | V904 | Both Steam & Water | Natural Gas | Power | FALSE | FALSE | 1 |  |  |  | None | Non-Condensing | Single-Stage | Cast Iron |  |  |  |  | 606000 | 485000 |  |  | 82.5 | 80 | 80.1 | [6 empty] | Federally-Regulated Commercial & Industrial Equipment | 2010-03-16
Water Pik, Inc. | Laars | JVS100PD(I/L) | Water | LPG | No Match | FALSE | FALSE | 1 |  |  | No Match | No Match | No Match | No Match | Copper | No Match |  | No Match |  | 100000 | [10 empty] | 85 | 80 | Federally-Regulated Consumer Product | 2001-11-21
Raypak | Raypak | H30135* | Water | Natural Gas | No Match | FALSE | FALSE | 1 |  |  | No Match | No Match | No Match | No Match | Other | No Match |  | No Match |  | 135000 | [10 empty] | 82.8 | 80 | Federally-Regulated Consumer Product | 2001-11-01
Slant / Fin Corp. | Slant / Fin Corp. | CHS-85 | Water | LPG | Power | FALSE | FALSE | 1 |  | TRUE |  | None | Condensing | Step Modulating | Other |  |  |  |  | 85000 | 78000 | [9 empty] | 95 | 80 | Federally-Regulated Consumer Product | 2013-06-17
HTP, Inc. | Westinghouse | WBRNG110W | Water | Natural Gas | Power | FALSE | FALSE | 1 | TRUE |  |  | None | Condensing | Step Modulating | Other |  |  |  |  | 110000 | 102000 | [9 empty] | 95.6 | 80 | Federally-Regulated Consumer Product | 2015-09-30
Water Pik, Inc. | Laars | PW0850EP09*BA | Both Steam & Water | LPG | No Match | FALSE | TRUE | 3 |  |  | No Match | No Match | No Match | No Match | Copper | No Match |  | No Match |  | 850000 |  | 212850 |  | 82 | 80 |  |  | 5 |  | 82 |  |  | Federally-Regulated Commercial & Industrial Equipment | 2001-11-21
RBI Water Heaters | RBI Water Heaters | DB300 | Water | LPG | Power | FALSE | FALSE | 1 |  |  |  | None | Non-Condensing | Step Modulating | Copper |  |  |  |  | 300000 | 255000 |  |  | 85 | 80 | 80.2 | [6 empty] | Federally-Regulated Commercial & Industrial Equipment | 2010-03-16
Ajax Boiler, Inc. | Ajax | SGX-SGXB-450-D | Steam | Natural Gas | No Match | FALSE | FALSE | 3 |  |  | No Match | No Match | No Match | No Match | Other | No Match |  | No Match |  | 450000 |  | 450000 |  | 80 | 80 |  |  |  |  | 80 |  |  | Federally-Regulated Commercial & Industrial Equipment | 1996-02-29
Ajax Boiler, Inc. | Ajax | HNG5000W | Steam | Natural Gas | No Match | FALSE | TRUE | 3 |  |  | No Match | No Match | No Match | No Match | Other | No Match |  | No Match |  | 5000000 |  | 2500000 |  | 80 | 80 |  |  |  |  | 80 |  |  | Federally-Regulated Commercial & Industrial Equipment | 1997-01-07
Universal Boiler Works | Universal Boiler Works | BF1200W4 | Water | Combo (Natural Gas & Oil) | Power | FALSE | FALSE | 3 |  |  | No Match | No Match | No Match | No Match | Other | No Match |  | No Match |  | 50400000 |  | 5040000 |  | 86 | 80 |  |  | 10 |  | 84 |  |  | Federally-Regulated Commercial & Industrial Equipment | 2001-12-13
Weil-McLain | Weil-McLain | ULTRA 80-UE | Water | Natural Gas | Power | FALSE | FALSE | 1 | TRUE |  |  | None | Condensing | Step Modulating | Other |  |  |  |  | 80000 | 71000 | [9 empty] | 90 | 80 | Federally-Regulated Consumer Product | 2015-09-30
Ajax Boiler, Inc. | Ajax | WNG4500W | Water | Natural Gas | No Match | FALSE | TRUE | 3 |  |  | No Match | No Match | No Match | No Match | Other | No Match |  | No Match |  | 4500000 |  | 2250000 |  | 80 | 80 |  |  |  |  | 80 |  |  | Federally-Regulated Commercial & Industrial Equipment | 1997-01-07
Smith Cast Iron Boilers | Peerless | CC-10-S-G | Steam | Natural Gas | Power | FALSE | FALSE | 1 |  | FALSE |  | None | Non-Condensing | Single-Stage | Cast Iron |  |  |  |  | 1761000 | 1424000 |  |  |  |  | 83.4 | 79 | [5 empty] | Federally-Regulated Commercial & Industrial Equipment | 2015-09-30
Utica Boilers | Pennco, Inc. | 41J-2100 | Both Steam & Water | Natural Gas | Injection Type | FALSE | FALSE | 1 |  |  |  | None | Non-Condensing | Single-Stage | Cast Iron |  |  |  |  | 2100000 | 1688000 |  |  | 80.4 | 80 | 77.5 | [6 empty] | Federally-Regulated Commercial & Industrial Equipment | 2011-05-02
HTP, Inc. | HTP, Inc. | WBCLP399W | Water | LPG | Power | FALSE | FALSE | 1 |  |  |  | None | Condensing | Step Modulating | Other |  |  |  |  | 399000 | 372000 |  |  | 95.3 |  | 93.2 | [6 empty] | Federally-Regulated Commercial & Industrial Equipment | 2014-10-21
HTP, Inc. | PB Heat, LLC | PI 80 | Water | LPG | Power | FALSE | FALSE | 1 |  |  |  | None | Condensing | Single-Stage | Other |  |  |  |  | 80000 | 74000 | [9 empty] | 95.1 | 80 | Federally-Regulated Consumer Product | 2009-02-27
PB Heat, LLC | Peerless | 63-06-SPRK-S | Steam | LPG | Injection Type | FALSE | FALSE | 1 |  | TRUE |  | Stack Damper | Non-Condensing | Single-Stage | Cast Iron |  |  |  |  | 287500 | 238000 | [9 empty] | 82 | 80 | Federally-Regulated Consumer Product | 2015-09-30
Crown Boiler Co. | Burnham Corp. | IN10 | Water | Natural Gas | Induced Draft | TRUE | FALSE | 1 |  |  |  | None | Non-Condensing | Single-Stage | Cast Iron |  |  |  |  | 315000 | 264000 |  |  | 83.5 | 80 | 80.5 | [6 empty] | Federally-Regulated Commercial & Industrial Equipment | 2010-03-16
Cleaver-Brooks | Cleaver-Brooks | FLX-700-300-160HW | Water | Natural Gas | Power | FALSE | FALSE | 3 |  |  | No Match | No Match | No Match | No Match | Other | No Match |  | No Match |  | 3000000 |  | 3000000 |  | 80 | 80 |  |  | 25 |  | 80 |  |  | Federally-Regulated Commercial & Industrial Equipment | 1996-03-06
Cleaver-Brooks | Cleaver-Brooks | CFLC-5000 | Water | Natural Gas | Power | FALSE | FALSE | 3 |  |  |  | None | Condensing | Step Modulating | Other |  |  |  |  | 5000000 | 4725000 |  |  | 94.5 |  | 93.4 | [6 empty] | Federally-Regulated Commercial & Industrial Equipment | 2014-09-05
Laars Heating Systems Co. | Laars | MGH2000****** | Water | Natural Gas | Power | FALSE | TRUE | 3 |  | FALSE | None | None | Condensing | Step Modulating | Other |  |  |  |  | 1999900 | 1895000 |  |  | 93.6 |  | 93.6 | [6 empty] | Federally-Regulated Commercial & Industrial Equipment | 2014-05-21
PVI Industries | PVI | 90 EWB 85A-E | Water | Electricity | No Match | TRUE | FALSE | 3 |  |  | No Match | No Match | No Match | No Match | Other | No Match |  | No Match |  | 307000 |  | 307000 |  | 99.9 | [5 empty] | 99.9 |  |  | Non Federally-Regulated | 1992-09-28
Lochinvar, LLC. | Lochinvar Corp. | EBL250 | Water | Natural Gas | Power | FALSE | FALSE | 1 |  |  |  | None | Non-Condensing | Single-Stage | Copper |  |  |  |  | 250000 | 218000 | [9 empty] | 83.2 | 80 | Federally-Regulated Consumer Product | 2007-11-14
Smith Cast Iron Boilers | Peerless | TCII-17-S-O | Steam | Oil | Power | FALSE | FALSE | 1 |  | FALSE |  | None | Non-Condensing | Single-Stage | Cast Iron |  |  |  |  | 5110000 | 4358000 |  |  |  |  | 85.8 | 81 | [5 empty] | Federally-Regulated Commercial & Industrial Equipment | 2015-09-30
RBI Water Heaters | RBI Water Heaters | DB900 | Water | Natural Gas | Power | FALSE | FALSE | 1 |  |  |  | None | Non-Condensing | Step Modulating | Copper |  |  |  |  | 900000 | 738000 |  |  | 85 | 80 | 82 | [6 empty] | Federally-Regulated Commercial & Industrial Equipment | 2011-02-17
Ajax Boiler, Inc. | Ajax | WGX-WGXB-1750-D | Steam | Natural Gas | No Match | FALSE | FALSE | 3 |  |  | No Match | No Match | No Match | No Match | Other | No Match |  | No Match |  | 1750000 |  | 1750000 |  | 80 | 80 |  |  |  |  | 80 |  |  | Federally-Regulated Commercial & Industrial Equipment | 1996-02-29
Bryan Steam Corp. | Bryan | K-500-S-***-G | Steam | Natural Gas | No Match | TRUE | FALSE | 3 |  |  | No Match | No Match | No Match | No Match | Other | No Match |  | No Match |  | 5000000 |  | 5000000 |  | 80 | 80 |  |  |  |  | 80 |  |  | Federally-Regulated Commercial & Industrial Equipment | 1996-03-01
Camus Hydronics | Camus Hydronics | DFNH-1101-MS | Water | Natural Gas | Power | FALSE | FALSE | 1 |  |  |  | None | Condensing | Step Modulating | Other |  |  |  |  | 1100000 | 959000 |  |  | 87.2 |  | 87.2 | [6 empty] | Federally-Regulated Commercial & Industrial Equipment | 2014-08-11
U.S. Boiler Co. | BURNHAM HYDRONICS | RV3 | Water | LPG | Induced Draft | FALSE | FALSE | 1 | TRUE |  |  | None | Non-Condensing | Single-Stage | Cast Iron |  |  |  |  | 62000 | 55000 | [9 empty] | 88 | 80 | Federally-Regulated Consumer Product | 2015-09-30
Hydrotherm | Hydrotherm | HS-40-PV | Water | LPG | No Match | FALSE | FALSE | 1 |  |  | No Match | No Match | No Match | No Match | Cast Iron | No Match |  | No Match |  | 40000 | [10 empty] | 83.2 | 80 | Federally-Regulated Consumer Product | 1998-12-21
Ajax Boiler, Inc. | Ajax | WGX-WGXB-600-D | Steam | Natural Gas | No Match | FALSE | FALSE | 3 |  |  | No Match | No Match | No Match | No Match | Other | No Match |  | No Match |  | 600000 |  | 600000 |  | 80 | 80 |  |  |  |  | 80 |  |  | Federally-Regulated Commercial & Industrial Equipment | 1996-02-29
Cleaver-Brooks | Cleaver-Brooks | CBH-700-40 | Steam | Natural Gas | Power | FALSE | FALSE | 3 |  |  | No Match | No Match | No Match | No Match | Other | No Match |  | No Match |  | 1673750 |  | 1673750 |  | 80 | 80 |  |  | 25 |  | 80 |  |  | Federally-Regulated Commercial & Industrial Equipment | 1996-03-06
Allied Engineering Co. | Super Hot | SG490*** | Water | Natural Gas | No Match | FALSE | TRUE | 3 |  |  | No Match | No Match | No Match | No Match | Copper | No Match |  | No Match |  | 490000 |  | 196000 |  | 80 | 80 |  |  |  |  | 80 |  |  | Federally-Regulated Commercial & Industrial Equipment | 1998-04-21
Fulton Boiler Works | Fulton | PHW-0950 | Water | Natural Gas | Injection Type | FALSE | FALSE | 3 |  |  | None | None | Condensing | Step Modulating | Other | No Match |  | No Match |  | 950000 | 855000 | 190000 | 180500 | 90 | 80 | 90 |  | 380 |  | 95 |  |  | Federally-Regulated Commercial & Industrial Equipment | 2003-02-20
Harsco Industrial / Patterson-Kelley | Harsco Industrial / Patterson-Kelley | CM-500 | Water | LPG | Power | FALSE | FALSE | 1 |  |  |  | None | Condensing | Step Modulating | Other |  |  |  |  | 500000 | 456000 |  |  |  |  | 91.2 | [6 empty] | Federally-Regulated Commercial & Industrial Equipment | 2015-04-14
Raypak | Raypak | H(3,4)-1758* | Water | Natural Gas | Injection Type | FALSE | TRUE | 1 |  |  |  | None | Non-Condensing | Single-Stage | Copper |  |  |  |  | 1758000 | 1442000 |  |  |  |  | 82 | [6 empty] | Federally-Regulated Commercial & Industrial Equipment | 2015-04-16
Crown Boiler Co. | Crown | C247-1600-S | Steam | Natural Gas | No Match | FALSE | FALSE | 3 |  |  | No Match | No Match | No Match | No Match | Cast Iron | No Match |  | No Match |  | 1600000 |  | 1600000 |  | 80 | 80 |  |  |  |  | 80 |  |  | Federally-Regulated Commercial & Industrial Equipment | 1996-03-06
Ajax Boiler, Inc. | Ajax | OSGXH1750 | Steam | Natural Gas | No Match | FALSE | TRUE | 3 |  |  | No Match | No Match | No Match | No Match | Other | No Match |  | No Match |  | 1750000 |  | 1750000 |  | 80 | 80 |  |  |  |  | 80 |  |  | Federally-Regulated Commercial & Industrial Equipment | 1996-02-29
Rite Engineering | Rite | 375S | Both Steam & Water | Natural Gas | No Match | FALSE | FALSE | 3 |  |  | No Match | No Match | No Match | No Match | Other | No Match |  | No Match |  | 3750000 |  | 1875000 |  | 80 | 80 |  |  |  |  | 80 |  |  | Non Federally-Regulated | 1992-10-14
Viessmann Manufacturing | Viessmann Manufacturing | WB1B-35 | Water | Natural Gas | Power | FALSE | FALSE | 1 |  |  |  | None | Condensing | Step Modulating | Other |  |  |  |  | 118000 | 108000 | [9 empty] | 95.2 | 80 | Federally-Regulated Consumer Product | 2009-09-15
Smith Cast Iron Boilers | Smith Cast Iron Boilers | 6500A-*-25 | Both Steam & Water | Oil | Power | FALSE | FALSE | 1 |  |  |  | None | Non-Condensing | Single-Stage | Cast Iron |  |  |  |  | 15960000 | 13975000 |  |  | 83.5 | 83 | 81.7 | [6 empty] | Federally-Regulated Commercial & Industrial Equipment | 2007-12-12
U.S. Boiler Co. | BURNHAM BY U.S. BOILER | GW04 | Water | LPG | Injection Type | FALSE | FALSE | 1 | TRUE |  |  | Stack Damper | Non-Condensing | Single-Stage | Cast Iron | Single-Speed |  |  |  | 96000 | 78000 | [9 empty] | 82 | 80 | Federally-Regulated Consumer Product | 2015-09-30
Dunkirk | Dunkirk | PSB-7D | Steam | Natural Gas | No Match | FALSE | FALSE | 1 |  |  | No Match | No Match | No Match | No Match | Cast Iron | No Match |  | No Match |  | 225000 | [10 empty] | 81.1 | 75 | Federally-Regulated Consumer Product | 1998-12-21
Smith Cast Iron Boilers | Smith Cast Iron Boilers | 19HE-6 | Both Steam & Water | LPG | Power | FALSE | FALSE | 1 |  | FALSE |  | None | Non-Condensing | Single-Stage | Cast Iron |  |  |  |  | 938000 | 762000 |  |  |  |  | 81.2 | [6 empty] | Federally-Regulated Commercial & Industrial Equipment | 2015-04-20
Water Pik, Inc. | Laars | HH1010EP09*BA | Water | LPG | No Match | FALSE | TRUE | 3 |  |  | No Match | No Match | No Match | No Match | Copper | No Match |  | No Match |  | 1010000 |  | 252500 |  | 82 | 80 |  |  | 5 |  | 82 |  |  | Federally-Regulated Commercial & Industrial Equipment | 2001-05-30
Burnham Corp. | Burnham Corp. | V1105H-WO | Water | Oil | Power | FALSE | FALSE | 1 |  |  |  | None | Non-Condensing | Two-Stage Modulating | Cast Iron |  |  |  |  | 1036000 | 871000 |  |  | 85.4 |  | 84.5 | [6 empty] | Federally-Regulated Commercial & Industrial Equipment | 2014-08-11
Crown Boiler Co. | Crown Boiler Co. | BWF095 | Water | Natural Gas | Induced Draft | FALSE | FALSE | 1 |  | TRUE |  | None | Non-Condensing | Single-Stage | Cast Iron | Single-Speed |  |  |  | 95000 | 78000 | [9 empty] | 83.1 | 80 | Federally-Regulated Consumer Product | 2013-04-19
Lochinvar, LLC. | Lochinvar Corp. | CBN260M9 | Water | Natural Gas | Injection Type | FALSE | FALSE | 1 |  |  |  | Stack Damper | Non-Condensing | Single-Stage | Copper |  |  |  |  | 260000 | 216000 | [9 empty] | 82 | 80 | Federally-Regulated Consumer Product | 2007-11-14
Crown Boiler Co. | Burnham Corp. | IN12-I | Steam | Natural Gas | Induced Draft | FALSE | FALSE | 1 |  |  |  | None | Non-Condensing | Single-Stage | Cast Iron |  |  |  |  | 385000 | 318000 |  |  | 82.5 | 80 | 79.5 | [6 empty] | Federally-Regulated Commercial & Industrial Equipment | 2011-08-22
Parker Boiler Co. | Parker Boiler | G-432 | Water | Natural Gas | Power | FALSE | FALSE | 3 |  |  | No Match | No Match | No Match | No Match | Other | No Match |  | No Match |  | 432000 |  | 216000 |  | 80 | 80 |  |  | 4 |  | 80 |  |  | Federally-Regulated Commercial & Industrial Equipment | 1996-03-13
Lochinvar, LLC. | Lochinvar Corp. | CBL045M9 | Water | Natural Gas | Injection Type | FALSE | FALSE | 1 |  |  |  | Stack Damper | Non-Condensing | Single-Stage | Copper |  |  |  |  | 45000 | 37000 | [9 empty] | 82 | 80 | Federally-Regulated Consumer Product | 2007-11-14
Crown Boiler Co. | Crown Boiler Co. | AWR105 | Water | Natural Gas | Injection Type | FALSE | FALSE | 1 |  | TRUE |  | Stack Damper | Non-Condensing | Single-Stage | Cast Iron | Single-Speed |  |  |  | 105000 | 87000 | [9 empty] | 82.9 | 80 | Federally-Regulated Consumer Product | 2013-04-19
Ajax Boiler, Inc. | Ajax | OWGFD800 | Steam | Natural Gas | Power | FALSE | TRUE | 3 |  |  | No Match | No Match | No Match | No Match | Other | No Match |  | No Match |  | 800000 |  | 400000 |  | 82 | 80 |  |  |  |  | 80 |  |  | Non Federally-Regulated | 1992-10-27
Laars Heating Systems Company | BRUTE DELUXE | BMT2H0400 | Water | LPG | Power | FALSE | FALSE | 1 |  |  |  | None | Non-Condensing | Two-Stage Modulating | Copper |  |  |  |  | 399000 | 340000 |  |  |  |  | 85.3 | 80 | [5 empty] | Federally-Regulated Commercial & Industrial Equipment | 2015-09-30
HTP, Inc. | HTP, Inc. | EFT-55 | Water | LPG | Power | FALSE | FALSE | 1 |  | TRUE |  | None | Condensing | Step Modulating | Other |  |  |  |  | 55000 | 51000 | [9 empty] | 96.3 | 80 | Federally-Regulated Consumer Product | 2015-03-30
Water Pik, Inc. | Laars | HH3500IP18C* | Water | LPG | No Match | FALSE | FALSE | 3 |  |  | No Match | No Match | No Match | No Match | Copper | No Match |  | No Match |  | 3500000 |  | 3500000 |  | 82 | 80 |  |  | 5 |  | 82 |  |  | Federally-Regulated Commercial & Industrial Equipment | 2001-05-30
Burnham Corp. | Crown Boiler Co. | TWZ065 | Water | Oil | Power | FALSE | FALSE | 1 |  |  |  | None | Non-Condensing | Single-Stage | Cast Iron | Single-Speed | 0.04 | Standard |  | 91000 | 80000 | [9 empty] | 86.1 | 80 | Federally-Regulated Consumer Product | 2007-11-14
Smith Cast Iron Boilers | Peerless | TCII-13-S-G | Steam | Natural Gas | Power | FALSE | FALSE | 1 |  | FALSE |  | None | Non-Condensing | Single-Stage | Cast Iron |  |  |  |  | 3978000 | 3301000 |  |  |  |  | 83 | 79 | [5 empty] | Federally-Regulated Commercial & Industrial Equipment | 2015-09-30
Allied Engineering Co. | Allied Engineering Co. | SG-270-P-E | Water | LPG | Injection Type | FALSE | FALSE | 1 |  | TRUE |  | Stack Damper | Non-Condensing | Single-Stage | Other |  |  |  |  | 270000 | 229000 | [9 empty] | 85 | 80 | Federally-Regulated Consumer Product | 2014-08-08
Ajax Boiler, Inc. | Ajax | WGOFD-5500 | Steam | Natural Gas | Power | FALSE | FALSE | 3 |  |  | No Match | No Match | No Match | No Match | Other | No Match |  | No Match |  | 5500000 |  | 2750000 |  | 82 | 80 |  |  |  |  | 80 |  |  | Non Federally-Regulated | 1992-10-27
Universal Boiler Works | Universal Boiler Works | BF60S1 | Steam | Combo (Natural Gas & Oil) | Power | FALSE | FALSE | 3 |  |  | No Match | No Match | No Match | No Match | Other | No Match |  | No Match |  | 2520000 |  | 1260000 |  | 83.5 | 80 |  |  | 10 |  | 82 |  |  | Federally-Regulated Commercial & Industrial Equipment | 2001-12-13
Weil-McLain | Weil-McLain | 676 | Steam | Oil | Power | FALSE | FALSE | 3 |  |  | No Match | No Match | No Match | No Match | Cast Iron | No Match |  | No Match |  | 504000 |  | 504000 |  | 83.5 | 83 |  |  | 10 |  | 83.5 |  |  | Federally-Regulated Commercial & Industrial Equipment | 1996-02-29
Utica Boilers | Utica Boilers | MGB75ID | Water | Combo (Natural Gas & Oil) | No Match | FALSE | FALSE | 1 |  |  | No Match | No Match | No Match | No Match | Cast Iron | No Match |  | No Match |  | 75000 | [10 empty] | 83.1 | 80 | Federally-Regulated Consumer Product | 2001-11-01
Burnham Corp. | Burnham Corp. | ALP080 | Water | Natural Gas | Power | FALSE | FALSE | 1 |  |  | None | None | Condensing | Step Modulating | Other |  |  |  |  | 80000 | 73000 | 16000000 | 15200000 | [7 empty] | 95 | 80 | Federally-Regulated Consumer Product | 2008-04-14
U.S. Boiler Co. | BURNHAM HYDRONICS | LC4 | Water | Oil | Power | FALSE | FALSE | 1 | TRUE |  |  | None | Non-Condensing | Single-Stage | Cast Iron |  |  |  |  | 189000 | 154000 | [9 empty] | 93.3 | 84 | Federally-Regulated Consumer Product | 2015-09-30
Water Pik, Inc. | Laars | PW1430IP04*BA | Both Steam & Water | LPG | No Match | FALSE | FALSE | 3 |  |  | No Match | No Match | No Match | No Match | Copper | No Match |  | No Match |  | 1430000 |  | 357500 |  | 82 | 80 |  |  | 5 |  | 82 |  |  | Federally-Regulated Commercial & Industrial Equipment | 2001-11-21
Raypak | Raypak | H(3,4)-1631* | Water | Natural Gas | Injection Type | FALSE | FALSE | 1 |  |  |  | None | Non-Condensing | Single-Stage | Copper |  |  |  |  | 1630000 | 1337000 |  |  |  |  | 82 | [6 empty] | Federally-Regulated Commercial & Industrial Equipment | 2015-04-16
Dunkirk | Dunkirk | XEB-4 | Water | Combo (Natural Gas & Oil) | Power | FALSE | FALSE | 1 |  |  | No Match | No Match | No Match | No Match | Cast Iron | No Match |  | No Match |  | 112500 | [10 empty] | 83 | 80 | Federally-Regulated Consumer Product | 2001-11-01
Dunkirk | Caribe | BWMAAN000150AAAA | Water | LPG | Pressure | FALSE | FALSE | 1 |  | TRUE |  | None | Condensing | Step Modulating | Other | Single-Speed |  |  |  | 150000 | 139000 | [9 empty] | 95 | 80 | Federally-Regulated Consumer Product | 2013-04-19
Viessmann Manufacturing | Viessmann Manufacturing | B2TA-19 | Water | Natural Gas | Power | FALSE | FALSE | 1 |  |  |  | Electro-Mechanical Inlet Dampe | Condensing | Step Modulating | Other |  |  |  |  | 67000 | 62000 | [9 empty] | 93.3 | 80 | Federally-Regulated Consumer Product | 2014-01-14
Dunkirk | Pennco, Inc. | FSB-7 | Water | Combo (Natural Gas & Oil) | Power | FALSE | FALSE | 1 |  |  | No Match | No Match | No Match | No Match | Cast Iron | No Match |  | No Match |  | 225000 | [10 empty] | 82 | 80 | Federally-Regulated Consumer Product | 2001-11-01
Burnham Corp. | Crown Boiler Co. | 32-2375*N | Both Steam & Water | LPG | Induced Draft | FALSE | FALSE | 1 |  |  |  | None | Non-Condensing | Single-Stage | Cast Iron |  |  |  |  | 2375000 | 1900000 |  |  | 80.5 | 80 | 75.4 | [6 empty] | Federally-Regulated Commercial & Industrial Equipment | 2007-12-12
PB Heat, LLC | Peerless | 63.04L-SPRK-W | Water | Natural Gas | Injection Type | FALSE | FALSE | 1 | TRUE |  |  | Stack Damper | Non-Condensing | Single-Stage | Cast Iron |  |  |  |  | 147500 | 123000 | [9 empty] | 82.7 | 80 | Federally-Regulated Consumer Product | 2015-09-30
Laars Heating Systems Co. | Laars Heating Systems Co. | NTH285 | Water | LPG | Induced Draft | FALSE | FALSE | 1 |  | TRUE | None | None | Condensing | Step Modulating | Other | Single-Speed | 0.17 | Standard |  | 285000 | 264000 | 57000 | 54000 | [7 empty] | 95 | 80 | Federally-Regulated Consumer Product | 2013-11-14
Burnham Corp. | Crown Boiler Co. | 32-2375*N | Both Steam & Water | Natural Gas | Induced Draft | FALSE | FALSE | 1 |  |  |  | None | Non-Condensing | Single-Stage | Cast Iron |  |  |  |  | 2375000 | 1900000 |  |  | 80.5 | 80 | 75.4 | [6 empty] | Federally-Regulated Commercial & Industrial Equipment | 2007-12-12
Raypak | Raypak | H(3,4)-4001* | Water | LPG | Injection Type | FALSE | FALSE | 1 |  |  |  | None | Non-Condensing | Single-Stage | Copper |  |  |  |  | 4000000 | 3280000 |  |  | 82 | [8 empty] | Federally-Regulated Commercial & Industrial Equipment | 2015-04-16
Ajax Boiler, Inc. | Ajax | HFG525W | Steam | Natural Gas | Power | FALSE | TRUE | 3 |  |  | No Match | No Match | No Match | No Match | Other | No Match |  | No Match |  | 525000 |  | 350000 |  | 80 | 80 |  |  |  |  | 80 |  |  | Federally-Regulated Commercial & Industrial Equipment | 1997-01-07
New York Thermal, Inc. | New York Thermal, Inc. | TFT200 | Water | Natural Gas | Power | FALSE | FALSE | 1 |  | TRUE |  | None | Condensing | Step Modulating | Other |  |  |  |  | 200000 | 185000 | [9 empty] | 95 | 80 | Federally-Regulated Consumer Product | 2014-01-14
Water Pik, Inc. | Laars | PW1010IP09CBA | Both Steam & Water | LPG | No Match | FALSE | FALSE | 3 |  |  | No Match | No Match | No Match | No Match | Copper | No Match |  | No Match |  | 1010000 |  | 1010000 |  | 82 | 80 |  |  | 5 |  | 82 |  |  | Federally-Regulated Commercial & Industrial Equipment | 2001-11-21
Viessmann Manufacturing | Viessmann Manufacturing | CT3-22 | Water | Natural Gas | Power | FALSE | FALSE | 1 |  |  |  | None | Condensing | Step Modulating | Other |  |  |  |  | 846000 | 827000 |  |  | 97.8 | 80 | 97.7 | [6 empty] | Federally-Regulated Commercial & Industrial Equipment | 2008-04-14
Parker Boiler Co. | Parker Boiler | 25 | Steam | Natural Gas | No Match | FALSE | FALSE | 3 |  |  | No Match | No Match | No Match | No Match | Other | No Match |  | No Match |  | 1075000 |  | 1075000 |  | 80 | 80 |  |  | 4 |  | 80 |  |  | Non Federally-Regulated | 1992-10-27
Camus Hydronics | Camus Hydronics | DFPH-3500-MS | Water | LPG | Power | FALSE | FALSE | 1 |  |  |  | None | Non-Condensing | Step Modulating | Other |  |  |  |  | 3500000 | 2975000 |  |  | 85 |  | 85 | [6 empty] | Federally-Regulated Commercial & Industrial Equipment | 2014-08-11
Slant / Fin Corp. | Slant / Fin Corp. | TR-60 | Water | Oil | Power | FALSE | FALSE | 1 |  |  |  | None | Non-Condensing | Single-Stage | Cast Iron |  |  |  |  | 399000 | 326000 |  |  | 84.7 | 83 | 81.8 | [6 empty] | Federally-Regulated Commercial & Industrial Equipment | 2007-12-12
Water Pik, Inc. | Laars | HH0850EN09CBA | Water | Natural Gas | No Match | FALSE | TRUE | 3 |  |  | No Match | No Match | No Match | No Match | Copper | No Match |  | No Match |  | 850000 |  | 850000 |  | 82 | 80 |  |  | 5 |  | 82 |  |  | Federally-Regulated Commercial & Industrial Equipment | 2001-05-16
Viessmann Manufacturing | Viessmann Manufacturing | VD2-380 | Water | Oil | Power | FALSE | FALSE | 1 |  |  | Barometric Regulator | None | Non-Condensing | Two-Stage Modulating | Cast Iron |  |  |  |  | 1498000 | 1319000 |  |  | 88 | 83 | 88 | [6 empty] | Federally-Regulated Commercial & Industrial Equipment | 2008-04-14
Laars Heating Systems Company | Laars | NP 85-110-2 | Water | Oil | Pressure | FALSE | FALSE | 1 | TRUE |  |  | None | Non-Condensing | Single-Stage | Other |  |  |  |  | 140000 | 120000 | [9 empty] | 93.3 | 84 | Federally-Regulated Consumer Product | 2015-09-30
U.S. Boiler Co. | New Yorker | CL5-168-WD | Water | Oil | Power | FALSE | FALSE | 1 | TRUE |  |  | None | Non-Condensing | Single-Stage | Cast Iron | Single-Speed |  |  |  | 168000 | 148000 | [9 empty] | 87.5 | 84 | Federally-Regulated Consumer Product | 2015-09-30
Rinnai | Rinnai | Q175S | Water | LPG | Induced Draft | FALSE | FALSE | 1 |  | TRUE | None | None | Condensing | Step Modulating | Other | Variable-Speed |  | Premium |  | 175000 | 162000 | [9 empty] | 95 | 80 | Federally-Regulated Consumer Product | 2013-11-14
Water Pik, Inc. | Laars | MAX 165 | Water | Oil | No Match | TRUE | FALSE | 1 |  |  | No Match | No Match | No Match | No Match | Other | No Match |  | No Match |  | 229600 | [10 empty] | 85 | 80 | Federally-Regulated Consumer Product | 2001-10-11
Smith Cast Iron Boilers | Smith Cast Iron Boilers | 19HE-10 | Water | Oil | Power | FALSE | FALSE | 1 |  |  |  | None | Non-Condensing | Single-Stage | Cast Iron |  |  |  |  | 1708000 | 1424000 |  |  | 83.4 | 83 | 83.4 | [6 empty] | Federally-Regulated Commercial & Industrial Equipment | 2010-07-21
U.S. Boiler Co. | BURNHAM HYDRONICS | RSAE125 | Water | Oil | Power | FALSE | FALSE | 1 | TRUE |  |  | None | Non-Condensing | Single-Stage | Other |  |  |  |  | 91000 | 78000 | [9 empty] | 86.1 | 84 | Federally-Regulated Consumer Product | 2015-09-30
Weil-McLain | Weil-McLain | 678-W | Water | Natural Gas | Power | FALSE | FALSE | 3 |  |  | No Match | No Match | No Match | No Match | Cast Iron | No Match |  | No Match |  | 789000 |  | 789000 |  | 81.9 | 80 |  |  | 147 |  | 81.9 |  |  | Federally-Regulated Commercial & Industrial Equipment | 1996-02-29
PB Heat, LLC | PB Heat, LLC | GM-07-SPRK | Water | Natural Gas | Injection Type | FALSE | FALSE | 1 |  |  |  | Stack Damper | Non-Condensing | Single-Stage | Cast Iron |  |  |  |  | 342000 | 275000 |  |  | 82.5 |  | 80.3 | [6 empty] | Federally-Regulated Commercial & Industrial Equipment | 2015-06-01
A O Smith Water Products | A O Smith Water Products | XW 2000 | Water | Natural Gas | Induced Draft | FALSE | FALSE | 1 |  | FALSE | None | None | Condensing | Step Modulating | Other | Single-Speed |  | Standard |  | 2000000 | 1860000 |  |  | 94.4 |  | 93 | [6 empty] | Federally-Regulated Commercial & Industrial Equipment | 2014-08-11
Bryan Steam Corp. | Bryan | K-600-S-***-LP | Steam | LPG | No Match | TRUE | FALSE | 3 |  |  | No Match | No Match | No Match | No Match | Other | No Match |  | No Match |  | 6000000 |  | 6000000 |  | 80 | 80 |  |  |  |  | 80 |  |  | Federally-Regulated Commercial & Industrial Equipment | 1996-03-01
Weil-McLain | Weil-McLain | LGB-13 | Steam | Natural Gas | No Match | FALSE | FALSE | 3 |  |  | No Match | No Match | No Match | No Match | Cast Iron | No Match |  | No Match |  | 1560000 |  | 1560000 |  | 81 | 80 |  |  | 147 |  | 81 |  |  | Federally-Regulated Commercial & Industrial Equipment | 1996-02-29
Weil-McLain | Weil-McLain | CGi-8-PIN | Water | Natural Gas | Power | FALSE | FALSE | 1 |  |  | No Match | No Match | No Match | No Match | Cast Iron | No Match |  | No Match |  | 233000 | [10 empty] | 82.7 | 80 | Federally-Regulated Consumer Product | 2000-06-07
Burnham Corp. | Burnham Corp. | 202X*I | Water | LPG | Induced Draft | FALSE | FALSE | 1 |  |  |  | Stack Damper | Non-Condensing | Single-Stage | Cast Iron | Single-Speed | 0.04 | Standard |  | 50000 | 42000 | [9 empty] | 83.2 | 80 | Federally-Regulated Consumer Product | 2007-11-14
Burnham Corp. | Crown Boiler Co. | BSI241E | Steam | LPG | Induced Draft | FALSE | FALSE | 1 |  |  |  | Stack Damper | Non-Condensing | Single-Stage | Cast Iron |  |  |  |  | 241000 | 199000 | [9 empty] | 82.2 | 75 | Federally-Regulated Consumer Product | 2007-11-14
PB Heat, LLC | Peerless | PF-50 | Water | Natural Gas | Power | FALSE | FALSE | 1 | TRUE |  |  | None | Condensing | Step Modulating | Other |  |  |  |  | 50000 | 47000 | [9 empty] | 95 | 80 | Federally-Regulated Consumer Product | 2015-09-30
Laars Heating Systems Co. | Laars Heating Systems Co. | NTH1700 | Water | Natural Gas | Power | FALSE | FALSE | 1 |  |  |  | None | Condensing | Step Modulating | Other |  |  |  |  | 1700000 | 1666000 |  |  |  |  | 98 | [6 empty] | Federally-Regulated Commercial & Industrial Equipment | 2015-04-20
Ajax Boiler, Inc. | Ajax | WEC13500W | Water | Combo (Natural Gas & Oil) | Power | FALSE | TRUE | 3 |  |  | No Match | No Match | No Match | No Match | Other | No Match |  | No Match |  | 12800000 |  | 5400000 |  | 85 | 80 |  |  |  |  | 80 |  |  | Federally-Regulated Commercial & Industrial Equipment | 1997-01-07
Burnham Corp. | Burnham Corp. | V1106H-SO | Steam | Oil | Power | FALSE | FALSE | 1 |  | FALSE |  | None | Non-Condensing | Two-Stage Modulating | Cast Iron |  |  |  |  | 1288000 | 1074000 |  |  | 85.6 |  | 83.9 | [6 empty] | Federally-Regulated Commercial & Industrial Equipment | 2014-08-11
Crown Boiler Co. | Crown Boiler Co. | CWD083 | Water | LPG | Induced Draft | FALSE | FALSE | 1 |  | TRUE |  | None | Non-Condensing | Single-Stage | Cast Iron | Single-Speed |  |  |  | 82500 | 71000 | [9 empty] | 85.1 | 80 | Federally-Regulated Consumer Product | 2013-04-19
Weil-McLain | Weil-McLain | 588 | Steam | Natural Gas | Power | FALSE | FALSE | 3 |  |  | No Match | No Match | No Match | No Match | Cast Iron | No Match |  | No Match |  | 1357000 |  | 1357000 |  | 81.6 | 80 |  |  | 147 |  | 81.6 |  |  | Federally-Regulated Commercial & Industrial Equipment | 1996-02-29
Cemline Corp. | Cemline Corp. | VB30EHB15 | Water | Electricity | No Match | FALSE | TRUE | 1 |  |  | No Match | No Match | No Match | No Match | Cast Iron | No Match |  | No Match |  | 51225 |  |  |  | 98.4 | [8 empty] | Federally-Regulated Consumer Product | 1992-06-18
Peerless Heater Co. | Peerless | PSC-05-SV | Water | Combo (Natural Gas & Oil) | No Match | FALSE | FALSE | 1 |  |  | No Match | No Match | No Match | No Match | Cast Iron | No Match |  | No Match |  | 140000 | [10 empty] | 83 | 80 | Federally-Regulated Consumer Product | 2001-11-01
Raypak | Raypak | H2-2100* | Water | LPG | Injection Type | FALSE | FALSE | 1 |  |  |  | None | Non-Condensing | Step Modulating | Copper |  |  |  |  | 2100000 | 1701000 |  |  |  |  | 81 | [6 empty] | Federally-Regulated Commercial & Industrial Equipment | 2015-04-16
Allied Engineering Co. | Super Hot | AAE2280**** | Water | Natural Gas | No Match | TRUE | TRUE | 3 |  |  | No Match | No Match | No Match | No Match | Copper | No Match |  | No Match |  | 2280000 |  | 798000 |  | 80 | 80 |  |  | 675 |  | 80 |  |  | Federally-Regulated Commercial & Industrial Equipment | 1998-04-21
U.S. Boiler Co. | New Yorker Boiler Co. | CL3-105-W | Water | Oil | Power | FALSE | FALSE | 1 |  | TRUE |  | None | Non-Condensing | Single-Stage | Cast Iron | Multiple-Speed |  |  |  | 105000 | 92000 | [9 empty] | 86 | 80 | Federally-Regulated Consumer Product | 2014-01-14
Burnham Corp. | Burnham Corp. | SP6 | Water | LPG | Induced Draft | FALSE | FALSE | 1 |  |  |  | None | Non-Condensing | Single-Stage | Cast Iron | Single-Speed | 0.04 | Standard |  | 164000 | 137000 | [9 empty] | 83 | 80 | Federally-Regulated Consumer Product | 2007-11-14
Thermal Solutions | Thermal Solutions | EVO0750B**-*D* | Water | Natural Gas | Power | FALSE | TRUE | 1 |  |  |  | None | Non-Condensing | Step Modulating | Copper |  |  |  |  | 750000 | 621000 |  |  | 83.6 |  | 82.8 | [6 empty] | Federally-Regulated Commercial & Industrial Equipment | 2014-08-11
PB Heat, LLC | Advanced Thermal Hydronics | PB/HE-W-3L | Water | Oil | Power | FALSE | FALSE | 1 |  | TRUE |  | None | Non-Condensing | Single-Stage | Cast Iron | Single-Speed |  |  |  | 119000 | 104000 | [9 empty] | 86.2 | 80 | Federally-Regulated Consumer Product | 2014-08-08
Smith Cast Iron Boilers | Peerless | TCII-13-W-G | Water | Natural Gas | Power | FALSE | FALSE | 1 |  |  |  | None | Non-Condensing | Single-Stage | Cast Iron |  |  |  |  | 3978000 | 3301000 |  |  | 83.5 | 82 | [7 empty] | Federally-Regulated Commercial & Industrial Equipment | 2015-09-30
Ajax Boiler, Inc. | Ajax | WGFD-4250 | Steam | Natural Gas | Power | FALSE | FALSE | 3 |  |  | No Match | No Match | No Match | No Match | Other | No Match |  | No Match |  | 4250000 |  | 2125000 |  | 82 | 80 |  |  |  |  | 80 |  |  | Non Federally-Regulated | 1992-10-27
ECR International, Ltd. | Utica Boilers | SFE4100S | Steam | Oil | Pressure | FALSE | FALSE | 1 |  |  |  | None | Non-Condensing | Single-Stage | Cast Iron |  |  |  |  | 140000 | 120000 | [9 empty] | 85 | 80 | Federally-Regulated Consumer Product | 2010-03-16
Slant / Fin Corp. | Slant / Fin Corp. | TR-20P | Water | Oil | Power | FALSE | FALSE | 1 |  |  |  | None | Non-Condensing | Single-Stage | Cast Iron |  |  |  |  | 105000 | 91000 | [9 empty] | 83.5 | 80 | Federally-Regulated Consumer Product | 2007-11-14
Lochinvar, LLC. | Lochinvar Corp. | WH(N,L)085 | Water | LPG | Power | FALSE | FALSE | 1 |  | TRUE |  | None | Condensing | Step Modulating | Other |  |  |  |  | 85000 | 79000 | [9 empty] | 95 | 80 | Federally-Regulated Consumer Product | 2014-10-23
English Boiler & Tube, Inc. | Bent Tube Balanced Flow | BTBF-100-160 | Water | Natural Gas | Power | FALSE | FALSE | 3 |  |  | No Match | No Match | No Match | No Match | Other | No Match |  | No Match |  | 4200000 |  | 1050000 |  | 80 | 80 |  |  | 3 |  | 80 |  |  | Federally-Regulated Commercial & Industrial Equipment | 1998-09-10
Camus Hydronics | Camus Hydronics | DMPC-0083-MPI | Water | LPG | Power | FALSE | FALSE | 1 | TRUE |  |  | None | Condensing | Step Modulating | Other |  |  |  |  | 80000 | 72000 | [9 empty] | 90 | 80 | Federally-Regulated Consumer Product | 2015-09-30
Ajax Boiler, Inc. | Ajax | SRPG70 | Steam | Natural Gas | Power | FALSE | TRUE | 1 |  |  | Draft Hood | Stack Damper | Non-Condensing | Two-Stage Modulating | Other | None |  | No Match |  | 3000000 | 2400000 | 2400000 | 1920000 | 80 | 80 | 79.2 | [6 empty] | Federally-Regulated Commercial & Industrial Equipment | 2007-08-15
Ajax Boiler, Inc. | Ajax | WGOFD-4500 | Steam | Natural Gas | Power | FALSE | FALSE | 3 |  |  | No Match | No Match | No Match | No Match | Other | No Match |  | No Match |  | 4500000 |  | 2250000 |  | 82 | 80 |  |  |  |  | 80 |  |  | Non Federally-Regulated | 1992-10-27
U.S. Boiler Co. | U.S. Boiler Co. | ES25 | Water | Natural Gas | Injection Type | FALSE | FALSE | 1 |  | TRUE |  | Stack Damper | Non-Condensing | Single-Stage | Cast Iron | Single-Speed |  |  |  | 140000 | 119000 | [9 empty] | 85 | 80 | Federally-Regulated Consumer Product | 2014-01-14
Smith Cast Iron Boilers | Peerless | CC-10-W-G | Water | Natural Gas | Power | FALSE | FALSE | 1 |  |  |  | None | Non-Condensing | Single-Stage | Cast Iron |  |  |  |  | 1761000 | 1424000 |  |  |  |  | 83.4 | 80 | [5 empty] | Federally-Regulated Commercial & Industrial Equipment | 2015-09-30
PB Heat, LLC | National HVAC Manufacturing Company, LLC | CGSA-123** | Steam | Natural Gas | Injection Type | FALSE | FALSE | 1 |  |  |  | Stack Damper | Non-Condensing | Single-Stage | Cast Iron |  |  |  |  | 147500 | 123000 | [9 empty] | 82.6 | 75 | Federally-Regulated Consumer Product | 2013-11-14
Water Pik, Inc. | Laars | VW1825EN04*BA | Both Steam & Water | Natural Gas | No Match | FALSE | TRUE | 3 |  |  | No Match | No Match | No Match | No Match | Copper | No Match |  | No Match |  | 1825000 |  | 456250 |  | 82 | 80 |  |  | 5 |  | 82 |  |  | Federally-Regulated Commercial & Industrial Equipment | 2001-11-21
Ajax Boiler, Inc. | Ajax | SGXFD-7500 | Steam | Natural Gas | Power | FALSE | FALSE | 3 |  |  | No Match | No Match | No Match | No Match | Other | No Match |  | No Match |  | 7500000 |  | 3750000 |  | 81 | 80 |  |  |  |  | 80 |  |  | Non Federally-Regulated | 1992-10-27
DDR Americas, Inc. | De Deitrich | C230-120 ECO-A | Water | Natural Gas | Power | FALSE | FALSE | 1 |  |  |  | None | Condensing | Step Modulating | Other |  |  |  |  | 400000 | 356000 |  |  | 92.2 |  | 89 | [6 empty] | Federally-Regulated Commercial & Industrial Equipment | 2014-09-05
Burnham Corp. | Crown Boiler Co. | F4 | Water | Oil | Power | FALSE | FALSE | 1 |  |  |  | None | Non-Condensing | Single-Stage | Cast Iron |  |  |  |  | 420000 | 355000 |  |  | 85 | 83 | 84.5 | [6 empty] | Federally-Regulated Commercial & Industrial Equipment | 2007-12-12
Thermal Hydronic Supply, Ltd. | Thermal Hydronic Supply, Ltd. | PLANET DEWY 60 BFR | Water | LPG | Pressure | FALSE | FALSE | 1 |  |  |  | None | Condensing | Step Modulating | Other | Single-Speed |  |  |  | 210000 | 191000 | [9 empty] | 95.2 | 80 | Federally-Regulated Consumer Product | 2012-05-02
Ajax Boiler, Inc. | Ajax | SGX-SGXB-1500-D | Steam | Natural Gas | No Match | FALSE | FALSE | 3 |  |  | No Match | No Match | No Match | No Match | Other | No Match |  | No Match |  | 1500000 |  | 1500000 |  | 80 | 80 |  |  |  |  | 80 |  |  | Federally-Regulated Commercial & Industrial Equipment | 1996-02-29
Camus Hydronics | Camus Hydronics | DMNW-0252 | Water | Natural Gas | Power | FALSE | FALSE | 1 | TRUE |  |  | None | Condensing | Step Modulating | Other |  |  |  |  | 250000 | 225000 | [9 empty] | 90 | 80 | Federally-Regulated Consumer Product | 2015-09-30
Laars Heating Systems Company | BRUTE | BNTH080 | Water | LPG | Induced Draft | FALSE | FALSE | 1 | TRUE |  |  | None | Condensing | Step Modulating | Other |  |  |  |  | 80000 | 74000 | [9 empty] | 95 | 80 | Federally-Regulated Consumer Product | 2015-09-30
Raypak | Raypak | W7-0400* | Water | Natural Gas | Induced Draft | FALSE | FALSE | 1 |  |  | None | None | Condensing | Step Modulating | Other |  |  |  |  | 399000 | 375060 | 79800 |  | 94.5 | 80 | 94 |  | 12 |  |  |  |  | Federally-Regulated Commercial & Industrial Equipment | 2010-10-29
U.S. Boiler Co. | BURNHAM HYDRONICS | LC3 | Water | Oil | Power | FALSE | FALSE | 1 | TRUE |  |  | None | Non-Condensing | Single-Stage | Cast Iron |  |  |  |  | 140000 | 114000 | [9 empty] | 93.3 | 84 | Federally-Regulated Consumer Product | 2015-09-30
New Yorker Boiler Co. | New Yorker | PVCG60(N/P)I- | Water | Combo (Natural Gas & Oil) | Power | FALSE | FALSE | 1 |  |  | No Match | No Match | No Match | No Match | Cast Iron | No Match |  | No Match |  | 164000 | [10 empty] | 82 | 80 | Federally-Regulated Consumer Product | 2003-05-23
Ajax Boiler, Inc. | Ajax | WGFD-6000 | Steam | Natural Gas | Power | FALSE | FALSE | 3 |  |  | No Match | No Match | No Match | No Match | Other | No Match |  | No Match |  | 6000000 |  | 3000000 |  | 82 | 80 |  |  |  |  | 80 |  |  | Non Federally-Regulated | 1992-10-27
Smith Cast Iron Boilers | Smith Cast Iron Boilers | 3500A-*-10 | Both Steam & Water | Natural Gas | Power | FALSE | FALSE | 1 |  |  |  | None | Non-Condensing | Single-Stage | Cast Iron |  |  |  |  | 3057000 | 2415000 |  |  | 80.8 | 80 | 79 | [6 empty] | Federally-Regulated Commercial & Industrial Equipment | 2007-12-12
Water Pik, Inc. | Laars | HH1010IN09*BA | Water | Natural Gas | No Match | FALSE | FALSE | 3 |  |  | No Match | No Match | No Match | No Match | Copper | No Match |  | No Match |  | 1010000 |  | 252500 |  | 82 | 80 |  |  | 5 |  | 82 |  |  | Federally-Regulated Commercial & Industrial Equipment | 2001-05-30
PVI Industries | PVI | 486 EWB 225A-E | Water | Electricity | No Match | TRUE | FALSE | 3 |  |  | No Match | No Match | No Match | No Match | Other | No Match |  | No Match |  | 1659000 |  | 1659000 |  | 99.9 | [5 empty] | 99.9 |  |  | Non Federally-Regulated | 1992-09-28
Burnham Corp. | Burnham Corp. | V1114H-WN | Water | Natural Gas | Power | FALSE | FALSE | 1 |  |  |  | None | Non-Condensing | Two-Stage Modulating | Cast Iron |  |  |  |  | 3392000 | 2790000 |  |  | 82.6 |  | 82.3 | [6 empty] | Federally-Regulated Commercial & Industrial Equipment | 2014-08-11
Universal Boiler Works | Universal Boiler Works | BF1750S4 | Steam | Combo (Natural Gas & Oil) | Power | FALSE | FALSE | 3 |  |  | No Match | No Match | No Match | No Match | Other | No Match |  | No Match |  | 73500000 |  | 7350000 |  | 83.5 | 80 |  |  | 10 |  | 82 |  |  | Federally-Regulated Commercial & Industrial Equipment | 2001-12-13
Burnham Corp. | Burnham Corp. | 4FHL-450A-O | Steam | Oil | Power | FALSE | FALSE | 3 |  | FALSE |  | None | Non-Condensing | Two-Stage Modulating | Other |  |  |  |  | 3769000 | 3121000 |  |  | 88.2 |  | 85.8 | [6 empty] | Federally-Regulated Commercial & Industrial Equipment | 2014-08-11
Camus Hydronics | Camus Hydronics | DMNC-0103-MPI | Water | Natural Gas | Power | FALSE | FALSE | 1 | TRUE |  |  | None | Condensing | Step Modulating | Other |  |  |  |  | 100000 | 90000 | [9 empty] | 90 | 80 | Federally-Regulated Consumer Product | 2015-09-30
Raypak | Raypak | H40261 | Water | Natural Gas | Power | FALSE | FALSE | 1 |  |  | No Match | No Match | No Match | No Match | Other | No Match |  | No Match |  | 264000 | [10 empty] | 82.7 | 80 | Federally-Regulated Consumer Product | 2001-11-01
Burnham Corp. | Crown Boiler Co. | TWI128EN | Water | Natural Gas | Induced Draft | FALSE | FALSE | 1 |  |  |  | None | Non-Condensing | Single-Stage | Cast Iron | Single-Speed | 0.04 | Standard |  | 128000 | 106000 | [9 empty] | 83 | 80 | Federally-Regulated Consumer Product | 2007-11-14
Camus Hydronics | Camus Hydronics | DFPH-4000-MH | Water | LPG | Power | FALSE | FALSE | 1 |  |  |  | None | Non-Condensing | Step Modulating | Copper |  |  |  |  | 4000000 | 3400000 |  |  | 85 |  | 85 | [6 empty] | Federally-Regulated Commercial & Industrial Equipment | 2014-08-11
PB Heat, LLC | PB Heat, LLC | EC/ECT-05-175W | Water | Oil | Power | FALSE | FALSE | 1 |  | TRUE |  | None | Non-Condensing | Single-Stage | Cast Iron | Single-Speed |  |  |  | 245000 | 214000 | [9 empty] | 86.2 | 80 | Federally-Regulated Consumer Product | 2013-04-19
Slant / Fin Corp. | Slant / Fin Corp. | GG-100HEDS | Water | LPG | Injection Type | FALSE | FALSE | 1 |  |  |  | Stack Damper | Non-Condensing | Single-Stage | Cast Iron |  |  |  |  | 100000 | 83000 | [9 empty] | 82.7 | 80 | Federally-Regulated Consumer Product | 2007-11-14
Laars Heating Systems Co. | Laars Heating Systems Co. | MT2H0200 | Water | LPG | Injection Type | FALSE | TRUE | 1 |  |  |  | None | Non-Condensing | Single-Stage | Copper | Single-Speed |  |  |  | 200000 | 170000 | [9 empty] | 85.1 | 80 | Federally-Regulated Consumer Product | 2013-05-09
Peerless Heater Co. | Peerless | 211A-38I | Steam | Natural Gas | No Match | FALSE | FALSE | 3 |  |  | No Match | No Match | No Match | No Match | Cast Iron | No Match |  | No Match |  | 7770000 |  | 7770000 |  | 80 | 75 |  |  | 15 | 147 | 80 |  |  | Non Federally-Regulated | 1990-06-25
Water Pik, Inc. | Laars | PW0600EN09CBA | Both Steam & Water | Natural Gas | No Match | FALSE | TRUE | 3 |  |  | No Match | No Match | No Match | No Match | Copper | No Match |  | No Match |  | 600000 |  | 600000 |  | 82 | 80 |  |  | 5 |  | 82 |  |  | Federally-Regulated Commercial & Industrial Equipment | 2001-11-21
Water Pik, Inc. | Laars | PW1000MN20****** | Both Steam & Water | Natural Gas | Power | FALSE | TRUE | 3 |  |  | No Match | No Match | No Match | No Match | Copper | No Match |  | No Match |  | 1000000 |  | 1000000 |  | 83 | 80 |  |  | 5 |  | 83 |  |  | Federally-Regulated Commercial & Industrial Equipment | 2001-11-21
Laars Heating Systems Co. | Laars | PH1670EN******** | Water | Natural Gas | Induced Draft | FALSE | TRUE | 1 |  |  |  | None | Non-Condensing | Step Modulating | Copper | Single-Speed |  | Standard |  | 1670000 | 1370000 | 417500 |  | 82 | 80 | 79.6 | [6 empty] | Federally-Regulated Commercial & Industrial Equipment | 2007-11-01
Parker Boiler Co. | Parker Boiler | 10R | Steam | Natural Gas | No Match | FALSE | FALSE | 3 |  |  | No Match | No Match | No Match | No Match | Other | No Match |  | No Match |  | 430000 |  | 215000 |  | 83 | 80 |  |  | 4 |  | 82 |  |  | Federally-Regulated Commercial & Industrial Equipment | 1996-03-13
Burnham Corp. | Burnham Corp. | CL-40-G | Steam | Natural Gas | Power | FALSE | FALSE | 1 |  | FALSE |  | None | Non-Condensing | Two-Stage Modulating | Other |  |  |  |  | 1633000 | 1334000 |  |  | 84.6 |  | 81.7 | [6 empty] | Federally-Regulated Commercial & Industrial Equipment | 2014-12-01
Burnham Corp. | New Yorker Boiler Co. | CG20C_I | Water | Natural Gas | Induced Draft | FALSE | FALSE | 1 |  |  |  | Stack Damper | Non-Condensing | Single-Stage | Cast Iron | Single-Speed | 0.04 | Standard |  | 37500 | 31000 | [9 empty] | 82.3 | 80 | Federally-Regulated Consumer Product | 2007-11-14
PB Heat, LLC | Smith Cast Iron Boilers | 8HE-W-5H | Water | Oil | Power | FALSE | FALSE | 1 |  |  |  | None | Non-Condensing | Single-Stage | Cast Iron | Single-Speed |  |  |  | 273000 | 235000 | [9 empty] | 85 | 80 | Federally-Regulated Consumer Product | 2014-02-04
Laars Heating Systems Co. | Laars Heating Systems Co. | LMC125 | Water | Natural Gas | Power | FALSE | FALSE | 1 |  |  |  | None | Condensing | Step Modulating | Other |  |  |  |  | 125000 | 114000 | [9 empty] | 95 | 80 | Federally-Regulated Consumer Product | 2011-08-02
Viessmann Manufacturing Co., Inc. | VIESSMANN | B2HA-19 | Water | Natural Gas | Power | FALSE | FALSE | 1 | TRUE |  |  | Electro-Mechanical Inlet Dampe | Condensing | Step Modulating | Other |  |  |  |  | 67000 | 62000 | [9 empty] | 93.3 | 80 | Federally-Regulated Consumer Product | 2015-09-24
Crown Boiler Co. | Burnham Corp. | CHG150 | Water | LPG | Induced Draft | FALSE | FALSE | 1 |  |  | None | None | Condensing | Step Modulating | Other | Single-Speed | 0.13 | Standard |  | 150000 | 135000 | 30000 | 27000 | [7 empty] | 93.1 | 80 | Federally-Regulated Consumer Product | 2009-09-15
Rite Engineering | Rite | 400WG | Both Steam & Water | Natural Gas | Power | FALSE | FALSE | 3 |  |  | No Match | No Match | No Match | No Match | Other | No Match |  | No Match |  | 4000000 |  | 1333333 |  | 80 | 80 |  |  |  |  | 80 |  |  | Non Federally-Regulated | 1992-10-14
Burnham Corp. | Burnham Corp. | MPC-18 | Water | Oil | Power | FALSE | FALSE | 1 |  |  |  | None | Non-Condensing | Single-Stage | Cast Iron |  |  |  |  | 3657000 | 3065000 |  |  | 88.4 | 83 | 86.4 | [6 empty] | Federally-Regulated Commercial & Industrial Equipment | 2010-03-16
English Boiler & Tube, Inc. | Bent Tube Balanced Flow | BTBF-900-150 | Steam | Natural Gas | Power | FALSE | FALSE | 3 |  |  | No Match | No Match | No Match | No Match | Other | No Match |  | No Match |  | 38250000 |  | 9562500 |  | 80 | 80 |  |  | 3 |  | 80 |  |  | Federally-Regulated Commercial & Industrial Equipment | 1998-09-10
Raypak | Raypak | H7-0504* | Water | LPG | Induced Draft | FALSE | FALSE | 1 |  |  |  | None | Non-Condensing | Step Modulating | Copper |  |  |  |  | 500000 | 420000 |  |  |  |  | 84 | [6 empty] | Federally-Regulated Commercial & Industrial Equipment | 2015-04-16
Utica Boilers | Utica Boilers | JD-800 | Both Steam & Water | Natural Gas | Injection Type | FALSE | FALSE | 1 |  |  |  | None | Non-Condensing | Single-Stage | Cast Iron |  |  |  |  | 800000 | 644000 |  |  | 80.5 | 80 | 77.5 | [6 empty] | Federally-Regulated Commercial & Industrial Equipment | 2011-05-02
A O Smith Water Products | A O Smith Water Products | XB 2000 | Water | Natural Gas | Induced Draft | FALSE | FALSE | 1 |  | FALSE | None | None | Condensing | Step Modulating | Other |  |  |  |  | 2000000 | 1860000 |  |  | 94.4 |  | 93 | [6 empty] | Federally-Regulated Commercial & Industrial Equipment | 2014-08-11
Weil-McLain | Weil-McLain | P-WTGO-3L | Water | Oil | Power | FALSE | FALSE | 1 |  |  | Barometric Regulator | None | Non-Condensing | Single-Stage | Cast Iron |  |  |  |  | 133000 | 114000 | [9 empty] | 85 | 80 | Federally-Regulated Consumer Product | 2011-02-17
Raypak | Raypak | H7-108AR* | Water | Natural Gas | Power | FALSE | FALSE | 1 | TRUE |  |  | None | Condensing | Step Modulating | Other |  |  |  |  | 110000 | 101000 | [9 empty] | 95 | 82 | Federally-Regulated Consumer Product | 2015-06-01
Smith Cast Iron Boilers | Smith Cast Iron Boilers | 650A-*-20 | Both Steam & Water | Oil | Power | FALSE | FALSE | 1 |  |  |  | None | Non-Condensing | Single-Stage | Cast Iron |  |  |  |  | 9380000 | 8374000 |  |  | 84.9 | 83 | 83.3 | [6 empty] | Federally-Regulated Commercial & Industrial Equipment | 2007-12-12
Smith Cast Iron Boilers | Peerless | TCII-05-S-G | Steam | Natural Gas | Power | FALSE | FALSE | 1 |  | FALSE |  | None | Non-Condensing | Single-Stage | Cast Iron |  |  |  |  | 1458000 | 1194000 |  |  |  |  | 81.9 | 79 | [5 empty] | Federally-Regulated Commercial & Industrial Equipment | 2015-09-30
Bosch Thermotechnology Corp. | Bosch | ZBR 16-3 | Water | Natural Gas | Pressure | FALSE | FALSE | 1 |  |  | None | None | Condensing | Step Modulating | Other | Single-Speed |  |  |  | 57000 | 52000 | [9 empty] | 96.1 | 80 | Federally-Regulated Consumer Product | 2011-06-16
Utica Boilers | Pennco, Inc. | 41J-1100 | Both Steam & Water | Natural Gas | Injection Type | FALSE | FALSE | 1 |  |  |  | None | Non-Condensing | Single-Stage | Cast Iron |  |  |  |  | 1100000 | 884000 |  |  | 80.4 | 80 | 77.5 | [6 empty] | Federally-Regulated Commercial & Industrial Equipment | 2011-05-02
Weil-McLain | Weil-McLain | 1588 | Both Steam & Water | Oil | Power | FALSE | FALSE | 1 |  |  |  | None | Non-Condensing | Single-Stage | Cast Iron |  |  |  |  | 4665000 | 3996000 |  |  | 85.9 | 83 | 85.7 | [6 empty] | Federally-Regulated Commercial & Industrial Equipment | 2008-04-14
Dunkirk | Sears, Roebuck, & Co. | DKVLT-200 | Water | LPG | Pressure | FALSE | FALSE | 1 |  | TRUE |  | None | Condensing | Step Modulating | Other | Single-Speed |  |  |  | 200000 | 185000 | [9 empty] | 95 | 80 | Federally-Regulated Consumer Product | 2014-08-08
Crown Boiler Co. | Crown Boiler Co. | BWF061 | Water | LPG | Induced Draft | FALSE | FALSE | 1 |  | TRUE |  | None | Non-Condensing | Single-Stage | Cast Iron | Single-Speed |  |  |  | 61000 | 51000 | [9 empty] | 83.3 | 80 | Federally-Regulated Consumer Product | 2013-04-19
Laars Heating Systems Co. | Laars Heating Systems Co. | MT2H0400 | Water | Natural Gas | Power | FALSE | FALSE | 1 |  |  |  | None | Non-Condensing | Two-Stage Modulating | Copper |  |  |  |  | 399000 | 340000 |  |  |  |  | 85.3 | [6 empty] | Federally-Regulated Commercial & Industrial Equipment | 2015-04-20
Slant / Fin Corp. | Slant / Fin Corp. | VHS-60EP | Water | Natural Gas | Induced Draft | FALSE | FALSE | 1 |  |  |  | Stack Damper | Non-Condensing | Single-Stage | Cast Iron |  |  |  |  | 60000 | 50000 | [9 empty] | 83.4 | 80 | Federally-Regulated Consumer Product | 2007-11-14
PB Heat, LLC | Smith Cast Iron Boilers | GVX-105 | Water | Natural Gas | Injection Type | FALSE | FALSE | 1 |  | TRUE |  | None | Non-Condensing | Single-Stage | Cast Iron | Single-Speed |  |  |  | 105000 | 87000 | [9 empty] | 82 | 80 | Federally-Regulated Consumer Product | 2013-06-17
U.S. Boiler Co. | BURNHAM BY U.S. BOILER | ESC8 | Water | Natural Gas | Induced Draft | FALSE | FALSE | 1 | TRUE |  |  | None | Non-Condensing | Single-Stage | Cast Iron | Single-Speed |  |  |  | 245000 | 208000 | [9 empty] | 84.5 | 80 | Federally-Regulated Consumer Product | 2015-09-30
Water Pik, Inc. | Laars | HH0625MP20***** | Water | LPG | Power | FALSE | FALSE | 3 |  |  | No Match | No Match | No Match | No Match | Copper | No Match |  | No Match |  | 625000 |  | 625000 |  | 85 | 80 |  |  | 5 |  | 83 |  |  | Federally-Regulated Commercial & Industrial Equipment | 2001-05-16
Smith Cast Iron Boilers | Smith Cast Iron Boilers | 28HE-S/W-13 | Both Steam & Water | Oil | Power | FALSE | FALSE | 1 |  |  |  | None | Non-Condensing | Single-Stage | Cast Iron |  |  |  |  | 3850000 | 3304000 |  |  | 86 | 83 | 85.6 | [6 empty] | Federally-Regulated Commercial & Industrial Equipment | 2007-12-12
PB Heat, LLC | Smith Cast Iron Boilers | GVX-165 | Water | Natural Gas | Injection Type | FALSE | FALSE | 1 |  | TRUE |  | None | Non-Condensing | Single-Stage | Cast Iron | Single-Speed |  |  |  | 165000 | 136000 | [9 empty] | 82 | 80 | Federally-Regulated Consumer Product | 2013-06-17
PB Heat, LLC | National HVAC Manufacturing Company, LLC | CGWA-105** | Water | LPG | Injection Type | FALSE | FALSE | 1 |  |  |  | Stack Damper | Non-Condensing | Single-Stage | Cast Iron | Single-Speed |  |  |  | 105000 | 86000 | [9 empty] | 82.1 | 80 | Federally-Regulated Consumer Product | 2013-11-14
Burnham Corp. | Burnham Corp. | RV7 | Water | LPG | Induced Draft | FALSE | FALSE | 1 |  |  |  | None | Non-Condensing | Single-Stage | Cast Iron | Single-Speed | 0.08 | Standard |  | 190000 | 166000 | [9 empty] | 87 | 80 | Federally-Regulated Consumer Product | 2007-11-14
Burnham Corp. | Burnham Corp. | MST513 | Steam | Oil | Power | FALSE | FALSE | 1 |  |  |  | None | Non-Condensing | Single-Stage | Cast Iron |  |  |  |  | 189000 | 164000 | [9 empty] | 86 | 80 | Federally-Regulated Consumer Product | 2007-11-14
Thermal Solutions | Thermal Solutions | EV(A,S)1000B**-*B* | Water | Natural Gas | Power | FALSE | FALSE | 3 |  |  |  | None | Non-Condensing | Step Modulating | Copper |  |  |  |  | 1000000 | 819000 |  |  | 82.7 |  | 81.9 | [6 empty] | Federally-Regulated Commercial & Industrial Equipment | 2014-08-11
Water Pik, Inc. | Laars | HH0715IN04*BA | Water | Natural Gas | No Match | FALSE | FALSE | 3 |  |  | No Match | No Match | No Match | No Match | Copper | No Match |  | No Match |  | 715000 |  | 178750 |  | 82 | 80 |  |  | 5 |  | 82 |  |  | Federally-Regulated Commercial & Industrial Equipment | 2001-05-30
Hydrotherm, Division of Mestek, Inc. | Hydrotherm | HWX-70-SV | Water | Natural Gas | Injection Type | FALSE | FALSE | 1 | TRUE |  |  | Stack Damper | Non-Condensing | Single-Stage | Cast Iron |  |  |  |  | 70000 | 58000 | [9 empty] | 93.3 | 80 | Federally-Regulated Consumer Product | 2015-09-30
DDR Americas, Inc. | De Deitrich | GT 335A | Water | Natural Gas | Power | FALSE | FALSE | 1 |  | FALSE |  | Electro-Mechanical Inlet Dampe | Non-Condensing | Step Modulating | Cast Iron |  |  |  |  | 598000 | 509000 |  |  | 85.2 |  | 85.2 | [6 empty] | Federally-Regulated Commercial & Industrial Equipment | 2014-08-11
Water Pik, Inc. | Laars | PW0500EN09CBA | Both Steam & Water | Natural Gas | No Match | FALSE | TRUE | 3 |  |  | No Match | No Match | No Match | No Match | Copper | No Match |  | No Match |  | 500000 |  | 500000 |  | 82 | 80 |  |  | 5 |  | 82 |  |  | Federally-Regulated Commercial & Industrial Equipment | 2001-11-21
Ajax Boiler, Inc. | Ajax | OSGXFD3500 | Steam | Natural Gas | Power | FALSE | TRUE | 3 |  |  | No Match | No Match | No Match | No Match | Other | No Match |  | No Match |  | 3500000 |  | 1750000 |  | 81 | 80 |  |  |  |  | 80 |  |  | Non Federally-Regulated | 1992-10-27
Lochinvar, LLC. | Lochinvar Corp. | OKL801 | Water | LPG | Power | FALSE | TRUE | 1 |  |  |  | None | Condensing | Step Modulating | Other |  |  |  |  | 800000 | 748000 |  |  |  |  | 93.5 | [6 empty] | Federally-Regulated Commercial & Industrial Equipment | 2015-04-20
Burnham Corp. | Burnham Corp. | 204PV*I- | Water | Natural Gas | Induced Draft | FALSE | FALSE | 1 |  |  |  | Stack Damper | Non-Condensing | Single-Stage | Cast Iron | Single-Speed | 0.04 | Standard |  | 96000 | 79000 | [9 empty] | 82 | 80 | Federally-Regulated Consumer Product | 2007-11-14
Bryan Steam Corp. | Bryan | D-650-S-***-FDG* | Steam | Natural Gas | Power | FALSE | FALSE | 3 |  |  | No Match | No Match | No Match | No Match | Other | No Match |  | No Match |  | 650000 |  | 650000 |  | 80 | 80 |  |  |  |  | 80 |  |  | Federally-Regulated Commercial & Industrial Equipment | 1996-02-29
Smith Cast Iron Boilers | Peerless | CC-12-W-G | Water | LPG | Power | FALSE | FALSE | 1 |  |  |  | None | Non-Condensing | Single-Stage | Cast Iron |  |  |  |  | 2165000 | 1750000 |  |  |  |  | 83.4 | 80 | [5 empty] | Federally-Regulated Commercial & Industrial Equipment | 2015-09-30
PB Heat, LLC | PB Heat, LLC | LC-5R | Water | Natural Gas | Power | FALSE | FALSE | 1 |  |  |  | None | Non-Condensing | Single-Stage | Cast Iron |  |  |  |  | 808000 | 649000 |  |  | 81.2 |  | 80.3 | [6 empty] | Federally-Regulated Commercial & Industrial Equipment | 2014-09-05
Fulton Boiler Works | Fulton | FB-0075L | Both Steam & Water | Electricity | No Match | FALSE | TRUE | 1 |  |  | No Match | No Match | No Match | No Match | Other | No Match |  | No Match |  | 251070 |  |  |  | 97 |  |  |  | 75 |  |  |  | 68 | Federally-Regulated Consumer Product | 1991-02-27
Slant / Fin Corp. | Slant / Fin Corp. | EG-14 | Water | LPG | Power | FALSE | FALSE | 1 |  |  |  | None | Non-Condensing | Single-Stage | Cast Iron |  |  |  |  | 112000 | 95000 | [9 empty] | 84.5 | 80 | Federally-Regulated Consumer Product | 2008-04-14
Burnham Corp. | Burnham Corp. | K5007 | Both Steam & Water | LPG | Induced Draft | FALSE | FALSE | 1 |  |  |  | None | Non-Condensing | Single-Stage | Cast Iron |  |  |  |  | 438800 | 351000 |  |  | 80 | 80 | 77 | [6 empty] | Federally-Regulated Commercial & Industrial Equipment | 2010-03-16
Laars Heating Systems Co. | Laars | RHHH1600N******* | Water | Natural Gas | Power | FALSE | TRUE | 1 |  |  |  | None | Condensing | Step Modulating | Copper | Single-Speed |  | Standard |  | 1600000 | 1440000 | 400000 |  | 90 | 80 | 89.5 | [6 empty] | Federally-Regulated Commercial & Industrial Equipment | 2007-11-20
Water Pik, Inc. | Laars | PH0600EN09*BA | Water | Natural Gas | No Match | FALSE | TRUE | 3 |  |  | No Match | No Match | No Match | No Match | Copper | No Match |  | No Match |  | 600000 |  | 150000 |  | 82 | 80 |  |  | 5 |  | 82 |  |  | Federally-Regulated Commercial & Industrial Equipment | 2001-05-16
English Boiler & Tube, Inc. | Bent Tube Balanced Flow | BTBF-250-160 | Water | Natural Gas | Power | FALSE | FALSE | 3 |  |  | No Match | No Match | No Match | No Match | Other | No Match |  | No Match |  | 10500000 |  | 2625000 |  | 80 | 80 |  |  | 3 |  | 80 |  |  | Federally-Regulated Commercial & Industrial Equipment | 1998-09-10
A O Smith Water Products | A O Smith Water Products | HW 520 300 | Water | Natural Gas | Injection Type | FALSE | FALSE | 1 |  |  |  | None | Non-Condensing | Single-Stage | Copper |  |  |  |  | 520000 | 416000 |  |  | 83 |  | 80 | [6 empty] | Federally-Regulated Commercial & Industrial Equipment | 2014-09-05
Laars Heating Systems Co. | Laars | PNCH0750N******* | Water | Natural Gas | Power | FALSE | TRUE | 1 |  |  |  | None | Non-Condensing | Two-Stage Modulating | Copper |  |  |  |  | 750000 | 638000 | 249990 |  | 85 | 80 | 84 | [6 empty] | Federally-Regulated Commercial & Industrial Equipment | 2007-11-01
Smith Cast Iron Boilers | Smith Cast Iron Boilers | UHE-1000 | Water | Natural Gas | Power | FALSE | FALSE | 1 |  |  |  | None | Condensing | Step Modulating | Cast Iron |  |  |  |  | 3000000 | 2781000 |  |  | 85.8 | 80 | 92.7 | [6 empty] | Federally-Regulated Commercial & Industrial Equipment | 2011-02-17
HTP, Inc. | HTP, Inc. | EL-110 | Water | LPG | Power | FALSE | FALSE | 1 |  |  |  | None | Condensing | Step Modulating | Other |  |  |  |  | 110000 | 102000 | [9 empty] | 95.7 | 80 | Federally-Regulated Consumer Product | 2014-10-23
Camus Hydronics | Camus Hydronics | DFPH-2002-MS | Water | LPG | Power | FALSE | FALSE | 1 |  |  |  | None | Condensing | Step Modulating | Other |  |  |  |  | 2000000 | 1888000 |  |  | 94.4 |  | 94.4 | [6 empty] | Federally-Regulated Commercial & Industrial Equipment | 2014-08-11
Burnham Corp. | Burnham Corp. | IN12 | Steam | Natural Gas | Induced Draft | TRUE | FALSE | 1 |  |  |  | None | Non-Condensing | Single-Stage | Cast Iron |  |  |  |  | 385000 | 318000 |  |  | 82.5 | 80 | 79.5 | [6 empty] | Federally-Regulated Commercial & Industrial Equipment | 2007-12-12
Ajax Boiler, Inc. | Ajax | SRF12 | Steam | Natural Gas | Power | FALSE | TRUE | 1 |  |  | Draft Hood | Stack Damper | Non-Condensing | Two-Stage Modulating | Other | None |  | No Match |  | 525000 | 420000 | 420000 | 336000 | 80 | 80 | 79.2 | [6 empty] | Federally-Regulated Commercial & Industrial Equipment | 2007-08-15
Crown Boiler Co. | Crown | C247-2000-W | Water | Natural Gas | No Match | FALSE | FALSE | 3 |  |  | No Match | No Match | No Match | No Match | Cast Iron | No Match |  | No Match |  | 2000000 |  | 2000000 |  | 80 | 80 |  |  |  |  | 80 |  |  | Federally-Regulated Commercial & Industrial Equipment | 1996-03-06
RBI Water Heaters | RBI Water Heaters | DB2100 | Water | Natural Gas | Induced Draft | TRUE | FALSE | 1 |  |  |  | None | Non-Condensing | Single-Stage | Copper |  |  |  |  | 2100000 | 1764000 |  |  | 84 | 80 | 82.1 | [6 empty] | Federally-Regulated Commercial & Industrial Equipment | 2007-12-12
Viessmann Manufacturing | Viessmann Manufacturing | VD2-320 | Water | Oil | Power | FALSE | FALSE | 3 |  |  |  | None | Non-Condensing | Two-Stage Modulating | Cast Iron |  |  |  |  | 1260000 | 1110000 |  |  | 88.1 |  | 88 | [6 empty] | Federally-Regulated Commercial & Industrial Equipment | 2014-09-05
Burnham Corp. | Crown Boiler Co. | CWD245 | Water | LPG | Induced Draft | FALSE | FALSE | 1 |  |  |  | None | Non-Condensing | Single-Stage | Cast Iron | Single-Speed | 0.04 | Standard |  | 245000 | 211000 | [9 empty] | 85.3 | 80 | Federally-Regulated Consumer Product | 2007-11-14
Ajax Boiler, Inc. | Ajax | OSGXFD7000 | Steam | Natural Gas | Power | FALSE | TRUE | 3 |  |  | No Match | No Match | No Match | No Match | Other | No Match |  | No Match |  | 7000000 |  | 3500000 |  | 81 | 80 |  |  |  |  | 80 |  |  | Non Federally-Regulated | 1992-10-27
Ajax Boiler, Inc. | Ajax | DNG15W | Water | Natural Gas | No Match | FALSE | TRUE | 3 |  |  | No Match | No Match | No Match | No Match | Other | No Match |  | No Match |  | 628000 |  | 628000 |  | 80 | 80 |  |  |  |  | 80 |  |  | Federally-Regulated Commercial & Industrial Equipment | 1997-01-07
Water Pik, Inc. | Laars | PW1200IN04*BA | Both Steam & Water | Natural Gas | No Match | FALSE | FALSE | 3 |  |  | No Match | No Match | No Match | No Match | Copper | No Match |  | No Match |  | 1200000 |  | 300000 |  | 82 | 80 |  |  | 5 |  | 82 |  |  | Federally-Regulated Commercial & Industrial Equipment | 2001-11-21
Burnham Corp. | Burnham Corp. | PVG-6 | Water | Natural Gas | Induced Draft | FALSE | FALSE | 1 |  |  |  | None | Non-Condensing | Single-Stage | Cast Iron | Single-Speed | 0.04 | Standard |  | 175000 | 150000 | [9 empty] | 85.2 | 80 | Federally-Regulated Consumer Product | 2007-11-14
Columbia Boiler / Pottstown | Boyertown Furnace Co. | SL4100 | Water | Natural Gas | Power | FALSE | FALSE | 1 |  |  | Barometric Regulator | None | Non-Condensing | Single-Stage | Cast Iron |  |  |  |  | 140000 | 122000 | [9 empty] | 85.1 | 80 | Federally-Regulated Consumer Product | 2008-04-14
Camus Hydronics | Camus Hydronics | DFPH-0501-MS | Water | LPG | Power | FALSE | FALSE | 1 |  |  |  | None | Condensing | Step Modulating | Other |  |  |  |  | 500000 | 436000 |  |  | 87.2 |  | 87.2 | [6 empty] | Federally-Regulated Commercial & Industrial Equipment | 2014-08-11
PB Heat, LLC | Peerless | PSC-05-SV | Water | LPG | Injection Type | FALSE | FALSE | 1 | TRUE |  |  | None | Non-Condensing | Single-Stage | Cast Iron |  |  |  |  | 140000 | 117000 | [9 empty] | 83 | 80 | Federally-Regulated Consumer Product | 2015-09-30
PB Heat, LLC | PB Heat, LLC | PSCII-04-SPRK | Water | Natural Gas | Injection Type | FALSE | FALSE | 1 |  | TRUE |  | None | Non-Condensing | Single-Stage | Cast Iron | Single-Speed |  |  |  | 90000 | 77000 | [9 empty] | 85 | 80 | Federally-Regulated Consumer Product | 2013-04-19
Dunkirk | Sears | 229.9653 | Water | LPG | Power | FALSE | FALSE | 1 |  |  | No Match | No Match | No Match | No Match | Cast Iron | No Match |  | No Match |  | 75000 | [10 empty] | 83.4 | 80 | Federally-Regulated Consumer Product | 2000-06-07
Raypak | Raypak | H8902B-CHX | Water | LPG | Induced Draft | FALSE | FALSE | 1 |  |  | None | None | Condensing | Single-Stage | Copper |  |  |  |  | 900000 | 882000 |  |  | 98 | 80 | 98 | [6 empty] | Federally-Regulated Commercial & Industrial Equipment | 2007-12-12
Smith Cast Iron Boilers | Smith Cast Iron Boilers | PGB100-W-9-HSI-D | Water | LPG | No Match | FALSE | FALSE | 1 |  |  | No Match | No Match | No Match | No Match | Cast Iron | No Match |  | No Match |  | 200000 | [10 empty] | 83.2 | 80 | Federally-Regulated Consumer Product | 1998-12-21
Ajax Boiler, Inc. | Ajax | WEG14000W | Water | Natural Gas | Power | FALSE | TRUE | 3 |  |  | No Match | No Match | No Match | No Match | Other | No Match |  | No Match |  | 13300000 |  | 5600000 |  | 85 | 80 |  |  |  |  | 80 |  |  | Federally-Regulated Commercial & Industrial Equipment | 1997-01-07
Viessmann Manufacturing | Viessmann Manufacturing | CT3-22 | Water | LPG | Power | FALSE | FALSE | 1 |  |  |  | None | Condensing | Step Modulating | Other |  |  |  |  | 846000 | 827000 |  |  | 97.8 | 80 | 97.7 | [6 empty] | Federally-Regulated Commercial & Industrial Equipment | 2008-04-14
HTP, Inc. | ModCon | Mod Con 850 | Water | LPG | Power | FALSE | FALSE | 1 |  |  | None | None | Condensing | Step Modulating | Other |  |  |  |  | 850000 | 799000 | 170000 | 160000 | 94 | 80 | 94 | [6 empty] | Federally-Regulated Commercial & Industrial Equipment | 2008-10-20
Burnham Corp. | Burnham Corp. | 4FHW-311A-O | Water | Oil | Power | FALSE | FALSE | 3 |  |  |  | None | Non-Condensing | Two-Stage Modulating | Other |  |  |  |  | 2603000 | 2166000 |  |  | 88.3 |  | 86.3 | [6 empty] | Federally-Regulated Commercial & Industrial Equipment | 2014-08-11
Ajax Boiler, Inc. | Ajax | OWGB1750 | Steam | LPG | No Match | FALSE | TRUE | 3 |  |  | No Match | No Match | No Match | No Match | Other | No Match |  | No Match |  | 1750000 |  | 1750000 |  | 80 | 80 |  |  |  |  | 80 |  |  | Federally-Regulated Commercial & Industrial Equipment | 1996-02-29
Raypak | Raypak | H7-0400* | Water | Natural Gas | Induced Draft | FALSE | TRUE | 1 |  |  | None | None | Condensing | Step Modulating | Other |  |  |  |  | 399000 | 375060 | 79800 |  | 94.5 | 80 | 94 |  | 12 |  |  |  |  | Federally-Regulated Commercial & Industrial Equipment | 2010-10-29
Bryan Steam Corp. | Bryan | D-650-W-FDG* | Water | Natural Gas | Power | FALSE | FALSE | 3 |  |  | No Match | No Match | No Match | No Match | Other | No Match |  | No Match |  | 650000 |  | 650000 |  | 80 | 80 |  |  |  |  | 80 |  |  | Federally-Regulated Commercial & Industrial Equipment | 1996-02-29
Slant / Fin Corp. | Slant / Fin Corp. | LDF-60 | Both Steam & Water | Oil | Power | FALSE | FALSE | 1 |  |  |  | None | Non-Condensing | Single-Stage | Cast Iron |  |  |  |  | 399000 | 324000 |  |  | 84.2 | 83 | 81.5 | [6 empty] | Federally-Regulated Commercial & Industrial Equipment | 2008-04-14
Raypak | Raypak | H(3,4)-0514 * | Water | LPG | Injection Type | FALSE | FALSE | 1 |  |  |  | None | Non-Condensing | Single-Stage | Copper |  |  |  |  | 480500 | 394000 |  |  |  |  | 82 | [6 empty] | Federally-Regulated Commercial & Industrial Equipment | 2015-04-16
Utica Boilers | Pennco, Inc. | 41J-1900 | Both Steam & Water | Natural Gas | Injection Type | FALSE | FALSE | 1 |  |  |  | None | Non-Condensing | Single-Stage | Cast Iron |  |  |  |  | 1900000 | 1530000 |  |  | 80.5 | 80 | 77.5 | [6 empty] | Federally-Regulated Commercial & Industrial Equipment | 2011-05-02
Water Pik, Inc. | Laars | PW1010IP09C1A | Both Steam & Water | LPG | No Match | FALSE | FALSE | 3 |  |  | No Match | No Match | No Match | No Match | Copper | No Match |  | No Match |  | 1010000 |  | 1010000 |  | 81 | 80 |  |  | 5 |  | 81 |  |  | Federally-Regulated Commercial & Industrial Equipment | 2001-11-21
Smith Cast Iron Boilers | Smith Cast Iron Boilers | 19-S/W-06 | Both Steam & Water | Oil | Power | FALSE | FALSE | 1 |  |  |  | None | Non-Condensing | Single-Stage | Cast Iron |  |  |  |  | 770000 | 644000 |  |  | 85.2 | 83 | 82.9 | [6 empty] | Federally-Regulated Commercial & Industrial Equipment | 2007-12-12
Burnham Corp. | Crown Boiler Co. | BWC150 | Water | Natural Gas | Induced Draft | FALSE | FALSE | 1 |  |  | None | None | Condensing | Step Modulating | Other | Single-Speed | 0.13 | Standard |  | 150000 | 135000 | 30000 | 27000 | [7 empty] | 93.1 | 80 | Federally-Regulated Consumer Product | 2008-09-25
Smith Cast Iron Boilers | Peerless | TCII-08-W-G | Water | LPG | Power | FALSE | FALSE | 1 |  |  |  | None | Non-Condensing | Single-Stage | Cast Iron |  |  |  |  | 2403000 | 1984000 |  |  |  |  | 82.6 | 80 | [5 empty] | Federally-Regulated Commercial & Industrial Equipment | 2015-09-30
Burnham Corp. | Burnham Corp. | V1104H-SN | Steam | Natural Gas | Power | FALSE | FALSE | 1 |  | FALSE |  | None | Non-Condensing | Two-Stage Modulating | Cast Iron |  |  |  |  | 837000 | 674000 |  |  | 82.5 |  | 80.5 | [6 empty] | Federally-Regulated Commercial & Industrial Equipment | 2014-08-11
HTP, Inc. | PB Heat, LLC | PI-T50 | Water | Natural Gas | Power | FALSE | FALSE | 1 |  |  |  | None | Condensing | Single-Stage | Other |  |  |  |  | 50000 | 46000 | [9 empty] | 95.1 | 80 | Federally-Regulated Consumer Product | 2009-02-27
Glowcore Corp. | Glowcore | GB040A | Water | LPG | Power | FALSE | FALSE | 1 |  |  | No Match | No Match | No Match | No Match | Other | No Match |  | No Match |  | 40000 | [10 empty] | 89 | 80 | Federally-Regulated Consumer Product | 2000-06-07
Burnham Corp. | Crown Boiler Co. | TWI095EN | Water | Natural Gas | Induced Draft | FALSE | FALSE | 1 |  |  |  | None | Non-Condensing | Single-Stage | Cast Iron | Single-Speed | 0.04 | Standard |  | 95000 | 79000 | [9 empty] | 83 | 80 | Federally-Regulated Consumer Product | 2007-11-14
Burnham Corp. | Burnham Corp. | V1114 | Both Steam & Water | Natural Gas | Power | FALSE | FALSE | 1 |  |  |  | None | Non-Condensing | Single-Stage | Cast Iron |  |  |  |  | 3392000 | 2714000 |  |  | 80 | 80 | 80.4 | [6 empty] | Federally-Regulated Commercial & Industrial Equipment | 2012-03-02
Hydrotherm, Division of Mestek, Inc. | Hydrotherm | HVX-70 | Water | LPG | Induced Draft | FALSE | FALSE | 1 | TRUE |  |  | None | Non-Condensing | Single-Stage | Cast Iron |  |  |  |  | 70000 | 58000 | [9 empty] | 93.3 | 80 | Federally-Regulated Consumer Product | 2015-09-30
Burnham Corp. | Burnham Corp. | CW-40-G | Water | Natural Gas | Power | FALSE | FALSE | 1 |  |  |  | None | Non-Condensing | Two-Stage Modulating | Other |  |  |  |  | 1633000 | 1358000 |  |  | 85.2 |  | 83.2 | [6 empty] | Federally-Regulated Commercial & Industrial Equipment | 2014-12-01
Laars Heating Systems Co. | Laars Heating Systems Co. | MLXHW100(N,P)**** | Water | Natural Gas | Power | FALSE | FALSE | 1 |  |  |  | None | Condensing | Step Modulating | Other |  |  |  |  | 100000 | 93000 | [9 empty] | 95 | 80 | Federally-Regulated Consumer Product | 2014-10-23
Dunkirk | Dunkirk | WPSB-9D | Water | LPG | No Match | FALSE | FALSE | 1 |  |  | No Match | No Match | No Match | No Match | Cast Iron | No Match |  | No Match |  | 280000 | [10 empty] | 83.7 | 80 | Federally-Regulated Consumer Product | 1998-12-21
Raypak | Raypak | H3-HD201* | Water | Natural Gas | Induced Draft | FALSE | TRUE | 1 |  |  | None | None | Non-Condensing | Two-Stage Modulating | Copper | Single-Speed |  | Standard |  | 199000 | 167160 | 119400 | [8 empty] | 85 | 80 | Federally-Regulated Consumer Product | 2010-01-11
Bosch Thermotechnology Corp. | Bosch Thermotechnology Corp. | GB312 - 200 | Water | Natural Gas | Induced Draft | FALSE | FALSE | 1 |  |  |  | None | Condensing | Step Modulating | Other |  |  |  |  | 732600 | 676000 |  |  | 92.5 |  | 92.3 | [6 empty] | Federally-Regulated Commercial & Industrial Equipment | 2014-09-05
Universal Boiler Works | Universal Boiler Works | BF2000S4 | Steam | Combo (Natural Gas & Oil) | Power | FALSE | FALSE | 3 |  |  | No Match | No Match | No Match | No Match | Other | No Match |  | No Match |  | 84000000 |  | 8400000 |  | 83.5 | 80 |  |  | 10 |  | 82 |  |  | Federally-Regulated Commercial & Industrial Equipment | 2001-12-13
PVI Industries | PVI | 100 SBHE 250A-TPGO | Steam | Combo (Natural Gas & Oil) | No Match | FALSE | FALSE | 3 |  |  | No Match | No Match | No Match | No Match | Other | No Match |  | No Match |  | 4000000 |  | 1334000 |  | 84 | 80 |  |  |  |  | 85 |  |  | Federally-Regulated Commercial & Industrial Equipment | 1996-03-13
Crown Boiler Co. | CROWN BOILER | AWI 195E | Water | LPG | Induced Draft | FALSE | FALSE | 1 | TRUE |  |  | Stack Damper | Non-Condensing | Single-Stage | Cast Iron |  |  |  |  | 195000 | 159000 | [9 empty] | 81.4 | 80 | Federally-Regulated Consumer Product | 2015-09-30
U.S. Boiler Co. | BURNHAM BY U.S. BOILER | GW08 | Water | Natural Gas | Injection Type | FALSE | FALSE | 1 | TRUE |  |  | Stack Damper | Non-Condensing | Single-Stage | Cast Iron | Single-Speed |  |  |  | 232000 | 191000 | [9 empty] | 82 | 80 | Federally-Regulated Consumer Product | 2015-09-30
Ajax Boiler, Inc. | Ajax | OWGOFD1500 | Steam | Natural Gas | Power | FALSE | TRUE | 3 |  |  | No Match | No Match | No Match | No Match | Other | No Match |  | No Match |  | 1500000 |  | 750000 |  | 82 | 80 |  |  |  |  | 80 |  |  | Non Federally-Regulated | 1992-10-27
Water Pik, Inc. | Laars | VW0715IN09CBA | Both Steam & Water | Natural Gas | No Match | FALSE | FALSE | 3 |  |  | No Match | No Match | No Match | No Match | Copper | No Match |  | No Match |  | 715000 |  | 715000 |  | 82 | 80 |  |  | 5 |  | 82 |  |  | Federally-Regulated Commercial & Industrial Equipment | 2001-11-21
Laars Heating Systems Co. | Triangle Tube | SOLO 175 | Water | Natural Gas | Power | FALSE | FALSE | 1 |  |  |  | None | Condensing | Step Modulating | Other |  |  |  |  | 170000 | 154000 | [9 empty] | 96 | 80 | Federally-Regulated Consumer Product | 2012-07-06
Burnham Corp. | Burnham Corp. | FMC120 | Water | Natural Gas | Induced Draft | FALSE | FALSE | 1 |  |  | None | None | Condensing | Step Modulating | Other | Single-Speed | 0.13 | Standard |  | 120000 | 107000 | 40000 | 37000 | [7 empty] | 95.2 | 80 | Federally-Regulated Consumer Product | 2008-09-25
Water Pik, Inc. | Laars | HH0500IP09*BA | Water | LPG | No Match | FALSE | FALSE | 3 |  |  | No Match | No Match | No Match | No Match | Copper | No Match |  | No Match |  | 500000 |  | 125000 |  | 82 | 80 |  |  | 5 |  | 82 |  |  | Federally-Regulated Commercial & Industrial Equipment | 2001-05-30
Ajax Boiler, Inc. | Ajax | WFG3250W | Water | Natural Gas | Power | FALSE | TRUE | 3 |  |  | No Match | No Match | No Match | No Match | Other | No Match |  | No Match |  | 3250000 |  | 1300000 |  | 80 | 80 |  |  |  |  | 80 |  |  | Federally-Regulated Commercial & Industrial Equipment | 1997-01-07
Crown Boiler Co. | Crown Boiler Co. | CWD245 | Water | Natural Gas | Induced Draft | FALSE | FALSE | 1 |  | TRUE |  | None | Non-Condensing | Single-Stage | Cast Iron | Single-Speed |  |  |  | 245000 | 211000 | [9 empty] | 85.3 | 80 | Federally-Regulated Consumer Product | 2013-04-19
Slant / Fin Corp. | Slant / Fin Corp. | LWDF-1700-4-7 | Water | Oil | Power | FALSE | FALSE | 1 |  |  |  | None | Non-Condensing | Single-Stage | Cast Iron |  |  |  |  | 1680000 | 1348000 |  |  | 85.5 | 83 | 80.2 | [6 empty] | Federally-Regulated Commercial & Industrial Equipment | 2007-12-12
Camus Hydronics | Camus Hydronics | DFNH-5002-MH | Water | Natural Gas | Power | FALSE | FALSE | 3 |  |  |  | None | Condensing | Step Modulating | Copper |  |  |  |  | 5000000 | 4720000 |  |  | 94.4 |  | 94.4 | [6 empty] | Federally-Regulated Commercial & Industrial Equipment | 2014-08-11
Raypak | Raypak | (H,W)7-300(N,P)Z | Water | LPG | Induced Draft | FALSE | FALSE | 1 |  |  | None | None | Condensing | Step Modulating | Other |  |  |  |  | 300000 | 284000 | 60000000 | 56700000 | 94.5 | 80 | 94 | [6 empty] | Federally-Regulated Commercial & Industrial Equipment | 2010-03-16
Ajax Boiler, Inc. | Ajax | HRPG100 | Steam | Natural Gas | Power | FALSE | TRUE | 1 |  |  | Draft Hood | Stack Damper | Non-Condensing | Two-Stage Modulating | Other | None |  | No Match |  | 4200000 | 3360000 | 3360000 | 2688000 | 80 | 80 | 79.2 | [6 empty] | Federally-Regulated Commercial & Industrial Equipment | 2007-08-15
Easco Boiler Corp. | Easco | SM4-450-S015 | Both Steam & Water | Combo (Natural Gas & Oil) | Power | FALSE | FALSE | 3 |  |  | No Match | No Match | No Match | No Match | Other | No Match |  | No Match |  | 18830000 |  | 3766000 |  | 83 | 80 |  |  | 22 |  | 81 |  |  | Federally-Regulated Commercial & Industrial Equipment | 1998-06-02
Smith Cast Iron Boilers | Smith Cast Iron Boilers | GB100-W-11-HSI-D | Water | Natural Gas | No Match | FALSE | FALSE | 1 |  |  | No Match | No Match | No Match | No Match | Cast Iron | No Match |  | No Match |  | 250000 | [10 empty] | 83.2 | 80 | Federally-Regulated Consumer Product | 1998-12-21
Water Pik, Inc. | Laars | PW1000MP20****** | Both Steam & Water | LPG | Power | FALSE | TRUE | 3 |  |  | No Match | No Match | No Match | No Match | Copper | No Match |  | No Match |  | 1000000 |  | 1000000 |  | 83 | 80 |  |  | 5 |  | 83 |  |  | Federally-Regulated Commercial & Industrial Equipment | 2001-11-21
Burnham Corp. | Burnham Corp. | 4FHW-450A | Water | Natural Gas | Power | FALSE | FALSE | 3 |  |  |  | None | Non-Condensing | Two-Stage Modulating | Other |  |  |  |  | 3769000 | 3171000 |  |  | 85.6 |  | 84.1 | [6 empty] | Federally-Regulated Commercial & Industrial Equipment | 2014-08-11
Water Pik, Inc. | Laars | PW1825IP04*BA | Both Steam & Water | LPG | No Match | FALSE | FALSE | 3 |  |  | No Match | No Match | No Match | No Match | Copper | No Match |  | No Match |  | 1825000 |  | 456250 |  | 82 | 80 |  |  | 5 |  | 82 |  |  | Federally-Regulated Commercial & Industrial Equipment | 2001-11-21
Ajax Boiler, Inc. | Ajax | HNG3000W | Steam | Natural Gas | No Match | FALSE | TRUE | 3 |  |  | No Match | No Match | No Match | No Match | Other | No Match |  | No Match |  | 3000000 |  | 1500000 |  | 80 | 80 |  |  |  |  | 80 |  |  | Federally-Regulated Commercial & Industrial Equipment | 1997-01-07
Thermo-Dynamics Boiler Co. | Columbia Boiler / Pottstown | LVG-120 | Water | Combo (Natural Gas & Oil) | No Match | FALSE | FALSE | 1 |  |  | No Match | No Match | No Match | No Match | Other | No Match |  | No Match |  | 120000 | [10 empty] | 83 | 80 | Federally-Regulated Consumer Product | 2001-11-01
Thermal Solutions | Thermal Solutions | EVO0750B**-*A* | Water | Natural Gas | Power | FALSE | TRUE | 1 |  |  |  | None | Non-Condensing | Step Modulating | Copper |  |  |  |  | 750000 | 621000 |  |  | 83.6 |  | 82.8 | [6 empty] | Federally-Regulated Commercial & Industrial Equipment | 2014-08-11
Ajax Boiler, Inc. | Ajax | WGOFD-4250 | Steam | Natural Gas | Power | FALSE | FALSE | 3 |  |  | No Match | No Match | No Match | No Match | Other | No Match |  | No Match |  | 4250000 |  | 2125000 |  | 82 | 80 |  |  |  |  | 80 |  |  | Non Federally-Regulated | 1992-10-27
Laars Heating Systems Co. | Laars Heating Systems Co. | MT2H0300 | Water | Natural Gas | Injection Type | FALSE | FALSE | 1 |  |  |  | None | Non-Condensing | Single-Stage | Copper | Single-Speed |  |  |  | 299000 | 255000 | [9 empty] | 85.1 | 80 | Federally-Regulated Consumer Product | 2014-08-08
Laars Heating Systems Co. | Laars | PH0850IP******** | Water | LPG | Induced Draft | FALSE | FALSE | 1 |  |  |  | None | Non-Condensing | Step Modulating | Copper | Single-Speed |  | Standard |  | 850000 | 688500 | 212500 |  | 81 | 80 | 78.6 | [6 empty] | Federally-Regulated Commercial & Industrial Equipment | 2007-11-01
Smith Cast Iron Boilers | Peerless | TCII-06-S-G | Steam | Natural Gas | Power | FALSE | FALSE | 1 |  | FALSE |  | None | Non-Condensing | Single-Stage | Cast Iron |  |  |  |  | 1773000 | 1457000 |  |  |  |  | 82.2 | 79 | [5 empty] | Federally-Regulated Commercial & Industrial Equipment | 2015-09-30
Laars Heating Systems Co. | Laars | PNCH1750N******* | Water | Natural Gas | Power | FALSE | TRUE | 1 |  |  |  | None | Non-Condensing | Step Modulating | Copper |  |  |  |  | 1750000 | 1487500 | 500000 |  | 85 | 80 | 84 | [6 empty] | Federally-Regulated Commercial & Industrial Equipment | 2007-11-01
Burnham Corp. | Burnham Corp. | V1119-SN | Steam | Natural Gas | Power | FALSE | FALSE | 3 |  |  |  | Stack Damper | Non-Condensing | Two-Stage Modulating | Cast Iron |  |  |  |  | 4691000 | 3731000 |  |  | 79.5 | 80 | 79.7 | [6 empty] | Federally-Regulated Commercial & Industrial Equipment | 2012-06-11
Water Pik, Inc. | Laars | MAX 140 | Water | Oil | No Match | TRUE | FALSE | 1 |  |  | No Match | No Match | No Match | No Match | Other | No Match |  | No Match |  | 198800 | [10 empty] | 86.4 | 80 | Federally-Regulated Consumer Product | 2001-10-11
Laars Heating Systems Co. | Laars | MT2H1500N******* | Water | Natural Gas | Power | FALSE | TRUE | 1 |  |  |  | None | Non-Condensing | Two-Stage Modulating | Copper |  |  |  |  | 1500000 | 1275000 |  |  | 85 | 80 | 84 | [6 empty] | Federally-Regulated Commercial & Industrial Equipment | 2008-03-14
Camus Hydronics | Camus Hydronics | DMNH-0201-MPI | Water | Natural Gas | Power | FALSE | FALSE | 1 | TRUE |  |  | None | Condensing | Step Modulating | Other |  |  |  |  | 199000 | 179000 | [9 empty] | 90 | 80 | Federally-Regulated Consumer Product | 2015-09-30
Burnham Corp. | Crown Boiler Co. | 32-2185*N | Both Steam & Water | Natural Gas | Induced Draft | FALSE | FALSE | 1 |  |  |  | None | Non-Condensing | Single-Stage | Cast Iron |  |  |  |  | 2185000 | 1748000 |  |  | 80.5 | 80 | 75.4 | [6 empty] | Federally-Regulated Commercial & Industrial Equipment | 2007-12-12
Dunkirk | Dunkirk | WPSB-4D | Water | LPG | No Match | FALSE | FALSE | 1 |  |  | No Match | No Match | No Match | No Match | Cast Iron | No Match |  | No Match |  | 105000 | [10 empty] | 84 | 80 | Federally-Regulated Consumer Product | 1998-12-21
Slant / Fin Corp. | Slant / Fin Corp. | LDZO-2100-5-7 | Steam | Oil | Power | FALSE | FALSE | 1 |  |  |  | None | Non-Condensing | Single-Stage | Cast Iron |  |  |  |  | 2100000 | 1710000 |  |  | 85.5 | 83 | 81.5 | [6 empty] | Federally-Regulated Commercial & Industrial Equipment | 2007-12-12
DDR Americas, Inc. | De Deitrich | GT 430A-11 | Water | Natural Gas | Power | FALSE | FALSE | 1 |  | FALSE |  | Electro-Mechanical Inlet Dampe | Non-Condensing | Step Modulating | Cast Iron |  |  |  |  | 2567000 | 2182000 |  |  | 85.2 |  | 85.2 | [6 empty] | Federally-Regulated Commercial & Industrial Equipment | 2014-08-11
Burnham Corp. | Burnham Corp. | V908 | Both Steam & Water | Oil | Power | FALSE | FALSE | 1 |  |  |  | None | Non-Condensing | Single-Stage | Cast Iron |  |  |  |  | 1344000 | 1110000 |  |  | 84.9 | 83 | 82.6 | [6 empty] | Federally-Regulated Commercial & Industrial Equipment | 2010-03-16
PB Heat, LLC | Peerless | 63-05-SPRK-S | Steam | Natural Gas | Injection Type | FALSE | FALSE | 1 |  | TRUE |  | Stack Damper | Non-Condensing | Single-Stage | Cast Iron |  |  |  |  | 236000 | 196000 | [9 empty] | 82.2 | 80 | Federally-Regulated Consumer Product | 2015-09-30
Rite Engineering | Rite | 350WG | Both Steam & Water | Natural Gas | Power | FALSE | FALSE | 3 |  |  | No Match | No Match | No Match | No Match | Other | No Match |  | No Match |  | 3500000 |  | 1166667 |  | 80 | 80 |  |  |  |  | 80 |  |  | Non Federally-Regulated | 1992-10-14
Laars Heating Systems Co. | Triangle Tube | KS210 | Water | LPG | Induced Draft | FALSE | FALSE | 1 |  | TRUE |  | None | Condensing | Step Modulating | Other | Single-Speed |  |  |  | 210000 | 194000 | [9 empty] | 95 | 80 | Federally-Regulated Consumer Product | 2013-11-14
Ajax Boiler, Inc. | Ajax | WGOFD-800 | Steam | Natural Gas | Power | FALSE | FALSE | 3 |  |  | No Match | No Match | No Match | No Match | Other | No Match |  | No Match |  | 800000 |  | 400000 |  | 82 | 80 |  |  |  |  | 80 |  |  | Non Federally-Regulated | 1992-10-27
Fulton Boiler Works | Fulton | PVLP-750 | Steam | Natural Gas | Injection Type | FALSE | FALSE | 3 |  |  | None | None | Condensing | Step Modulating | Other | No Match |  | No Match |  | 750000 | 637500 | 250000 | 215000 | 85 | 80 | 85 |  | 380 |  | 86 |  |  | Federally-Regulated Commercial & Industrial Equipment | 2003-02-20
Raypak | Raypak | H7-1753 * | Water | Natural Gas | Induced Draft | FALSE | FALSE | 1 |  |  |  | None | Non-Condensing | Step Modulating | Copper |  |  |  |  | 1750000 | 1509000 |  |  |  |  | 86.2 | [6 empty] | Federally-Regulated Commercial & Industrial Equipment | 2015-04-16
Raypak | Raypak | H7-198AR* | Water | LPG | Power | FALSE | FALSE | 1 | TRUE |  |  | None | Condensing | Step Modulating | Other |  |  |  |  | 199000 | 182000 | [9 empty] | 95 | 82 | Federally-Regulated Consumer Product | 2015-06-01
ECR International, Ltd. | ECR International, Ltd. | OLSSV-150 | Water | Natural Gas | Power | FALSE | FALSE | 1 |  |  |  | None | Condensing | Step Modulating | Other |  |  |  |  | 150000 | 140000 | [9 empty] | 95 | 80 | Federally-Regulated Consumer Product | 2014-08-08
Parker Boiler Co. | Parker Boiler | G-2304R | Water | Natural Gas | Power | FALSE | FALSE | 3 |  |  | No Match | No Match | No Match | No Match | Other | No Match |  | No Match |  | 2304000 |  | 1152000 |  | 85 | 80 |  |  | 4 |  | 82 |  |  | Federally-Regulated Commercial & Industrial Equipment | 1996-03-13
Ajax Boiler, Inc. | Ajax | OSGXFD4000 | Steam | Natural Gas | Power | FALSE | TRUE | 3 |  |  | No Match | No Match | No Match | No Match | Other | No Match |  | No Match |  | 4000000 |  | 2000000 |  | 81 | 80 |  |  |  |  | 80 |  |  | Non Federally-Regulated | 1992-10-27
PB Heat, LLC | Peerless | GM-05-SPRK | Water | LPG | Injection Type | FALSE | FALSE | 1 | TRUE |  |  | Stack Damper | Non-Condensing | Single-Stage | Cast Iron |  |  |  |  | 228000 | 187000 | [9 empty] | 82.1 | 80 | Federally-Regulated Consumer Product | 2015-09-30
Smith Cast Iron Boilers | Smith Cast Iron Boilers | GVX-105 | Water | Natural Gas | Induced Draft | FALSE | FALSE | 1 | TRUE |  |  | None | Non-Condensing | Single-Stage | Cast Iron |  |  |  |  | 105000 | 87000 | [9 empty] | 93.3 | 80 | Federally-Regulated Consumer Product | 2015-09-30
Water Pik, Inc. | Laars | VW0400CN30*B | Both Steam & Water | Natural Gas | No Match | FALSE | TRUE | 3 |  |  | No Match | No Match | No Match | No Match | Copper | No Match |  | No Match |  | 399000 |  | 100000 |  | 82 | 80 |  |  | 5 |  | 82 |  |  | Federally-Regulated Commercial & Industrial Equipment | 2001-11-21
PB Heat, LLC | Hydrotherm | HVX-70 | Water | Natural Gas | Induced Draft | FALSE | FALSE | 1 |  |  | None | None | Non-Condensing | Single-Stage | Cast Iron | Single-Speed |  | Standard |  | 70000 | 58000 | [9 empty] | 82.1 | 80 | Federally-Regulated Consumer Product | 2011-08-02
Easco Boiler Corp. | Easco | FST-400-W030 | Both Steam & Water | Combo (Natural Gas & Oil) | Power | FALSE | FALSE | 3 |  |  | No Match | No Match | No Match | No Match | Other | No Match |  | No Match |  | 16738000 |  | 3347600 |  | 84 | 80 |  |  | 22 |  | 81 |  |  | Federally-Regulated Commercial & Industrial Equipment | 1998-06-02
Parker Boiler Co. | Parker Boiler | G-90R | Steam | Natural Gas | Power | FALSE | FALSE | 3 |  |  | No Match | No Match | No Match | No Match | Other | No Match |  | No Match |  | 3780000 |  | 1890000 |  | 83 | 80 |  |  | 4 |  | 82 |  |  | Federally-Regulated Commercial & Industrial Equipment | 1996-03-13
Ajax Boiler, Inc. | Ajax | DRF15 | Water | Natural Gas | Power | FALSE | TRUE | 1 |  |  | Draft Hood | Stack Damper | Non-Condensing | Two-Stage Modulating | Other | None |  | No Match |  | 630000 | 504000 | 504000 | 403200 | 80 | 80 | 79.2 | [6 empty] | Federally-Regulated Commercial & Industrial Equipment | 2007-08-15
Water Pik, Inc. | Laars | PW0850IN04*1A | Both Steam & Water | Natural Gas | No Match | FALSE | FALSE | 3 |  |  | No Match | No Match | No Match | No Match | Copper | No Match |  | No Match |  | 850000 |  | 212850 |  | 81 | 80 |  |  | 5 |  | 81 |  |  | Federally-Regulated Commercial & Industrial Equipment | 2001-11-21
Laars Heating Systems Co. | Laars | HH4050IN******** | Water | Natural Gas | Induced Draft | FALSE | FALSE | 1 |  |  |  | None | Non-Condensing | Step Modulating | Copper |  |  |  |  | 4050000 | 3321000 | 1215000 |  | 81 | 80 | [7 empty] | Federally-Regulated Commercial & Industrial Equipment | 2007-11-01
Ajax Boiler, Inc. | Ajax | WRF6300 | Water | Natural Gas | Power | FALSE | TRUE | 1 |  |  | Draft Hood | Stack Damper | Non-Condensing | Two-Stage Modulating | Other | None |  | No Match |  | 6300000 | 5355000 | 5355000 | 4551750 | 85 | 80 | 84.2 | [6 empty] | Federally-Regulated Commercial & Industrial Equipment | 2007-08-15
Ajax Boiler, Inc. | Ajax | OSGXB6000 | Steam | Natural Gas | No Match | FALSE | TRUE | 3 |  |  | No Match | No Match | No Match | No Match | Other | No Match |  | No Match |  | 6000000 |  | 6000000 |  | 80 | 80 |  |  |  |  | 80 |  |  | Federally-Regulated Commercial & Industrial Equipment | 1996-02-29
Burnham Corp. | Crown Boiler Co. | CWI069E | Water | Natural Gas | Induced Draft | FALSE | FALSE | 1 |  |  |  | Stack Damper | Non-Condensing | Single-Stage | Cast Iron | Single-Speed | 0.04 | Standard |  | 69000 | 58000 | [9 empty] | 83.1 | 80 | Federally-Regulated Consumer Product | 2007-11-14
Water Pik, Inc. | Laars | PH0500IP09CBA | Water | LPG | No Match | FALSE | FALSE | 3 |  |  | No Match | No Match | No Match | No Match | Copper | No Match |  | No Match |  | 500000 |  | 500000 |  | 82 | 80 |  |  | 5 |  | 82 |  |  | Federally-Regulated Commercial & Industrial Equipment | 2001-05-30
Laars Heating Systems Company | ENDURANCE | EBP175 | Water | LPG | Power | FALSE | FALSE | 1 | TRUE |  |  | None | Non-Condensing | Step Modulating | Copper |  |  |  |  | 175000 | 155000 | [9 empty] | 86.1 | 80 | Federally-Regulated Consumer Product | 2015-09-30
Lochinvar, LLC. | Lochinvar Corp. | CBL495 | Water | Natural Gas | Power | FALSE | FALSE | 1 |  | FALSE |  | None | Non-Condensing | Two-Stage Modulating | Copper |  |  |  |  | 495000 | 401000 |  |  | 82 |  | 81 | [6 empty] | Federally-Regulated Commercial & Industrial Equipment | 2014-08-11
Smith Cast Iron Boilers | Peerless | CC-04-S-G | Steam | Natural Gas | Power | FALSE | FALSE | 1 |  | FALSE |  | None | Non-Condensing | Single-Stage | Cast Iron |  |  |  |  | 520000 | 421000 |  |  |  |  | 81.5 | 79 | [5 empty] | Federally-Regulated Commercial & Industrial Equipment | 2015-09-30
Crown Boiler Co. | Crown Boiler Co. | BWC225 | Water | Natural Gas | Induced Draft | FALSE | FALSE | 1 |  | TRUE | None | None | Condensing | Step Modulating | Other | Single-Speed | 0.13 | Standard |  | 225000 | 202000 | 75000 | 68000 | [7 empty] | 91 | 80 | Federally-Regulated Consumer Product | 2013-04-19
Baxi | Baxi | LUNA 310FL | Water | Natural Gas | Induced Draft | FALSE | FALSE | 1 |  |  | None | None | Non-Condensing | Step Modulating | Copper | Single-Speed | 0.11 | Standard |  | 126249 | 105776 | 45040 | 35486 | [7 empty] | 81.6 |  | Federally-Regulated Consumer Product | 2003-09-15
Burnham Corp. | Burnham Corp. | MPC-16 | Water | Natural Gas | Power | FALSE | FALSE | 1 |  |  |  | None | Non-Condensing | Single-Stage | Cast Iron |  |  |  |  | 3213000 | 2694000 |  |  | 85.8 | 80 | 83.8 | [6 empty] | Federally-Regulated Commercial & Industrial Equipment | 2010-03-16
Camus Hydronics | Camus Hydronics | DFNW-1200-MS | Water | Natural Gas | Power | FALSE | FALSE | 1 |  |  |  | None | Non-Condensing | Step Modulating | Other |  |  |  |  | 1200000 | 1020000 |  |  | 85 |  | 85 | [6 empty] | Federally-Regulated Commercial & Industrial Equipment | 2014-08-11
Lochinvar, LLC. | Lochinvar Corp. | KBN105 | Water | Natural Gas | Power | FALSE | FALSE | 1 |  |  | None | None | Condensing | Step Modulating | Other |  |  |  |  | 105000 | 94000 | [9 empty] | 95.4 | 80 | Federally-Regulated Consumer Product | 2010-03-16
PB Heat, LLC | Peerless | MIHII-03-SPRK | Water | Natural Gas | Injection Type | FALSE | FALSE | 1 | TRUE |  |  | Stack Damper | Non-Condensing | Single-Stage | Cast Iron | Single-Speed |  |  |  | 65000 | 55000 | [9 empty] | 84.1 | 80 | Federally-Regulated Consumer Product | 2015-09-30
Raypak | Raypak | H7-1104 | Water | Natural Gas | Induced Draft | FALSE | TRUE | 1 |  |  | None | None | Non-Condensing | Single-Stage | Copper |  |  |  |  | 1100000 | 924000 |  |  | 84 | 80 | 84 | [6 empty] | Federally-Regulated Commercial & Industrial Equipment | 2007-12-12
English Boiler & Tube, Inc. | Bent Tube Balanced Flow | BTBF-250-150 | Steam | Natural Gas | Power | FALSE | FALSE | 3 |  |  | No Match | No Match | No Match | No Match | Other | No Match |  | No Match |  | 10500000 |  | 2625000 |  | 80 | 80 |  |  | 3 |  | 80 |  |  | Federally-Regulated Commercial & Industrial Equipment | 1998-09-10
PVI Industries | PVI | 198 ESB 125A-E | Steam | Electricity | No Match | TRUE | FALSE | 3 |  |  | No Match | No Match | No Match | No Match | Other | No Match |  | No Match |  | 676000 |  | 676000 |  | 99.9 | [5 empty] | 99.9 |  |  | Non Federally-Regulated | 1992-09-28
Raypak | Raypak | H7-3503* | Water | LPG | Induced Draft | FALSE | FALSE | 1 |  | FALSE | None | None | Non-Condensing | Step Modulating | Copper |  |  |  |  | 3500000 | 2975000 | 490000 |  | 85.1 | 82 | [7 empty] | Federally-Regulated Commercial & Industrial Equipment | 2013-01-02
Raypak | Raypak | H(1,2,5)-0624 * | Water | LPG | Injection Type | FALSE | FALSE | 1 |  |  |  | None | Non-Condensing | Step Modulating | Copper |  |  |  |  | 589000 | 483000 |  |  |  |  | 82 | [6 empty] | Federally-Regulated Commercial & Industrial Equipment | 2015-04-16
Smith Cast Iron Boilers | Smith Cast Iron Boilers | 4500A-*-17 | Both Steam & Water | Natural Gas | Power | FALSE | FALSE | 1 |  |  |  | None | Non-Condensing | Single-Stage | Cast Iron |  |  |  |  | 7309000 | 5787000 |  |  | 80.9 | 80 | 79.2 | [6 empty] | Federally-Regulated Commercial & Industrial Equipment | 2007-12-12
Water Pik, Inc. | Laars | HH0775MP20****** | Water | LPG | Power | FALSE | TRUE | 3 |  |  | No Match | No Match | No Match | No Match | Copper | No Match |  | No Match |  | 775000 |  | 775000 |  | 83 | 80 |  |  | 5 |  | 83 |  |  | Federally-Regulated Commercial & Industrial Equipment | 2001-05-16
Smith Cast Iron Boilers | Smith Cast Iron Boilers | 19HE-5 | Water | Natural Gas | Power | FALSE | FALSE | 1 |  |  |  | None | Non-Condensing | Single-Stage | Cast Iron |  |  |  |  | 722000 | 587000 |  |  | 81.4 |  | 81.3 | [6 empty] | Federally-Regulated Commercial & Industrial Equipment | 2014-09-05
Laars Heating Systems Co. | Laars | PH0400CN12***** | Water | Natural Gas | Induced Draft | FALSE | FALSE | 1 |  |  |  | None | Non-Condensing | Two-Stage Modulating | Copper | Single-Speed |  | Standard |  | 399000 | 323190 | 162500 |  | 81 | 80 | 78.6 | [6 empty] | Federally-Regulated Commercial & Industrial Equipment | 2007-11-01
Water Pik, Inc. | Laars | VW2450IP18A* | Both Steam & Water | LPG | No Match | FALSE | FALSE | 3 |  |  | No Match | No Match | No Match | No Match | Copper | No Match |  | No Match |  | 2450000 |  | 2450000 |  | 82 | 80 |  |  | 5 |  | 82 |  |  | Federally-Regulated Commercial & Industrial Equipment | 2001-11-21
Burnham Corp. | Crown Boiler Co. | 16-390 | Water | LPG | Induced Draft | FALSE | FALSE | 1 |  |  |  | None | Non-Condensing | Single-Stage | Cast Iron |  |  |  |  | 390000 | 312000 |  |  | 80 | 80 | 77 | [6 empty] | Federally-Regulated Commercial & Industrial Equipment | 2007-12-12
Dunkirk | Sears | 229.9603 | Steam | Natural Gas | No Match | FALSE | FALSE | 1 |  |  | No Match | No Match | No Match | No Match | Cast Iron | No Match |  | No Match |  | 262500 | [10 empty] | 81.3 | 75 | Federally-Regulated Consumer Product | 1998-12-21
Ajax Boiler, Inc. | Ajax | OSGXB4500 | Steam | Natural Gas | No Match | FALSE | TRUE | 3 |  |  | No Match | No Match | No Match | No Match | Other | No Match |  | No Match |  | 4500000 |  | 4500000 |  | 80 | 80 |  |  |  |  | 80 |  |  | Federally-Regulated Commercial & Industrial Equipment | 1996-02-29
Ajax Boiler, Inc. | Ajax | SGXFD-1275 | Steam | Natural Gas | Power | FALSE | FALSE | 3 |  |  | No Match | No Match | No Match | No Match | Other | No Match |  | No Match |  | 1275000 |  | 637500 |  | 81 | 80 |  |  |  |  | 80 |  |  | Non Federally-Regulated | 1992-10-27
Laars Heating Systems Co. | Laars Heating Systems Co. | PH0250CP12CB | Water | LPG | Induced Draft | FALSE | FALSE | 1 |  |  |  | None | Non-Condensing | Single-Stage | Copper | Single-Speed |  |  |  | 250000 | 208000 | [9 empty] | 82.2 | 80 | Federally-Regulated Consumer Product | 2011-07-06
Crown Boiler Co. | Crown Boiler Co. | PHNTM180 | Water | Natural Gas | Power | FALSE | FALSE | 1 |  |  |  | None | Condensing | Step Modulating | Other | Single-Speed |  |  |  | 180000 | 167000 | [9 empty] | 93.2 | 80 | Federally-Regulated Consumer Product | 2014-08-08
Axeman-Anderson Co. | Axeman-Anderson Co. | 87NPO | Water | Oil | No Match | TRUE | FALSE | 1 |  |  | No Match | No Match | No Match | No Match | Other | No Match |  | No Match |  | 175000 | [10 empty] | 85 | 80 | Federally-Regulated Consumer Product | 2000-06-07
Ajax Boiler, Inc. | Ajax | WEO-450 | Water | Oil | Power | FALSE | FALSE | 3 |  |  | No Match | No Match | No Match | No Match | Other | No Match |  | No Match |  | 427000 |  | 325000 |  | 85 | 83 |  |  |  |  | 82 |  |  | Federally-Regulated Commercial & Industrial Equipment | 1996-03-13
Burnham Corp. | Burnham Corp. | 205 | Water | LPG | Induced Draft | FALSE | FALSE | 1 |  |  |  | Stack Damper | Non-Condensing | Single-Stage | Cast Iron | Single-Speed | 0.04 | Standard |  | 130000 | 108000 | [9 empty] | 82 | 80 | Federally-Regulated Consumer Product | 2007-11-14
Burnham Corp. | New Yorker Boiler Co. | CG50C_I | Water | Natural Gas | Induced Draft | FALSE | FALSE | 1 |  |  |  | Stack Damper | Non-Condensing | Single-Stage | Cast Iron | Single-Speed | 0.04 | Standard |  | 130000 | 108000 | [9 empty] | 82 | 80 | Federally-Regulated Consumer Product | 2007-11-14
Camus Hydronics | Camus Hydronics | DFPH-5014-MG | Water | LPG | Power | FALSE | FALSE | 3 |  |  |  | None | Non-Condensing | Step Modulating | Copper |  |  |  |  | 5000000 | 4360000 |  |  | 87.2 |  | 87.2 | [6 empty] | Federally-Regulated Commercial & Industrial Equipment | 2014-08-11
Cleaver-Brooks | Cleaver-Brooks | CBH-700-80 | Steam | Natural Gas | Power | FALSE | FALSE | 3 |  |  | No Match | No Match | No Match | No Match | Other | No Match |  | No Match |  | 3347500 |  | 3347500 |  | 80 | 80 |  |  | 25 |  | 80 |  |  | Federally-Regulated Commercial & Industrial Equipment | 1996-03-06
Slant / Fin Corp. | Slant / Fin Corp. | GG-75HEDS | Water | Natural Gas | Injection Type | FALSE | FALSE | 1 |  |  |  | Stack Damper | Non-Condensing | Single-Stage | Cast Iron |  |  |  |  | 75000 | 64000 | [9 empty] | 84.7 | 80 | Federally-Regulated Consumer Product | 2007-11-14
Smith Cast Iron Boilers | Smith Cast Iron Boilers | M450A-*-10 | Both Steam & Water | Oil | Power | FALSE | FALSE | 1 |  |  |  | None | Non-Condensing | Single-Stage | Cast Iron |  |  |  |  | 2940000 | 2449000 |  |  | 86.3 | 83 | 83.3 | [6 empty] | Federally-Regulated Commercial & Industrial Equipment | 2008-05-08
U.S. Boiler Co. | F.W. Webb | AG5 | Water | Natural Gas | Injection Type | FALSE | FALSE | 1 |  | TRUE |  | Stack Damper | Non-Condensing | Single-Stage | Cast Iron | Single-Speed |  |  |  | 140000 | 117000 | [9 empty] | 84 | 80 | Federally-Regulated Consumer Product | 2013-04-19
U.S. Boiler Co. | BURNHAM BY U.S. BOILER | GW10 | Water | LPG | Injection Type | FALSE | FALSE | 1 | TRUE |  |  | Stack Damper | Non-Condensing | Single-Stage | Cast Iron | Single-Speed |  |  |  | 299000 | 244000 | [9 empty] | 82 | 80 | Federally-Regulated Consumer Product | 2015-09-30
HTP, Inc. | HTP | UFT-100W | Water | Natural Gas | Power | FALSE | FALSE | 1 | TRUE |  |  | None | Condensing | Step Modulating | Other |  |  |  |  | 100000 | 92000 | [9 empty] | 95.1 | 80 | Federally-Regulated Consumer Product | 2015-09-30
Smith Cast Iron Boilers | Smith Cast Iron Boilers | 650A-*-19 | Both Steam & Water | Oil | Power | FALSE | FALSE | 1 |  |  |  | None | Non-Condensing | Single-Stage | Cast Iron |  |  |  |  | 8960000 | 7949000 |  |  | 84.9 | 83 | 83.3 | [6 empty] | Federally-Regulated Commercial & Industrial Equipment | 2007-12-12
Thermal Solutions | Thermal Solutions | EVO0500B**-*A* | Water | Natural Gas | Power | FALSE | TRUE | 1 |  |  |  | None | Non-Condensing | Step Modulating | Copper |  |  |  |  | 500000 | 431000 |  |  | 85.6 |  | 85.6 | [6 empty] | Federally-Regulated Commercial & Industrial Equipment | 2014-10-21
Dunkirk | Caribe | BWMAAN000150 | Water | LPG | Pressure | FALSE | FALSE | 1 |  | TRUE |  | None | Condensing | Step Modulating | Other | Single-Speed |  |  |  | 150000 | 139000 | [9 empty] | 95 | 80 | Federally-Regulated Consumer Product | 2013-04-19
PB Heat, LLC | PB Heat, LLC | GM-07-SPRK | Water | LPG | Injection Type | FALSE | FALSE | 1 |  |  |  | Stack Damper | Non-Condensing | Single-Stage | Cast Iron |  |  |  |  | 342000 | 275000 |  |  |  |  | 80.3 | [6 empty] | Federally-Regulated Commercial & Industrial Equipment | 2015-06-01
Heat Cell Technologies, Inc. / ECO Heating Systems | Hamilton Engineering - EVO Micro | HWHN00179ASME | Water | Natural Gas | Power | FALSE | TRUE | 1 |  |  | None | None | Condensing | Two-Stage Modulating | Other | No Match |  | No Match |  | 180000 | 171500 | 36000 | 34200 | [7 empty] | 93 | 80 | Federally-Regulated Consumer Product | 2006-03-29
Weil-McLain | Weil-McLain | 2394 | Steam | Natural Gas | Power | FALSE | FALSE | 3 |  |  | No Match | No Match | No Match | No Match | Cast Iron | No Match |  | No Match |  | 7938000 |  | 7938000 |  | 81.5 | 80 |  |  | 147 |  | 81.5 |  |  | Federally-Regulated Commercial & Industrial Equipment | 1996-02-29
Hydrotherm | Hydrotherm | R-210C-PV | Water | LPG | No Match | FALSE | FALSE | 1 |  |  | No Match | No Match | No Match | No Match | Cast Iron | No Match |  | No Match |  | 200000 | [10 empty] | 82 | 80 | Federally-Regulated Consumer Product | 1998-12-21
Ajax Boiler, Inc. | Ajax | HFG1375W | Steam | Natural Gas | Power | FALSE | TRUE | 3 |  |  | No Match | No Match | No Match | No Match | Other | No Match |  | No Match |  | 1375000 |  | 750000 |  | 80 | 80 |  |  |  |  | 80 |  |  | Federally-Regulated Commercial & Industrial Equipment | 1997-01-07
Parker Boiler Co. | Parker Boiler | O-1296R | Water | Oil | Power | FALSE | FALSE | 3 |  |  | No Match | No Match | No Match | No Match | Other | No Match |  | No Match |  | 1296000 |  | 648000 |  | 84 | 83 |  |  | 4 |  | 82 |  |  | Federally-Regulated Commercial & Industrial Equipment | 1996-03-13
New Yorker Boiler Co. | New Yorker Boiler Co. | FRHGSL | Water | Oil | Power | FALSE | FALSE | 1 |  | TRUE |  | Stack Damper | Non-Condensing | Single-Stage | Other | Single-Speed |  |  |  | 112000 | 100000 | [9 empty] | 87.8 | 80 | Federally-Regulated Consumer Product | 2013-04-19
HTP, Inc. | Munchkin | T80M | Water | Natural Gas | Power | FALSE | FALSE | 1 |  |  |  | None | Condensing | Single-Stage | Other |  |  |  |  | 80000 | 74000 | [9 empty] | 95.1 | 80 | Federally-Regulated Consumer Product | 2009-02-27
Water Pik, Inc. | Laars | VW1825IN04*1A | Both Steam & Water | Natural Gas | No Match | FALSE | FALSE | 3 |  |  | No Match | No Match | No Match | No Match | Copper | No Match |  | No Match |  | 1825000 |  | 456250 |  | 81 | 80 |  |  | 5 |  | 81 |  |  | Federally-Regulated Commercial & Industrial Equipment | 2001-11-21
Crown Boiler Co. | Crown Boiler Co. | BWC070 | Water | LPG | Induced Draft | FALSE | FALSE | 1 |  | TRUE | None | None | Condensing | Step Modulating | Other | Single-Speed | 0.04 | Standard |  | 70000 | 63000 | 30000 | 27000 | [7 empty] | 91 | 80 | Federally-Regulated Consumer Product | 2013-04-19
Rinnai | Rinnai | E50C | Water | Natural Gas | Induced Draft | FALSE | FALSE | 1 |  |  |  | None | Condensing | Step Modulating | Other |  |  |  |  | 50000 | 47000 | [9 empty] | 95.6 | 80 | Federally-Regulated Consumer Product | 2014-01-14
Burnham Corp. | Burnham Corp. | V1115 | Both Steam & Water | Natural Gas | Power | FALSE | FALSE | 1 |  |  |  | None | Non-Condensing | Single-Stage | Cast Iron |  |  |  |  | 3680000 | 2957000 |  |  | 81.8 | 80 | 80.3 | [6 empty] | Federally-Regulated Commercial & Industrial Equipment | 2010-03-16
New Yorker Boiler Company, Inc. | New Yorker | CG40C_I | Water | LPG | Induced Draft | FALSE | FALSE | 1 | TRUE |  |  | Stack Damper | Non-Condensing | Single-Stage | Cast Iron |  |  |  |  | 96000 | 80000 | [9 empty] | 82.3 | 80 | Federally-Regulated Consumer Product | 2015-09-30
Water Pik, Inc. | Laars | DMAX 120 | Water | Oil | No Match | TRUE | FALSE | 1 |  |  | No Match | No Match | No Match | No Match | Other | No Match |  | No Match |  | 168000 | [10 empty] | 86 | 80 | Federally-Regulated Consumer Product | 2001-10-11
Parker Boiler Co. | Parker Boiler | O-50R | Steam | Combo (Natural Gas & Oil) | Power | FALSE | FALSE | 3 |  |  | No Match | No Match | No Match | No Match | Other | No Match |  | No Match |  | 2100000 |  | 1050000 |  | 85 | 80 |  |  | 4 |  | 82 |  |  | Federally-Regulated Commercial & Industrial Equipment | 1996-03-13
Ajax Boiler, Inc. | Ajax | OSGXFD6000 | Steam | Natural Gas | Power | FALSE | TRUE | 3 |  |  | No Match | No Match | No Match | No Match | Other | No Match |  | No Match |  | 6000000 |  | 3000000 |  | 81 | 80 |  |  |  |  | 80 |  |  | Non Federally-Regulated | 1992-10-27
U.S. Boiler Co. | U.S. BOILER | MMII4105*I- | Water | LPG | Induced Draft | FALSE | FALSE | 1 | TRUE |  |  | None | Non-Condensing | Single-Stage | Cast Iron |  |  |  |  | 105000 | 84000 | [9 empty] | 80.2 | 80 | Federally-Regulated Consumer Product | 2015-09-30
HTP, Inc. | Westinghouse | WBRLP155WPU | Water | LPG | Power | FALSE | FALSE | 1 | TRUE |  |  | None | Condensing | Step Modulating | Other | Multiple-Speed |  |  |  | 155000 | 143000 | [9 empty] | 95.1 | 80 | Federally-Regulated Consumer Product | 2015-09-30
Water Pik, Inc. | Laars | JVH050PD(I/L) | Water | LPG | No Match | FALSE | FALSE | 1 |  |  | No Match | No Match | No Match | No Match | Copper | No Match |  | No Match |  | 50000 | [10 empty] | 82 | 80 | Federally-Regulated Consumer Product | 2001-11-21
Ajax Boiler, Inc. | Ajax | WEO-1750 | Water | Oil | Power | FALSE | FALSE | 3 |  |  | No Match | No Match | No Match | No Match | Other | No Match |  | No Match |  | 1662000 |  | 800000 |  | 85 | 83 |  |  |  |  | 82 |  |  | Federally-Regulated Commercial & Industrial Equipment | 1996-03-13
Ajax Boiler, Inc. | Ajax | DRF300 | Water | Natural Gas | Power | FALSE | TRUE | 1 |  |  | Draft Hood | Stack Damper | Non-Condensing | Two-Stage Modulating | Other | None |  |  |  | 12600000 | 10080000 | 10080000 | 8064000 | 80 | 80 | 79.2 | [6 empty] | Federally-Regulated Commercial & Industrial Equipment | 2007-08-15
Burnham Corp. | Burnham Corp. | V86WM | Water | Oil | Power | FALSE | FALSE | 1 |  |  |  | None | Non-Condensing | Single-Stage | Cast Iron | Single-Speed | 0.04 | Standard |  | 231000 | 201000 | [9 empty] | 86.3 | 80 | Federally-Regulated Consumer Product | 2007-11-14
Ajax Boiler, Inc. | Ajax | XNG3250W | Water | Natural Gas | No Match | FALSE | TRUE | 3 |  |  | No Match | No Match | No Match | No Match | Other | No Match |  | No Match |  | 3250000 |  | 1625000 |  | 80 | 80 |  |  |  |  | 80 |  |  | Federally-Regulated Commercial & Industrial Equipment | 1997-01-07
U.S. Boiler Co. | New Yorker | CG60E | Water | LPG | Injection Type | FALSE | FALSE | 1 | TRUE |  |  | Stack Damper | Non-Condensing | Single-Stage | Cast Iron | Single-Speed |  |  |  | 175000 | 146000 | [9 empty] | 84 | 80 | Federally-Regulated Consumer Product | 2015-09-30
Slant / Fin Corp. | Slant / Fin Corp. | GXH-230EDPZ | Steam | LPG | Injection Type | FALSE | FALSE | 1 |  |  |  | Stack Damper | Non-Condensing | Single-Stage | Cast Iron |  |  |  |  | 231000 | 189000 | [9 empty] | 81.2 | 75 | Federally-Regulated Consumer Product | 2007-11-14
PB Heat, LLC | PB Heat, LLC | PFW-210-NAT | Water | Natural Gas | Power | FALSE | FALSE | 1 |  | TRUE |  | None | Condensing | Step Modulating | Other |  |  |  |  | 210000 | 195000 | [9 empty] | 95.1 | 80 | Federally-Regulated Consumer Product | 2015-03-30
Water Pik, Inc. | Laars | PW0320MN20****** | Both Steam & Water | Natural Gas | Power | FALSE | TRUE | 3 |  |  | No Match | No Match | No Match | No Match | Copper | No Match |  | No Match |  | 320000 |  | 320000 |  | 83 | 80 |  |  | 5 |  | 83 |  |  | Federally-Regulated Commercial & Industrial Equipment | 2001-11-21
Bosch Thermotechnology Corp. | Bosch Thermotechnology Corp. | GB 142 30 | Water | LPG | Injection Type | FALSE | FALSE | 1 |  | TRUE |  | None | Condensing | Step Modulating | Other | Multiple-Speed |  |  |  | 106000 | 95000 | [9 empty] | 95 | 80 | Federally-Regulated Consumer Product | 2013-11-14
PB Heat, LLC | PB Heat, LLC | PF-200-LP | Water | LPG | Power | FALSE | FALSE | 1 |  | TRUE |  | None | Condensing | Step Modulating | Other |  |  |  |  | 199000 | 185000 | [9 empty] | 95 | 80 | Federally-Regulated Consumer Product | 2015-03-30
Burnham Corp. | Burnham Corp. | SCG-6 | Water | Natural Gas | Induced Draft | FALSE | FALSE | 1 |  |  |  | None | Non-Condensing | Single-Stage | Cast Iron | Single-Speed | 0.04 | Standard |  | 175000 | 150000 | [9 empty] | 85.2 | 80 | Federally-Regulated Consumer Product | 2007-11-14
Dunkirk | Dunkirk | PWB-3D | Water | Combo (Natural Gas & Oil) | No Match | FALSE | FALSE | 1 |  |  | No Match | No Match | No Match | No Match | Cast Iron | No Match |  | No Match |  | 70000 | [10 empty] | 81.6 | 80 | Federally-Regulated Consumer Product | 2001-11-01
Cleaver-Brooks | Cleaver-Brooks | CBE-700-250-***** | Steam | Natural Gas | Power | FALSE | FALSE | 3 |  |  | No Match | No Match | No Match | No Match | Other | No Match |  | No Match |  | 10470000 |  | 10470000 |  | 80 | 80 |  |  | 25 |  | 80 |  |  | Federally-Regulated Commercial & Industrial Equipment | 1999-03-02
Water Pik, Inc. | Laars | PNCH0750N******* | Water | Natural Gas | Induced Draft | FALSE | TRUE | 3 |  |  | None | None | Non-Condensing | Step Modulating | Copper | Single-Speed |  | Standard |  | 749970 | 630000 | 249990 |  | 85 | 80 | 85 | [6 empty] | Federally-Regulated Commercial & Industrial Equipment | 2004-11-05
Cleaver-Brooks | Cleaver-Brooks | CB-700-200-***** | Steam | Natural Gas | Power | FALSE | FALSE | 3 |  |  | No Match | No Match | No Match | No Match | Other | No Match |  | No Match |  | 8370000 |  | 8370000 |  | 80 | 80 |  |  | 25 |  | 80 |  |  | Federally-Regulated Commercial & Industrial Equipment | 1996-03-06
Cleaver-Brooks | Cleaver-Brooks | FLX-700-250STM | Steam | Natural Gas | Power | FALSE | FALSE | 3 |  |  | No Match | No Match | No Match | No Match | Other | No Match |  | No Match |  | 2500000 |  | 2500000 |  | 80 | 80 |  |  | 25 |  | 80 |  |  | Federally-Regulated Commercial & Industrial Equipment | 2001-07-31
A O Smith Water Products | A O Smith Water Products | XW 1000 | Water | LPG | Induced Draft | FALSE | FALSE | 1 |  |  | None | None | Condensing | Step Modulating | Other | Single-Speed |  | Standard |  | 920000 | 855000 |  |  | 94.4 | 80 | 93 | [6 empty] | Federally-Regulated Commercial & Industrial Equipment | 2011-08-22
Bryan Steam Corp. | Bryan | CL-150-W-G | Water | Natural Gas | No Match | TRUE | FALSE | 3 |  |  | No Match | No Match | No Match | No Match | Other | No Match |  | No Match |  | 1500000 |  | 1500000 |  | 80 | 80 |  |  |  |  | 80 |  |  | Federally-Regulated Commercial & Industrial Equipment | 1996-02-29
Burnham Corp. | Crown Boiler Co. | 32-475*N | Both Steam & Water | Natural Gas | Induced Draft | FALSE | FALSE | 1 |  |  |  | None | Non-Condensing | Single-Stage | Cast Iron |  |  |  |  | 475000 | 380000 |  |  | 80.5 | 80 | 75.4 | [6 empty] | Federally-Regulated Commercial & Industrial Equipment | 2007-12-12
Hydrotherm | Hydrotherm | VGA-175BS-INT | Steam | LPG | Injection Type | FALSE | FALSE | 1 |  |  |  | None | Non-Condensing | Single-Stage | Cast Iron |  |  |  |  | 175000 | 143000 | [9 empty] | 81.5 | 75 | Federally-Regulated Consumer Product | 2008-10-20
Camus Hydronics | Camus Hydronics | DFNH-3002-MS | Water | Natural Gas | Power | FALSE | FALSE | 1 |  |  |  | None | Condensing | Step Modulating | Other |  |  |  |  | 3000000 | 2832000 |  |  | 94.4 | [8 empty] | Federally-Regulated Commercial & Industrial Equipment | 2014-08-11
Water Pik, Inc. | Laars | HH2000IP18A* | Water | LPG | No Match | FALSE | FALSE | 3 |  |  | No Match | No Match | No Match | No Match | Copper | No Match |  | No Match |  | 1999900 |  | 1999900 |  | 82 | 80 |  |  | 5 |  | 82 |  |  | Federally-Regulated Commercial & Industrial Equipment | 2001-05-30
PB Heat, LLC | National HVAC Manufacturing Company, LLC | CGSA-176** | Steam | Natural Gas | Injection Type | FALSE | FALSE | 1 |  |  |  | Stack Damper | Non-Condensing | Single-Stage | Cast Iron |  |  |  |  | 206500 | 171000 | [9 empty] | 82.3 | 75 | Federally-Regulated Consumer Product | 2013-11-14
Ajax Boiler, Inc. | Ajax | WGXFD-900 | Steam | Natural Gas | Power | FALSE | FALSE | 3 |  |  | No Match | No Match | No Match | No Match | Other | No Match |  | No Match |  | 900000 |  | 450000 |  | 82 | 80 |  |  |  |  | 80 |  |  | Non Federally-Regulated | 1992-10-27
Viessmann Manufacturing | Viessmann Manufacturing | VD2-440 | Water | Oil | Power | FALSE | FALSE | 3 |  |  |  | None | Non-Condensing | Two-Stage Modulating | Cast Iron |  |  |  |  | 1734000 | 1526000 |  |  | 88 |  | 88 | [6 empty] | Federally-Regulated Commercial & Industrial Equipment | 2014-09-05
Ajax Boiler, Inc. | Ajax | OWG400 | Steam | Natural Gas | No Match | FALSE | TRUE | 3 |  |  | No Match | No Match | No Match | No Match | Other | No Match |  | No Match |  | 400000 |  | 400000 |  | 80 | 80 |  |  |  |  | 80 |  |  | Federally-Regulated Commercial & Industrial Equipment | 1996-02-29
Parker Boiler Co. | Parker Boiler | G-40 | Steam | Natural Gas | Power | FALSE | FALSE | 3 |  |  | No Match | No Match | No Match | No Match | Other | No Match |  | No Match |  | 1680000 |  | 840000 |  | 80 | 80 |  |  | 4 |  | 80 |  |  | Federally-Regulated Commercial & Industrial Equipment | 1996-03-13
Dunkirk | Carrier | BS2AAN000225ABAA | Steam | Natural Gas | No Match | FALSE | FALSE | 1 |  |  | No Match | No Match | No Match | No Match | Cast Iron | No Match |  | No Match |  | 225000 | [10 empty] | 81.1 | 75 | Federally-Regulated Consumer Product | 1999-10-22
Smith Cast Iron Boilers | Smith Cast Iron Boilers | 650A-*-23 | Both Steam & Water | Natural Gas | Power | FALSE | FALSE | 1 |  |  |  | None | Non-Condensing | Single-Stage | Cast Iron |  |  |  |  | 11938000 | 9650000 |  |  | 82.5 | 80 | 80.8 | [6 empty] | Federally-Regulated Commercial & Industrial Equipment | 2007-12-12
Burnham Corp. | Burnham Corp. | V1110 | Both Steam & Water | Oil | Power | FALSE | FALSE | 1 |  |  |  | None | Non-Condensing | Single-Stage | Cast Iron |  |  |  |  | 2324000 | 1941000 |  |  | 84.8 | 83 | 83.5 | [6 empty] | Federally-Regulated Commercial & Industrial Equipment | 2010-03-16
Burnham Corp. | Burnham Corp. | V909A-SN | Steam | Natural Gas | Power | FALSE | FALSE | 1 |  | FALSE |  | Stack Damper | Non-Condensing | Two-Stage Modulating | Cast Iron |  |  |  |  | 1674000 | 1343000 |  |  | 82.6 |  | 80.2 | [6 empty] | Federally-Regulated Commercial & Industrial Equipment | 2014-08-11
Water Pik, Inc. | Laars | PH1670EN04*BA | Water | Natural Gas | No Match | FALSE | TRUE | 3 |  |  | No Match | No Match | No Match | No Match | Copper | No Match |  | No Match |  | 1670000 |  | 417500 |  | 82 | 80 |  |  | 5 |  | 82 |  |  | Federally-Regulated Commercial & Industrial Equipment | 2001-05-16
Burnham Corp. | Burnham Corp. | 206 | Water | Natural Gas | Induced Draft | FALSE | FALSE | 1 |  |  |  | Stack Damper | Non-Condensing | Single-Stage | Cast Iron | Single-Speed | 0.04 | Standard |  | 164000 | 136000 | [9 empty] | 81.7 | 80 | Federally-Regulated Consumer Product | 2007-11-14
Thermal Hydronic Supply, Ltd. | Thermal Hydronic Supply, Ltd. | PLANET DEWY 30 BFT | Water | Natural Gas | Pressure | FALSE | FALSE | 1 |  |  |  | None | Condensing | Step Modulating | Other | Multiple-Speed |  |  |  | 110000 | 99000 | [9 empty] | 92.9 | 80 | Federally-Regulated Consumer Product | 2012-05-02
Water Pik, Inc. | Laars | HH0400MP20***** | Water | LPG | Power | FALSE | FALSE | 3 |  |  | No Match | No Match | No Match | No Match | Copper | No Match |  | No Match |  | 399000 |  | 399000 |  | 85 | 80 |  |  | 5 |  | 83 |  |  | Federally-Regulated Commercial & Industrial Equipment | 2001-05-16
Water Pik, Inc. | Laars | HH0600EP04*BA | Water | LPG | No Match | FALSE | TRUE | 3 |  |  | No Match | No Match | No Match | No Match | Copper | No Match |  | No Match |  | 600000 |  | 150000 |  | 82 | 80 |  |  | 5 |  | 82 |  |  | Federally-Regulated Commercial & Industrial Equipment | 2001-05-30
Newmac Manufacturing | Newmac Manufacturing | NBR 156V | Water | Oil | No Match | TRUE | FALSE | 1 |  |  | No Match | No Match | No Match | No Match | Other | No Match |  | No Match |  | 185000 | [10 empty] | 86.1 | 80 | Federally-Regulated Consumer Product | 2001-04-12
Slant / Fin Corp. | Slant / Fin Corp. | CHS-300 | Water | Natural Gas | Power | FALSE | FALSE | 1 |  | TRUE |  | None | Condensing | Step Modulating | Other |  |  |  |  | 299000 | 278000 | [9 empty] | 94 | 80 | Federally-Regulated Consumer Product | 2014-01-14
Bosch Thermotechnology Corp. | Buderus | GB162-80 | Water | Natural Gas | Injection Type | FALSE | FALSE | 1 |  |  | None | None | Condensing | Single-Stage | Other |  |  |  |  | 290000 | 260000 | [9 empty] | 93.8 | 80 | Federally-Regulated Consumer Product | 2009-10-19
Ajax Boiler, Inc. | Ajax | OWG1375 | Steam | Natural Gas | No Match | FALSE | TRUE | 3 |  |  | No Match | No Match | No Match | No Match | Other | No Match |  | No Match |  | 1375000 |  | 1375000 |  | 80 | 80 |  |  |  |  | 80 |  |  | Federally-Regulated Commercial & Industrial Equipment | 1996-02-29
Ajax Boiler, Inc. | Ajax | DRF225 | Water | Natural Gas | Power | FALSE | TRUE | 1 |  |  | Draft Hood | Stack Damper | Non-Condensing | Two-Stage Modulating | Other | None |  |  |  | 9500000 | 7600000 | 7600000 | 6080000 | 80 | 80 | 79.2 | [6 empty] | Federally-Regulated Commercial & Industrial Equipment | 2007-08-15
U.S. Boiler Co. | U.S. Boiler Co. | 305 | Water | Natural Gas | Injection Type | FALSE | FALSE | 1 |  | TRUE |  | Stack Damper | Non-Condensing | Single-Stage | Cast Iron | Single-Speed |  |  |  | 140000 | 117000 | [9 empty] | 84 | 80 | Federally-Regulated Consumer Product | 2013-04-19
Ajax Boiler, Inc. | Ajax | SGX-SGXB-2500-D | Steam | Natural Gas | No Match | FALSE | FALSE | 3 |  |  | No Match | No Match | No Match | No Match | Other | No Match |  | No Match |  | 2500000 |  | 2500000 |  | 80 | 80 |  |  |  |  | 80 |  |  | Federally-Regulated Commercial & Industrial Equipment | 1996-02-29
Viessmann Manufacturing | Viessmann Manufacturing | VD2-780 | Water | Oil | Power | FALSE | FALSE | 3 |  |  |  | None | Non-Condensing | Two-Stage Modulating | Cast Iron |  |  |  |  | 3071000 | 2699000 |  |  | 87.6 |  | 87.9 | [6 empty] | Federally-Regulated Commercial & Industrial Equipment | 2014-09-05
Cleaver-Brooks | Cleaver-Brooks | CB-700-125*-***** | Steam | Natural Gas | Power | FALSE | FALSE | 3 |  |  | No Match | No Match | No Match | No Match | Other | No Match |  | No Match |  | 5230000 |  | 5230000 |  | 80 | 80 |  |  | 25 |  | 80 |  |  | Federally-Regulated Commercial & Industrial Equipment | 1996-03-06
PB Heat, LLC | PB Heat, LLC | WV-DV-04-130 | Water | Oil | Power | FALSE | FALSE | 1 |  | TRUE |  | None | Non-Condensing | Single-Stage | Cast Iron | Single-Speed |  |  |  | 182000 | 158000 | [9 empty] | 86 | 80 | Federally-Regulated Consumer Product | 2013-04-19
Raypak | Raypak | H-0824A | Water | LPG | Injection Type | FALSE | FALSE | 1 |  |  | None | None | Non-Condensing | Single-Stage | Copper |  |  |  |  | 825000 | 677000 |  |  | 82 | 80 | 82 | [6 empty] | Federally-Regulated Commercial & Industrial Equipment | 2007-12-12
Ajax Boiler, Inc. | Ajax | OSGOXFD1750 | Steam | Natural Gas | Power | FALSE | TRUE | 3 |  |  | No Match | No Match | No Match | No Match | Other | No Match |  | No Match |  | 1750000 |  | 875000 |  | 81 | 80 |  |  |  |  | 80 |  |  | Non Federally-Regulated | 1992-10-27
Burnham Corp. | Burnham Corp. | ALP399 | Water | LPG | Power | FALSE | FALSE | 1 |  |  | None | None | Condensing | Step Modulating | Other |  |  |  |  | 399000 | 376000 | 79800000 |  | 94.5 | 80 | 94.1 | [6 empty] | Federally-Regulated Commercial & Industrial Equipment | 2008-04-14
Unilux Manufacturing, Inc. | Unilux Manufacturing, Inc. | ZW 50 HS | Both Steam & Water | Combo (Natural Gas & Oil) | Power | FALSE | FALSE | 3 |  |  | No Match | No Match | No Match | No Match | Other | No Match |  | No Match |  | 575000 |  | 192000 |  | 83.5 | 80 |  |  | 10 |  | 82 |  |  | Federally-Regulated Commercial & Industrial Equipment | 1998-02-10
Water Pik, Inc. | Laars | VW1010EP04*BA | Both Steam & Water | LPG | No Match | FALSE | TRUE | 3 |  |  | No Match | No Match | No Match | No Match | Copper | No Match |  | No Match |  | 1010000 |  | 252500 |  | 82 | 80 |  |  | 5 |  | 82 |  |  | Federally-Regulated Commercial & Industrial Equipment | 2001-11-21
Raypak | Raypak | H3-HD101* | Water | Natural Gas | Induced Draft | FALSE | FALSE | 1 |  |  | None | None | Non-Condensing | Two-Stage Modulating | Copper | Single-Speed |  | Standard |  | 100000 | 84000 | 60000 | [8 empty] | 85 | 80 | Federally-Regulated Consumer Product | 2010-01-11
Dunkirk | Dunkirk | DPFG-7-255 | Water | Combo (Natural Gas & Oil) | Power | FALSE | FALSE | 1 |  |  | No Match | No Match | No Match | No Match | Cast Iron | No Match |  | No Match |  | 255000 | [10 empty] | 82.5 | 80 | Federally-Regulated Consumer Product | 2001-11-01
Water Pik, Inc. | Laars | PH0500IN09*BA | Water | Natural Gas | No Match | FALSE | FALSE | 3 |  |  | No Match | No Match | No Match | No Match | Copper | No Match |  | No Match |  | 500000 |  | 125000 |  | 82 | 80 |  |  | 5 |  | 82 |  |  | Federally-Regulated Commercial & Industrial Equipment | 2001-05-30
Burnham Corp. | Burnham Corp. | FMC150 | Water | Natural Gas | Induced Draft | FALSE | FALSE | 1 |  |  | None | None | Condensing | Step Modulating | Other | Single-Speed | 0.13 | Standard |  | 150000 | 137000 | 50000 | 47000 | [7 empty] | 95.2 | 80 | Federally-Regulated Consumer Product | 2008-09-25
Water Pik, Inc. | Laars | HH1670IP04*BA | Water | LPG | No Match | FALSE | FALSE | 3 |  |  | No Match | No Match | No Match | No Match | Copper | No Match |  | No Match |  | 1670000 |  | 417500 |  | 82 | 80 |  |  | 5 |  | 82 |  |  | Federally-Regulated Commercial & Industrial Equipment | 2001-05-30
English Boiler & Tube, Inc. | Bent Tube Balanced Flow | BTBF-1000-160 | Water | Natural Gas | Power | FALSE | FALSE | 3 |  |  | No Match | No Match | No Match | No Match | Other | No Match |  | No Match |  | 42000000 |  | 10500000 |  | 80 | 80 |  |  | 3 |  | 80 |  |  | Federally-Regulated Commercial & Industrial Equipment | 1998-09-10
PB Heat, LLC | Peerless | 63-05L-SPRK-W | Water | LPG | Injection Type | FALSE | FALSE | 1 | TRUE |  |  | Stack Damper | Non-Condensing | Single-Stage | Cast Iron |  |  |  |  | 206500 | 172000 | [9 empty] | 82.9 | 80 | Federally-Regulated Consumer Product | 2015-09-30
Lochinvar, LLC. | Lochinvar Corp. | CBL135M9 | Water | LPG | Injection Type | FALSE | FALSE | 1 |  |  |  | Stack Damper | Non-Condensing | Single-Stage | Copper |  |  |  |  | 135000 | 112000 | [9 empty] | 82 | 80 | Federally-Regulated Consumer Product | 2007-11-14
Viessmann Manufacturing | Viessmann Manufacturing | VD2A-270 | Water | Natural Gas | Power | FALSE | FALSE | 1 |  |  | Barometric Regulator | None | Non-Condensing | Two-Stage Modulating | Cast Iron |  |  |  |  | 1096000 | 928000 |  |  | 84.8 | 80 | 84.7 | [6 empty] | Federally-Regulated Commercial & Industrial Equipment | 2011-12-30
Lochinvar, LLC. | Lochinvar Corp. | CDL040 | Water | LPG | Power | FALSE | FALSE | 1 |  | TRUE |  | None | Condensing | Step Modulating | Other |  |  |  |  | 40000 | 37000 | [9 empty] | 94 | 80 | Federally-Regulated Consumer Product | 2014-10-23
Water Pik, Inc. | Laars | PH1825IP04*1A | Water | LPG | No Match | FALSE | FALSE | 3 |  |  | No Match | No Match | No Match | No Match | Copper | No Match |  | No Match |  | 1825000 |  | 456250 |  | 81 | 80 |  |  | 5 |  | 81 |  |  | Federally-Regulated Commercial & Industrial Equipment | 2001-05-30
HTP, Inc. | Munchkin | T80M | Water | LPG | Power | FALSE | FALSE | 1 |  |  |  | None | Condensing | Single-Stage | Other |  |  |  |  | 80000 | 74000 | [9 empty] | 95.1 | 80 | Federally-Regulated Consumer Product | 2009-02-27
Universal Boiler Works | Universal Boiler Works | BF150S4 | Steam | Combo (Natural Gas & Oil) | Power | FALSE | FALSE | 3 |  |  | No Match | No Match | No Match | No Match | Other | No Match |  | No Match |  | 6300000 |  | 2100000 |  | 83.5 | 80 |  |  | 10 |  | 82 |  |  | Federally-Regulated Commercial & Industrial Equipment | 2001-12-13
Hydrotherm | Hydrotherm | AM-100 | Water | Natural Gas | Power | FALSE | FALSE | 1 |  |  | No Match | No Match | No Match | No Match | Other | No Match |  | No Match |  | 100000 | [10 empty] | 90.4 | 80 | Federally-Regulated Consumer Product | 2001-03-01
Burnham Corp. | Crown Boiler Co. | KSZ200 | Steam | Oil | Power | FALSE | FALSE | 1 |  |  |  | None | Non-Condensing | Single-Stage | Cast Iron |  |  |  |  | 280000 | 235000 | [9 empty] | 82.9 | 80 | Federally-Regulated Consumer Product | 2007-11-14
Laars Heating Systems Co. | Laars | PH0325CP01***** | Water | LPG | Induced Draft | TRUE | TRUE | 1 |  |  |  | None | Non-Condensing | Two-Stage Modulating | Copper | Single-Speed |  | Standard |  | 325000 | 263000 | 162500 |  | 81 | 80 | 78.6 | [6 empty] | Federally-Regulated Commercial & Industrial Equipment | 2007-11-01
Smith Cast Iron Boilers | Peerless | TCII-15-W-G | Water | Natural Gas | Power | FALSE | FALSE | 1 |  |  |  | None | Non-Condensing | Single-Stage | Cast Iron |  |  |  |  | 4608000 | 3829000 |  |  | 83.4 | 82 | [7 empty] | Federally-Regulated Commercial & Industrial Equipment | 2015-09-30
Heat Cell Technologies, Inc. / ECO Heating Systems | Hamilton Engineering - EVO Micro | HWHN00179.8 | Water | Natural Gas | Power | FALSE | TRUE | 1 |  |  | None | None | Condensing | Two-Stage Modulating | Other | No Match |  | No Match |  | 180000 | 171500 | 36000 | 34200 | [7 empty] | 93 | 80 | Federally-Regulated Consumer Product | 2006-03-29
Laars Heating Systems Co. | Laars | PNCH2000P******* | Water | LPG | Power | FALSE | TRUE | 1 |  |  |  | None | Non-Condensing | Step Modulating | Copper |  |  |  |  | 1999000 | 1699000 | 666640 |  | 85 | 80 | 84 | [6 empty] | Federally-Regulated Commercial & Industrial Equipment | 2007-11-01
Lochinvar, LLC. | Lochinvar Corp. | CBL045F9 | Water | Natural Gas | Injection Type | FALSE | FALSE | 1 |  |  |  | Stack Damper | Non-Condensing | Single-Stage | Copper |  |  |  |  | 45000 | 37000 | [9 empty] | 84 | 80 | Federally-Regulated Consumer Product | 2007-11-14
Water Pik, Inc. | Laars | HH0715IN09C1A | Water | Natural Gas | No Match | FALSE | FALSE | 3 |  |  | No Match | No Match | No Match | No Match | Copper | No Match |  | No Match |  | 715000 |  | 715000 |  | 81 | 80 |  |  | 5 |  | 81 |  |  | Federally-Regulated Commercial & Industrial Equipment | 2001-05-16
Raypak | Raypak | H(3,4)-4001* | Water | Natural Gas | Injection Type | FALSE | FALSE | 1 |  |  |  | None | Non-Condensing | Single-Stage | Copper |  |  |  |  | 4000000 | 3280000 |  |  | 82 | [8 empty] | Federally-Regulated Commercial & Industrial Equipment | 2015-04-16
Burnham Corp. | Burnham Corp. | 4FHL-92A | Steam | Natural Gas | Power | FALSE | FALSE | 1 |  | FALSE |  | None | Non-Condensing | Single-Stage | Other |  |  |  |  | 770000 | 621000 |  |  | 84.6 |  | 80.6 | [6 empty] | Federally-Regulated Commercial & Industrial Equipment | 2014-08-11
Laars Heating Systems Co. | Laars Heating Systems Co. | MLXHW100(N,P)**** | Water | LPG | Power | FALSE | FALSE | 1 |  |  |  | None | Condensing | Step Modulating | Other |  |  |  |  | 100000 | 93000 | [9 empty] | 95 | 80 | Federally-Regulated Consumer Product | 2014-10-23
Universal Boiler Works | Universal Boiler Works | BF175S1 | Steam | Combo (Natural Gas & Oil) | Power | FALSE | FALSE | 3 |  |  | No Match | No Match | No Match | No Match | Other | No Match |  | No Match |  | 7350000 |  | 2450000 |  | 83.5 | 80 |  |  | 10 |  | 82 |  |  | Federally-Regulated Commercial & Industrial Equipment | 2001-12-13
Dunkirk | Sears, Roebuck, & Co. | DKVLT-200 | Water | Natural Gas | Pressure | FALSE | FALSE | 1 |  | TRUE |  | None | Condensing | Step Modulating | Other | Single-Speed |  |  |  | 200000 | 185000 | [9 empty] | 95 | 80 | Federally-Regulated Consumer Product | 2014-08-08
Raypak | Raypak | H3-HD151* | Water | LPG | Induced Draft | FALSE | TRUE | 1 |  |  | None | None | Non-Condensing | Two-Stage Modulating | Copper | Single-Speed |  | Standard |  | 150000 | 126000 | 90000 | [8 empty] | 85 | 80 | Federally-Regulated Consumer Product | 2010-01-11
Aerco International | AERCO | MLX EXT 1530 | Water | Natural Gas | Luminous | FALSE | TRUE | 1 |  | FALSE | None | None | Condensing | Step Modulating | Other |  |  |  |  | 1530000 | 1377000 | 83000 |  | 90 |  | 90 | [6 empty] | Federally-Regulated Commercial & Industrial Equipment | 2014-12-11
Ajax Boiler, Inc. | Ajax | WGX-WGXB-450-D | Steam | Natural Gas | No Match | FALSE | FALSE | 3 |  |  | No Match | No Match | No Match | No Match | Other | No Match |  | No Match |  | 450000 |  | 450000 |  | 80 | 80 |  |  |  |  | 80 |  |  | Federally-Regulated Commercial & Industrial Equipment | 1996-02-29
Laars Heating Systems Co. | Laars | MT2H1750P******* | Water | LPG | Power | FALSE | TRUE | 1 |  |  |  | None | Non-Condensing | Two-Stage Modulating | Copper |  |  |  |  | 1750000 | 1487500 |  |  | 85 | 80 | 84 | [6 empty] | Federally-Regulated Commercial & Industrial Equipment | 2008-03-14
PB Heat, LLC | PB Heat, LLC | PF-1500-NAT | Water | Natural Gas | Power | FALSE | FALSE | 1 |  |  |  | None | Condensing | Step Modulating | Other |  |  |  |  | 1500000 | 1448000 |  |  |  |  | 96.5 | [6 empty] | Federally-Regulated Commercial & Industrial Equipment | 2015-06-01
Smith Cast Iron Boilers | Peerless | TCII-08-S-O | Steam | Oil | Power | FALSE | FALSE | 1 |  | FALSE |  | None | Non-Condensing | Single-Stage | Cast Iron |  |  |  |  | 2324000 | 1980000 |  |  |  |  | 85.2 | 81 | [5 empty] | Federally-Regulated Commercial & Industrial Equipment | 2015-09-30
Cleaver-Brooks | Cleaver-Brooks | FLX-700-600HW | Water | Natural Gas | Power | FALSE | FALSE | 3 |  |  | No Match | No Match | No Match | No Match | Other | No Match |  | No Match |  | 6000000 |  | 6000000 |  | 80 | 80 |  |  | 25 |  | 80 |  |  | Federally-Regulated Commercial & Industrial Equipment | 2001-07-31
Smith Cast Iron Boilers | Smith Cast Iron Boilers | 28A-S/W-04 | Both Steam & Water | Natural Gas | Power | FALSE | FALSE | 1 |  |  |  | None | Non-Condensing | Single-Stage | Cast Iron |  |  |  |  | 1154000 | 900000 |  |  | 81 | 80 | 78 | [6 empty] | Federally-Regulated Commercial & Industrial Equipment | 2007-12-12
U.S. Boiler Co. | U.S. Boiler Co. | K2-120 | Water | Natural Gas | Power | FALSE | FALSE | 1 |  |  |  | None | Condensing | Step Modulating | Other | Single-Speed |  |  |  | 120000 | 111000 | [9 empty] | 93 | 80 | Federally-Regulated Consumer Product | 2014-08-08
Ajax Boiler, Inc. | Ajax | OSGOXFD3250 | Steam | Natural Gas | Power | FALSE | TRUE | 3 |  |  | No Match | No Match | No Match | No Match | Other | No Match |  | No Match |  | 3250000 |  | 1625000 |  | 81 | 80 |  |  |  |  | 80 |  |  | Non Federally-Regulated | 1992-10-27
Ajax Boiler, Inc. | Ajax | WEO-1375 | Water | Oil | Power | FALSE | FALSE | 3 |  |  | No Match | No Match | No Match | No Match | Other | No Match |  | No Match |  | 1306000 |  | 750000 |  | 85 | 83 |  |  |  |  | 82 |  |  | Federally-Regulated Commercial & Industrial Equipment | 1996-03-13
Water Pik, Inc. | Laars | PH0775MN20***** | Water | Natural Gas | Power | FALSE | FALSE | 3 |  |  | No Match | No Match | No Match | No Match | Copper | No Match |  | No Match |  | 775000 |  | 775000 |  | 85 | 80 |  |  | 5 |  | 83 |  |  | Federally-Regulated Commercial & Industrial Equipment | 2001-11-21
Raypak | Raypak | H4-HD251* | Water | Natural Gas | Induced Draft | FALSE | FALSE | 1 |  |  | None | None | Non-Condensing | Single-Stage | Copper | Single-Speed |  | Standard |  | 250000 | 210000 | [9 empty] | 85 | 80 | Federally-Regulated Consumer Product | 2010-01-11
Laars Heating Systems Company | BRUTE | BNTH399 | Water | Natural Gas | Power | FALSE | FALSE | 1 |  |  |  | None | Condensing | Step Modulating | Other |  |  |  |  | 399000 | 386000 |  |  |  |  | 96.5 | 80 | [5 empty] | Federally-Regulated Commercial & Industrial Equipment | 2015-09-30
Smith Cast Iron Boilers | Smith Cast Iron Boilers | 28A-S/W-07 | Both Steam & Water | Natural Gas | Power | FALSE | FALSE | 1 |  |  |  | None | Non-Condensing | Single-Stage | Cast Iron |  |  |  |  | 2163000 | 1699000 |  |  | 81 | 80 | 78.5 | [6 empty] | Federally-Regulated Commercial & Industrial Equipment | 2007-12-12
Raypak | Raypak | H-1083A | Water | LPG | Injection Type | FALSE | FALSE | 1 |  |  | None | None | Non-Condensing | Single-Stage | Copper |  |  |  |  | 1083000 | 889000 |  |  | 82 | 80 | 82 | [6 empty] | Federally-Regulated Commercial & Industrial Equipment | 2007-12-12
Weil-McLain | Weil-McLain | GV90+4 | Water | Natural Gas | Power | FALSE | FALSE | 1 |  | TRUE |  | None | Condensing | Single-Stage | Cast Iron | Single-Speed |  |  |  | 105000 | 97000 | [9 empty] | 91.2 | 80 | Federally-Regulated Consumer Product | 2013-04-19
Aerco International | AERCO | MLX EXT 1912 | Water | LPG | Luminous | FALSE | TRUE | 1 |  | FALSE | None | None | Condensing | Step Modulating | Other |  |  |  |  | 1912000 | 1720800 | 83000 |  | 90 |  | 90 | [6 empty] | Federally-Regulated Commercial & Industrial Equipment | 2014-12-11
Ajax Boiler, Inc. | Ajax | WG-WGB-1050-D | Steam | Natural Gas | No Match | FALSE | FALSE | 3 |  |  | No Match | No Match | No Match | No Match | Other | No Match |  | No Match |  | 1050000 |  | 1050000 |  | 80 | 80 |  |  |  |  | 80 |  |  | Federally-Regulated Commercial & Industrial Equipment | 1996-02-29
Utica Boilers | Utica Boilers | NA150* | Water | Combo (Natural Gas & Oil) | No Match | FALSE | FALSE | 1 |  |  | No Match | No Match | No Match | No Match | Cast Iron | No Match |  | No Match |  | 150000 | [10 empty] | 84 | 80 | Federally-Regulated Consumer Product | 2002-06-04
Slant / Fin Corp. | Slant / Fin Corp. | GG-250HEDP | Water | LPG | Injection Type | FALSE | FALSE | 1 |  |  |  | Stack Damper | Non-Condensing | Single-Stage | Cast Iron |  |  |  |  | 250000 | 209000 | [9 empty] | 82.8 | 80 | Federally-Regulated Consumer Product | 2007-11-14
Smith Cast Iron Boilers | Smith Cast Iron Boilers | 19A-S/W-07 | Both Steam & Water | Natural Gas | Power | FALSE | FALSE | 1 |  |  |  | None | Non-Condensing | Single-Stage | Cast Iron |  |  |  |  | 1137000 | 901000 |  |  | 81.4 | 80 | 79.2 | [6 empty] | Federally-Regulated Commercial & Industrial Equipment | 2007-12-12
ECR International, Ltd. | Dunkirk | ESC4125S | Steam | Oil | Pressure | FALSE | FALSE | 1 |  |  |  | None | Non-Condensing | Single-Stage | Cast Iron |  |  |  |  | 175000 | 145000 | [9 empty] | 82.5 | 80 | Federally-Regulated Consumer Product | 2010-03-16
Slant / Fin Corp. | Slant / Fin Corp. | LZDF-750-2-6 | Steam | Oil | Power | FALSE | FALSE | 1 |  |  |  | None | Non-Condensing | Single-Stage | Cast Iron |  |  |  |  | 728000 | 592000 |  |  | 85.8 | 83 | 81.6 | [6 empty] | Federally-Regulated Commercial & Industrial Equipment | 2007-12-12
New York Thermal, Inc. | New York Thermal, Inc. | TX200 | Water | LPG | Power | FALSE | FALSE | 1 |  | TRUE |  | None | Condensing | Step Modulating | Other |  |  |  |  | 199000 | 184000 | [9 empty] | 94 | 80 | Federally-Regulated Consumer Product | 2014-10-23
Ajax Boiler, Inc. | Ajax | OWGFD2500 | Steam | Natural Gas | Power | FALSE | TRUE | 3 |  |  | No Match | No Match | No Match | No Match | Other | No Match |  | No Match |  | 2500000 |  | 1250000 |  | 82 | 80 |  |  |  |  | 80 |  |  | Non Federally-Regulated | 1992-10-27
Ajax Boiler, Inc. | Ajax | OSGXB4000 | Steam | Natural Gas | No Match | FALSE | TRUE | 3 |  |  | No Match | No Match | No Match | No Match | Other | No Match |  | No Match |  | 4000000 |  | 4000000 |  | 80 | 80 |  |  |  |  | 80 |  |  | Federally-Regulated Commercial & Industrial Equipment | 1996-02-29
Water Pik, Inc. | Laars | PW1000MP20***** | Both Steam & Water | LPG | Power | FALSE | FALSE | 3 |  |  | No Match | No Match | No Match | No Match | Copper | No Match |  | No Match |  | 1000000 |  | 1000000 |  | 85 | 80 |  |  | 5 |  | 83 |  |  | Federally-Regulated Commercial & Industrial Equipment | 2001-11-21
Laars Heating Systems Co. | Bradford-White Corp. | BMT2H0200 | Water | LPG | Power | FALSE | TRUE | 1 |  |  |  | None | Non-Condensing | Single-Stage | Copper | Single-Speed |  |  |  | 200000 | 170000 | [9 empty] | 85.1 | 80 | Federally-Regulated Consumer Product | 2011-07-06
PB Heat, LLC | PB Heat, LLC | SC/SCT-06-W/S-N | Water | Natural Gas | Power | FALSE | FALSE | 1 |  |  |  | None | Non-Condensing | Single-Stage | Cast Iron |  |  |  |  | 505000 | 409000 |  |  | 82.8 |  | 81 | [6 empty] | Federally-Regulated Commercial & Industrial Equipment | 2014-09-05
Ajax Boiler, Inc. | Ajax | OSGX1125 | Steam | Natural Gas | No Match | FALSE | TRUE | 3 |  |  | No Match | No Match | No Match | No Match | Other | No Match |  | No Match |  | 1125000 |  | 1125000 |  | 80 | 80 |  |  |  |  | 80 |  |  | Federally-Regulated Commercial & Industrial Equipment | 1996-02-29
Laars Heating Systems Co. | Laars | PH1825IN******** | Water | Natural Gas | Induced Draft | FALSE | FALSE | 1 |  |  |  | None | Non-Condensing | Step Modulating | Copper | Single-Speed |  | Standard |  | 1825000 | 1478250 | 456250 |  | 81 | 80 | 78.6 | [6 empty] | Federally-Regulated Commercial & Industrial Equipment | 2007-11-01
Rite Engineering | Rite | 750S | Both Steam & Water | Natural Gas | No Match | FALSE | FALSE | 3 |  |  | No Match | No Match | No Match | No Match | Other | No Match |  | No Match |  | 7500000 |  | 3750000 |  | 80 | 80 |  |  |  |  | 80 |  |  | Non Federally-Regulated | 1992-10-14
PB Heat, LLC | PB Heat, LLC | 63-06-SPRK-W | Water | Natural Gas | Injection Type | FALSE | FALSE | 1 |  | TRUE | Draft Diverter | Stack Damper | Non-Condensing | Single-Stage | Cast Iron | Single-Speed |  | Standard |  | 287500 | 241000 | [9 empty] | 83.2 | 80 | Federally-Regulated Consumer Product | 2013-04-19
Rite Engineering | Rite | 120S | Both Steam & Water | Natural Gas | No Match | FALSE | FALSE | 3 |  |  | No Match | No Match | No Match | No Match | Other | No Match |  | No Match |  | 1200000 |  | 600000 |  | 80 | 80 |  |  |  |  | 80 |  |  | Non Federally-Regulated | 1992-10-14
Water Pik, Inc. | Laars | HH1825IN04*BA | Water | Natural Gas | No Match | FALSE | FALSE | 3 |  |  | No Match | No Match | No Match | No Match | Copper | No Match |  | No Match |  | 1825000 |  | 456250 |  | 82 | 80 |  |  | 5 |  | 82 |  |  | Federally-Regulated Commercial & Industrial Equipment | 2001-05-30
Laars Heating Systems Co. | Triangle Tube | SOLO 110 | Water | Natural Gas | Power | FALSE | FALSE | 1 |  |  |  | None | Condensing | Step Modulating | Other | Multiple-Speed |  |  |  | 110000 | 99000 | [9 empty] | 96 | 80 | Federally-Regulated Consumer Product | 2012-07-06
Weil-McLain | Weil-McLain | LGB-18 | Steam | Natural Gas | No Match | FALSE | FALSE | 3 |  |  | No Match | No Match | No Match | No Match | Cast Iron | No Match |  | No Match |  | 2210000 |  | 2210000 |  | 81 | 80 |  |  | 147 |  | 81 |  |  | Federally-Regulated Commercial & Industrial Equipment | 1996-02-29
U.S. Boiler Co. | BURNHAM BY U.S. BOILER | GW03 | Water | LPG | Injection Type | FALSE | FALSE | 1 | TRUE |  |  | Stack Damper | Non-Condensing | Single-Stage | Cast Iron | Single-Speed |  |  |  | 62000 | 50000 | [9 empty] | 82 | 80 | Federally-Regulated Consumer Product | 2015-09-30
Crown Boiler Co. | Crown Boiler Co. | BWC070 | Water | Natural Gas | Induced Draft | FALSE | FALSE | 1 |  | TRUE | None | None | Condensing | Step Modulating | Other | Single-Speed | 0.04 | Standard |  | 70000 | 63000 | 30000 | 27000 | [7 empty] | 91 | 80 | Federally-Regulated Consumer Product | 2013-04-19
Allied Engineering Co. | Super Hot | AAE2400*** | Water | Natural Gas | No Match | FALSE | TRUE | 3 |  |  | No Match | No Match | No Match | No Match | Copper | No Match |  | No Match |  | 2400000 |  | 840000 |  | 80 | 80 |  |  |  |  | 80 |  |  | Federally-Regulated Commercial & Industrial Equipment | 1998-04-21
Slant / Fin Corp. | Slant / Fin Corp. | GG-200HEDP | Water | LPG | Injection Type | FALSE | FALSE | 1 |  |  |  | Stack Damper | Non-Condensing | Single-Stage | Cast Iron |  |  |  |  | 200000 | 167000 | [9 empty] | 82.7 | 80 | Federally-Regulated Consumer Product | 2007-11-14
Raypak | Raypak | H3-HD101* | Water | Natural Gas | Induced Draft | FALSE | TRUE | 1 |  |  | None | None | Non-Condensing | Two-Stage Modulating | Copper | Single-Speed |  | Standard |  | 100000 | 84000 | 60000 | [8 empty] | 85 | 80 | Federally-Regulated Consumer Product | 2010-01-11
PB Heat, LLC | PB Heat, LLC | TC-HE-S/W-04 | Both Steam & Water | Natural Gas | Power | FALSE | FALSE | 1 |  |  |  | None | Non-Condensing | Single-Stage | Cast Iron |  |  |  |  | 1143000 | 931000 |  |  | 83.6 | 80 | 81.4 | [6 empty] | Federally-Regulated Commercial & Industrial Equipment | 2011-02-17
Water Pik, Inc. | Laars | HH1825IP09*1A | Water | LPG | No Match | FALSE | FALSE | 3 |  |  | No Match | No Match | No Match | No Match | Copper | No Match |  | No Match |  | 1825000 |  | 456250 |  | 81 | 80 |  |  | 5 |  | 81 |  |  | Federally-Regulated Commercial & Industrial Equipment | 2001-05-30
Ajax Boiler, Inc. | Ajax | WFG4750W | Water | Natural Gas | Power | FALSE | TRUE | 3 |  |  | No Match | No Match | No Match | No Match | Other | No Match |  | No Match |  | 4750000 |  | 1950000 |  | 80 | 80 |  |  |  |  | 80 |  |  | Federally-Regulated Commercial & Industrial Equipment | 1997-01-07
Parker Boiler Co. | Parker Boiler | O-2640R | Water | Oil | Power | FALSE | FALSE | 3 |  |  | No Match | No Match | No Match | No Match | Other | No Match |  | No Match |  | 2640000 |  | 1320000 |  | 84 | 83 |  |  | 4 |  | 82 |  |  | Federally-Regulated Commercial & Industrial Equipment | 1996-03-13
Parker Boiler Co. | Parker Boiler Co. | TC1250 | Water | Natural Gas | Power | FALSE | FALSE | 3 |  |  |  | None | Condensing | Step Modulating | Other |  |  |  |  | 4692000 | 4387000 |  |  | 94.7 |  | 93.5 | [6 empty] | Federally-Regulated Commercial & Industrial Equipment | 2014-09-05
Rinnai | Rinnai | E75C | Water | Natural Gas | Induced Draft | FALSE | FALSE | 1 |  | TRUE | None | None | Condensing | Step Modulating | Other | Multiple-Speed |  | Premium |  | 75000 | 69000 | [9 empty] | 95.5 | 80 | Federally-Regulated Consumer Product | 2013-11-14
Ajax Boiler, Inc. | Ajax | HFG8500W | Steam | Natural Gas | Power | FALSE | TRUE | 3 |  |  | No Match | No Match | No Match | No Match | Other | No Match |  | No Match |  | 8500000 |  | 3400000 |  | 80 | 80 |  |  |  |  | 80 |  |  | Federally-Regulated Commercial & Industrial Equipment | 1997-01-07
Water Pik, Inc. | Laars | PW0715IP04*1A | Both Steam & Water | LPG | No Match | FALSE | FALSE | 3 |  |  | No Match | No Match | No Match | No Match | Copper | No Match |  | No Match |  | 715000 |  | 178750 |  | 81 | 80 |  |  | 5 |  | 81 |  |  | Federally-Regulated Commercial & Industrial Equipment | 2001-11-21
Ajax Boiler, Inc. | Ajax | XNG15000W | Water | Natural Gas | No Match | FALSE | TRUE | 3 |  |  | No Match | No Match | No Match | No Match | Other | No Match |  | No Match |  | 15000000 |  | 7500000 |  | 80 | 80 |  |  |  |  | 80 |  |  | Federally-Regulated Commercial & Industrial Equipment | 1997-01-07
Ajax Boiler, Inc. | Ajax | OWGFD5500 | Steam | Natural Gas | Power | FALSE | TRUE | 3 |  |  | No Match | No Match | No Match | No Match | Other | No Match |  | No Match |  | 5500000 |  | 2750000 |  | 82 | 80 |  |  |  |  | 80 |  |  | Non Federally-Regulated | 1992-10-27
Raypak | Raypak | H(3,4)-0962* | Water | Natural Gas | Injection Type | FALSE | FALSE | 1 |  |  |  | None | Non-Condensing | Single-Stage | Copper |  |  |  |  | 961700 | 789000 |  |  |  |  | 82 | [6 empty] | Federally-Regulated Commercial & Industrial Equipment | 2015-04-16
Smith Cast Iron Boilers | Smith Cast Iron Boilers | 19HE-9 | Water | Oil | Power | FALSE | FALSE | 1 |  |  |  | None | Non-Condensing | Single-Stage | Cast Iron |  |  |  |  | 1512000 | 1262000 |  |  | 83.5 | 83 | 83.5 | [6 empty] | Federally-Regulated Commercial & Industrial Equipment | 2010-07-21
Laars Heating Systems Co. | Bradford-White Corp. | BMT2H1750 | Water | Natural Gas | Power | FALSE | FALSE | 1 |  |  |  | None | Non-Condensing | Two-Stage Modulating | Copper |  |  |  |  | 1750000 | 1489000 |  |  | 85.1 |  | 85.1 | [6 empty] | Federally-Regulated Commercial & Industrial Equipment | 2014-10-21
Ajax Boiler, Inc. | Ajax | HNG2250W | Steam | Natural Gas | No Match | FALSE | TRUE | 3 |  |  | No Match | No Match | No Match | No Match | Other | No Match |  | No Match |  | 2250000 |  | 1125000 |  | 80 | 80 |  |  |  |  | 80 |  |  | Federally-Regulated Commercial & Industrial Equipment | 1997-01-07
Burnham Corp. | Burnham Corp. | RV4 | Water | Natural Gas | Induced Draft | FALSE | FALSE | 1 |  |  |  | None | Non-Condensing | Single-Stage | Cast Iron | Single-Speed | 0.08 | Standard |  | 96000 | 84000 | [9 empty] | 87.6 | 80 | Federally-Regulated Consumer Product | 2007-11-14
Slant / Fin Corp. | Slant / Fin Corp. | VHS-150EP | Water | Natural Gas | Induced Draft | FALSE | FALSE | 1 |  |  |  | Stack Damper | Non-Condensing | Single-Stage | Cast Iron |  |  |  |  | 150000 | 125000 | [9 empty] | 82.1 | 80 | Federally-Regulated Consumer Product | 2007-11-14
Laars Heating Systems Company | BRUTE | BNTH850 | Water | Natural Gas | Power | FALSE | FALSE | 1 |  |  |  | None | Condensing | Step Modulating | Other |  |  |  |  | 850000 | 813000 |  |  |  |  | 95.7 | 80 | [5 empty] | Federally-Regulated Commercial & Industrial Equipment | 2015-09-30
Thermal Hydronic Supply, Ltd. | Thermal Hydronic Supply, Ltd. | FORMAT.ZIP 35 BF | Water | Natural Gas | Induced Draft | FALSE | FALSE | 1 |  |  |  | None | Non-Condensing | Step Modulating | Copper | Multiple-Speed |  |  |  | 134000 | 116000 | [9 empty] | 85.1 | 80 | Federally-Regulated Consumer Product | 2014-03-28
U.S. Boiler Co. | U.S. Boiler Co. | FORCE03 | Water | Natural Gas | Injection Type | FALSE | FALSE | 1 |  |  |  | Stack Damper | Non-Condensing | Single-Stage | Cast Iron | Single-Speed |  |  |  | 62000 | 50000 | [9 empty] | 82 | 80 | Federally-Regulated Consumer Product | 2014-10-23
Hydrotherm | Hydrotherm | R-180C-PV | Water | Natural Gas | Injection Type | FALSE | FALSE | 1 |  |  |  | None | Non-Condensing | Single-Stage | Cast Iron |  |  |  |  | 180000 | 149000 | [9 empty] | 82.2 | 80 | Federally-Regulated Consumer Product | 2008-10-20
ECR International, Ltd. | Pennco, Inc. | KSC4125 | Steam | Oil | Pressure | FALSE | FALSE | 1 |  |  |  | None | Non-Condensing | Single-Stage | Cast Iron |  |  |  |  | 175000 | 145000 | [9 empty] | 82.5 | 80 | Federally-Regulated Consumer Product | 2010-03-16
Crown Boiler Co. | Crown | C247-1100-W | Water | Natural Gas | No Match | FALSE | FALSE | 3 |  |  | No Match | No Match | No Match | No Match | Cast Iron | No Match |  | No Match |  | 1100000 |  | 1100000 |  | 80 | 80 |  |  |  |  | 80 |  |  | Federally-Regulated Commercial & Industrial Equipment | 1996-03-06
Water Pik, Inc. | Laars | VW1670EP09*BA | Both Steam & Water | LPG | No Match | FALSE | TRUE | 3 |  |  | No Match | No Match | No Match | No Match | Copper | No Match |  | No Match |  | 1670000 |  | 417500 |  | 82 | 80 |  |  | 5 |  | 82 |  |  | Federally-Regulated Commercial & Industrial Equipment | 2001-11-21
Parker Boiler Co. | Parker Boiler Co. | TC800 | Water | Natural Gas | Power | FALSE | FALSE | 1 |  |  | None | None | Condensing | Step Modulating | Other |  |  |  |  | 3003000 | 2823000 | 570000 | 558600 | 94.7 | 80 | 93.5 | [6 empty] | Federally-Regulated Commercial & Industrial Equipment | 2012-03-19
Viessmann Manufacturing | Viessmann Manufacturing | VD2-440 | Water | LPG | Power | FALSE | FALSE | 1 |  |  | Barometric Regulator | None | Non-Condensing | Two-Stage Modulating | Cast Iron |  |  |  |  | 1787000 | 1526000 |  |  | 85.4 | 80 | 85.4 | [6 empty] | Federally-Regulated Commercial & Industrial Equipment | 2008-04-14
Laars Heating Systems Co. | Laars Heating Systems Co. | MT2H0300 | Water | LPG | Injection Type | FALSE | FALSE | 1 |  |  |  | None | Non-Condensing | Single-Stage | Copper | Single-Speed |  |  |  | 299000 | 255000 | [9 empty] | 85.1 | 80 | Federally-Regulated Consumer Product | 2014-08-08
U.S. Boiler Co. | U.S. Boiler Co. | OW-3-100 | Water | Oil | Power | FALSE | FALSE | 1 |  | TRUE |  | None | Non-Condensing | Single-Stage | Cast Iron | Multiple-Speed |  |  |  | 140000 | 120000 | [9 empty] | 84.3 | 80 | Federally-Regulated Consumer Product | 2014-01-14
Navien, Inc. | Navien America, Inc. | NHB-080 | Water | LPG | Power | FALSE | FALSE | 1 |  | TRUE |  | None | Condensing | Step Modulating | Other |  |  |  |  | 80000 | 74000 | [9 empty] | 95 | 80 | Federally-Regulated Consumer Product | 2015-03-30
Weil-McLain | Weil-McLain | 2294 | Steam | Natural Gas | Power | FALSE | FALSE | 3 |  |  | No Match | No Match | No Match | No Match | Cast Iron | No Match |  | No Match |  | 7649000 |  | 7649000 |  | 81.5 | 80 |  |  | 147 |  | 81.5 |  |  | Federally-Regulated Commercial & Industrial Equipment | 1996-02-29
Bryan Steam Corp. | Bryan | K-400-S-***-LP | Steam | LPG | No Match | TRUE | FALSE | 3 |  |  | No Match | No Match | No Match | No Match | Other | No Match |  | No Match |  | 4000000 |  | 4000000 |  | 80 | 80 |  |  |  |  | 80 |  |  | Federally-Regulated Commercial & Industrial Equipment | 1996-03-01
Raypak | Raypak | H7-3503* | Water | Natural Gas | Induced Draft | FALSE | FALSE | 1 |  |  |  | None | Non-Condensing | Step Modulating | Copper |  |  |  |  | 3500000 | 2975000 |  |  | 85 |  | 85 | [6 empty] | Federally-Regulated Commercial & Industrial Equipment | 2015-04-02
Dunkirk | Pennco, Inc. | 1605HSID | Steam | LPG | No Match | FALSE | FALSE | 1 |  |  | No Match | No Match | No Match | No Match | Cast Iron | No Match |  | No Match |  | 140000 | [10 empty] | 80.6 | 75 | Federally-Regulated Consumer Product | 1998-12-21
Laars Heating Systems Co. | Laars | PH0500IP******** | Water | LPG | Induced Draft | FALSE | FALSE | 1 |  |  |  | None | Non-Condensing | Step Modulating | Copper | Single-Speed |  | Standard |  | 500000 | 405000 | 125000 |  | 81 | 80 | 78.6 | [6 empty] | Federally-Regulated Commercial & Industrial Equipment | 2007-11-01
Weil-McLain | Weil-McLain | 976 | Steam | Natural Gas | Power | FALSE | FALSE | 3 |  |  | No Match | No Match | No Match | No Match | Cast Iron | No Match |  | No Match |  | 794000 |  | 794000 |  | 80.7 | 80 |  |  | 10 |  | 80.7 |  |  | Federally-Regulated Commercial & Industrial Equipment | 1996-02-29
Harsco Industrial / Patterson-Kelley | Harsco Industrial / Patterson-Kelley | C-900 | Water | LPG | Power | FALSE | FALSE | 1 |  |  | None | None | Condensing | Step Modulating | Other |  |  |  |  | 900000 | 846000 | 180000 | 171000 | 94 | 80 | 93.9 | [6 empty] | Federally-Regulated Commercial & Industrial Equipment | 2011-09-26
Parker Boiler Co. | Parker Boiler | 20R | Steam | Natural Gas | No Match | FALSE | FALSE | 3 |  |  | No Match | No Match | No Match | No Match | Other | No Match |  | No Match |  | 860000 |  | 430000 |  | 83 | 80 |  |  | 4 |  | 82 |  |  | Federally-Regulated Commercial & Industrial Equipment | 1996-03-13
Raypak | Raypak | H7-2005* | Water | LPG | Induced Draft | FALSE | TRUE | 1 |  |  | None | None | Condensing | Step Modulating | Copper | Single-Speed |  | Standard |  | 1999000 | 1919040 | 500000 |  | 96.5 | 80 | 96 |  | 12 |  |  |  |  | Federally-Regulated Commercial & Industrial Equipment | 2008-09-11
Parker Boiler Co. | Parker Boiler | T3900L | Water | Natural Gas | Power | FALSE | FALSE | 3 |  |  | No Match | No Match | No Match | No Match | Other | No Match |  | No Match |  | 3900000 |  | 1950000 |  | 80 | 80 |  |  | 4 |  | 80 |  |  | Federally-Regulated Commercial & Industrial Equipment | 1996-03-13
Viessmann Manufacturing | Viessmann Manufacturing | B2HB-19 | Water | Natural Gas | Power | FALSE | FALSE | 1 |  |  |  | Electro-Mechanical Inlet Dampe | Condensing | Step Modulating | Other |  |  |  |  | 68000 | 64000 | [9 empty] | 95 | 80 | Federally-Regulated Consumer Product | 2014-12-01
RBI Water Heaters | Hamilton Engineering | HFH 03500 | Water | Natural Gas | Power | FALSE | FALSE | 1 |  |  |  | None | Non-Condensing | Step Modulating | Copper |  |  |  |  | 3500000 | 3000000 |  |  | 87.2 |  | 85.7 | [6 empty] | Federally-Regulated Commercial & Industrial Equipment | 2014-08-11
Laars Heating Systems Co. | Bradford-White Corp. | BMT2H0200 | Water | LPG | Injection Type | FALSE | FALSE | 1 |  |  |  | None | Non-Condensing | Single-Stage | Copper | Single-Speed |  |  |  | 200000 | 170000 | [9 empty] | 85.1 | 80 | Federally-Regulated Consumer Product | 2014-08-08
Raypak | Raypak | (H,W)7-0700 * | Water | LPG | Induced Draft | FALSE | FALSE | 1 |  |  |  | None | Condensing | Step Modulating | Other |  |  |  |  | 700000 | 658000 |  |  |  |  | 94 | [6 empty] | Federally-Regulated Commercial & Industrial Equipment | 2015-04-16
Water Pik, Inc. | Laars | PW1200EP09CBA | Both Steam & Water | LPG | No Match | FALSE | TRUE | 3 |  |  | No Match | No Match | No Match | No Match | Copper | No Match |  | No Match |  | 1200000 |  | 1200000 |  | 82 | 80 |  |  | 5 |  | 82 |  |  | Federally-Regulated Commercial & Industrial Equipment | 2001-11-21
Slant / Fin Corp. | Slant / Fin Corp. | EC-15B | Water | Oil | Power | FALSE | FALSE | 1 |  |  |  | None | Non-Condensing | Single-Stage | Cast Iron |  |  |  |  | 154000 | 134000 | [9 empty] | 87 | 80 | Federally-Regulated Consumer Product | 2007-11-14
PB Heat, LLC | RBI Water Heaters | IE-140 | Water | Natural Gas | Power | FALSE | FALSE | 1 |  | TRUE | None | None | Condensing | Step Modulating | Other |  |  |  |  | 140000 | 131000 | 46000 | 43000 | [7 empty] | 95 | 80 | Federally-Regulated Consumer Product | 2015-03-30
Raypak | Raypak | H4-HD151* | Water | LPG | Induced Draft | FALSE | FALSE | 1 |  |  | None | None | Non-Condensing | Single-Stage | Copper | Single-Speed |  | Standard |  | 150000 | 126000 | [9 empty] | 85 | 80 | Federally-Regulated Consumer Product | 2010-01-11
U.S. Boiler Co. | U.S. Boiler Co. | 205H*I | Water | LPG | Induced Draft | FALSE | FALSE | 1 |  | TRUE |  | Stack Damper | Non-Condensing | Single-Stage | Cast Iron | Single-Speed |  |  |  | 130000 | 110000 | [9 empty] | 84 | 80 | Federally-Regulated Consumer Product | 2014-01-14
Utica Boilers | Dunkirk | D248-600 | Both Steam & Water | Natural Gas | Injection Type | FALSE | FALSE | 1 |  |  |  | None | Non-Condensing | Single-Stage | Cast Iron |  |  |  |  | 600000 | 482000 |  |  | 80.4 | 80 | 77.5 | [6 empty] | Federally-Regulated Commercial & Industrial Equipment | 2011-05-02
Weil-McLain | Weil-McLain | PFG-8-PIN | Water | Natural Gas | No Match | FALSE | FALSE | 3 |  |  | No Match | No Match | No Match | No Match | Cast Iron | No Match |  | No Match |  | 427000 |  | 427000 |  | 81 | 80 |  |  | 10 |  | 81 |  |  | Federally-Regulated Commercial & Industrial Equipment | 1996-02-29
Water Pik, Inc. | Laars | VW4050IP18C* | Both Steam & Water | LPG | No Match | FALSE | FALSE | 3 |  |  | No Match | No Match | No Match | No Match | Copper | No Match |  | No Match |  | 4050000 |  | 4050000 |  | 82 | 80 |  |  | 5 |  | 82 |  |  | Federally-Regulated Commercial & Industrial Equipment | 2001-11-21
Water Pik, Inc. | Laars | NP 110 | Water | Oil | No Match | TRUE | FALSE | 1 |  |  | No Match | No Match | No Match | No Match | Other | No Match |  | No Match |  | 155400 | [10 empty] | 83.1 | 80 | Federally-Regulated Consumer Product | 2001-10-11
Water Pik, Inc. | Laars | PH1010EP09*BA | Water | LPG | No Match | FALSE | TRUE | 3 |  |  | No Match | No Match | No Match | No Match | Copper | No Match |  | No Match |  | 1010000 |  | 252500 |  | 82 | 80 |  |  | 5 |  | 82 |  |  | Federally-Regulated Commercial & Industrial Equipment | 2001-05-30
Weil-McLain | Weil-McLain | LGB-20 | Steam | Natural Gas | No Match | FALSE | FALSE | 3 |  |  | No Match | No Match | No Match | No Match | Cast Iron | No Match |  | No Match |  | 2470000 |  | 2470000 |  | 81 | 80 |  |  | 147 |  | 81 |  |  | Federally-Regulated Commercial & Industrial Equipment | 1996-02-29
Easco Boiler Corp. | Easco | FST-200-W030 | Both Steam & Water | Combo (Natural Gas & Oil) | Power | FALSE | FALSE | 3 |  |  | No Match | No Match | No Match | No Match | Other | No Match |  | No Match |  | 8369000 |  | 1673800 |  | 84 | 80 |  |  | 22 |  | 81 |  |  | Federally-Regulated Commercial & Industrial Equipment | 1998-06-02
Slant / Fin Corp. | Slant / Fin Corp. | LDWO-1100-3-6 | Water | Oil | Power | FALSE | FALSE | 1 |  |  |  | None | Non-Condensing | Single-Stage | Cast Iron |  |  |  |  | 1092000 | 894000 |  |  | 85.8 | 83 | 81.9 | [6 empty] | Federally-Regulated Commercial & Industrial Equipment | 2007-12-12
Raypak | Raypak | H(3,4)-1414* | Water | Natural Gas | Injection Type | FALSE | TRUE | 1 |  |  |  | None | Non-Condensing | Single-Stage | Copper |  |  |  |  | 1413000 | 1159000 |  |  |  |  | 82 | [6 empty] | Federally-Regulated Commercial & Industrial Equipment | 2015-04-16
Burnham Corp. | Burnham Corp. | V83NS | Steam | Oil | Power | FALSE | FALSE | 1 |  |  |  | None | Non-Condensing | Single-Stage | Cast Iron | Single-Speed | 0.04 | Standard |  | 147000 | 123000 | [9 empty] | 81.8 | 80 | Federally-Regulated Consumer Product | 2007-11-14
Ajax Boiler, Inc. | Ajax | SNG100W | Steam | Natural Gas | No Match | FALSE | TRUE | 3 |  |  | No Match | No Match | No Match | No Match | Other | No Match |  | No Match |  | 4200000 |  | 4200000 |  | 80 | 80 |  |  |  |  | 80 |  |  | Federally-Regulated Commercial & Industrial Equipment | 1997-01-07
Ajax Boiler, Inc. | Ajax | WFG6000W | Water | Natural Gas | Power | FALSE | TRUE | 3 |  |  | No Match | No Match | No Match | No Match | Other | No Match |  | No Match |  | 6000000 |  | 2400000 |  | 80 | 80 |  |  |  |  | 80 |  |  | Federally-Regulated Commercial & Industrial Equipment | 1997-01-07
U.S. Boiler Co. | U.S. Boiler Co. | 206H*I | Water | Natural Gas | Induced Draft | FALSE | FALSE | 1 |  | TRUE |  | Stack Damper | Non-Condensing | Single-Stage | Cast Iron | Single-Speed |  |  |  | 164000 | 139000 | [9 empty] | 84 | 80 | Federally-Regulated Consumer Product | 2014-01-14
Slant / Fin Corp. | Slant / Fin Corp. | S-120ED | Water | Natural Gas | Injection Type | FALSE | FALSE | 1 |  |  |  | Stack Damper | Non-Condensing | Single-Stage | Cast Iron |  |  |  |  | 120000 | 101000 | [9 empty] | 84.1 | 80 | Federally-Regulated Consumer Product | 2007-11-14
Water Pik, Inc. | Laars | HH5000IP18C* | Water | LPG | No Match | FALSE | FALSE | 3 |  |  | No Match | No Match | No Match | No Match | Copper | No Match |  | No Match |  | 5000000 |  | 5000000 |  | 82 | 80 |  |  | 5 |  | 82 |  |  | Federally-Regulated Commercial & Industrial Equipment | 2001-05-30
Hydrotherm | Hydrotherm | VS-165BS-PV | Steam | LPG | No Match | FALSE | FALSE | 1 |  |  | No Match | No Match | No Match | No Match | Cast Iron | No Match |  | No Match |  | 165000 | [10 empty] | 82 | 75 | Federally-Regulated Consumer Product | 1998-12-21
Rite Engineering | Rite | 475WG | Both Steam & Water | Natural Gas | Power | FALSE | FALSE | 3 |  |  | No Match | No Match | No Match | No Match | Other | No Match |  | No Match |  | 4750000 |  | 1583333 |  | 80 | 80 |  |  |  |  | 80 |  |  | Non Federally-Regulated | 1992-10-14
Parker Boiler Co. | Parker Boiler | T2160L | Water | Natural Gas | Power | FALSE | FALSE | 3 |  |  | No Match | No Match | No Match | No Match | Other | No Match |  | No Match |  | 2160000 |  | 1080000 |  | 80 | 80 |  |  | 4 |  | 80 |  |  | Federally-Regulated Commercial & Industrial Equipment | 1996-03-13
Camus Hydronics | Camus Hydronics | MFPH-3500-MG | Water | LPG | Power | FALSE | FALSE | 1 |  |  |  | None | Non-Condensing | Step Modulating | Copper |  |  |  |  | 3500000 | 2975000 |  |  | 85 | [8 empty] | Federally-Regulated Commercial & Industrial Equipment | 2014-10-23
Viessmann Manufacturing | Viessmann Manufacturing | WB1 8-24 | Water | Natural Gas | Power | FALSE | FALSE | 1 |  |  | None | None | Condensing | Step Modulating | Other |  |  |  |  | 80000 | 72000 | 29000 | 26000 | [7 empty] | 95.1 | 80 | Federally-Regulated Consumer Product | 2007-11-14
Laars Heating Systems Co. | Triangle Tube | KS105 | Water | Natural Gas | Induced Draft | FALSE | FALSE | 1 |  | TRUE |  | None | Condensing | Step Modulating | Other | Single-Speed |  |  |  | 105000 | 96000 | [9 empty] | 95 | 80 | Federally-Regulated Consumer Product | 2013-11-14
Ajax Boiler, Inc. | Ajax | WEG800W | Water | Natural Gas | Power | FALSE | TRUE | 3 |  |  | No Match | No Match | No Match | No Match | Other | No Match |  | No Match |  | 760000 |  | 500000 |  | 85 | 80 |  |  |  |  | 80 |  |  | Federally-Regulated Commercial & Industrial Equipment | 1997-01-07
PB Heat, LLC | Peerless | PF-80 | Water | Natural Gas | Power | FALSE | FALSE | 1 | TRUE |  |  | None | Condensing | Step Modulating | Other |  |  |  |  | 80000 | 75000 | [9 empty] | 95 | 80 | Federally-Regulated Consumer Product | 2015-09-30
Smith Cast Iron Boilers | Smith Cast Iron Boilers | 19HE-8 | Both Steam & Water | Natural Gas | Power | FALSE | FALSE | 1 |  | FALSE |  | None | Non-Condensing | Single-Stage | Cast Iron |  |  |  |  | 1342000 | 1087000 |  |  |  |  | 81 | [6 empty] | Federally-Regulated Commercial & Industrial Equipment | 2015-04-20
Smith Cast Iron Boilers | Peerless | TCII-07R-W-O | Water | Oil | Power | FALSE | FALSE | 1 |  |  |  | None | Non-Condensing | Single-Stage | Cast Iron |  |  |  |  | 1925000 | 1635000 |  |  |  |  | 85 | 82 | [5 empty] | Federally-Regulated Commercial & Industrial Equipment | 2015-09-30
Water Pik, Inc. | Laars | PH1200EN04*BA | Water | Natural Gas | No Match | FALSE | TRUE | 3 |  |  | No Match | No Match | No Match | No Match | Copper | No Match |  | No Match |  | 1200000 |  | 300000 |  | 82 | 80 |  |  | 5 |  | 82 |  |  | Federally-Regulated Commercial & Industrial Equipment | 2001-05-16
Ajax Boiler, Inc. | Ajax | WGX-WGXB-900-D | Steam | Natural Gas | No Match | FALSE | FALSE | 3 |  |  | No Match | No Match | No Match | No Match | Other | No Match |  | No Match |  | 900000 |  | 900000 |  | 80 | 80 |  |  |  |  | 80 |  |  | Federally-Regulated Commercial & Industrial Equipment | 1996-02-29
Camus Hydronics | Camus Hydronics | DFNH-2502-MS | Water | Natural Gas | Power | FALSE | FALSE | 1 |  |  |  | None | Condensing | Step Modulating | Other |  |  |  |  | 2500000 | 2360000 |  |  | 94.4 |  | 94.4 | [6 empty] | Federally-Regulated Commercial & Industrial Equipment | 2014-08-11
Water Pik, Inc. | Laars | HH0715EP04*BA | Water | LPG | No Match | FALSE | TRUE | 3 |  |  | No Match | No Match | No Match | No Match | Copper | No Match |  | No Match |  | 715000 |  | 178750 |  | 82 | 80 |  |  | 5 |  | 82 |  |  | Federally-Regulated Commercial & Industrial Equipment | 2001-05-30
Smith Cast Iron Boilers | Smith Cast Iron Boilers | 28HE-S/W-15 | Both Steam & Water | Oil | Power | FALSE | FALSE | 1 |  |  |  | None | Non-Condensing | Single-Stage | Cast Iron |  |  |  |  | 4480000 | 3831000 |  |  | 86 | 83 | 85.7 | [6 empty] | Federally-Regulated Commercial & Industrial Equipment | 2007-12-12
Ajax Boiler, Inc. | Ajax | XNG7500W | Water | Natural Gas | No Match | FALSE | TRUE | 3 |  |  | No Match | No Match | No Match | No Match | Other | No Match |  | No Match |  | 7500000 |  | 3750000 |  | 80 | 80 |  |  |  |  | 80 |  |  | Federally-Regulated Commercial & Industrial Equipment | 1997-01-07
Smith Cast Iron Boilers | Peerless | TCII-04-W-O | Water | Oil | Power | FALSE | FALSE | 1 |  |  |  | None | Non-Condensing | Single-Stage | Cast Iron |  |  |  |  | 1106000 | 927000 |  |  |  |  | 83.9 | 82 | [5 empty] | Federally-Regulated Commercial & Industrial Equipment | 2015-09-30
HTP, Inc. | HTP | UFT-140W | Water | LPG | Power | FALSE | FALSE | 1 | TRUE |  |  | None | Condensing | Step Modulating | Other |  |  |  |  | 140000 | 128000 | [9 empty] | 95 | 80 | Federally-Regulated Consumer Product | 2015-09-30
Water Pik, Inc. | Laars | PH0600IN04*BA | Water | Natural Gas | No Match | FALSE | FALSE | 3 |  |  | No Match | No Match | No Match | No Match | Copper | No Match |  | No Match |  | 600000 |  | 150000 |  | 82 | 80 |  |  | 5 |  | 82 |  |  | Federally-Regulated Commercial & Industrial Equipment | 2001-05-30
Weil-McLain | Weil-McLain | EG-30-PIDN-S | Steam | Natural Gas | No Match | FALSE | FALSE | 1 |  |  | No Match | No Match | No Match | No Match | Cast Iron | No Match |  | No Match |  | 75000 | [10 empty] | 83 | 75 | Federally-Regulated Consumer Product | 2001-11-01
Slant / Fin Corp. | Slant / Fin Corp. | LDWO-3400-8-7 | Water | Oil | Power | FALSE | FALSE | 1 |  |  |  | None | Non-Condensing | Single-Stage | Cast Iron |  |  |  |  | 3360000 | 2736000 |  |  | 85.5 | 83 | 81.5 | [6 empty] | Federally-Regulated Commercial & Industrial Equipment | 2007-12-12
Lochinvar, LLC. | Lochinvar Corp. | CBN315 | Water | Natural Gas | Injection Type | FALSE | FALSE | 1 |  |  |  | None | Non-Condensing | Two-Stage Modulating | Copper |  |  |  |  | 315000 | 258000 |  |  |  |  | 82 | [6 empty] | Federally-Regulated Commercial & Industrial Equipment | 2015-04-20
Water Pik, Inc. | Laars | HH0500IP04*BA | Water | LPG | No Match | FALSE | FALSE | 3 |  |  | No Match | No Match | No Match | No Match | Copper | No Match |  | No Match |  | 500000 |  | 125000 |  | 82 | 80 |  |  | 5 |  | 82 |  |  | Federally-Regulated Commercial & Industrial Equipment | 2001-05-30
Slant / Fin Corp. | Slant / Fin Corp. | EC-25G | Water | Natural Gas | Power | FALSE | FALSE | 1 |  |  |  | None | Non-Condensing | Single-Stage | Cast Iron |  |  |  |  | 217000 | 185000 | [9 empty] | 85 | 80 | Federally-Regulated Consumer Product | 2008-04-14
DDR Americas, Inc. | De Deitrich | GT 530A-16 | Water | Natural Gas | Power | FALSE | FALSE | 3 |  | FALSE |  | Electro-Mechanical Inlet Dampe | Non-Condensing | Step Modulating | Cast Iron |  |  |  |  | 3986000 | 3379000 |  |  | 85.2 |  | 85.2 | [6 empty] | Federally-Regulated Commercial & Industrial Equipment | 2014-08-11
New Yorker Boiler Company, Inc. | New Yorker | CG20C_I | Water | LPG | Induced Draft | FALSE | FALSE | 1 | TRUE |  |  | Stack Damper | Non-Condensing | Single-Stage | Cast Iron |  |  |  |  | 37500 | 31000 | [9 empty] | 82.3 | 80 | Federally-Regulated Consumer Product | 2015-09-30
Ajax Boiler, Inc. | Ajax | HNG10000W | Steam | Natural Gas | No Match | FALSE | TRUE | 3 |  |  | No Match | No Match | No Match | No Match | Other | No Match |  | No Match |  | 10000000 |  | 5000000 |  | 80 | 80 |  |  |  |  | 80 |  |  | Federally-Regulated Commercial & Industrial Equipment | 1997-01-07
U.S. Boiler Co. | U.S. Boiler Co. | ES29 | Water | LPG | Injection Type | FALSE | FALSE | 1 |  | TRUE |  | Stack Damper | Non-Condensing | Single-Stage | Cast Iron | Single-Speed |  |  |  | 280000 | 238000 | [9 empty] | 85 | 80 | Federally-Regulated Consumer Product | 2014-01-14
Water Pik, Inc. | Laars | PH1825IP04*BA | Water | LPG | No Match | FALSE | FALSE | 3 |  |  | No Match | No Match | No Match | No Match | Copper | No Match |  | No Match |  | 1825000 |  | 456250 |  | 82 | 80 |  |  | 5 |  | 82 |  |  | Federally-Regulated Commercial & Industrial Equipment | 2001-05-30
HTP, Inc. | Elite | EL-110 | Water | Natural Gas | Power | FALSE | FALSE | 1 |  |  | None | None | Condensing | Single-Stage | Other |  |  |  |  | 110000 | 101000 | 18000 | 110000 | [7 empty] | 94 | 80 | Federally-Regulated Consumer Product | 2009-09-17
Utica Boilers | Utica Boilers | JD-2300 | Both Steam & Water | Natural Gas | Injection Type | FALSE | FALSE | 1 |  |  |  | None | Non-Condensing | Single-Stage | Cast Iron |  |  |  |  | 2300000 | 1852000 |  |  | 80.5 | 80 | 77.5 | [6 empty] | Federally-Regulated Commercial & Industrial Equipment | 2011-05-02
Aerco International | AM Series | AM 1000 | Water | Natural Gas | Power | FALSE | FALSE | 1 |  | FALSE | None | None | Condensing | Step Modulating | Other |  |  |  |  | 1000000 | 980000 | 50000 |  | 92.6 |  | 92.6 | [6 empty] | Federally-Regulated Commercial & Industrial Equipment | 2014-09-25
Smith Cast Iron Boilers | Smith Cast Iron Boilers | 28A-S/W-17 | Both Steam & Water | Natural Gas | Power | FALSE | FALSE | 1 |  |  |  | None | Non-Condensing | Single-Stage | Cast Iron |  |  |  |  | 5525000 | 4362000 |  |  | 81 | 80 | 79 | [6 empty] | Federally-Regulated Commercial & Industrial Equipment | 2007-12-12
Ajax Boiler, Inc. | Ajax | WGB-8500-D | Steam | Natural Gas | No Match | FALSE | FALSE | 3 |  |  | No Match | No Match | No Match | No Match | Other | No Match |  | No Match |  | 8500000 |  | 8500000 |  | 80 | 80 |  |  |  |  | 80 |  |  | Federally-Regulated Commercial & Industrial Equipment | 1996-02-29
Laars Heating Systems Co. | Laars | MGH4000****** | Water | Natural Gas | Power | FALSE | FALSE | 3 |  | FALSE | None | None | Condensing | Step Modulating | Other |  |  |  |  | 4000000 | 3724000 |  |  | 93.1 |  | 95 | [6 empty] | Federally-Regulated Commercial & Industrial Equipment | 2014-05-21
Slant / Fin Corp. | Slant / Fin Corp. | LDZO-750-2-6 | Steam | Oil | Power | FALSE | FALSE | 1 |  |  |  | None | Non-Condensing | Single-Stage | Cast Iron |  |  |  |  | 728000 | 596000 |  |  | 85.8 | 83 | 81.9 | [6 empty] | Federally-Regulated Commercial & Industrial Equipment | 2007-12-12
Smith Cast Iron Boilers | Peerless | TCII-17-W-G | Water | LPG | Power | FALSE | FALSE | 1 |  |  |  | None | Non-Condensing | Single-Stage | Cast Iron |  |  |  |  | 5238000 | 4358000 |  |  | 83.4 | 82 | [7 empty] | Federally-Regulated Commercial & Industrial Equipment | 2015-09-30
Smith Cast Iron Boilers | Peerless | TCII-07-S-G | Steam | LPG | Power | FALSE | FALSE | 1 |  | FALSE |  | None | Non-Condensing | Single-Stage | Cast Iron |  |  |  |  | 2088000 | 1722000 |  |  |  |  | 82.5 | 79 | [5 empty] | Federally-Regulated Commercial & Industrial Equipment | 2015-09-30
Utica Boilers | Dunkirk | D248-2400 | Both Steam & Water | Natural Gas | Injection Type | FALSE | FALSE | 1 |  |  |  | None | Non-Condensing | Single-Stage | Cast Iron |  |  |  |  | 2400000 | 1932000 |  |  | 80.5 | 80 | 77.5 | [6 empty] | Federally-Regulated Commercial & Industrial Equipment | 2011-05-02
Weil-McLain | Weil-McLain | 1088 | Both Steam & Water | Natural Gas | Power | FALSE | FALSE | 1 |  |  |  | None | Non-Condensing | Single-Stage | Cast Iron |  |  |  |  | 3082000 | 2561000 |  |  | 83.6 | 80 | 83.1 | [6 empty] | Federally-Regulated Commercial & Industrial Equipment | 2008-04-14
Ajax Boiler, Inc. | Ajax | OSGXB1125 | Steam | Natural Gas | No Match | FALSE | TRUE | 3 |  |  | No Match | No Match | No Match | No Match | Other | No Match |  | No Match |  | 1125000 |  | 1125000 |  | 80 | 80 |  |  |  |  | 80 |  |  | Non Federally-Regulated | 1992-10-27
Smith Cast Iron Boilers | Smith Cast Iron Boilers | 28A-S/W-05 | Both Steam & Water | Natural Gas | Power | FALSE | FALSE | 1 |  |  |  | None | Non-Condensing | Single-Stage | Cast Iron |  |  |  |  | 1491000 | 1166000 |  |  | 81 | 80 | 78.2 | [6 empty] | Federally-Regulated Commercial & Industrial Equipment | 2007-12-12
New York Thermal, Inc. | New York Thermal, Inc. | TX151 | Water | Natural Gas | Power | FALSE | FALSE | 1 |  | TRUE |  | None | Condensing | Step Modulating | Other |  |  |  |  | 151000 | 139000 | [9 empty] | 94 | 80 | Federally-Regulated Consumer Product | 2014-10-23
Water Pik, Inc. | Laars | PW0715EP09*BA | Both Steam & Water | LPG | No Match | FALSE | TRUE | 3 |  |  | No Match | No Match | No Match | No Match | Copper | No Match |  | No Match |  | 715000 |  | 178750 |  | 82 | 80 |  |  | 5 |  | 82 |  |  | Federally-Regulated Commercial & Industrial Equipment | 2001-11-21
Water Pik, Inc. | Laars | VW0175CN30*B | Both Steam & Water | Natural Gas | No Match | FALSE | TRUE | 1 |  |  | No Match | No Match | No Match | No Match | Copper | No Match |  | No Match |  | 175000 | [10 empty] | 82 | 80 | Federally-Regulated Consumer Product | 2001-11-21
Ajax Boiler, Inc. | Ajax | OWGB300 | Steam | LPG | No Match | FALSE | TRUE | 3 |  |  | No Match | No Match | No Match | No Match | Other | No Match |  | No Match |  | 300000 |  | 300000 |  | 80 | 80 |  |  |  |  | 80 |  |  | Federally-Regulated Commercial & Industrial Equipment | 1996-02-29
Camus Hydronics | Camus Hydronics | DFNH-4504-MS | Water | Natural Gas | Power | FALSE | FALSE | 1 |  |  |  | None | Non-Condensing | Step Modulating | Other |  |  |  |  | 4500000 | 3825000 |  |  | 85 |  | 85 | [6 empty] | Federally-Regulated Commercial & Industrial Equipment | 2014-08-11
Ajax Boiler, Inc. | Ajax | SGXFD-4750 | Steam | Natural Gas | Power | FALSE | FALSE | 3 |  |  | No Match | No Match | No Match | No Match | Other | No Match |  | No Match |  | 4750000 |  | 2375000 |  | 81 | 80 |  |  |  |  | 80 |  |  | Non Federally-Regulated | 1992-10-27
Smith Cast Iron Boilers | Smith Cast Iron Boilers | GB200-S-3-INTD | Steam | Natural Gas | No Match | FALSE | FALSE | 1 |  |  | No Match | No Match | No Match | No Match | Cast Iron | No Match |  | No Match |  | 85000 | [10 empty] | 81.5 | 75 | Federally-Regulated Consumer Product | 1998-12-21
Rite Engineering | Rite | 165SG | Both Steam & Water | Natural Gas | Power | FALSE | FALSE | 3 |  |  | No Match | No Match | No Match | No Match | Other | No Match |  | No Match |  | 1650000 |  | 550000 |  | 80 | 80 |  |  |  |  | 80 |  |  | Non Federally-Regulated | 1992-10-14
Water Pik, Inc. | Laars | HC125 | Water | Oil | No Match | TRUE | FALSE | 1 |  |  | No Match | No Match | No Match | No Match | Other | No Match |  | No Match |  | 140000 | [10 empty] | 84 | 80 | Federally-Regulated Consumer Product | 2001-10-11
Ajax Boiler, Inc. | Ajax | WRF21000 | Water | Natural Gas | Power | FALSE | TRUE | 1 |  |  | Draft Hood | Stack Damper | Non-Condensing | Two-Stage Modulating | Other | None |  | No Match |  | 21000000 | 17850000 | 17850000 | 15172500 | 85 | 80 | 84.2 | [6 empty] | Federally-Regulated Commercial & Industrial Equipment | 2007-08-15
Rite Engineering | Rite | 750WG | Both Steam & Water | Natural Gas | Power | FALSE | FALSE | 3 |  |  | No Match | No Match | No Match | No Match | Other | No Match |  | No Match |  | 7500000 |  | 2500000 |  | 80 | 80 |  |  |  |  | 80 |  |  | Non Federally-Regulated | 1992-10-14
Slant / Fin Corp. | Slant / Fin Corp. | GXH-250EDPZ | Steam | Natural Gas | Injection Type | FALSE | FALSE | 1 |  |  |  | Stack Damper | Non-Condensing | Single-Stage | Cast Iron |  |  |  |  | 252000 | 206000 | [9 empty] | 81.2 | 75 | Federally-Regulated Consumer Product | 2007-11-14
Ajax Boiler, Inc. | Ajax | SNG300W | Steam | Natural Gas | No Match | FALSE | TRUE | 3 |  |  | No Match | No Match | No Match | No Match | Other | No Match |  | No Match |  | 12600000 |  | 12600000 |  | 80 | 80 |  |  |  |  | 80 |  |  | Federally-Regulated Commercial & Industrial Equipment | 1997-01-07
PB Heat, LLC | Smith Cast Iron Boilers | GSX-177-INT | Steam | Natural Gas | Injection Type | FALSE | FALSE | 1 |  | TRUE | Draft Diverter | Stack Damper | Non-Condensing | Single-Stage | Cast Iron |  |  |  |  | 177000 | 147000 | [9 empty] | 82.4 | 75 | Federally-Regulated Consumer Product | 2013-04-19
Cleaver-Brooks | Cleaver-Brooks | FLX-700-500-160HW | Water | Natural Gas | Power | FALSE | FALSE | 3 |  |  | No Match | No Match | No Match | No Match | Other | No Match |  | No Match |  | 5000000 |  | 5000000 |  | 80 | 80 |  |  | 25 |  | 80 |  |  | Federally-Regulated Commercial & Industrial Equipment | 1996-03-06
Aerco International | AERCO | MLX EXT 2295 | Water | LPG | Luminous | FALSE | TRUE | 1 |  | FALSE | None | None | Condensing | Step Modulating | Other |  |  |  |  | 2295000 | 2065500 | 83000 |  | 90 |  | 90 | [6 empty] | Federally-Regulated Commercial & Industrial Equipment | 2014-12-11
Dunkirk | Carrier | BS2AAP000280ABAA | Steam | LPG | No Match | FALSE | FALSE | 1 |  |  | No Match | No Match | No Match | No Match | Cast Iron | No Match |  | No Match |  | 280000 | [10 empty] | 81.5 | 75 | Federally-Regulated Consumer Product | 1999-10-22
Burnham Corp. | Burnham Corp. | V84NS | Steam | Oil | Power | FALSE | FALSE | 1 |  |  |  | None | Non-Condensing | Single-Stage | Cast Iron | Single-Speed | 0.04 | Standard |  | 189000 | 159000 | [9 empty] | 82.5 | 80 | Federally-Regulated Consumer Product | 2007-11-14
Lochinvar, LLC. | Lochinvar Corp. | CDN040 | Water | Natural Gas | Power | FALSE | FALSE | 1 |  | TRUE |  | None | Condensing | Step Modulating | Other |  |  |  |  | 40000 | 37000 | [9 empty] | 94 | 80 | Federally-Regulated Consumer Product | 2014-10-23
Ajax Boiler, Inc. | Ajax | WEC9500W | Water | Combo (Natural Gas & Oil) | Power | FALSE | TRUE | 3 |  |  | No Match | No Match | No Match | No Match | Other | No Match |  | No Match |  | 9030000 |  | 3800000 |  | 85 | 80 |  |  |  |  | 80 |  |  | Federally-Regulated Commercial & Industrial Equipment | 1997-01-07
Rite Engineering | Rite | 105SG | Both Steam & Water | Natural Gas | Power | FALSE | FALSE | 3 |  |  | No Match | No Match | No Match | No Match | Other | No Match |  | No Match |  | 1050000 |  | 350000 |  | 80 | 80 |  |  |  |  | 80 |  |  | Non Federally-Regulated | 1992-10-14
Ajax Boiler, Inc. | Ajax | DFG20W | Water | Natural Gas | Power | FALSE | TRUE | 3 |  |  | No Match | No Match | No Match | No Match | Other | No Match |  | No Match |  | 837000 |  | 500000 |  | 80 | 80 |  |  |  |  | 80 |  |  | Federally-Regulated Commercial & Industrial Equipment | 1997-01-07
Crown Boiler Co. | Burnham Corp. | IN11 | Water | Natural Gas | Induced Draft | TRUE | FALSE | 1 |  |  |  | None | Non-Condensing | Single-Stage | Cast Iron |  |  |  |  | 349000 | 292000 |  |  | 83.5 | 80 | 80.5 | [6 empty] | Federally-Regulated Commercial & Industrial Equipment | 2010-03-16
Water Pik, Inc. | Laars | PW0850EN04*BA | Both Steam & Water | Natural Gas | No Match | FALSE | TRUE | 3 |  |  | No Match | No Match | No Match | No Match | Copper | No Match |  | No Match |  | 850000 |  | 212850 |  | 82 | 80 |  |  | 5 |  | 82 |  |  | Federally-Regulated Commercial & Industrial Equipment | 2001-11-21
Peerless Heater Co. | Peerless | MI-06-SV | Water | Combo (Natural Gas & Oil) | No Match | FALSE | FALSE | 1 |  |  | No Match | No Match | No Match | No Match | Cast Iron | No Match |  | No Match |  | 175000 | [10 empty] | 82 | 80 | Federally-Regulated Consumer Product | 2001-11-01
Rite Engineering | Rite | 650S | Both Steam & Water | Natural Gas | No Match | FALSE | FALSE | 3 |  |  | No Match | No Match | No Match | No Match | Other | No Match |  | No Match |  | 6500000 |  | 3250000 |  | 80 | 80 |  |  |  |  | 80 |  |  | Non Federally-Regulated | 1992-10-14
Slant / Fin Corp. | Slant / Fin Corp. | VSPH-90 | Water | Natural Gas | Induced Draft | FALSE | FALSE | 1 |  |  |  | Stack Damper | Non-Condensing | Single-Stage | Cast Iron |  |  |  |  | 90000 | 78000 | [9 empty] | 85.7 | 80 | Federally-Regulated Consumer Product | 2007-11-14
Bosch Thermotechnology Corp. | Bosch Thermotechnology Corp. | G115WS/4 | Water | Oil | Power | FALSE | FALSE | 1 |  |  |  | None | Non-Condensing | Single-Stage | Cast Iron |  |  |  |  | 126000 | 109000 | [9 empty] | 86.9 | 80 | Federally-Regulated Consumer Product | 2011-02-17
Ajax Boiler, Inc. | Ajax | HNG13000W | Steam | Natural Gas | No Match | FALSE | TRUE | 3 |  |  | No Match | No Match | No Match | No Match | Other | No Match |  | No Match |  | 13000000 |  | 6500000 |  | 80 | 80 |  |  |  |  | 80 |  |  | Federally-Regulated Commercial & Industrial Equipment | 1997-01-07
English Boiler & Tube, Inc. | Bent Tube Balanced Flow | BTBF-700-160 | Water | Natural Gas | Power | FALSE | FALSE | 3 |  |  | No Match | No Match | No Match | No Match | Other | No Match |  | No Match |  | 30000000 |  | 7500000 |  | 80 | 80 |  |  | 3 |  | 80 |  |  | Federally-Regulated Commercial & Industrial Equipment | 1998-09-10
Smith Cast Iron Boilers | Smith Cast Iron Boilers | GBX-105-INT | Water | Natural Gas | Injection Type | FALSE | FALSE | 1 | TRUE |  |  | Stack Damper | Non-Condensing | Single-Stage | Cast Iron |  |  |  |  | 105000 | 86000 | [9 empty] | 93.3 | 80 | Federally-Regulated Consumer Product | 2015-09-30
Water Pik, Inc. | Laars | VW1010EN04*BA | Both Steam & Water | Natural Gas | No Match | FALSE | TRUE | 3 |  |  | No Match | No Match | No Match | No Match | Copper | No Match |  | No Match |  | 1010000 |  | 252500 |  | 82 | 80 |  |  | 5 |  | 82 |  |  | Federally-Regulated Commercial & Industrial Equipment | 2001-11-21
Ajax Boiler, Inc. | Ajax | SRPG60 | Steam | Natural Gas | Power | FALSE | TRUE | 1 |  |  | Draft Hood | Stack Damper | Non-Condensing | Two-Stage Modulating | Other | None |  | No Match |  | 2500000 | 2000000 | 2000000 | 1600000 | 80 | 80 | 79.2 | [6 empty] | Federally-Regulated Commercial & Industrial Equipment | 2007-08-15
Slant / Fin Corp. | Slant / Fin Corp. | EG-14* | Water | LPG | Power | FALSE | FALSE | 1 |  |  |  | None | Non-Condensing | Single-Stage | Cast Iron |  |  |  |  | 126000 | 105000 | [9 empty] | 84.5 | 80 | Federally-Regulated Consumer Product | 2008-04-14
Burnham Corp. | Burnham Corp. | RSAE110 | Water | Oil | Power | FALSE | FALSE | 1 |  |  |  | None | Non-Condensing | Single-Stage | Other | Single-Speed | 0.04 | Standard |  | 84000 | 73000 | [9 empty] | 86 | 80 | Federally-Regulated Consumer Product | 2007-11-14
Crown Boiler Co. | Burnham Corp. | ES23 | Water | Natural Gas | Injection Type | FALSE | FALSE | 1 |  |  | Draft Diverter | Stack Damper | Non-Condensing | Single-Stage | Cast Iron | Single-Speed | 0.04 | Standard |  | 70000 | 59000 | [9 empty] | 85 | 80 | Federally-Regulated Consumer Product | 2010-03-16
Easco Boiler Corp. | Easco | FST-350-W030 | Both Steam & Water | Combo (Natural Gas & Oil) | Power | FALSE | FALSE | 3 |  |  | No Match | No Match | No Match | No Match | Other | No Match |  | No Match |  | 14645000 |  | 2929000 |  | 84 | 80 |  |  | 22 |  | 81 |  |  | Federally-Regulated Commercial & Industrial Equipment | 1998-06-02
Ajax Boiler, Inc. | Ajax | XNG1500W | Water | Natural Gas | No Match | FALSE | TRUE | 3 |  |  | No Match | No Match | No Match | No Match | Other | No Match |  | No Match |  | 1500000 |  | 750000 |  | 80 | 80 |  |  |  |  | 80 |  |  | Federally-Regulated Commercial & Industrial Equipment | 1997-01-07
U.S. Boiler Co. | New Yorker | CG70E | Water | LPG | Injection Type | FALSE | FALSE | 1 | TRUE |  |  | Stack Damper | Non-Condensing | Single-Stage | Cast Iron | Single-Speed |  |  |  | 210000 | 176000 | [9 empty] | 84 | 80 | Federally-Regulated Consumer Product | 2015-09-30
Water Pik, Inc. | Laars | JVH225ND(I/L) | Water | Natural Gas | No Match | FALSE | FALSE | 1 |  |  | No Match | No Match | No Match | No Match | Copper | No Match |  | No Match |  | 225000 | [10 empty] | 81.5 | 80 | Federally-Regulated Consumer Product | 2001-11-21
Laars Heating Systems Co. | Laars | PH1200EP******** | Water | LPG | Induced Draft | FALSE | TRUE | 1 |  |  |  | None | Non-Condensing | Step Modulating | Copper | Single-Speed |  | Standard |  | 1200000 | 984000 | 300000 |  | 82 | 80 | 79.6 | [6 empty] | Federally-Regulated Commercial & Industrial Equipment | 2007-11-01
Ajax Boiler, Inc. | Ajax | SGXFD-4500 | Steam | Natural Gas | Power | FALSE | FALSE | 3 |  |  | No Match | No Match | No Match | No Match | Other | No Match |  | No Match |  | 4500000 |  | 2250000 |  | 81 | 80 |  |  |  |  | 80 |  |  | Non Federally-Regulated | 1992-10-27
Parker Boiler Co. | Parker Boiler | GO-3120R | Water | Combo (Natural Gas & Oil) | Power | FALSE | FALSE | 3 |  |  | No Match | No Match | No Match | No Match | Other | No Match |  | No Match |  | 3120000 |  | 1560000 |  | 84 | 80 |  |  | 4 |  | 82 |  |  | Federally-Regulated Commercial & Industrial Equipment | 1996-03-13
Crown Boiler Co. | Crown Boiler Co. | PHNTM150 | Water | LPG | Power | FALSE | FALSE | 1 |  |  |  | None | Condensing | Step Modulating | Other | Single-Speed |  |  |  | 150000 | 141000 | [9 empty] | 94 | 80 | Federally-Regulated Consumer Product | 2014-08-08
Raypak | Raypak | (H,W)7-300(N,P)Z | Water | Natural Gas | Induced Draft | FALSE | FALSE | 1 |  |  | None | None | Condensing | Step Modulating | Other |  |  |  |  | 300000 | 284000 | 60000000 | 56700000 | 94.5 | 80 | 94 | [6 empty] | Federally-Regulated Commercial & Industrial Equipment | 2010-03-16
McKenna Boiler Co. | McKenna Boiler Co. | 100 | Steam | Natural Gas | Power | FALSE | FALSE | 3 |  |  | No Match | No Match | No Match | No Match | Other | No Match |  | No Match |  | 4200000 |  | 4200000 |  | 82 | 80 |  |  |  |  | 82 |  |  | Federally-Regulated Commercial & Industrial Equipment | 2002-06-12
Weil-McLain | Weil-McLain | 1694 | Steam | Natural Gas | Power | FALSE | FALSE | 3 |  |  | No Match | No Match | No Match | No Match | Cast Iron | No Match |  | No Match |  | 5412000 |  | 5412000 |  | 81.5 | 80 |  |  | 147 |  | 81.5 |  |  | Federally-Regulated Commercial & Industrial Equipment | 1996-02-29
PB Heat, LLC | Hydrotherm | HVX-165 | Water | Natural Gas | Induced Draft | FALSE | FALSE | 1 |  |  | None | None | Non-Condensing | Single-Stage | Cast Iron | Single-Speed |  | Standard |  | 165000 | 136000 | [9 empty] | 82 | 80 | Federally-Regulated Consumer Product | 2011-08-02
Slant / Fin Corp. | Slant / Fin Corp. | GXH-275EDPZ | Steam | LPG | Injection Type | FALSE | FALSE | 1 |  |  |  | Stack Damper | Non-Condensing | Single-Stage | Cast Iron |  |  |  |  | 273000 | 223000 | [9 empty] | 81.3 | 75 | Federally-Regulated Consumer Product | 2007-11-14
Cleaver-Brooks | Cleaver-Brooks | M4*-700-4500-***** | Steam | Natural Gas | Power | FALSE | FALSE | 3 |  |  | No Match | No Match | No Match | No Match | Other | No Match |  | No Match |  | 4500000 |  | 4500000 |  | 80 | 80 |  |  | 25 |  | 80 |  |  | Federally-Regulated Commercial & Industrial Equipment | 1996-03-06
Burnham Corp. | New Yorker Boiler Co. | CL4-175 | Steam | Oil | Power | FALSE | FALSE | 1 |  |  |  | None | Non-Condensing | Single-Stage | Cast Iron |  |  |  |  | 175000 | 149000 | [9 empty] | 83.5 | 80 | Federally-Regulated Consumer Product | 2007-11-14
Harsco Industrial / Patterson-Kelley | Harsco Industrial / Patterson-Kelley | N-3000 MFD | Water | Natural Gas | Power | FALSE | FALSE | 1 |  |  |  | None | Non-Condensing | Step Modulating | Copper |  |  |  |  | 3000000 | 2547000 |  |  | 85.5 | [8 empty] | Federally-Regulated Commercial & Industrial Equipment | 2015-04-20
Smith Cast Iron Boilers | Smith Cast Iron Boilers | 19-S/W-07 | Both Steam & Water | Natural Gas | Power | FALSE | FALSE | 1 |  |  |  | None | Non-Condensing | Single-Stage | Cast Iron |  |  |  |  | 942000 | 760000 |  |  | 82.6 | 80 | 80.7 | [6 empty] | Federally-Regulated Commercial & Industrial Equipment | 2007-12-12
Lochinvar, LLC. | Lochinvar Corp. | WBL080 | Water | LPG | Power | FALSE | FALSE | 1 |  |  | None | None | Condensing | Step Modulating | Other |  |  |  |  | 80000 | 72000 | [9 empty] | 95.3 | 80 | Federally-Regulated Consumer Product | 2010-03-16
Crown Boiler Co. | Crown Boiler Co. | CWI207E | Water | Natural Gas | Induced Draft | FALSE | FALSE | 1 |  | TRUE |  | Stack Damper | Non-Condensing | Single-Stage | Cast Iron | Single-Speed |  |  |  | 207000 | 173000 | [9 empty] | 83.2 | 80 | Federally-Regulated Consumer Product | 2013-04-19
Ajax Boiler, Inc. | Ajax | OSGXB2000 | Steam | Natural Gas | No Match | FALSE | TRUE | 3 |  |  | No Match | No Match | No Match | No Match | Other | No Match |  | No Match |  | 2000000 |  | 2000000 |  | 80 | 80 |  |  |  |  | 80 |  |  | Federally-Regulated Commercial & Industrial Equipment | 1996-02-29
Ajax Boiler, Inc. | Ajax | OWGOFD2500 | Steam | Natural Gas | Power | FALSE | TRUE | 3 |  |  | No Match | No Match | No Match | No Match | Other | No Match |  | No Match |  | 2500000 |  | 1250000 |  | 82 | 80 |  |  |  |  | 80 |  |  | Non Federally-Regulated | 1992-10-27
Water Pik, Inc. | Laars | PH1670IP09*BA | Water | LPG | No Match | FALSE | FALSE | 3 |  |  | No Match | No Match | No Match | No Match | Copper | No Match |  | No Match |  | 1670000 |  | 417500 |  | 82 | 80 |  |  | 5 |  | 82 |  |  | Federally-Regulated Commercial & Industrial Equipment | 2001-05-30
Lochinvar, LLC. | Lochinvar Corp. | KBN080 | Water | Natural Gas | Power | FALSE | FALSE | 1 |  |  | None | None | Condensing | Step Modulating | Other |  |  |  |  | 80000 | 72000 | [9 empty] | 95.3 | 80 | Federally-Regulated Consumer Product | 2010-03-16
Weil-McLain | Weil-McLain | GV90+6 | Water | Natural Gas | Power | FALSE | FALSE | 1 |  | TRUE |  | None | Condensing | Single-Stage | Cast Iron | Single-Speed |  |  |  | 175000 | 161000 | [9 empty] | 91 | 80 | Federally-Regulated Consumer Product | 2013-04-19
Water Pik, Inc. | Laars | PW0850EP09CBA | Both Steam & Water | LPG | No Match | FALSE | TRUE | 3 |  |  | No Match | No Match | No Match | No Match | Copper | No Match |  | No Match |  | 850000 |  | 850000 |  | 82 | 80 |  |  | 5 |  | 82 |  |  | Federally-Regulated Commercial & Industrial Equipment | 2001-11-21
Ajax Boiler, Inc. | Ajax | OSGXH1125 | Steam | Natural Gas | No Match | FALSE | TRUE | 3 |  |  | No Match | No Match | No Match | No Match | Other | No Match |  | No Match |  | 1125000 |  | 1125000 |  | 80 | 80 |  |  |  |  | 80 |  |  | Federally-Regulated Commercial & Industrial Equipment | 1996-02-29
Harsco Industrial / Patterson-Kelley | Harsco Industrial / Patterson-Kelley | CM-399 | Water | Natural Gas | Power | FALSE | FALSE | 1 |  |  |  | None | Condensing | Step Modulating | Other |  |  |  |  | 399000 | 371000 |  |  |  |  | 93.1 | [6 empty] | Federally-Regulated Commercial & Industrial Equipment | 2015-04-14
U.S. Boiler Co. | U.S. Boiler Co. | K2-150 | Water | LPG | Power | FALSE | FALSE | 1 |  |  |  | None | Condensing | Step Modulating | Other | Single-Speed |  |  |  | 150000 | 141000 | [9 empty] | 94 | 80 | Federally-Regulated Consumer Product | 2014-08-08
DDR Americas, Inc. | De Deitrich | GT 530A-18 | Water | Natural Gas | Power | FALSE | FALSE | 3 |  |  |  | Electro-Mechanical Inlet Dampe | Non-Condensing | Step Modulating | Cast Iron |  |  |  |  | 4470000 | 3808000 |  |  | 85.2 |  | 85.2 | [6 empty] | Federally-Regulated Commercial & Industrial Equipment | 2014-09-05
Ajax Boiler, Inc. | Ajax | HRF275 | Steam | Natural Gas | Power | FALSE | TRUE | 1 |  |  | Draft Hood | Stack Damper | Non-Condensing | Two-Stage Modulating | Other | None |  | No Match |  | 11500000 | 9200000 | 9200000 | 7360000 | 80 | 80 | 79.2 | [6 empty] | Federally-Regulated Commercial & Industrial Equipment | 2007-08-15
Ajax Boiler, Inc. | Ajax | DRF70 | Water | Natural Gas | Power | FALSE | TRUE | 1 |  |  | Draft Hood | Stack Damper | Non-Condensing | Two-Stage Modulating | Other | None |  | No Match |  | 3000000 | 2400000 | 2400000 | 1920000 | 80 | 80 | 79.2 | [6 empty] | Federally-Regulated Commercial & Industrial Equipment | 2007-08-15
Rite Engineering | Rite | 650WG | Both Steam & Water | Natural Gas | Power | FALSE | FALSE | 3 |  |  | No Match | No Match | No Match | No Match | Other | No Match |  | No Match |  | 6500000 |  | 2166667 |  | 80 | 80 |  |  |  |  | 80 |  |  | Non Federally-Regulated | 1992-10-14
Ajax Boiler, Inc. | Ajax | OWGB2500 | Steam | LPG | No Match | FALSE | TRUE | 3 |  |  | No Match | No Match | No Match | No Match | Other | No Match |  | No Match |  | 2500000 |  | 2500000 |  | 80 | 80 |  |  |  |  | 80 |  |  | Federally-Regulated Commercial & Industrial Equipment | 1996-02-29
English Boiler & Tube, Inc. | Bent Tube Balanced Flow | BTBF-60-150 | Steam | Natural Gas | Power | FALSE | FALSE | 3 |  |  | No Match | No Match | No Match | No Match | Other | No Match |  | No Match |  | 2520000 |  | 630000 |  | 80 | 80 |  |  | 3 |  | 80 |  |  | Federally-Regulated Commercial & Industrial Equipment | 1998-09-10
Lochinvar, LLC. | Lochinvar Corp. | EBL150 | Water | LPG | Power | FALSE | FALSE | 1 |  |  |  | None | Non-Condensing | Single-Stage | Copper |  |  |  |  | 150000 | 129000 | [9 empty] | 83.2 | 80 | Federally-Regulated Consumer Product | 2007-11-14
Weil-McLain | Weil-McLain | 1588 | Steam | Natural Gas | Power | FALSE | FALSE | 3 |  |  | No Match | No Match | No Match | No Match | Cast Iron | No Match |  | No Match |  | 4763000 |  | 4763000 |  | 81 | 80 |  |  | 147 |  | 81 |  |  | Federally-Regulated Commercial & Industrial Equipment | 1996-02-29
English Boiler & Tube, Inc. | Bent Tube Balanced Flow | BTBF-175-150 | Steam | Natural Gas | Power | FALSE | FALSE | 3 |  |  | No Match | No Match | No Match | No Match | Other | No Match |  | No Match |  | 7350000 |  | 1837500 |  | 80 | 80 |  |  | 3 |  | 80 |  |  | Federally-Regulated Commercial & Industrial Equipment | 1998-09-10
Ajax Boiler, Inc. | Ajax | WEC15000W | Water | Combo (Natural Gas & Oil) | Power | FALSE | TRUE | 3 |  |  | No Match | No Match | No Match | No Match | Other | No Match |  | No Match |  | 14300000 |  | 6000000 |  | 85 | 80 |  |  |  |  | 80 |  |  | Federally-Regulated Commercial & Industrial Equipment | 1997-01-07
Thermal Solutions | Thermal Solutions | EV(A,S)3000B**-*E* | Water | Natural Gas | Power | FALSE | FALSE | 3 |  |  |  | None | Non-Condensing | Step Modulating | Copper |  |  |  |  | 3000000 | 2610000 |  |  | 87 |  | 87 | [6 empty] | Federally-Regulated Commercial & Industrial Equipment | 2014-08-11
Parker Boiler Co. | Parker Boiler | GO-1008R | Water | Combo (Natural Gas & Oil) | Power | FALSE | FALSE | 3 |  |  | No Match | No Match | No Match | No Match | Other | No Match |  | No Match |  | 1008000 |  | 504000 |  | 84 | 80 |  |  | 4 |  | 82 |  |  | Federally-Regulated Commercial & Industrial Equipment | 1996-03-13
Lochinvar, LLC. | Lochinvar Corp. | KBL150 | Water | LPG | Power | FALSE | FALSE | 1 |  |  | None | None | Condensing | Step Modulating | Other |  |  |  |  | 150000 | 135000 | [9 empty] | 95.5 | 80 | Federally-Regulated Consumer Product | 2010-03-16
Laars Heating Systems Co. | Bradford-White Corp. | BLXHW100(N,P)**** | Water | Natural Gas | Power | FALSE | FALSE | 1 |  |  |  | None | Condensing | Step Modulating | Other |  |  |  |  | 100000 | 93000 | [9 empty] | 95 | 80 | Federally-Regulated Consumer Product | 2014-10-23
RBI Water Heaters | RBI Water Heaters | HB3200 | Water | Natural Gas | Induced Draft | TRUE | FALSE | 1 |  |  |  | None | Non-Condensing | Single-Stage | Copper |  |  |  |  | 3200000 | 2624000 |  |  | 82 | 80 | 0 | [6 empty] | Federally-Regulated Commercial & Industrial Equipment | 2007-12-12
PB Heat, LLC | PB Heat, LLC | WBV-03-085-W | Water | Oil | Power | FALSE | FALSE | 1 |  | TRUE | Barometric Regulator | None | Non-Condensing | Single-Stage | Cast Iron | Single-Speed |  | Standard |  | 119000 | 104000 | [9 empty] | 86.2 | 80 | Federally-Regulated Consumer Product | 2013-07-10
PB Heat, LLC | PB Heat, LLC | 211A-05 | Steam | Natural Gas | Injection Type | FALSE | FALSE | 1 |  | TRUE |  | None | Non-Condensing | Single-Stage | Cast Iron |  |  |  |  | 840000 | 650000 |  |  |  |  | 77.4 | [6 empty] | Federally-Regulated Commercial & Industrial Equipment | 2015-06-01
U.S. Boiler Co. | New Yorker Boiler Co. | PVCG50BN | Water | Natural Gas | Induced Draft | FALSE | FALSE | 1 |  |  |  | None | Non-Condensing | Single-Stage | Cast Iron | Single-Speed |  |  |  | 140000 | 120000 | [9 empty] | 85.3 | 80 | Federally-Regulated Consumer Product | 2014-01-14
Cleaver-Brooks | Cleaver-Brooks | CEW-700-750-***** | Steam | Natural Gas | Power | FALSE | FALSE | 3 |  |  | No Match | No Match | No Match | No Match | Other | No Match |  | No Match |  | 31380000 |  | 31380000 |  | 80 | 80 |  |  | 25 |  | 80 |  |  | Federally-Regulated Commercial & Industrial Equipment | 1999-03-02
Ajax Boiler, Inc. | Ajax | B76 | Water | Natural Gas | Luminous | FALSE | FALSE | 1 |  |  | None | None | Non-Condensing | Step Modulating | Copper | Single-Speed | 0.75 |  |  | 700000 | 560000 | 560000 | 448000 | 80 | 80 | 79.2 | [6 empty] | Federally-Regulated Commercial & Industrial Equipment | 2007-08-15
Crown Boiler Co. | Crown Boiler Co. | BWF195 | Water | Natural Gas | Induced Draft | FALSE | FALSE | 1 |  | TRUE |  | None | Non-Condensing | Single-Stage | Cast Iron | Single-Speed |  |  |  | 195000 | 161000 | [9 empty] | 82.3 | 80 | Federally-Regulated Consumer Product | 2013-04-19
DDR Americas, Inc. | De Deitrich | GT 227A | Water | Natural Gas | Power | FALSE | FALSE | 1 |  | FALSE |  | Electro-Mechanical Inlet Dampe | Non-Condensing | Two-Stage Modulating | Cast Iron |  |  |  |  | 324000 | 276000 |  |  | 85.2 |  | 85.2 | [6 empty] | Federally-Regulated Commercial & Industrial Equipment | 2014-08-11
Lochinvar, LLC. | Lochinvar Corp. | WBN211 | Water | Natural Gas | Power | FALSE | FALSE | 1 |  |  | None | None | Condensing | Step Modulating | Other |  |  |  |  | 210000 | 190000 | [9 empty] | 95.7 | 80 | Federally-Regulated Consumer Product | 2010-07-21
Ajax Boiler, Inc. | Ajax | DRF175 | Water | Natural Gas | Power | FALSE | TRUE | 1 |  |  | Draft Hood | Stack Damper | Non-Condensing | Two-Stage Modulating | Other | None |  |  |  | 7350000 | 5880000 | 5880000 | 4704000 | 80 | 80 | 79.2 | [6 empty] | Federally-Regulated Commercial & Industrial Equipment | 2007-08-15
Weil-McLain | Weil-McLain | CGi-2.5-PIL | Water | LPG | Power | FALSE | FALSE | 1 |  |  | No Match | No Match | No Match | No Match | Cast Iron | No Match |  | No Match |  | 50000 | [10 empty] | 84 | 80 | Federally-Regulated Consumer Product | 2000-06-07
U.S. Boiler Co. | U.S. Boiler Co. | 203H*I | Water | LPG | Induced Draft | FALSE | FALSE | 1 |  | TRUE |  | Stack Damper | Non-Condensing | Single-Stage | Cast Iron | Single-Speed |  |  |  | 62000 | 53000 | [9 empty] | 84 | 80 | Federally-Regulated Consumer Product | 2014-01-14
Burnham Corp. | Crown Boiler Co. | 32-1045*N | Both Steam & Water | Natural Gas | Induced Draft | FALSE | FALSE | 1 |  |  |  | None | Non-Condensing | Single-Stage | Cast Iron |  |  |  |  | 1045000 | 836000 |  |  | 80.5 | 80 | 75.4 | [6 empty] | Federally-Regulated Commercial & Industrial Equipment | 2007-12-12
Smith Cast Iron Boilers | Peerless | TCII-09-W-G | Water | Natural Gas | Power | FALSE | FALSE | 1 |  |  |  | None | Non-Condensing | Single-Stage | Cast Iron |  |  |  |  | 2718000 | 2247000 |  |  | 83.5 | 82 | [7 empty] | Federally-Regulated Commercial & Industrial Equipment | 2015-09-30
Laars Heating Systems Co. | Laars | PHO500EP******** | Water | LPG | Induced Draft | FALSE | TRUE | 1 |  |  |  | None | Non-Condensing | Step Modulating | Copper | Single-Speed |  | Standard |  | 500000 | 410000 | 125000 |  | 82 | 80 | 79.6 | [6 empty] | Federally-Regulated Commercial & Industrial Equipment | 2007-11-01
Crown Boiler Co. | Crown | C247-600-S | Steam | Natural Gas | No Match | FALSE | FALSE | 3 |  |  | No Match | No Match | No Match | No Match | Cast Iron | No Match |  | No Match |  | 600000 |  | 600000 |  | 80 | 80 |  |  |  |  | 80 |  |  | Federally-Regulated Commercial & Industrial Equipment | 1996-03-06
Ajax Boiler, Inc. | Ajax | SNG20W | Steam | Natural Gas | No Match | FALSE | TRUE | 3 |  |  | No Match | No Match | No Match | No Match | Other | No Match |  | No Match |  | 837000 |  | 837000 |  | 80 | 80 |  |  |  |  | 80 |  |  | Federally-Regulated Commercial & Industrial Equipment | 1997-01-07
Burnham Corp. | Burnham Corp. | ALP285 | Water | Natural Gas | Power | FALSE | FALSE | 1 |  |  | None | None | Condensing | Step Modulating | Other |  |  |  |  | 285000 | 265000 | 57000000 | 54200000 | [7 empty] | 95 | 80 | Federally-Regulated Consumer Product | 2008-04-14
HTP, Inc. | HTP, Inc. | MODCON1700 | Water | Natural Gas | Power | FALSE | FALSE | 1 |  |  |  | None | Condensing | Step Modulating | Other |  |  |  |  | 1701000 | 1599000 |  |  | 93 |  | 93 | [6 empty] | Federally-Regulated Commercial & Industrial Equipment | 2014-10-23
Laars Heating Systems Co. | Laars | PHO500EN******** | Water | Natural Gas | Induced Draft | FALSE | TRUE | 1 |  |  |  | None | Non-Condensing | Step Modulating | Copper | Single-Speed |  | Standard |  | 500000 | 410000 | 125000 |  | 82 | 80 | 79.6 | [6 empty] | Federally-Regulated Commercial & Industrial Equipment | 2007-11-01
HTP, Inc. | Westinghouse | WBR^^155 | Water | Natural Gas | Power | FALSE | FALSE | 1 | TRUE |  |  | None | Condensing | Step Modulating | Other |  |  |  |  | 155000 | 143000 | [9 empty] | 95.1 | 80 | Federally-Regulated Consumer Product | 2015-09-30
Universal Boiler Works | Universal Boiler Works | BF20W4 | Water | Combo (Natural Gas & Oil) | Power | FALSE | FALSE | 3 |  |  | No Match | No Match | No Match | No Match | Other | No Match |  | No Match |  | 840000 |  | 420000 |  | 86 | 80 |  |  | 10 |  | 84 |  |  | Federally-Regulated Commercial & Industrial Equipment | 2001-12-13
Ajax Boiler, Inc. | Ajax | WEC5000W | Water | Combo (Natural Gas & Oil) | Power | FALSE | TRUE | 3 |  |  | No Match | No Match | No Match | No Match | Other | No Match |  | No Match |  | 4750000 |  | 2000000 |  | 85 | 80 |  |  |  |  | 80 |  |  | Federally-Regulated Commercial & Industrial Equipment | 1997-01-07
Laars Heating Systems Co. | Laars | HH5000IP******** | Water | LPG | Induced Draft | FALSE | FALSE | 1 |  |  |  | None | Non-Condensing | Step Modulating | Copper |  |  |  |  | 5000000 | 4100000 | 1500000 |  | 82 | 80 | [7 empty] | Federally-Regulated Commercial & Industrial Equipment | 2007-11-01
Parker Boiler Co. | Parker Boiler Co. | TC800 | Water | Natural Gas | Power | FALSE | FALSE | 3 |  |  |  | None | Condensing | Step Modulating | Other |  |  |  |  | 3003000 | 2808000 |  |  | 94.7 |  | 93.5 | [6 empty] | Federally-Regulated Commercial & Industrial Equipment | 2014-09-05
RBI Water Heaters | RBI Water Heaters | SB300 | Water | LPG | Power | FALSE | FALSE | 1 |  |  |  | None | Non-Condensing | Single-Stage | Copper |  |  |  |  | 301000 | 246000 |  |  | 82 | 80 | 82 | [6 empty] | Federally-Regulated Commercial & Industrial Equipment | 2011-08-22
Ajax Boiler, Inc. | Ajax | OWGB-14500 | Water | Natural Gas | No Match | FALSE | TRUE | 3 |  |  | No Match | No Match | No Match | No Match | Other | No Match |  | No Match |  | 14500000 |  | 14500000 |  | 80 | 80 |  |  |  |  | 80 |  |  | Federally-Regulated Commercial & Industrial Equipment | 1996-02-29
Axeman-Anderson Co. | Axeman-Anderson Co. | 108NPO-UD | Water | Oil | No Match | FALSE | FALSE | 1 |  |  | No Match | No Match | No Match | No Match | Other | No Match |  | No Match |  | 175000 | [10 empty] | 87.4 | 80 | Federally-Regulated Consumer Product | 2000-06-07
PB Heat, LLC | Hydrotherm | HWX-140-SV | Water | LPG | Injection Type | FALSE | FALSE | 1 |  |  | Draft Diverter | Stack Damper | Non-Condensing | Single-Stage | Cast Iron | Single-Speed |  | Standard |  | 140000 | 115000 | [9 empty] | 82 | 80 | Federally-Regulated Consumer Product | 2011-08-02
Camus Hydronics | Camus Hydronics | DFNH-5024-MH | Water | Natural Gas | Power | FALSE | FALSE | 3 |  |  |  | None | Condensing | Step Modulating | Copper |  |  |  |  | 5000000 | 4720000 |  |  | 94.4 |  | 94.4 | [6 empty] | Federally-Regulated Commercial & Industrial Equipment | 2014-08-11
Ajax Boiler, Inc. | Ajax | WEG13500W | Water | Natural Gas | Power | FALSE | TRUE | 3 |  |  | No Match | No Match | No Match | No Match | Other | No Match |  | No Match |  | 12800000 |  | 5400000 |  | 85 | 80 |  |  |  |  | 80 |  |  | Federally-Regulated Commercial & Industrial Equipment | 1997-01-07
Ajax Boiler, Inc. | Ajax | OSGXFD2750 | Steam | Natural Gas | Power | FALSE | TRUE | 3 |  |  | No Match | No Match | No Match | No Match | Other | No Match |  | No Match |  | 2750000 |  | 1375000 |  | 81 | 80 |  |  |  |  | 80 |  |  | Non Federally-Regulated | 1992-10-27
Water Pik, Inc. | Laars | PNCH2000N******* | Water | Natural Gas | Induced Draft | FALSE | TRUE | 3 |  |  | None | None | Non-Condensing | Step Modulating | Copper | Single-Speed | 1 | Standard |  | 1999920 | 1679933 | 666640 |  | 85.1 | 80 | 85.1 | [6 empty] | Federally-Regulated Commercial & Industrial Equipment | 2004-11-05
Raypak | Raypak | H40260 | Water | LPG | No Match | FALSE | FALSE | 1 |  |  | No Match | No Match | No Match | No Match | Other | No Match |  | No Match |  | 264000 | [10 empty] | 82.7 | 80 | Federally-Regulated Consumer Product | 2001-11-01
Laars Heating Systems Company | Magnatherm | MGH1600****** | Water | Natural Gas | Power | FALSE | TRUE | 1 |  | FALSE | None | None | Condensing | Step Modulating | Other |  |  |  |  | 1600000 | 1510000 |  |  | 96 |  | 94.4 | 80 | [5 empty] | Federally-Regulated Commercial & Industrial Equipment | 2015-08-24
Lochinvar, LLC. | Lochinvar Corp. | FBL1751 | Water | LPG | Power | FALSE | FALSE | 1 |  |  |  | None | Condensing | Step Modulating | Other |  |  |  |  | 1750000 | 1684000 |  |  |  |  | 96.2 | [6 empty] | Federally-Regulated Commercial & Industrial Equipment | 2015-03-30
Thermal Solutions | Thermal Solutions | EV(A,S)0750B**-*F* | Water | Natural Gas | Power | FALSE | FALSE | 1 |  |  |  | None | Non-Condensing | Step Modulating | Copper |  |  |  |  | 750000 | 623000 |  |  | 83.6 |  | 83 | [6 empty] | Federally-Regulated Commercial & Industrial Equipment | 2014-08-11
Slant / Fin Corp. | Slant / Fin Corp. | S-60ED | Water | LPG | Injection Type | FALSE | FALSE | 1 |  |  |  | Stack Damper | Non-Condensing | Single-Stage | Cast Iron |  |  |  |  | 60000 | 51000 | [9 empty] | 84.4 | 80 | Federally-Regulated Consumer Product | 2007-11-14
Burnham Commercial | BURNHAM COMMERCIAL | 3L-40-G | Steam | Natural Gas | Power | FALSE | FALSE | 1 |  | FALSE |  | None | Non-Condensing | Two-Stage Modulating | Other |  |  |  |  | 1674000 | 1354000 |  |  |  |  | 80.9 | 79 | [5 empty] | Federally-Regulated Commercial & Industrial Equipment | 2015-09-30
Crown Boiler Co. | Crown | C247-800-W | Water | Natural Gas | No Match | FALSE | FALSE | 3 |  |  | No Match | No Match | No Match | No Match | Cast Iron | No Match |  | No Match |  | 800000 |  | 800000 |  | 80 | 80 |  |  |  |  | 80 |  |  | Federally-Regulated Commercial & Industrial Equipment | 1996-03-06
Camus Hydronics | Camus Hydronics | DFPH-6024-MH | Water | LPG | Power | FALSE | FALSE | 3 |  |  |  | None | Condensing | Step Modulating | Copper |  |  |  |  | 6000000 | 5664000 |  |  | 94.4 |  | 94.4 | [6 empty] | Federally-Regulated Commercial & Industrial Equipment | 2014-08-11
Raypak | Raypak | H40182 | Water | Natural Gas | No Match | FALSE | FALSE | 1 |  |  | No Match | No Match | No Match | No Match | Other | No Match |  | No Match |  | 181000 | [10 empty] | 82.6 | 80 | Federally-Regulated Consumer Product | 2001-11-01
Fulton Boiler Works | Fulton | FB-0030L | Both Steam & Water | Electricity | No Match | FALSE | TRUE | 1 |  |  | No Match | No Match | No Match | No Match | Other | No Match |  | No Match |  | 100428 |  |  |  | 98 |  |  |  | 52 |  |  |  | 68 | Federally-Regulated Consumer Product | 1991-02-27
Slant / Fin Corp. | Slant / Fin Corp. | SE-245EDP | Water | Natural Gas | Injection Type | FALSE | FALSE | 1 |  |  |  | Stack Damper | Non-Condensing | Single-Stage | Cast Iron |  |  |  |  | 245000 | 202000 | [9 empty] | 82.3 | 80 | Federally-Regulated Consumer Product | 2007-11-14
Burnham Corp. | Crown Boiler Co. | TWZ175 | Water | Oil | Power | FALSE | FALSE | 1 |  |  |  | None | Non-Condensing | Single-Stage | Cast Iron | Single-Speed | 0.04 | Standard |  | 245000 | 210000 | [9 empty] | 83.5 | 80 | Federally-Regulated Consumer Product | 2007-11-14
U.S. Boiler Co. | U.S. Boiler Co. | 210I | Water | LPG | Induced Draft | FALSE | FALSE | 1 |  | TRUE |  | Stack Damper | Non-Condensing | Single-Stage | Cast Iron | Single-Speed |  |  |  | 299000 | 246000 | [9 empty] | 82 | 80 | Federally-Regulated Consumer Product | 2014-01-14
Dunkirk | Carrier | BS2AAN000262ABAA | Steam | Natural Gas | No Match | FALSE | FALSE | 1 |  |  | No Match | No Match | No Match | No Match | Cast Iron | No Match |  | No Match |  | 262500 | [10 empty] | 81.3 | 75 | Federally-Regulated Consumer Product | 1999-10-22
Burnham Corp. | Crown Boiler Co. | 32-1900*N | Both Steam & Water | Natural Gas | Induced Draft | FALSE | FALSE | 1 |  |  |  | None | Non-Condensing | Single-Stage | Cast Iron |  |  |  |  | 1900000 | 1520000 |  |  | 80.5 | 80 | 75.4 | [6 empty] | Federally-Regulated Commercial & Industrial Equipment | 2007-12-12
Rinnai | Rinnai | E110C | Water | Natural Gas | Induced Draft | FALSE | FALSE | 1 |  | TRUE | None | None | Condensing | Step Modulating | Other | Multiple-Speed |  | Premium |  | 110000 | 101000 | [9 empty] | 95.5 | 80 | Federally-Regulated Consumer Product | 2013-11-14
Rinnai | Rinnai | Q205S | Water | Natural Gas | Induced Draft | FALSE | FALSE | 1 |  | TRUE | None | None | Condensing | Step Modulating | Other | Variable-Speed |  | Premium |  | 205000 | 186000 | [9 empty] | 95 | 80 | Federally-Regulated Consumer Product | 2013-11-14
Burnham Corp. | New Yorker Boiler Co. | PVCG40*I- | Water | LPG | Induced Draft | FALSE | FALSE | 1 |  |  |  | None | Non-Condensing | Single-Stage | Cast Iron | Single-Speed | 0.04 | Standard |  | 96000 | 79000 | [9 empty] | 82 | 80 | Federally-Regulated Consumer Product | 2007-11-14
Thermal Solutions | Thermal Solutions | EV(A,S)0750B**-*B* | Water | Natural Gas | Power | FALSE | FALSE | 3 |  |  |  | None | Non-Condensing | Step Modulating | Copper |  |  |  |  | 750000 | 623000 |  |  | 83.6 |  | 83 | [6 empty] | Federally-Regulated Commercial & Industrial Equipment | 2014-08-11
Laars Heating Systems Co. | Laars Heating Systems Co. | MLXCW150(N,P)**** | Water | LPG | Power | FALSE | FALSE | 1 |  |  |  | None | Condensing | Step Modulating | Other | Single-Speed |  |  |  | 150000 | 139000 | [9 empty] | 95 | 80 | Federally-Regulated Consumer Product | 2014-10-23
U.S. Boiler Co. | BURNHAM HYDRONICS | ES29A | Water | Natural Gas | Injection Type | FALSE | FALSE | 1 | TRUE |  |  | Stack Damper | Non-Condensing | Single-Stage | Cast Iron | Multiple-Speed |  |  |  | 280000 | 238000 | [9 empty] | 85 | 80 | Federally-Regulated Consumer Product | 2015-09-30
Smith Cast Iron Boilers | Smith Cast Iron Boilers | 4500A-*-20 | Both Steam & Water | Natural Gas | Power | FALSE | FALSE | 1 |  |  |  | None | Non-Condensing | Single-Stage | Cast Iron |  |  |  |  | 8761000 | 6947000 |  |  | 80.7 | 80 | 79.3 | [6 empty] | Federally-Regulated Commercial & Industrial Equipment | 2007-12-12
Burnham Corp. | Burnham Corp. | RSA240 | Water | Oil | Power | FALSE | FALSE | 1 |  |  |  | None | Non-Condensing | Single-Stage | Other | Single-Speed |  | Standard |  | 336000 | 268000 |  |  | 84.2 | 83 | 79.3 | [6 empty] | Federally-Regulated Commercial & Industrial Equipment | 2007-12-12
Ajax Boiler, Inc. | Ajax | OWGB8500 | Steam | Natural Gas | No Match | FALSE | TRUE | 3 |  |  | No Match | No Match | No Match | No Match | Other | No Match |  | No Match |  | 8500000 |  | 8500000 |  | 80 | 80 |  |  |  |  | 80 |  |  | Federally-Regulated Commercial & Industrial Equipment | 1996-02-29
Ajax Boiler, Inc. | Ajax | WFG13500W | Water | Natural Gas | Power | FALSE | TRUE | 3 |  |  | No Match | No Match | No Match | No Match | Other | No Match |  | No Match |  | 13500000 |  | 5400000 |  | 80 | 80 |  |  |  |  | 80 |  |  | Federally-Regulated Commercial & Industrial Equipment | 1997-01-07
Raypak | Raypak | H*0162 | Water | Natural Gas | Power | FALSE | FALSE | 1 |  |  | No Match | No Match | No Match | No Match | Other | No Match |  | No Match |  | 160000 | [10 empty] | 84 | 75 | Federally-Regulated Consumer Product | 2002-09-30
Parker Boiler Co. | Parker Boiler | GO-5000R | Water | Combo (Natural Gas & Oil) | Power | FALSE | FALSE | 3 |  |  | No Match | No Match | No Match | No Match | Other | No Match |  | No Match |  | 5000000 |  | 2500000 |  | 84 | 80 |  |  | 4 |  | 82 |  |  | Federally-Regulated Commercial & Industrial Equipment | 1996-03-13
Ajax Boiler, Inc. | Ajax | OSGXH2500 | Steam | Natural Gas | No Match | FALSE | TRUE | 3 |  |  | No Match | No Match | No Match | No Match | Other | No Match |  | No Match |  | 2500000 |  | 2500000 |  | 80 | 80 |  |  |  |  | 80 |  |  | Federally-Regulated Commercial & Industrial Equipment | 1996-02-29
Ajax Boiler, Inc. | Ajax | HFG1050W | Steam | Natural Gas | Power | FALSE | TRUE | 3 |  |  | No Match | No Match | No Match | No Match | Other | No Match |  | No Match |  | 1050000 |  | 700000 |  | 80 | 80 |  |  |  |  | 80 |  |  | Federally-Regulated Commercial & Industrial Equipment | 1997-01-07
Water Pik, Inc. | Laars | PH1430IN04*1A | Water | Natural Gas | No Match | FALSE | FALSE | 3 |  |  | No Match | No Match | No Match | No Match | Copper | No Match |  | No Match |  | 1430000 |  | 357500 |  | 81 | 80 |  |  | 5 |  | 81 |  |  | Federally-Regulated Commercial & Industrial Equipment | 2001-05-16
Burnham Corp. | Burnham Corp. | V83WM | Water | Oil | Power | FALSE | FALSE | 1 |  |  |  | None | Non-Condensing | Single-Stage | Cast Iron | Single-Speed | 0.04 | Standard |  | 105000 | 91000 | [9 empty] | 86 | 80 | Federally-Regulated Consumer Product | 2007-11-14
Water Pik, Inc. | Laars | HH0850IP09CBA | Water | LPG | No Match | FALSE | FALSE | 3 |  |  | No Match | No Match | No Match | No Match | Copper | No Match |  | No Match |  | 850000 |  | 850000 |  | 82 | 80 |  |  | 5 |  | 82 |  |  | Federally-Regulated Commercial & Industrial Equipment | 2001-05-30
Ajax Boiler, Inc. | Ajax | OWGH300 | Steam | Natural Gas | No Match | FALSE | TRUE | 3 |  |  | No Match | No Match | No Match | No Match | Other | No Match |  | No Match |  | 300000 |  | 300000 |  | 80 | 80 |  |  |  |  | 80 |  |  | Federally-Regulated Commercial & Industrial Equipment | 1996-02-29
Parker Boiler Co. | Parker Boiler | O-864R | Water | Oil | Power | FALSE | FALSE | 3 |  |  | No Match | No Match | No Match | No Match | Other | No Match |  | No Match |  | 864000 |  | 432000 |  | 84 | 83 |  |  | 4 |  | 82 |  |  | Federally-Regulated Commercial & Industrial Equipment | 1996-03-13
Ajax Boiler, Inc. | Ajax | SFG100W | Steam | Natural Gas | Power | FALSE | TRUE | 3 |  |  | No Match | No Match | No Match | No Match | Other | No Match |  | No Match |  | 4200000 |  | 1700000 |  | 80 | 80 |  |  |  |  | 80 |  |  | Federally-Regulated Commercial & Industrial Equipment | 1997-01-07
Universal Boiler Works | Universal Boiler Works | BF175S4 | Steam | Combo (Natural Gas & Oil) | Power | FALSE | FALSE | 3 |  |  | No Match | No Match | No Match | No Match | Other | No Match |  | No Match |  | 7350000 |  | 2450000 |  | 83.5 | 80 |  |  | 10 |  | 82 |  |  | Federally-Regulated Commercial & Industrial Equipment | 2001-12-13
Universal Boiler Works | Universal Boiler Works | BF70S4 | Steam | Combo (Natural Gas & Oil) | Power | FALSE | FALSE | 3 |  |  | No Match | No Match | No Match | No Match | Other | No Match |  | No Match |  | 2940000 |  | 1470000 |  | 83.5 | 80 |  |  | 10 |  | 82 |  |  | Federally-Regulated Commercial & Industrial Equipment | 2001-12-13
Burnham Corp. | Burnham Corp. | 204PV*I- | Water | LPG | Induced Draft | FALSE | FALSE | 1 |  |  |  | Stack Damper | Non-Condensing | Single-Stage | Cast Iron | Single-Speed | 0.04 | Standard |  | 96000 | 79000 | [9 empty] | 82 | 80 | Federally-Regulated Consumer Product | 2007-11-14
Ajax Boiler, Inc. | Ajax | OWGB5000 | Steam | Natural Gas | No Match | FALSE | TRUE | 3 |  |  | No Match | No Match | No Match | No Match | Other | No Match |  | No Match |  | 5000000 |  | 5000000 |  | 80 | 80 |  |  |  |  | 80 |  |  | Federally-Regulated Commercial & Industrial Equipment | 1996-02-29
Burnham Corp. | Burnham Corp. | V1122 | Both Steam & Water | Natural Gas | Power | FALSE | FALSE | 1 |  |  |  | None | Non-Condensing | Single-Stage | Cast Iron |  |  |  |  | 5485000 | 4334000 |  |  | 80.8 | 80 | 79.1 | [6 empty] | Federally-Regulated Commercial & Industrial Equipment | 2010-03-16
PVI Industries | PVI | 648 EWB 250A-E | Water | Electricity | No Match | TRUE | FALSE | 3 |  |  | No Match | No Match | No Match | No Match | Other | No Match |  | No Match |  | 2212000 |  | 2212000 |  | 99.9 | [5 empty] | 99.9 |  |  | Non Federally-Regulated | 1992-09-28
Ajax Boiler, Inc. | Ajax | XFG12000W | Water | Natural Gas | Power | FALSE | TRUE | 3 |  |  | No Match | No Match | No Match | No Match | Other | No Match |  | No Match |  | 12000000 |  | 4800000 |  | 80 | 80 |  |  |  |  | 80 |  |  | Federally-Regulated Commercial & Industrial Equipment | 1997-01-07
Mestek, Inc. | Mestek, Inc. | SB300 | Water | LPG | Power | FALSE | FALSE | 1 |  |  |  | Stack Damper | Non-Condensing | Single-Stage | Copper |  |  |  |  | 301000 | 246000 |  |  | 82 | 80 | 82 | [6 empty] | Federally-Regulated Commercial & Industrial Equipment | 2011-02-17
Smith Cast Iron Boilers | Smith Cast Iron Boilers | 650A-*-16 | Both Steam & Water | Natural Gas | Power | FALSE | FALSE | 1 |  |  |  | None | Non-Condensing | Single-Stage | Cast Iron |  |  |  |  | 8258000 | 6672000 |  |  | 82.2 | 80 | 80.8 | [6 empty] | Federally-Regulated Commercial & Industrial Equipment | 2007-12-12
Lochinvar, LLC. | Lochinvar Corp. | FBD4000 | Water | Natural Gas | Power | FALSE | FALSE | 1 |  |  |  | None | Condensing | Step Modulating | Other |  |  |  |  | 4000000 | 3728000 |  |  | 93.2 | [8 empty] | Federally-Regulated Commercial & Industrial Equipment | 2015-04-20
U.S. Boiler Co. | U.S. Boiler Co. | RSAH85 | Water | Oil | Power | FALSE | FALSE | 1 |  | TRUE |  | None | Non-Condensing | Single-Stage | Other | Single-Speed |  |  |  | 105000 | 89000 | [9 empty] | 84 | 80 | Federally-Regulated Consumer Product | 2014-01-14
Burnham Corp. | Burnham Corp. | V1117H-WO | Water | Oil | Power | FALSE | FALSE | 3 |  |  |  | None | Non-Condensing | Two-Stage Modulating | Cast Iron |  |  |  |  | 4032000 | 3447000 |  |  | 85.6 |  | 85.4 | [6 empty] | Federally-Regulated Commercial & Industrial Equipment | 2014-08-11
Dunkirk | Lennox | GWM-100IE | Water | LPG | Pressure | FALSE | FALSE | 1 |  | TRUE |  | None | Condensing | Step Modulating | Other | Single-Speed |  |  |  | 100000 | 91000 | [9 empty] | 95 | 80 | Federally-Regulated Consumer Product | 2013-04-19
Utica Boilers | Dunkirk | D248-900 | Both Steam & Water | Natural Gas | Injection Type | FALSE | FALSE | 1 |  |  |  | None | Non-Condensing | Single-Stage | Cast Iron |  |  |  |  | 900000 | 725000 |  |  | 80.5 | 80 | 77.5 | [6 empty] | Federally-Regulated Commercial & Industrial Equipment | 2011-05-02
U.S. Boiler Co. | New Yorker Boiler Co. | PVCG70A | Water | Natural Gas | Induced Draft | FALSE | FALSE | 1 |  | TRUE |  | None | Non-Condensing | Single-Stage | Cast Iron | Single-Speed |  |  |  | 210000 | 179000 | [9 empty] | 85 | 80 | Federally-Regulated Consumer Product | 2014-01-14
Cemline Corp. | Cemline Corp. | VB30EHB135 | Water | Electricity | No Match | FALSE | TRUE | 1 |  |  | No Match | No Match | No Match | No Match | Cast Iron | No Match |  | No Match |  | 46103 |  |  |  | 98.4 | [8 empty] | Federally-Regulated Consumer Product | 1992-06-18
Rite Engineering | Rite | 85S | Both Steam & Water | Natural Gas | No Match | FALSE | FALSE | 3 |  |  | No Match | No Match | No Match | No Match | Other | No Match |  | No Match |  | 850000 |  | 425000 |  | 80 | 80 |  |  |  |  | 80 |  |  | Non Federally-Regulated | 1992-10-14
Rite Engineering | Rite | A700S | Both Steam & Water | Natural Gas | No Match | FALSE | FALSE | 3 |  |  | No Match | No Match | No Match | No Match | Other | No Match |  | No Match |  | 7000000 |  | 3500000 |  | 80 | 80 |  |  |  |  | 80 |  |  | Non Federally-Regulated | 1992-10-14
HTP, Inc. | ModCon | Mod Con 300 | Water | Natural Gas | Power | FALSE | FALSE | 1 |  |  | None | None | Condensing | Step Modulating | Other |  |  |  |  | 301000 | 283000 | 60000 | 56000 | 94 | 80 | 94 | [6 empty] | Federally-Regulated Commercial & Industrial Equipment | 2008-10-20
Ajax Boiler, Inc. | Ajax | DFG250W | Water | Natural Gas | Power | FALSE | TRUE | 3 |  |  | No Match | No Match | No Match | No Match | Other | No Match |  | No Match |  | 10500000 |  | 4200000 |  | 80 | 80 |  |  |  |  | 80 |  |  | Federally-Regulated Commercial & Industrial Equipment | 1997-01-07
Advanced Thermal Hydronics | Advanced Thermal Hydronics | HVX-165 | Water | LPG | Injection Type | FALSE | FALSE | 1 |  |  |  | None | Non-Condensing | Single-Stage | Cast Iron | Single-Speed |  |  |  | 165000 | 136000 | [9 empty] | 82 | 80 | Federally-Regulated Consumer Product | 2014-03-28
Ajax Boiler, Inc. | Ajax | HNG350W | Steam | Natural Gas | No Match | FALSE | TRUE | 3 |  |  | No Match | No Match | No Match | No Match | Other | No Match |  | No Match |  | 350000 |  | 175000 |  | 80 | 80 |  |  |  |  | 80 |  |  | Federally-Regulated Commercial & Industrial Equipment | 1997-01-07
Weil-McLain | Weil-McLain | GV90+5 | Water | Natural Gas | Power | FALSE | FALSE | 1 |  | TRUE |  | None | Condensing | Single-Stage | Cast Iron | Single-Speed |  |  |  | 140000 | 130000 | [9 empty] | 91.4 | 80 | Federally-Regulated Consumer Product | 2013-04-19
Thermal Hydronic Supply, Ltd. | Thermal Hydronic Supply, Ltd. | PLANET DEWY 30/50 | Water | Natural Gas | Pressure | FALSE | FALSE | 1 |  |  |  | None | Condensing | Step Modulating | Other | Multiple-Speed |  |  |  | 110000 | 99000 | [9 empty] | 94 | 80 | Federally-Regulated Consumer Product | 2012-05-02
Mestek, Inc. | Mestek, Inc. | 200i | Water | LPG | Power | FALSE | FALSE | 1 |  |  |  | None | Condensing | Step Modulating | Cast Iron |  |  |  |  | 199000 | 173000 | [9 empty] | 92.7 | 80 | Federally-Regulated Consumer Product | 2008-04-14
Burnham Corp. | Crown Boiler Co. | 32-2755*N | Both Steam & Water | Natural Gas | Induced Draft | FALSE | FALSE | 1 |  |  |  | None | Non-Condensing | Single-Stage | Cast Iron |  |  |  |  | 2755000 | 2204000 |  |  | 80.5 | 80 | 75.4 | [6 empty] | Federally-Regulated Commercial & Industrial Equipment | 2007-12-12
Dunkirk | Lennox | GWB8-1121E | Water | Combo (Natural Gas & Oil) | Power | FALSE | FALSE | 1 |  |  | No Match | No Match | No Match | No Match | Cast Iron | No Match |  | No Match |  | 112500 | [10 empty] | 83 | 80 | Federally-Regulated Consumer Product | 2001-11-01
PB Heat, LLC | PB Heat, LLC | TC-HE-S/W-09 | Both Steam & Water | Natural Gas | Power | FALSE | FALSE | 1 |  |  |  | None | Non-Condensing | Single-Stage | Cast Iron |  |  |  |  | 2718000 | 2249000 |  |  | 83.5 | 80 | 82.7 | [6 empty] | Federally-Regulated Commercial & Industrial Equipment | 2011-02-17
Slant / Fin Corp. | Slant / Fin Corp. | J-390 | Water | Natural Gas | Power | FALSE | FALSE | 1 |  |  |  | None | Condensing | Step Modulating | Other |  |  |  |  | 390000 | 352000 |  |  | 91.6 | 80 | 90.2 | [6 empty] | Federally-Regulated Commercial & Industrial Equipment | 2008-04-14
Raypak | Raypak | H7-0850* | Water | LPG | Induced Draft | FALSE | FALSE | 1 |  |  | None | None | Condensing | Step Modulating | Other |  |  |  |  | 850000 | 799000 | 170000 |  | 94.5 | 80 | 94 |  | 12 |  |  |  |  | Federally-Regulated Commercial & Industrial Equipment | 2010-10-29
Smith Cast Iron Boilers | Smith Cast Iron Boilers | 6500A-*-20 | Both Steam & Water | Natural Gas | Power | FALSE | FALSE | 1 |  |  |  | None | Non-Condensing | Single-Stage | Cast Iron |  |  |  |  | 13281000 | 10584000 |  |  | 81.3 | 80 | 79.7 | [6 empty] | Federally-Regulated Commercial & Industrial Equipment | 2007-12-12
Camus Hydronics | Camus Hydronics | DFPH-0502-MS | Water | LPG | Power | FALSE | FALSE | 1 |  |  |  | None | Condensing | Step Modulating | Other |  |  |  |  | 500000 | 472000 |  |  | 94.4 |  | 94.4 | [6 empty] | Federally-Regulated Commercial & Industrial Equipment | 2014-08-11
Lochinvar, LLC. | Lochinvar Corp. | CBN180M9 | Water | Natural Gas | Injection Type | FALSE | FALSE | 1 |  |  |  | Stack Damper | Non-Condensing | Single-Stage | Copper |  |  |  |  | 180000 | 149000 | [9 empty] | 82 | 80 | Federally-Regulated Consumer Product | 2007-11-14
Burnham Corp. | Burnham Corp. | V907 | Both Steam & Water | Natural Gas | Power | FALSE | FALSE | 1 |  |  |  | None | Non-Condensing | Single-Stage | Cast Iron |  |  |  |  | 1198000 | 960000 |  |  | 82.3 | 80 | 80.1 | [6 empty] | Federally-Regulated Commercial & Industrial Equipment | 2010-03-16
Smith Cast Iron Boilers | Smith Cast Iron Boilers | GB100-W-10-INT-D | Water | Natural Gas | No Match | FALSE | FALSE | 1 |  |  | No Match | No Match | No Match | No Match | Cast Iron | No Match |  | No Match |  | 225000 | [10 empty] | 83.2 | 80 | Federally-Regulated Consumer Product | 1998-12-21
Ajax Boiler, Inc. | Ajax | SGX-SGXB-8500-D | Steam | Natural Gas | No Match | FALSE | FALSE | 3 |  |  | No Match | No Match | No Match | No Match | Other | No Match |  | No Match |  | 8500000 |  | 8500000 |  | 80 | 80 |  |  |  |  | 80 |  |  | Federally-Regulated Commercial & Industrial Equipment | 1996-02-29
Ajax Boiler, Inc. | Ajax | SGX-SGXB-7000-D | Steam | Natural Gas | No Match | FALSE | FALSE | 3 |  |  | No Match | No Match | No Match | No Match | Other | No Match |  | No Match |  | 7000000 |  | 7000000 |  | 80 | 80 |  |  |  |  | 80 |  |  | Federally-Regulated Commercial & Industrial Equipment | 1996-02-29
Burnham Corp. | Crown Boiler Co. | 16H-410 | Water | Natural Gas | Induced Draft | FALSE | FALSE | 1 |  |  |  | None | Non-Condensing | Single-Stage | Cast Iron |  |  |  |  | 410000 | 328000 |  |  | 83.6 |  | 80.1 | [6 empty] | Federally-Regulated Commercial & Industrial Equipment | 2014-09-05
PB Heat, LLC | PB Heat, LLC | PF-1000-NAT | Water | Natural Gas | Power | FALSE | FALSE | 1 |  |  |  | None | Condensing | Step Modulating | Other |  |  |  |  | 1000000 | 966000 |  |  |  |  | 96.6 | [6 empty] | Federally-Regulated Commercial & Industrial Equipment | 2015-06-01
Ajax Boiler, Inc. | Ajax | B3E0 | Water | Natural Gas | Luminous | FALSE | TRUE | 1 |  |  | None | None | Non-Condensing | Step Modulating | Copper | Single-Speed | 0.75 | No Match |  | 300000 | 240000 | 240000 | 192000 | 80 | 80 | 79.2 | [6 empty] | Federally-Regulated Commercial & Industrial Equipment | 2007-08-15
Burnham Corp. | Crown Boiler Co. | 32-760*N | Both Steam & Water | LPG | Induced Draft | FALSE | FALSE | 1 |  |  |  | None | Non-Condensing | Single-Stage | Cast Iron |  |  |  |  | 760000 | 608000 |  |  | 80.5 | 80 | 75.4 | [6 empty] | Federally-Regulated Commercial & Industrial Equipment | 2007-12-12
Burnham Corp. | Burnham Corp. | 809H | Water | Natural Gas | Induced Draft | FALSE | FALSE | 1 |  |  |  | None | Non-Condensing | Single-Stage | Cast Iron |  |  |  |  | 491000 | 409000 |  |  | 83.4 | 80 | 79.8 | [6 empty] | Federally-Regulated Commercial & Industrial Equipment | 2010-03-16
Burnham Corp. | New Yorker Boiler Co. | CL3-091 | Steam | Oil | Power | FALSE | FALSE | 1 |  |  |  | None | Non-Condensing | Single-Stage | Cast Iron |  |  |  |  | 91000 | 78000 | [9 empty] | 84.1 | 80 | Federally-Regulated Consumer Product | 2007-11-14
Ajax Boiler, Inc. | Ajax | SNG60W | Steam | Natural Gas | No Match | FALSE | TRUE | 3 |  |  | No Match | No Match | No Match | No Match | Other | No Match |  | No Match |  | 2500000 |  | 2500000 |  | 80 | 80 |  |  |  |  | 80 |  |  | Federally-Regulated Commercial & Industrial Equipment | 1997-01-07
Ajax Boiler, Inc. | Ajax | WRPG3770 | Water | Natural Gas | Power | FALSE | TRUE | 1 |  |  | Draft Hood | Stack Damper | Non-Condensing | Two-Stage Modulating | Other | None |  | No Match |  | 3770000 | 3091400 | 3091400 | 2534948 | 82 | 80 | 81.2 | [6 empty] | Federally-Regulated Commercial & Industrial Equipment | 2007-08-15
Universal Boiler Works | Universal Boiler Works | BF500S1 | Steam | Combo (Natural Gas & Oil) | Power | FALSE | FALSE | 3 |  |  | No Match | No Match | No Match | No Match | Other | No Match |  | No Match |  | 21000000 |  | 3500000 |  | 83.5 | 80 |  |  | 10 |  | 82 |  |  | Federally-Regulated Commercial & Industrial Equipment | 2001-12-13
Laars Heating Systems Co. | Laars | HH0325CN12***** | Water | Natural Gas | Induced Draft | FALSE | FALSE | 1 |  |  |  | None | Non-Condensing | Two-Stage Modulating | Copper |  |  |  |  | 325000 | 263000 | 162500 |  | 81 | 80 | 78.6 | [6 empty] | Federally-Regulated Commercial & Industrial Equipment | 2007-11-01
Dunkirk | Sears | K90-200 | Water | Combo (Natural Gas & Oil) | No Match | FALSE | FALSE | 1 |  |  | No Match | No Match | No Match | No Match | Other | No Match |  | No Match |  | 200000 | [10 empty] | 89.6 | 80 | Federally-Regulated Consumer Product | 2002-06-04
HTP, Inc. | PB Heat, LLC | PI 199 | Water | LPG | Power | FALSE | FALSE | 1 |  |  |  | None | Condensing | Single-Stage | Other |  |  |  |  | 140000 | 129000 | [9 empty] | 95.1 | 80 | Federally-Regulated Consumer Product | 2009-02-27
Rite Engineering | Rite | 700S | Both Steam & Water | Natural Gas | No Match | FALSE | FALSE | 3 |  |  | No Match | No Match | No Match | No Match | Other | No Match |  | No Match |  | 7000000 |  | 3500000 |  | 80 | 80 |  |  |  |  | 80 |  |  | Non Federally-Regulated | 1992-10-14
Dunkirk | Caribe | BWMAAN000050 | Water | Natural Gas | Power | FALSE | FALSE | 1 |  | TRUE |  | None | Condensing | Step Modulating | Other | Single-Speed |  |  |  | 50000 | 46000 | [9 empty] | 95 | 80 | Federally-Regulated Consumer Product | 2013-04-19
Allied Engineering Co. | Allied Engineering Co. | SG-135-N-E | Water | Natural Gas | Injection Type | FALSE | FALSE | 1 |  | TRUE |  | Stack Damper | Non-Condensing | Single-Stage | Other |  |  |  |  | 135000 | 115000 | [9 empty] | 85 | 80 | Federally-Regulated Consumer Product | 2014-08-08
U.S. Boiler Co. | U.S. Boiler Co. | 206H*I | Water | LPG | Induced Draft | FALSE | FALSE | 1 |  | TRUE |  | Stack Damper | Non-Condensing | Single-Stage | Cast Iron | Single-Speed |  |  |  | 164000 | 139000 | [9 empty] | 84 | 80 | Federally-Regulated Consumer Product | 2014-01-14
PB Heat, LLC | PB Heat, LLC | TC-HE-S/W-16 | Both Steam & Water | Natural Gas | Power | FALSE | FALSE | 1 |  |  |  | None | Non-Condensing | Single-Stage | Cast Iron |  |  |  |  | 4923000 | 4095000 |  |  | 83.4 | 80 | 83.2 | [6 empty] | Federally-Regulated Commercial & Industrial Equipment | 2011-02-17
Viessmann Manufacturing Co., Inc. | VIESSMANN | B2HB-26 | Water | Natural Gas | Power | FALSE | FALSE | 1 | TRUE |  |  | Electro-Mechanical Inlet Dampe | Condensing | Step Modulating | Other |  |  |  |  | 94000 | 88000 | [9 empty] | 95 | 80 | Federally-Regulated Consumer Product | 2015-09-24
Laars Heating Systems Co. | Bradford-White Corp. | BWCH0500 | Water | LPG | Power | FALSE | FALSE | 1 |  |  |  | None | Non-Condensing | Two-Stage Modulating | Copper |  |  |  |  | 500000 | 425000 |  |  |  |  | 85 | [6 empty] | Federally-Regulated Commercial & Industrial Equipment | 2015-06-01
Ajax Boiler, Inc. | Ajax | WFG10000W | Water | Natural Gas | Power | FALSE | TRUE | 3 |  |  | No Match | No Match | No Match | No Match | Other | No Match |  | No Match |  | 10000000 |  | 4000000 |  | 80 | 80 |  |  |  |  | 80 |  |  | Federally-Regulated Commercial & Industrial Equipment | 1997-01-07
Laars Heating Systems Co. | Laars | HH0500IP******** | Water | LPG | Induced Draft | FALSE | FALSE | 1 |  |  |  | None | Non-Condensing | Step Modulating | Copper |  |  |  |  | 500000 | 405000 | 125000 |  | 81 | 80 | 78.6 | [6 empty] | Federally-Regulated Commercial & Industrial Equipment | 2007-11-01
Raypak | Raypak | W7-850*(N,P)* | Water | Natural Gas | Induced Draft | FALSE | TRUE | 1 |  |  | None | None | Condensing | Step Modulating | Copper |  |  |  |  | 850000 | 799000 | 170000 |  | 94.5 | 80 | 94 |  | 12 |  |  |  |  | Federally-Regulated Commercial & Industrial Equipment | 2009-06-22
PB Heat, LLC | PB Heat, LLC | MI-06-SPRK | Water | Natural Gas | Injection Type | FALSE | FALSE | 1 |  | TRUE |  | Stack Damper | Non-Condensing | Single-Stage | Cast Iron | Single-Speed |  |  |  | 175000 | 143000 | [9 empty] | 82 | 80 | Federally-Regulated Consumer Product | 2013-04-19
Crown Boiler Co. | Crown | C247-2300-W | Water | Natural Gas | No Match | FALSE | FALSE | 3 |  |  | No Match | No Match | No Match | No Match | Cast Iron | No Match |  | No Match |  | 2300000 |  | 2300000 |  | 80 | 80 |  |  |  |  | 80 |  |  | Federally-Regulated Commercial & Industrial Equipment | 1996-03-06
ECR International, Ltd. | ECR International, Ltd. | DKVLT-100 | Water | LPG | Pressure | FALSE | FALSE | 1 |  | TRUE |  | None | Condensing | Step Modulating | Other | Single-Speed |  |  |  | 100000 | 91000 | [9 empty] | 95 | 80 | Federally-Regulated Consumer Product | 2013-04-19
Lochinvar, LLC. | Lochinvar Corp. | PBN1001 | Water | Natural Gas | Power | FALSE | FALSE | 1 |  |  | None | None | Non-Condensing | Step Modulating | Copper |  |  |  |  | 1000000 | 850000 | 250000 | 218000 | 85 | 80 | 85 | [6 empty] | Federally-Regulated Commercial & Industrial Equipment | 2007-12-12
Unilux Manufacturing, Inc. | Unilux Manufacturing, Inc. | ZW 75 W | Both Steam & Water | Combo (Natural Gas & Oil) | Power | FALSE | FALSE | 3 |  |  | No Match | No Match | No Match | No Match | Other | No Match |  | No Match |  | 862000 |  | 287000 |  | 86 | 80 |  |  | 10 |  | 84 |  |  | Federally-Regulated Commercial & Industrial Equipment | 1998-02-10
Raypak | Raypak | W7-500*(N,P)* | Water | LPG | Induced Draft | FALSE | FALSE | 1 |  |  | None | None | Condensing | Step Modulating | Copper |  |  |  |  | 500000 | 470000 | 100000 |  | 94.5 | 80 | 94 |  | 12 |  |  |  |  | Federally-Regulated Commercial & Industrial Equipment | 2009-06-22
Burnham Corp. | Burnham Corp. | V1105 | Both Steam & Water | Oil | Power | FALSE | FALSE | 1 |  |  |  | None | Non-Condensing | Single-Stage | Cast Iron |  |  |  |  | 1036000 | 857000 |  |  | 83.1 | 83 | 82.7 | [6 empty] | Federally-Regulated Commercial & Industrial Equipment | 2012-03-02
Ajax Boiler, Inc. | Ajax | XNG14500W | Water | Natural Gas | No Match | FALSE | TRUE | 3 |  |  | No Match | No Match | No Match | No Match | Other | No Match |  | No Match |  | 14500000 |  | 7250000 |  | 80 | 80 |  |  |  |  | 80 |  |  | Federally-Regulated Commercial & Industrial Equipment | 1997-01-07
Weil-McLain | Weil-McLain | WM97+155 | Water | Natural Gas | Pressure | FALSE | FALSE | 1 | TRUE |  |  | None | Condensing | Step Modulating | Other | Multiple-Speed |  |  |  | 155000 | 143000 | [9 empty] | 90 | 80 | Federally-Regulated Consumer Product | 2015-09-30
Laars Heating Systems Co. | Bradford-White Corp. | BWCH1250 | Water | LPG | Power | FALSE | FALSE | 1 |  |  |  | None | Non-Condensing | Step Modulating | Copper |  |  |  |  | 1250000 | 1064000 |  |  |  |  | 85.2 | [6 empty] | Federally-Regulated Commercial & Industrial Equipment | 2015-06-01
Burnham Corp. | Burnham Corp. | V906A-SO | Steam | Oil | Power | FALSE | FALSE | 1 |  | FALSE |  | Stack Damper | Non-Condensing | Two-Stage Modulating | Cast Iron |  |  |  |  | 980000 | 808000 |  |  | 85.2 |  | 82.5 | [6 empty] | Federally-Regulated Commercial & Industrial Equipment | 2014-08-11
English Boiler & Tube, Inc. | Bent Tube Balanced Flow | BTBF-600-15 | Steam | Natural Gas | Power | FALSE | FALSE | 3 |  |  | No Match | No Match | No Match | No Match | Other | No Match |  | No Match |  | 25500000 |  | 6375000 |  | 80 | 80 |  |  | 3 |  | 80 |  |  | Federally-Regulated Commercial & Industrial Equipment | 1998-09-10
Burnham Corp. | Burnham Corp. | V1105-SO | Steam | Oil | Power | FALSE | FALSE | 1 |  | FALSE |  | Stack Damper | Non-Condensing | Two-Stage Modulating | Cast Iron |  |  |  |  | 1036000 | 857000 |  |  | 83 |  | 83 | [6 empty] | Federally-Regulated Commercial & Industrial Equipment | 2014-10-23
Viessmann Manufacturing Co., Inc. | VIESSMANN | B2HB-45 | Water | LPG | Power | FALSE | FALSE | 1 | TRUE |  |  | Electro-Mechanical Inlet Dampe | Condensing | Step Modulating | Other |  |  |  |  | 160000 | 149000 | [9 empty] | 95 | 80 | Federally-Regulated Consumer Product | 2015-09-24
Lochinvar, LLC. | Lochinvar Corp. | FBN3500 | Water | Natural Gas | Power | FALSE | FALSE | 1 |  |  |  | None | Condensing | Step Modulating | Other |  |  |  |  | 3500000 | 3220000 |  |  | 92 | [8 empty] | Federally-Regulated Commercial & Industrial Equipment | 2015-04-20
Ajax Boiler, Inc. | Ajax | SFG15W | Steam | Natural Gas | Power | FALSE | TRUE | 3 |  |  | No Match | No Match | No Match | No Match | Other | No Match |  | No Match |  | 628000 |  | 400000 |  | 80 | 80 |  |  |  |  | 80 |  |  | Federally-Regulated Commercial & Industrial Equipment | 1997-01-07
Bryan Steam Corp. | Bryan | CL-90-S-***-G | Steam | Natural Gas | No Match | TRUE | FALSE | 3 |  |  | No Match | No Match | No Match | No Match | Other | No Match |  | No Match |  | 900000 |  | 900000 |  | 80 | 80 |  |  |  |  | 80 |  |  | Federally-Regulated Commercial & Industrial Equipment | 1996-02-29
Crown Boiler Co. | Crown | C247-2600-S | Steam | Natural Gas | No Match | FALSE | FALSE | 3 |  |  | No Match | No Match | No Match | No Match | Cast Iron | No Match |  | No Match |  | 2600000 |  | 2600000 |  | 80 | 80 |  |  |  |  | 80 |  |  | Federally-Regulated Commercial & Industrial Equipment | 1996-03-06
Utica Boilers | Utica Boilers | NA50* | Water | Combo (Natural Gas & Oil) | No Match | FALSE | FALSE | 1 |  |  | No Match | No Match | No Match | No Match | Cast Iron | No Match |  | No Match |  | 50000 | [10 empty] | 84 | 80 | Federally-Regulated Consumer Product | 2002-06-04
Lochinvar, LLC. | Lochinvar Corp. | WBN210 | Water | LPG | Power | FALSE | FALSE | 1 |  |  | None | None | Condensing | Step Modulating | Other |  |  |  |  | 210000 | 190000 | [9 empty] | 95.7 | 80 | Federally-Regulated Consumer Product | 2008-04-14
Slant / Fin Corp. | Slant / Fin Corp. | TR-50PZ | Steam | Oil | Power | FALSE | FALSE | 1 |  |  |  | None | Non-Condensing | Single-Stage | Cast Iron |  |  |  |  | 294000 | 255000 | [9 empty] | 83.4 | 80 | Federally-Regulated Consumer Product | 2007-11-14
Burnham Corp. | Crown Boiler Co. | 32-855*N | Both Steam & Water | Natural Gas | Induced Draft | FALSE | FALSE | 1 |  |  |  | None | Non-Condensing | Single-Stage | Cast Iron |  |  |  |  | 855000 | 684000 |  |  | 80.5 | 80 | 75.4 | [6 empty] | Federally-Regulated Commercial & Industrial Equipment | 2007-12-12
Water Pik, Inc. | Laars | PW1825EP09CBA | Both Steam & Water | LPG | No Match | FALSE | TRUE | 3 |  |  | No Match | No Match | No Match | No Match | Copper | No Match |  | No Match |  | 1825000 |  | 1825000 |  | 82 | 80 |  |  | 5 |  | 82 |  |  | Federally-Regulated Commercial & Industrial Equipment | 2001-11-21
Water Pik, Inc. | Laars | VW0850EN04*BA | Both Steam & Water | Natural Gas | No Match | FALSE | TRUE | 3 |  |  | No Match | No Match | No Match | No Match | Copper | No Match |  | No Match |  | 850000 |  | 212850 |  | 82 | 80 |  |  | 5 |  | 82 |  |  | Federally-Regulated Commercial & Industrial Equipment | 2001-11-21
Crown Boiler Co. | Burnham Corp. | 303 | Water | LPG | Injection Type | FALSE | FALSE | 1 |  |  | Draft Diverter | Stack Damper | Non-Condensing | Single-Stage | Cast Iron | Single-Speed |  | Standard |  | 70000 | 59000 | [9 empty] | 84 | 80 | Federally-Regulated Consumer Product | 2010-03-16
Burnham Corp. | Crown Boiler Co. | 16-520 | Water | Natural Gas | Induced Draft | FALSE | FALSE | 1 |  |  |  | None | Non-Condensing | Single-Stage | Cast Iron |  |  |  |  | 520000 | 416000 |  |  | 80 | 80 | 77 | [6 empty] | Federally-Regulated Commercial & Industrial Equipment | 2007-12-12
Smith Cast Iron Boilers | Smith Cast Iron Boilers | 19A-S/W-09 | Both Steam & Water | Natural Gas | Power | FALSE | FALSE | 1 |  |  |  | None | Non-Condensing | Single-Stage | Cast Iron |  |  |  |  | 1548000 | 1226000 |  |  | 81.2 | 80 | 79.2 | [6 empty] | Federally-Regulated Commercial & Industrial Equipment | 2007-12-12
McKenna Boiler Co. | McKenna Boiler Co. | 80 | Steam | Natural Gas | Power | FALSE | FALSE | 3 |  |  | No Match | No Match | No Match | No Match | Other | No Match |  | No Match |  | 3360000 |  | 3360000 |  | 82 | 80 |  |  |  |  | 82 |  |  | Federally-Regulated Commercial & Industrial Equipment | 2002-06-12
Utica Boilers | Pennco, Inc. | 41J-1700 | Both Steam & Water | Natural Gas | Injection Type | FALSE | FALSE | 1 |  |  |  | None | Non-Condensing | Single-Stage | Cast Iron |  |  |  |  | 1700000 | 1367000 |  |  | 80.4 | 80 | 77.5 | [6 empty] | Federally-Regulated Commercial & Industrial Equipment | 2011-05-02
Rite Engineering | Rite | 1050WG | Both Steam & Water | Natural Gas | Power | FALSE | FALSE | 3 |  |  | No Match | No Match | No Match | No Match | Other | No Match |  | No Match |  | 10500000 |  | 3500000 |  | 80 | 80 |  |  |  |  | 80 |  |  | Non Federally-Regulated | 1992-10-14
Heat Cell Technologies, Inc. / ECO Heating Systems | Hamilton Engineering - EVO Micro | HWHL00129ASME | Water | LPG | Power | FALSE | TRUE | 1 |  |  | None | None | Condensing | Two-Stage Modulating | Other | No Match |  | No Match |  | 136600 | 130150 | 30700 | 29165 | [7 empty] | 93 | 80 | Federally-Regulated Consumer Product | 2006-03-29
Laars Heating Systems Company | COPPER BRUTE II | BWCH2000 | Water | Natural Gas | Power | FALSE | FALSE | 1 |  |  |  | None | Non-Condensing | Step Modulating | Copper |  |  |  |  | 1999000 | 1701000 |  |  |  |  | 85.2 | 80 | [5 empty] | Federally-Regulated Commercial & Industrial Equipment | 2015-09-30
Bosch Thermotechnology Corp. | Bosch | ZBR 35-3 | Water | Natural Gas | Pressure | FALSE | FALSE | 1 |  |  | None | None | Condensing | Step Modulating | Other | Single-Speed |  |  |  | 132000 | 118000 | [9 empty] | 96 | 80 | Federally-Regulated Consumer Product | 2011-06-16
Water Pik, Inc. | Laars | PH1430EN21*N* | Water | Natural Gas | No Match | FALSE | TRUE | 3 |  |  | No Match | No Match | No Match | No Match | Copper | No Match |  | No Match |  | 1430000 |  | 357500 |  | 82 | 80 |  |  | 5 |  | 82 |  |  | Federally-Regulated Commercial & Industrial Equipment | 2001-11-21
Baxi | Baxi | Luna HT 1.450 | Water | Natural Gas | Power | FALSE | FALSE | 1 |  |  |  | None | Condensing | Step Modulating | Other |  |  |  |  | 167262 | 153546 | [9 empty] | 92.5 | 80 | Federally-Regulated Consumer Product | 2012-10-04
Peerless Heater Co. | Peerless | 211A-39I | Steam | Natural Gas | No Match | FALSE | FALSE | 3 |  |  | No Match | No Match | No Match | No Match | Cast Iron | No Match |  | No Match |  | 7980000 |  | 7980000 |  | 80 | 75 |  |  | 15 | 147 | 80 |  |  | Non Federally-Regulated | 1990-06-25
HTP, Inc. | Westinghouse | WBRU^^140W | Water | LPG | Power | FALSE | FALSE | 1 | TRUE |  |  | None | Condensing | Step Modulating | Other |  |  |  |  | 140000 | 128000 | [9 empty] | 95 | 80 | Federally-Regulated Consumer Product | 2015-09-30
Raypak | Raypak | H-0724A | Water | LPG | Injection Type | FALSE | FALSE | 1 |  |  | None | None | Non-Condensing | Single-Stage | Copper |  |  |  |  | 726000 | 596000 |  |  | 82 | 80 | 82 | [6 empty] | Federally-Regulated Commercial & Industrial Equipment | 2007-12-12
Raypak | Raypak | H7-754 | Water | Natural Gas | Induced Draft | FALSE | TRUE | 1 |  |  | None | None | Non-Condensing | Single-Stage | Copper |  |  |  |  | 750000 | 630000 |  |  | 84 | 80 | 84 | [6 empty] | Federally-Regulated Commercial & Industrial Equipment | 2007-12-12
U.S. Boiler Co. | BURNHAM HYDRONICS | ES26A | Water | LPG | Injection Type | FALSE | FALSE | 1 | TRUE |  |  | Stack Damper | Non-Condensing | Single-Stage | Cast Iron | Multiple-Speed |  |  |  | 175000 | 149000 | [9 empty] | 85 | 80 | Federally-Regulated Consumer Product | 2015-09-30
Burnham Corp. | Burnham Corp. | V1121H-SO | Steam | Oil | Power | FALSE | FALSE | 3 |  | FALSE |  | None | Non-Condensing | Two-Stage Modulating | Cast Iron |  |  |  |  | 5082000 | 4279000 |  |  | 85.2 |  | 84.2 | [6 empty] | Federally-Regulated Commercial & Industrial Equipment | 2014-08-11
Smith Cast Iron Boilers | Smith Cast Iron Boilers | 19HE-S-12 | Steam | Oil | Power | FALSE | FALSE | 1 |  |  |  | None | Non-Condensing | Single-Stage | Cast Iron |  |  |  |  | 2100000 | 1750000 |  |  | 83.4 | 83 | 83.4 | [6 empty] | Federally-Regulated Commercial & Industrial Equipment | 2010-07-21
U.S. Boiler Co. | BURNHAM HYDRONICS | RV5 | Water | LPG | Induced Draft | FALSE | FALSE | 1 | TRUE |  |  | None | Non-Condensing | Single-Stage | Cast Iron |  |  |  |  | 130000 | 114000 | [9 empty] | 87.4 | 80 | Federally-Regulated Consumer Product | 2015-09-30
U.S. Boiler Co. | New Yorker Boiler Co. | PVCG30BN | Water | Natural Gas | Induced Draft | FALSE | FALSE | 1 |  |  |  | None | Non-Condensing | Single-Stage | Cast Iron | Single-Speed |  |  |  | 70000 | 60000 | [9 empty] | 85.5 | 80 | Federally-Regulated Consumer Product | 2014-01-14
Ajax Boiler, Inc. | Ajax | OSGXB1750 | Steam | Natural Gas | No Match | FALSE | TRUE | 3 |  |  | No Match | No Match | No Match | No Match | Other | No Match |  | No Match |  | 1750000 |  | 1750000 |  | 80 | 80 |  |  |  |  | 80 |  |  | Federally-Regulated Commercial & Industrial Equipment | 1996-02-29
Bosch Thermotechnology Corp. | Bosch Thermotechnology Corp. | GB 142 45 | Water | LPG | Injection Type | FALSE | FALSE | 1 |  | TRUE |  | None | Condensing | Step Modulating | Other | Multiple-Speed |  |  |  | 161000 | 143000 | [9 empty] | 95 | 80 | Federally-Regulated Consumer Product | 2013-11-14
Raypak | Raypak | H(3,4)-HD201 | Water | LPG | Induced Draft | FALSE | FALSE | 1 |  |  | None | None | Non-Condensing | Two-Stage Modulating | Copper |  |  |  |  | 199000 | 170000 | [9 empty] | 85 | 80 | Federally-Regulated Consumer Product | 2010-03-16
Water Pik, Inc. | Laars | VW1825IN09*1A | Both Steam & Water | Natural Gas | No Match | FALSE | FALSE | 3 |  |  | No Match | No Match | No Match | No Match | Copper | No Match |  | No Match |  | 1825000 |  | 456250 |  | 81 | 80 |  |  | 5 |  | 81 |  |  | Federally-Regulated Commercial & Industrial Equipment | 2001-11-21
Water Pik, Inc. | Laars | VW1825IP09*BA | Both Steam & Water | LPG | No Match | FALSE | FALSE | 3 |  |  | No Match | No Match | No Match | No Match | Copper | No Match |  | No Match |  | 1825000 |  | 456250 |  | 82 | 80 |  |  | 5 |  | 82 |  |  | Federally-Regulated Commercial & Industrial Equipment | 2001-11-21
PB Heat, LLC | PB Heat, LLC | EC/ECT-03-100W | Water | Oil | Power | FALSE | FALSE | 1 |  | TRUE |  | None | Non-Condensing | Single-Stage | Cast Iron | Single-Speed |  |  |  | 140000 | 121000 | [9 empty] | 85.3 | 80 | Federally-Regulated Consumer Product | 2013-04-19
Ajax Boiler, Inc. | Ajax | WGB-6000-D | Steam | Natural Gas | No Match | FALSE | FALSE | 3 |  |  | No Match | No Match | No Match | No Match | Other | No Match |  | No Match |  | 6000000 |  | 6000000 |  | 80 | 80 |  |  |  |  | 80 |  |  | Federally-Regulated Commercial & Industrial Equipment | 1996-02-29
Hydrotherm | Hydrotherm | VS-85BS-PV | Steam | Natural Gas | No Match | FALSE | FALSE | 1 |  |  | No Match | No Match | No Match | No Match | Cast Iron | No Match |  | No Match |  | 85000 | [10 empty] | 81.8 | 75 | Federally-Regulated Consumer Product | 1998-12-21
Ajax Boiler, Inc. | Ajax | OWGH600 | Steam | Natural Gas | No Match | FALSE | TRUE | 3 |  |  | No Match | No Match | No Match | No Match | Other | No Match |  | No Match |  | 600000 |  | 600000 |  | 80 | 80 |  |  |  |  | 80 |  |  | Federally-Regulated Commercial & Industrial Equipment | 1996-02-29
Smith Cast Iron Boilers | Peerless | CC-09-S-G | Steam | Natural Gas | Power | FALSE | FALSE | 1 |  | FALSE |  | None | Non-Condensing | Single-Stage | Cast Iron |  |  |  |  | 1559000 | 1261000 |  |  |  |  | 83.5 | 79 | [5 empty] | Federally-Regulated Commercial & Industrial Equipment | 2015-09-30
Dunkirk | Dunkirk | PSB-8D | Steam | LPG | No Match | FALSE | FALSE | 1 |  |  | No Match | No Match | No Match | No Match | Cast Iron | No Match |  | No Match |  | 245000 | [10 empty] | 81.3 | 75 | Federally-Regulated Consumer Product | 1998-12-21
Heat Cell Technologies, Inc. / ECO Heating Systems | Propak TM - By Huron Valley Sales | HWHL00129.8 | Water | LPG | Power | FALSE | TRUE | 1 |  |  | None | None | Condensing | Two-Stage Modulating | Other | No Match |  | No Match |  | 136600 | 130150 | 30700 | 29165 | [7 empty] | 93 | 80 | Federally-Regulated Consumer Product | 2006-03-29
English Boiler & Tube, Inc. | Bent Tube Balanced Flow | BTBF-900-160 | Water | Natural Gas | Power | FALSE | FALSE | 3 |  |  | No Match | No Match | No Match | No Match | Other | No Match |  | No Match |  | 38250000 |  | 9562500 |  | 80 | 80 |  |  | 3 |  | 80 |  |  | Federally-Regulated Commercial & Industrial Equipment | 1998-09-10
Universal Boiler Works | Universal Boiler Works | BF20S4 | Steam | Combo (Natural Gas & Oil) | Power | FALSE | FALSE | 3 |  |  | No Match | No Match | No Match | No Match | Other | No Match |  | No Match |  | 840000 |  | 420000 |  | 83.5 | 80 |  |  | 10 |  | 82 |  |  | Federally-Regulated Commercial & Industrial Equipment | 2001-12-13
Ajax Boiler, Inc. | Ajax | OSGXB1050 | Steam | Natural Gas | No Match | FALSE | TRUE | 3 |  |  | No Match | No Match | No Match | No Match | Other | No Match |  | No Match |  | 1050000 |  | 1050000 |  | 80 | 80 |  |  |  |  | 80 |  |  | Non Federally-Regulated | 1992-10-27
Lochinvar, LLC. | Lochinvar Corp. | CBL1437 | Water | LPG | Power | FALSE | TRUE | 1 |  |  |  | None | Non-Condensing | Two-Stage Modulating | Copper |  |  |  |  | 1435000 | 1162000 |  |  |  |  | 81 | [6 empty] | Federally-Regulated Commercial & Industrial Equipment | 2015-04-20
Water Pik, Inc. | Laars | PW1670IP09*BA | Both Steam & Water | LPG | No Match | FALSE | FALSE | 3 |  |  | No Match | No Match | No Match | No Match | Copper | No Match |  | No Match |  | 1670000 |  | 417500 |  | 82 | 80 |  |  | 5 |  | 82 |  |  | Federally-Regulated Commercial & Industrial Equipment | 2001-11-21
Laars Heating Systems Co. | Laars | RHCH2400N******* | Water | Natural Gas | Power | FALSE | TRUE | 1 |  |  |  | None | Non-Condensing | Step Modulating | Copper |  |  |  |  | 2400000 | 2064000 | 1200000 |  | 86 | 80 | 85.5 | [6 empty] | Federally-Regulated Commercial & Industrial Equipment | 2007-11-20
Ajax Boiler, Inc. | Ajax | OWGOFD7500 | Steam | Natural Gas | Power | FALSE | TRUE | 3 |  |  | No Match | No Match | No Match | No Match | Other | No Match |  | No Match |  | 7500000 |  | 3750000 |  | 82 | 80 |  |  |  |  | 80 |  |  | Non Federally-Regulated | 1992-10-27
Water Pik, Inc. | Laars | VW3050IP18C* | Both Steam & Water | LPG | No Match | FALSE | FALSE | 3 |  |  | No Match | No Match | No Match | No Match | Copper | No Match |  | No Match |  | 3050000 |  | 3050000 |  | 82 | 80 |  |  | 5 |  | 82 |  |  | Federally-Regulated Commercial & Industrial Equipment | 2001-11-21
HTP, Inc. | Munchkin | 199VWH | Water | LPG | Power | FALSE | FALSE | 1 |  |  |  | None | Condensing | Single-Stage | Other |  |  |  |  | 199000 | 183000 | [9 empty] | 92 | 80 | Federally-Regulated Consumer Product | 2009-02-27
Lochinvar, LLC. | Lochinvar Corp. | SBL1000 | Water | Natural Gas | Power | FALSE | FALSE | 1 |  |  | None | None | Condensing | Step Modulating | Other |  |  |  |  | 999900 | 941000 | 99000 | 94000 | 94.7 | 80 | 94.1 | [6 empty] | Federally-Regulated Commercial & Industrial Equipment | 2010-03-16
Bosch Thermotechnology Corp. | Bosch | ZWB 42-3 | Water | LPG | Pressure | FALSE | FALSE | 1 |  |  | None | None | Condensing | Step Modulating | Other | Single-Speed |  |  |  | 132000 | 118000 | [9 empty] | 94.4 | 80 | Federally-Regulated Consumer Product | 2011-06-16
DDR Americas, Inc. | De Deitrich | GT 530A-23 | Water | Natural Gas | Power | FALSE | FALSE | 3 |  | FALSE |  | Electro-Mechanical Inlet Dampe | Non-Condensing | Step Modulating | Cast Iron |  |  |  |  | 5696000 | 4853000 |  |  | 85.2 |  | 85.2 | [6 empty] | Federally-Regulated Commercial & Industrial Equipment | 2014-08-11
PB Heat, LLC | Peerless | MI85-04-SPRK | Water | Natural Gas | Injection Type | FALSE | FALSE | 1 | TRUE |  |  | Stack Damper | Non-Condensing | Single-Stage | Cast Iron | Single-Speed |  |  |  | 90000 | 77000 | [9 empty] | 85 | 80 | Federally-Regulated Consumer Product | 2015-09-30
Burnham Corp. | New Yorker Boiler Co. | PVCG30*I- | Water | Natural Gas | Induced Draft | FALSE | FALSE | 1 |  |  |  | None | Non-Condensing | Single-Stage | Cast Iron | Single-Speed | 0.04 | Standard |  | 62000 | 51000 | [9 empty] | 82.1 | 80 | Federally-Regulated Consumer Product | 2007-11-14
Raypak | Raypak | H(1,2,5)-1178* | Water | Natural Gas | Injection Type | FALSE | TRUE | 1 |  |  |  | None | Non-Condensing | Step Modulating | Copper |  |  |  |  | 1178000 | 966000 |  |  |  |  | 82 | [6 empty] | Federally-Regulated Commercial & Industrial Equipment | 2015-04-16
Parker Boiler Co. | Parker Boiler | 25LR | Steam | Natural Gas | Power | FALSE | FALSE | 3 |  |  | No Match | No Match | No Match | No Match | Other | No Match |  | No Match |  | 1075000 |  | 537500 |  | 83 | 80 |  |  | 4 |  | 82 |  |  | Federally-Regulated Commercial & Industrial Equipment | 1996-03-13
Ajax Boiler, Inc. | Ajax | WNG800W | Water | Natural Gas | No Match | FALSE | TRUE | 3 |  |  | No Match | No Match | No Match | No Match | Other | No Match |  | No Match |  | 800000 |  | 400000 |  | 80 | 80 |  |  |  |  | 80 |  |  | Federally-Regulated Commercial & Industrial Equipment | 1997-01-07
Slant / Fin Corp. | Slant / Fin Corp. | LD50HPZ | Steam | Oil | Power | FALSE | FALSE | 1 |  |  |  | None | Non-Condensing | Single-Stage | Cast Iron |  |  |  |  | 280000 | 239000 | [9 empty] | 84 | 80 | Federally-Regulated Consumer Product | 2007-11-14
Raypak | Raypak | H(3,4)-0302* | Water | LPG | Induced Draft | FALSE | FALSE | 1 |  |  |  | None | Non-Condensing | Single-Stage | Copper |  |  |  |  | 300000 | 252000 |  |  |  |  | 84 | [6 empty] | Federally-Regulated Commercial & Industrial Equipment | 2015-04-16
English Boiler & Tube, Inc. | Bent Tube Balanced Flow | BTBF-125-150 | Steam | Natural Gas | Power | FALSE | FALSE | 3 |  |  | No Match | No Match | No Match | No Match | Other | No Match |  | No Match |  | 5250000 |  | 1312500 |  | 80 | 80 |  |  | 3 |  | 80 |  |  | Federally-Regulated Commercial & Industrial Equipment | 1998-09-10
Allied Engineering Co. | Super Hot | AAE1800*** | Water | Natural Gas | No Match | FALSE | TRUE | 3 |  |  | No Match | No Match | No Match | No Match | Copper | No Match |  | No Match |  | 1800000 |  | 630000 |  | 80 | 80 |  |  |  |  | 80 |  |  | Federally-Regulated Commercial & Industrial Equipment | 1998-04-21
Laars Heating Systems Company | Mighty Therm | PH0175CN12KB | Water | Natural Gas | Injection Type | FALSE | FALSE | 1 | TRUE |  |  | None | Non-Condensing | Two-Stage Modulating | Copper |  |  |  |  | 175000 | 142000 | [9 empty] | 82 | 80 | Federally-Regulated Consumer Product | 2015-09-30
Camus Hydronics | Camus Hydronics | DFPH-0500-MS | Water | LPG | Power | FALSE | FALSE | 1 |  |  |  | None | Non-Condensing | Step Modulating | Other |  |  |  |  | 500000 | 425000 |  |  | 85 |  | 85 | [6 empty] | Federally-Regulated Commercial & Industrial Equipment | 2014-08-11
Parker Boiler Co. | Parker Boiler | T600LR | Water | Natural Gas | Power | FALSE | FALSE | 3 |  |  | No Match | No Match | No Match | No Match | Other | No Match |  | No Match |  | 600000 |  | 300000 |  | 85 | 80 |  |  | 4 |  | 82 |  |  | Federally-Regulated Commercial & Industrial Equipment | 1996-03-13
Camus Hydronics | Camus Hydronics | DFNH-5001-MH | Water | Natural Gas | Power | FALSE | FALSE | 3 |  |  |  | None | Condensing | Step Modulating | Copper |  |  |  |  | 5000000 | 4360000 |  |  | 87.2 |  | 87.2 | [6 empty] | Federally-Regulated Commercial & Industrial Equipment | 2014-08-11
U.S. Boiler Co. | U.S. Boiler Co. | PVG-7 | Water | LPG | Induced Draft | FALSE | FALSE | 1 |  | TRUE |  | None | Non-Condensing | Single-Stage | Cast Iron | Single-Speed |  |  |  | 210000 | 179000 | [9 empty] | 85 | 80 | Federally-Regulated Consumer Product | 2014-01-14
HTP, Inc. | Elite | EL-220 | Water | LPG | Power | FALSE | FALSE | 1 |  |  | None | None | Condensing | Single-Stage | Other |  |  |  |  | 220000 | 203000 | 37000 | 220000 | [7 empty] | 98 | 80 | Federally-Regulated Consumer Product | 2009-09-17
Dunkirk | Dunkirk | PSB-3D | Steam | Natural Gas | No Match | FALSE | FALSE | 1 |  |  | No Match | No Match | No Match | No Match | Cast Iron | No Match |  | No Match |  | 75000 | [10 empty] | 82.7 | 75 | Federally-Regulated Consumer Product | 1998-12-21
PB Heat, LLC | RBI Water Heaters | IE-210 LP | Water | LPG | Power | FALSE | FALSE | 1 |  | TRUE | None | None | Condensing | Step Modulating | Other |  |  |  |  | 210000 | 195000 | 105000 | 97000 | [7 empty] | 95.1 | 80 | Federally-Regulated Consumer Product | 2015-03-30
Thermo-Dynamics Boiler Co. | Columbia Boiler / Pottstown | MCB-50ID | Water | Natural Gas | No Match | FALSE | FALSE | 1 |  |  | No Match | No Match | No Match | No Match | Cast Iron | No Match |  | No Match |  | 50000 | [10 empty] | 84.1 | 80 | Federally-Regulated Consumer Product | 2000-06-07
Slant / Fin Corp. | Slant / Fin Corp. | SE-175EDP | Water | Natural Gas | Injection Type | FALSE | FALSE | 1 |  |  |  | Stack Damper | Non-Condensing | Single-Stage | Cast Iron |  |  |  |  | 175000 | 145000 | [9 empty] | 82.2 | 80 | Federally-Regulated Consumer Product | 2007-11-14
Raypak | Raypak | (H,W)7-0300 | Water | Natural Gas | Induced Draft | FALSE | TRUE | 1 |  |  | None | None | Condensing | Step Modulating | Other |  |  |  |  | 300000 | 282000 |  |  | 94.5 | 80 | 94 | [6 empty] | Federally-Regulated Commercial & Industrial Equipment | 2011-02-17
Columbia Boiler / Pottstown | Columbia Boiler / Pottstown | CBX-WC 100-DV | Water | Oil | Power | FALSE | FALSE | 1 |  |  | None | None | Non-Condensing | Single-Stage | Other |  |  |  |  | 140000 | 121000 | [9 empty] | 86.5 | 80 | Federally-Regulated Consumer Product | 2007-11-14
Raypak | Raypak | H7-3003* | Water | LPG | Induced Draft | FALSE | FALSE | 1 |  | FALSE | None | None | Non-Condensing | Step Modulating | Copper |  |  |  |  | 3000000 | 2550000 | 420000 |  | 85.1 | 82 | [7 empty] | Federally-Regulated Commercial & Industrial Equipment | 2013-01-02
Cleaver-Brooks | Cleaver-Brooks | CBH-700-30 | Steam | Natural Gas | Power | FALSE | FALSE | 3 |  |  | No Match | No Match | No Match | No Match | Other | No Match |  | No Match |  | 1255000 |  | 1255000 |  | 80 | 80 |  |  | 25 |  | 80 |  |  | Federally-Regulated Commercial & Industrial Equipment | 1996-03-06
Raypak | Raypak | H7-0753 * | Water | Natural Gas | Induced Draft | FALSE | FALSE | 1 |  |  |  | None | Non-Condensing | Step Modulating | Copper |  |  |  |  | 750000 | 647000 |  |  |  |  | 86.2 | [6 empty] | Federally-Regulated Commercial & Industrial Equipment | 2015-04-16
Ajax Boiler, Inc. | Ajax | SGX-SGXB-8000-D | Steam | Natural Gas | No Match | FALSE | FALSE | 3 |  |  | No Match | No Match | No Match | No Match | Other | No Match |  | No Match |  | 8000000 |  | 8000000 |  | 80 | 80 |  |  |  |  | 80 |  |  | Federally-Regulated Commercial & Industrial Equipment | 1996-02-29
RBI Water Heaters | RBI Water Heaters | DB1050 | Water | LPG | Power | FALSE | FALSE | 1 |  |  |  | None | Non-Condensing | Step Modulating | Copper |  |  |  |  | 1050000 | 861000 |  |  | 85 | 80 | 82 | [6 empty] | Federally-Regulated Commercial & Industrial Equipment | 2011-02-17
Raypak | Raypak | H7-500*(N,P)* | Water | Natural Gas | Induced Draft | FALSE | FALSE | 1 |  |  | None | None | Condensing | Step Modulating | Copper |  |  |  |  | 500000 | 470000 | 100000 |  | 94.5 | 80 | 94 |  | 12 |  |  |  |  | Federally-Regulated Commercial & Industrial Equipment | 2009-06-22
Burnham Corp. | Burnham Corp. | V1120H-WO | Water | Oil | Power | FALSE | FALSE | 3 |  |  |  | None | Non-Condensing | Two-Stage Modulating | Cast Iron |  |  |  |  | 4802000 | 4104000 |  |  | 85.5 |  | 85.4 | [6 empty] | Federally-Regulated Commercial & Industrial Equipment | 2014-08-11
HTP, Inc. | Westinghouse | WBRCLP140WLP | Water | LPG | Power | FALSE | FALSE | 1 | TRUE |  |  | None | Condensing | Step Modulating | Other |  |  |  |  | 140000 | 128000 | [9 empty] | 94 | 80 | Federally-Regulated Consumer Product | 2015-09-30
Water Pik, Inc. | Laars | HH2200EN18AC | Water | Natural Gas | No Match | FALSE | TRUE | 3 |  |  | No Match | No Match | No Match | No Match | Copper | No Match |  | No Match |  | 2205000 |  | 2205000 |  | 81 | 80 |  |  | 5 |  | 81 |  |  | Federally-Regulated Commercial & Industrial Equipment | 2001-05-16
Laars Heating Systems Co. | Laars Heating Systems Co. | MLXHW175(N,P)**** | Water | LPG | Power | FALSE | FALSE | 1 |  | TRUE |  | None | Condensing | Step Modulating | Other | Single-Speed |  |  |  | 175000 | 166000 | [9 empty] | 95 | 80 | Federally-Regulated Consumer Product | 2014-10-23
Lochinvar, LLC. | Lochinvar Corp. | FBD5000 | Water | Natural Gas | Power | FALSE | FALSE | 1 |  |  |  | None | Condensing | Step Modulating | Other |  |  |  |  | 5000000 | 4660000 |  |  | 93.2 | [8 empty] | Federally-Regulated Commercial & Industrial Equipment | 2015-04-20
Slant / Fin Corp. | Slant / Fin Corp. | B-200 | Water | Natural Gas | Injection Type | FALSE | FALSE | 1 |  |  |  | None | Condensing | Step Modulating | Other |  |  |  |  | 200000 | 182000 | [9 empty] | 93 | 80 | Federally-Regulated Consumer Product | 2008-04-14
Smith Cast Iron Boilers | Smith Cast Iron Boilers | 6500-*-24 | Both Steam & Water | Oil | Power | FALSE | FALSE | 1 |  |  |  | None | Non-Condensing | Single-Stage | Cast Iron |  |  |  |  | 16240000 | 13297000 |  |  | 83.5 | 83 | 81.8 | [6 empty] | Federally-Regulated Commercial & Industrial Equipment | 2007-12-12
Ajax Boiler, Inc. | Ajax | SGXFD-525 | Steam | Natural Gas | Power | FALSE | FALSE | 3 |  |  | No Match | No Match | No Match | No Match | Other | No Match |  | No Match |  | 525000 |  | 262500 |  | 81 | 80 |  |  |  |  | 80 |  |  | Non Federally-Regulated | 1992-10-27
Laars Heating Systems Company | BRUTE | BNTH750 | Water | LPG | Power | FALSE | FALSE | 1 |  |  |  | None | Condensing | Step Modulating | Other |  |  |  |  | 750000 | 724000 |  |  |  |  | 96.6 | 80 | [5 empty] | Federally-Regulated Commercial & Industrial Equipment | 2015-09-30
Universal Boiler Works | Universal Boiler Works | BF350W4 | Water | Combo (Natural Gas & Oil) | Power | FALSE | FALSE | 3 |  |  | No Match | No Match | No Match | No Match | Other | No Match |  | No Match |  | 14700000 |  | 3675000 |  | 86 | 80 |  |  | 10 |  | 84 |  |  | Federally-Regulated Commercial & Industrial Equipment | 2001-12-13
Crown Boiler Co. | Crown Boiler Co. | CWD083 | Water | Natural Gas | Induced Draft | FALSE | FALSE | 1 |  | TRUE |  | None | Non-Condensing | Single-Stage | Cast Iron | Single-Speed |  |  |  | 82500 | 71000 | [9 empty] | 85.1 | 80 | Federally-Regulated Consumer Product | 2013-04-19
Bryan Steam Corp. | Bryan | LM-900-S-***-G | Steam | Natural Gas | No Match | TRUE | FALSE | 3 |  |  | No Match | No Match | No Match | No Match | Other | No Match |  | No Match |  | 9000000 |  | 9000000 |  | 80 | 80 |  |  |  |  | 80 |  |  | Non Federally-Regulated | 1992-10-16
Water Pik, Inc. | Laars | VW0400MP20***** | Both Steam & Water | LPG | Power | FALSE | FALSE | 3 |  |  | No Match | No Match | No Match | No Match | Copper | No Match |  | No Match |  | 399000 |  | 399000 |  | 85 | 80 |  |  | 5 |  | 83 |  |  | Federally-Regulated Commercial & Industrial Equipment | 2001-11-21
Water Pik, Inc. | Laars | VW1200IN09CBA | Both Steam & Water | Natural Gas | No Match | FALSE | FALSE | 3 |  |  | No Match | No Match | No Match | No Match | Copper | No Match |  | No Match |  | 1200000 |  | 1200000 |  | 82 | 80 |  |  | 5 |  | 82 |  |  | Federally-Regulated Commercial & Industrial Equipment | 2001-11-21
New York Thermal, Inc. | New York Thermal, Inc. | TI150 | Water | Natural Gas | Power | FALSE | FALSE | 1 |  | TRUE |  | None | Condensing | Step Modulating | Other |  |  |  |  | 150000 | 136000 | [9 empty] | 93.5 | 80 | Federally-Regulated Consumer Product | 2013-06-17
Water Pik, Inc. | Laars | PH0850EN09CBA | Water | Natural Gas | No Match | FALSE | TRUE | 3 |  |  | No Match | No Match | No Match | No Match | Copper | No Match |  | No Match |  | 850000 |  | 850000 |  | 82 | 80 |  |  | 5 |  | 82 |  |  | Federally-Regulated Commercial & Industrial Equipment | 2001-05-16
Ajax Boiler, Inc. | Ajax | HNG7500W | Steam | Natural Gas | No Match | FALSE | TRUE | 3 |  |  | No Match | No Match | No Match | No Match | Other | No Match |  | No Match |  | 7500000 |  | 3750000 |  | 80 | 80 |  |  |  |  | 80 |  |  | Federally-Regulated Commercial & Industrial Equipment | 1997-01-07
Camus Hydronics | Camus Hydronics | DMPW-0202 | Water | LPG | Power | FALSE | TRUE | 1 | TRUE |  |  | None | Condensing | Step Modulating | Other |  |  |  |  | 199000 | 179000 | [9 empty] | 90 | 80 | Federally-Regulated Consumer Product | 2015-09-30
Cemline Corp. | Cemline Corp. | VB30EHB36 | Water | Electricity | No Match | FALSE | TRUE | 1 |  |  | No Match | No Match | No Match | No Match | Cast Iron | No Match |  | No Match |  | 122940 |  |  |  | 98.4 | [8 empty] | Federally-Regulated Consumer Product | 1992-06-18
Crown Boiler Co. | CROWN BOILER | AWI 262E | Water | Natural Gas | Induced Draft | FALSE | FALSE | 1 | TRUE |  |  | Stack Damper | Non-Condensing | Single-Stage | Cast Iron |  |  |  |  | 262000 | 212000 | [9 empty] | 80.9 | 80 | Federally-Regulated Consumer Product | 2015-09-30
Dunkirk | Pennco, Inc. | 1604HSID | Steam | Natural Gas | No Match | FALSE | FALSE | 1 |  |  | No Match | No Match | No Match | No Match | Cast Iron | No Match |  | No Match |  | 112500 | [10 empty] | 80.4 | 75 | Federally-Regulated Consumer Product | 1998-12-21
A O Smith Water Products | A O Smith Water Products | VB 500 | Water | Natural Gas | Induced Draft | FALSE | FALSE | 1 |  | FALSE | None | None | Non-Condensing | Step Modulating | Copper |  |  |  |  | 500000 | 413000 | 125000 | 110000 | 84 |  | 82 | [6 empty] | Federally-Regulated Commercial & Industrial Equipment | 2014-08-11
Camus Hydronics | Camus Hydronics | DFNW-2002-MS | Water | Natural Gas | Power | FALSE | FALSE | 1 |  |  |  | None | Condensing | Step Modulating | Other |  |  |  |  | 2000000 | 1888000 |  |  | 94.4 |  | 94.4 | [6 empty] | Federally-Regulated Commercial & Industrial Equipment | 2014-08-11
Water Pik, Inc. | Laars | HH2450IN18A* | Water | Natural Gas | No Match | FALSE | FALSE | 3 |  |  | No Match | No Match | No Match | No Match | Copper | No Match |  | No Match |  | 2450000 |  | 2450000 |  | 82 | 80 |  |  | 5 |  | 82 |  |  | Federally-Regulated Commercial & Industrial Equipment | 2001-05-16
Ajax Boiler, Inc. | Ajax | WEC9000W | Water | Combo (Natural Gas & Oil) | Power | FALSE | TRUE | 3 |  |  | No Match | No Match | No Match | No Match | Other | No Match |  | No Match |  | 8550000 |  | 3600000 |  | 85 | 80 |  |  |  |  | 80 |  |  | Federally-Regulated Commercial & Industrial Equipment | 1997-01-07
Burnham Corp. | Burnham Corp. | V907A-SN | Steam | Natural Gas | Power | FALSE | FALSE | 1 |  | FALSE |  | Stack Damper | Non-Condensing | Two-Stage Modulating | Cast Iron |  |  |  |  | 1198000 | 960000 |  |  | 82.3 |  | 80.1 | [6 empty] | Federally-Regulated Commercial & Industrial Equipment | 2014-08-11
U.S. Boiler Co. | U.S. Boiler Co. | FORCE07 | Water | LPG | Injection Type | FALSE | FALSE | 1 |  |  |  | Stack Damper | Non-Condensing | Single-Stage | Cast Iron | Single-Speed |  |  |  | 198000 | 164000 | [9 empty] | 82 | 80 | Federally-Regulated Consumer Product | 2014-10-23
Viessmann Manufacturing | Viessmann Manufacturing | CT3-89 | Water | Natural Gas | Power | FALSE | FALSE | 1 |  |  |  | None | Condensing | Step Modulating | Other |  |  |  |  | 3361000 | 3252000 |  |  | 96.7 | 80 | 96.7 | [6 empty] | Federally-Regulated Commercial & Industrial Equipment | 2008-04-14
Ajax Boiler, Inc. | Ajax | DRF90 | Water | Natural Gas | Power | FALSE | TRUE | 1 |  |  | Draft Hood | Stack Damper | Non-Condensing | Two-Stage Modulating | Other | None |  | No Match |  | 3770000 | 3016000 | 3016000 | 2412800 | 80 | 80 | 79.2 | [6 empty] | Federally-Regulated Commercial & Industrial Equipment | 2007-08-15
Lochinvar, LLC. | Lochinvar Corp. | KBL285 | Water | Natural Gas | Power | FALSE | FALSE | 1 |  |  |  | None | Condensing | Step Modulating | Other |  |  |  |  | 285000 | 260000 | [9 empty] | 96 | 80 | Federally-Regulated Consumer Product | 2008-04-14
Burnham Corp. | Burnham Corp. | V1115-SO | Steam | Oil | Power | FALSE | FALSE | 3 |  |  |  | Stack Damper | Non-Condensing | Two-Stage Modulating | Cast Iron |  |  |  |  | 3570000 | 2940000 |  |  | 82.4 | 83 | 82.8 | [6 empty] | Federally-Regulated Commercial & Industrial Equipment | 2012-06-11
Raypak | Raypak | H7-088AR | Water | Natural Gas | Power | FALSE | FALSE | 1 | TRUE |  |  | None | Condensing | Step Modulating | Other |  |  |  |  | 85000 | 78000 | [9 empty] | 95 | 82 | Federally-Regulated Consumer Product | 2015-06-01
Universal Boiler Works | Universal Boiler Works | BF60W4 | Water | Combo (Natural Gas & Oil) | Power | FALSE | FALSE | 3 |  |  | No Match | No Match | No Match | No Match | Other | No Match |  | No Match |  | 2520000 |  | 1260000 |  | 86 | 80 |  |  | 10 |  | 84 |  |  | Federally-Regulated Commercial & Industrial Equipment | 2001-12-13
PB Heat, LLC | Peerless | PF-110 | Water | LPG | Power | FALSE | FALSE | 1 | TRUE |  |  | None | Condensing | Step Modulating | Other |  |  |  |  | 110000 | 103000 | [9 empty] | 95 | 80 | Federally-Regulated Consumer Product | 2015-09-30
Peerless Heater Co. | Peerless | 211A-40I | Steam | Natural Gas | No Match | FALSE | FALSE | 3 |  |  | No Match | No Match | No Match | No Match | Cast Iron | No Match |  | No Match |  | 8190000 |  | 8190000 |  | 80 | 75 |  |  | 15 | 147 | 80 |  |  | Non Federally-Regulated | 1990-06-25
Lochinvar, LLC. | Lochinvar Corp. | WH(N,L)285 | Water | Natural Gas | Power | FALSE | FALSE | 1 |  | TRUE |  | None | Condensing | Step Modulating | Other |  |  |  |  | 285000 | 264000 | [9 empty] | 95 | 80 | Federally-Regulated Consumer Product | 2014-10-23
Cleaver-Brooks | Cleaver-Brooks | CBW-700-400-***** | Steam | Natural Gas | Power | FALSE | FALSE | 3 |  |  | No Match | No Match | No Match | No Match | Other | No Match |  | No Match |  | 16740000 |  | 16740000 |  | 80 | 80 |  |  | 25 |  | 80 |  |  | Federally-Regulated Commercial & Industrial Equipment | 1999-03-02
Water Pik, Inc. | Laars | PH1825EN04*BA | Water | Natural Gas | No Match | FALSE | TRUE | 3 |  |  | No Match | No Match | No Match | No Match | Copper | No Match |  | No Match |  | 1825000 |  | 456250 |  | 82 | 80 |  |  | 5 |  | 82 |  |  | Federally-Regulated Commercial & Industrial Equipment | 2001-05-16
Allied Engineering Co. | Super Hot | SG490**** | Water | Natural Gas | No Match | TRUE | TRUE | 3 |  |  | No Match | No Match | No Match | No Match | Copper | No Match |  | No Match |  | 490000 |  | 196000 |  | 80 | 80 |  |  | 225 |  | 80 |  |  | Federally-Regulated Commercial & Industrial Equipment | 1998-04-21
Easco Boiler Corp. | Easco | FST-200-S015 | Both Steam & Water | Combo (Natural Gas & Oil) | Power | FALSE | FALSE | 3 |  |  | No Match | No Match | No Match | No Match | Other | No Match |  | No Match |  | 8369000 |  | 1673800 |  | 83 | 80 |  |  | 22 |  | 81 |  |  | Federally-Regulated Commercial & Industrial Equipment | 1998-06-02
Cleaver-Brooks | Cleaver-Brooks | FLX-700-250-160HW | Water | Natural Gas | Power | FALSE | FALSE | 3 |  |  | No Match | No Match | No Match | No Match | Other | No Match |  | No Match |  | 2500000 |  | 2500000 |  | 80 | 80 |  |  | 25 |  | 80 |  |  | Federally-Regulated Commercial & Industrial Equipment | 1996-03-06
Weil-McLain | Weil-McLain | 1788 | Steam | Oil | Power | FALSE | FALSE | 3 |  |  | No Match | No Match | No Match | No Match | Cast Iron | No Match |  | No Match |  | 5320000 |  | 5320000 |  | 83.4 | 83 |  |  | 147 |  | 83.4 |  |  | Federally-Regulated Commercial & Industrial Equipment | 1996-02-29
Burnham Corp. | Crown Boiler Co. | BSI310E | Both Steam & Water | Natural Gas | Induced Draft | FALSE | FALSE | 1 |  |  |  | None | Non-Condensing | Single-Stage | Cast Iron |  |  |  |  | 310000 | 256000 |  |  | 82.5 | 80 | 79.5 | [6 empty] | Federally-Regulated Commercial & Industrial Equipment | 2007-12-12
Raypak | Raypak | XPak-85 | Water | Natural Gas | Induced Draft | FALSE | FALSE | 1 |  |  | None | None | Condensing | Step Modulating | Other | Multiple-Speed |  | Standard |  | 87000 | 76600 | 25600 | 25200 | [7 empty] | 91.8 | 80 | Federally-Regulated Consumer Product | 2009-04-27
Water Pik, Inc. | Laars | VW4000EN18CC | Both Steam & Water | Natural Gas | No Match | FALSE | TRUE | 3 |  |  | No Match | No Match | No Match | No Match | Copper | No Match |  | No Match |  | 4050000 |  | 4050000 |  | 81 | 80 |  |  | 5 |  | 81 |  |  | Federally-Regulated Commercial & Industrial Equipment | 2001-11-21
U.S. Boiler Co. | BURNHAM HYDRONICS | 307A | Water | Natural Gas | Injection Type | FALSE | FALSE | 1 | TRUE |  |  | Stack Damper | Non-Condensing | Single-Stage | Cast Iron | Multiple-Speed |  |  |  | 210000 | 176000 | [9 empty] | 84 | 80 | Federally-Regulated Consumer Product | 2015-09-30
Ajax Boiler, Inc. | Ajax | WGXFD-700 | Steam | Natural Gas | Power | FALSE | FALSE | 3 |  |  | No Match | No Match | No Match | No Match | Other | No Match |  | No Match |  | 700000 |  | 350000 |  | 82 | 80 |  |  |  |  | 80 |  |  | Non Federally-Regulated | 1992-10-27
Ajax Boiler, Inc. | Ajax | DRF25 | Water | Natural Gas | Power | FALSE | TRUE | 1 |  |  | Draft Hood | Stack Damper | Non-Condensing | Two-Stage Modulating | Other | None |  | No Match |  | 1050000 | 840000 | 840000 | 672000 | 80 | 80 | 79.2 | [6 empty] | Federally-Regulated Commercial & Industrial Equipment | 2007-08-15
Ajax Boiler, Inc. | Ajax | WFG12000W | Water | Natural Gas | Power | FALSE | TRUE | 3 |  |  | No Match | No Match | No Match | No Match | Other | No Match |  | No Match |  | 12000000 |  | 4800000 |  | 80 | 80 |  |  |  |  | 80 |  |  | Federally-Regulated Commercial & Industrial Equipment | 1997-01-07
Burnham Corp. | Crown Boiler Co. | LCS075 | Steam | Oil | Power | FALSE | FALSE | 1 |  |  |  | None | Non-Condensing | Single-Stage | Cast Iron |  |  |  |  | 105000 | 90000 | [9 empty] | 84.2 | 80 | Federally-Regulated Consumer Product | 2008-04-14
Lochinvar, LLC. | Lochinvar Corp. | CHL0992 | Water | LPG | Power | FALSE | TRUE | 1 |  |  |  | None | Non-Condensing | Step Modulating | Copper |  |  |  |  | 990000 | 842000 |  |  |  |  | 85 | [6 empty] | Federally-Regulated Commercial & Industrial Equipment | 2015-04-20
ECR International, Ltd. | ECR International, Ltd. | OLSSC-100 | Water | Natural Gas | Pressure | FALSE | FALSE | 1 |  | TRUE |  | None | Condensing | Step Modulating | Other | Single-Speed |  |  |  | 100000 | 91000 | [9 empty] | 95 | 80 | Federally-Regulated Consumer Product | 2013-04-19
Easco Boiler Corp. | Easco | SM4-090-W030 | Both Steam & Water | Combo (Natural Gas & Oil) | Power | FALSE | FALSE | 3 |  |  | No Match | No Match | No Match | No Match | Other | No Match |  | No Match |  | 3766000 |  | 1255333 |  | 83 | 80 |  |  | 22 |  | 80 |  |  | Federally-Regulated Commercial & Industrial Equipment | 1998-06-02
Water Pik, Inc. | Laars | HH4500EP18CC | Water | LPG | No Match | FALSE | TRUE | 3 |  |  | No Match | No Match | No Match | No Match | Copper | No Match |  | No Match |  | 4500000 |  | 4500000 |  | 81 | 80 |  |  | 5 |  | 81 |  |  | Federally-Regulated Commercial & Industrial Equipment | 2001-05-30
Lochinvar, LLC. | Lochinvar Corp. | PBN0751 | Water | LPG | Power | FALSE | FALSE | 1 |  |  | None | None | Non-Condensing | Step Modulating | Copper |  |  |  |  | 750000 | 637000 | 188000 | 164000 | 85 | 80 | 85 | [6 empty] | Federally-Regulated Commercial & Industrial Equipment | 2007-12-12
PVI Industries | PVI | 54 EWB 85A-E | Water | Electricity | No Match | TRUE | FALSE | 1 |  |  | No Match | No Match | No Match | No Match | Other | No Match |  | No Match |  | 184000 |  |  |  | 99.9 | [6 empty] | 99.9 |  | Federally-Regulated Consumer Product | 1992-09-30
Raypak | Raypak | H(3,4)-0624 * | Water | LPG | Injection Type | FALSE | FALSE | 1 |  |  |  | None | Non-Condensing | Single-Stage | Copper |  |  |  |  | 589000 | 483000 |  |  |  |  | 82 | [6 empty] | Federally-Regulated Commercial & Industrial Equipment | 2015-04-16
Lochinvar, LLC. | Lochinvar Corp. | FTX850(N,L) | Water | Natural Gas | Power | FALSE | FALSE | 1 |  |  |  | None | Condensing | Step Modulating | Other |  |  |  |  | 850000 | 825000 |  |  |  |  | 97 | [6 empty] | Federally-Regulated Commercial & Industrial Equipment | 2015-04-20
Lochinvar, LLC. | Lochinvar Corp. | WBL210 | Water | LPG | Power | FALSE | FALSE | 1 |  |  | None | None | Condensing | Step Modulating | Other |  |  |  |  | 210000 | 190000 | [9 empty] | 95.7 | 80 | Federally-Regulated Consumer Product | 2010-03-16
Burnham Corp. | Crown Boiler Co. | 32-1140*N | Both Steam & Water | Natural Gas | Induced Draft | FALSE | FALSE | 1 |  |  |  | None | Non-Condensing | Single-Stage | Cast Iron |  |  |  |  | 1140000 | 912000 |  |  | 80.5 | 80 | 75.4 | [6 empty] | Federally-Regulated Commercial & Industrial Equipment | 2007-12-12
Unilux Manufacturing, Inc. | Unilux Manufacturing, Inc. | ZW 50 LS | Both Steam & Water | Combo (Natural Gas & Oil) | Power | FALSE | FALSE | 3 |  |  | No Match | No Match | No Match | No Match | Other | No Match |  | No Match |  | 575000 |  | 192000 |  | 83.5 | 80 |  |  | 10 |  | 82 |  |  | Federally-Regulated Commercial & Industrial Equipment | 1998-02-10
U.S. Boiler Co. | U.S. Boiler Co. | OW-5-120 | Water | Oil | Power | FALSE | FALSE | 1 |  | TRUE |  | None | Non-Condensing | Single-Stage | Cast Iron | Multiple-Speed |  |  |  | 168000 | 147000 | [9 empty] | 85.9 | 80 | Federally-Regulated Consumer Product | 2014-01-14
Columbia Boiler / Pottstown | Thermo-Dynamics Boiler Co. | TDX-WC 125-DV | Water | Oil | Power | FALSE | FALSE | 1 |  |  | None | None | Non-Condensing | Single-Stage | Other |  |  |  |  | 175000 | 148000 | [9 empty] | 85.5 | 80 | Federally-Regulated Consumer Product | 2007-11-14
HTP, Inc. | HTP, Inc. | ETI-900 | Water | Natural Gas | Power | FALSE | FALSE | 1 |  |  |  | None | Condensing | Step Modulating | Other |  |  |  |  | 900000 | 843000 |  |  | 92.2 |  | 92.2 | [6 empty] | Federally-Regulated Commercial & Industrial Equipment | 2014-10-21
Axeman-Anderson Co. | Axeman-Anderson Co. | 74POD-2 | Water | Oil | No Match | FALSE | FALSE | 1 |  |  | No Match | No Match | No Match | No Match | Other | No Match |  | No Match |  | 133000 | [10 empty] | 86.1 | 80 | Federally-Regulated Consumer Product | 2000-06-07
Water Pik, Inc. | Laars | PW0715EN09CBA | Both Steam & Water | Natural Gas | No Match | FALSE | TRUE | 3 |  |  | No Match | No Match | No Match | No Match | Copper | No Match |  | No Match |  | 715000 |  | 715000 |  | 82 | 80 |  |  | 5 |  | 82 |  |  | Federally-Regulated Commercial & Industrial Equipment | 2001-11-21
PB Heat, LLC | PB Heat, LLC | 64-11 | Steam | Natural Gas | Injection Type | FALSE | FALSE | 1 |  | TRUE | Draft Diverter | None | Non-Condensing | Single-Stage | Cast Iron |  |  |  |  | 575000 | 459000 |  |  | 82.5 |  | 79.8 | [6 empty] | Federally-Regulated Commercial & Industrial Equipment | 2015-06-01
PB Heat, LLC | National HVAC Manufacturing Company, LLC | CGWA-105** | Water | Natural Gas | Injection Type | FALSE | FALSE | 1 |  |  |  | Stack Damper | Non-Condensing | Single-Stage | Cast Iron | Single-Speed |  |  |  | 105000 | 86000 | [9 empty] | 82.1 | 80 | Federally-Regulated Consumer Product | 2013-11-14
Burnham Corp. | Burnham Corp. | CW-40-O | Water | Oil | Power | FALSE | FALSE | 1 |  |  |  | None | Non-Condensing | Two-Stage Modulating | Other |  |  |  |  | 1568000 | 1359000 |  |  | 88.5 |  | 86.7 | [6 empty] | Federally-Regulated Commercial & Industrial Equipment | 2014-12-01
Rite Engineering | Rite | 275SG | Both Steam & Water | Natural Gas | Power | FALSE | FALSE | 3 |  |  | No Match | No Match | No Match | No Match | Other | No Match |  | No Match |  | 2750000 |  | 916667 |  | 80 | 80 |  |  |  |  | 80 |  |  | Non Federally-Regulated | 1992-10-14
Water Pik, Inc. | Laars | VW3600EN18AC | Both Steam & Water | Natural Gas | No Match | FALSE | TRUE | 3 |  |  | No Match | No Match | No Match | No Match | Copper | No Match |  | No Match |  | 3645000 |  | 3645000 |  | 81 | 80 |  |  | 5 |  | 81 |  |  | Federally-Regulated Commercial & Industrial Equipment | 2001-11-21
Water Pik, Inc. | Laars | HH5000IP18A* | Water | LPG | No Match | FALSE | FALSE | 3 |  |  | No Match | No Match | No Match | No Match | Copper | No Match |  | No Match |  | 5000000 |  | 5000000 |  | 82 | 80 |  |  | 5 |  | 82 |  |  | Federally-Regulated Commercial & Industrial Equipment | 2001-05-30
Lochinvar, LLC. | Lochinvar Corp. | CBN1797 | Water | Natural Gas | Power | FALSE | TRUE | 1 |  |  |  | None | Non-Condensing | Two-Stage Modulating | Copper |  |  |  |  | 1795000 | 1454000 |  |  |  |  | 81 | [6 empty] | Federally-Regulated Commercial & Industrial Equipment | 2015-04-20
Smith Cast Iron Boilers | Peerless | CC-05-S-G | Steam | Natural Gas | Power | FALSE | FALSE | 1 |  | FALSE |  | None | Non-Condensing | Single-Stage | Cast Iron |  |  |  |  | 722000 | 587000 |  |  |  |  | 81.3 | 79 | [5 empty] | Federally-Regulated Commercial & Industrial Equipment | 2015-09-30
Ajax Boiler, Inc. | Ajax | SGXFD-400 | Steam | Natural Gas | Power | FALSE | FALSE | 3 |  |  | No Match | No Match | No Match | No Match | Other | No Match |  | No Match |  | 400000 |  | 200000 |  | 81 | 80 |  |  |  |  | 80 |  |  | Non Federally-Regulated | 1992-10-27
Hydrotherm | Hydrotherm | HS-100-PV | Water | LPG | No Match | FALSE | FALSE | 1 |  |  | No Match | No Match | No Match | No Match | Cast Iron | No Match |  | No Match |  | 90000 | [10 empty] | 83 | 80 | Federally-Regulated Consumer Product | 1998-12-21
HTP, Inc. | HTP | EL-150 | Water | Natural Gas | Power | FALSE | FALSE | 1 | TRUE |  |  | None | Condensing | Step Modulating | Other |  |  |  |  | 150000 | 139000 | [9 empty] | 95.5 | 80 | Federally-Regulated Consumer Product | 2015-09-30
Burnham Corp. | Burnham Corp. | V1121H-WO | Water | Oil | Power | FALSE | FALSE | 3 |  |  |  | None | Non-Condensing | Two-Stage Modulating | Cast Iron |  |  |  |  | 5082000 | 4343000 |  |  | 85.5 |  | 85.4 | [6 empty] | Federally-Regulated Commercial & Industrial Equipment | 2014-08-11
Burnham Corp. | Burnham Corp. | K5009 | Both Steam & Water | LPG | Induced Draft | FALSE | FALSE | 1 |  |  |  | None | Non-Condensing | Single-Stage | Cast Iron |  |  |  |  | 585000 | 468000 |  |  | 80 | 80 | 77 | [6 empty] | Federally-Regulated Commercial & Industrial Equipment | 2010-03-16
Sterling HVAC Products | Sterling HVAC Products | X7P9-12003-0012 | Water | Natural Gas | Power | FALSE | TRUE | 1 |  |  |  | None | Condensing | Step Modulating | Other |  |  |  |  | 1200000 | 1122000 |  |  | 95 |  | 93.5 | [6 empty] | Federally-Regulated Commercial & Industrial Equipment | 2014-08-11
U.S. Boiler Co. | BURNHAM BY U.S. BOILER | ESC5 | Water | LPG | Induced Draft | FALSE | FALSE | 1 | TRUE |  |  | None | Non-Condensing | Single-Stage | Cast Iron | Single-Speed |  |  |  | 140000 | 120000 | [9 empty] | 85.3 | 80 | Federally-Regulated Consumer Product | 2015-09-30
Viessmann Manufacturing | Viessmann Manufacturing | B2HA-150 | Water | Natural Gas | Power | FALSE | FALSE | 1 |  |  |  | None | Condensing | Step Modulating | Other |  |  |  |  | 530000 | 490000 |  |  | 93 |  | 92.5 | [6 empty] | Federally-Regulated Commercial & Industrial Equipment | 2014-08-11
Parker Boiler Co. | Parker Boiler Co. | TC150 | Water | Natural Gas | Power | FALSE | FALSE | 1 |  | FALSE | None | None | Condensing | Two-Stage Modulating | Other |  |  |  |  | 563000 | 526000 | 250000 | 245000 | 94.7 |  | 93.5 | [6 empty] | Federally-Regulated Commercial & Industrial Equipment | 2014-08-11
Ajax Boiler, Inc. | Ajax | OWG1750 | Steam | Natural Gas | No Match | FALSE | TRUE | 3 |  |  | No Match | No Match | No Match | No Match | Other | No Match |  | No Match |  | 1750000 |  | 1750000 |  | 80 | 80 |  |  |  |  | 80 |  |  | Federally-Regulated Commercial & Industrial Equipment | 1996-02-29
A O Smith Water Products | A O Smith Water Products | VB 2,000 | Water | Natural Gas | Induced Draft | FALSE | FALSE | 1 |  | FALSE | None | None | Non-Condensing | Step Modulating | Copper |  |  |  |  | 2000000 | 1680000 | 500000 | 440000 | 84 |  | 82 | [6 empty] | Federally-Regulated Commercial & Industrial Equipment | 2014-08-11
PB Heat, LLC | PB Heat, LLC | 64-10 | Steam | Natural Gas | Injection Type | FALSE | FALSE | 1 |  | TRUE | Draft Diverter | None | Non-Condensing | Single-Stage | Cast Iron |  |  |  |  | 518000 | 413000 |  |  | 82.5 |  | 79.8 | [6 empty] | Federally-Regulated Commercial & Industrial Equipment | 2015-06-01
A O Smith Water Products | A O Smith Water Products | XW 1300 | Water | LPG | Induced Draft | FALSE | FALSE | 1 |  |  | None | None | Condensing | Step Modulating | Other | Single-Speed |  | Standard |  | 1300000 | 1209000 |  |  | 94.4 | 80 | 93 | [6 empty] | Federally-Regulated Commercial & Industrial Equipment | 2011-08-22
Dunkirk | Lennox | GSB8-245E | Steam | LPG | No Match | FALSE | FALSE | 1 |  |  | No Match | No Match | No Match | No Match | Cast Iron | No Match |  | No Match |  | 245000 | [10 empty] | 81.3 | 75 | Federally-Regulated Consumer Product | 1999-10-22
Burnham Commercial | BURNHAM COMMERCIAL | 3W-40-G | Water | Natural Gas | Power | FALSE | FALSE | 1 |  |  |  | None | Non-Condensing | Two-Stage Modulating | Other |  |  |  |  | 1674000 | 1374000 |  |  |  |  | 82.1 | 80 | [5 empty] | Federally-Regulated Commercial & Industrial Equipment | 2015-09-30
Water Pik, Inc. | Laars | VW1200IN09*1A | Both Steam & Water | Natural Gas | No Match | FALSE | FALSE | 3 |  |  | No Match | No Match | No Match | No Match | Copper | No Match |  | No Match |  | 1200000 |  | 300000 |  | 81 | 80 |  |  | 5 |  | 81 |  |  | Federally-Regulated Commercial & Industrial Equipment | 2001-11-21
Harsco Industrial / Patterson-Kelley | Harsco Industrial / Patterson-Kelley | C-2000 | Water | LPG | Power | FALSE | FALSE | 1 |  |  | None | None | Condensing | Step Modulating | Other |  |  |  |  | 2000000 | 1920000 | 400000 | 380000 | 96 | 80 | 95.8 | [6 empty] | Federally-Regulated Commercial & Industrial Equipment | 2011-09-26
Ajax Boiler, Inc. | Ajax | WRF2500 | Water | Natural Gas | Power | FALSE | TRUE | 1 |  |  | Draft Hood | Stack Damper | Non-Condensing | Two-Stage Modulating | Other | None |  | No Match |  | 2500000 | 2125000 | 2125000 | 1806250 | 85 | 80 | 84.2 | [6 empty] | Federally-Regulated Commercial & Industrial Equipment | 2007-08-15
Laars Heating Systems Company | COPPER BRUTE II | BWCH0400 | Water | Natural Gas | Power | FALSE | FALSE | 1 |  |  |  | None | Non-Condensing | Two-Stage Modulating | Copper |  |  |  |  | 399000 | 340000 |  |  |  |  | 85.3 | 80 | [5 empty] | Federally-Regulated Commercial & Industrial Equipment | 2015-09-30
Laars Heating Systems Co. | Laars Heating Systems Co. | MLXHW220(N,P)**** | Water | LPG | Power | FALSE | FALSE | 1 |  |  |  | None | Condensing | Step Modulating | Other |  |  |  |  | 220000 | 206000 | [9 empty] | 95 | 80 | Federally-Regulated Consumer Product | 2014-10-23
Water Pik, Inc. | Laars | PH1430EN09*BA | Water | Natural Gas | No Match | FALSE | TRUE | 3 |  |  | No Match | No Match | No Match | No Match | Copper | No Match |  | No Match |  | 1430000 |  | 357500 |  | 82 | 80 |  |  | 5 |  | 82 |  |  | Federally-Regulated Commercial & Industrial Equipment | 2001-05-16
Allied Engineering Co. | Allied Engineering Co. | MG-100-N-E | Water | Natural Gas | Injection Type | FALSE | FALSE | 1 |  | TRUE |  | Stack Damper | Non-Condensing | Single-Stage | Other |  |  |  |  | 100000 | 85000 | [9 empty] | 85 | 80 | Federally-Regulated Consumer Product | 2014-08-08
Peerless Heater Co. | Peerless | 211A-25I | Steam | Natural Gas | No Match | FALSE | FALSE | 3 |  |  | No Match | No Match | No Match | No Match | Cast Iron | No Match |  | No Match |  | 5040000 |  | 5040000 |  | 80 | 75 |  |  | 9 | 147 | 80 |  |  | Non Federally-Regulated | 1990-06-25
Weil-McLain | Weil-McLain | 476 | Steam | Oil | Power | FALSE | FALSE | 3 |  |  | No Match | No Match | No Match | No Match | Cast Iron | No Match |  | No Match |  | 329000 |  | 329000 |  | 84.1 | 83 |  |  | 10 |  | 84.1 |  |  | Federally-Regulated Commercial & Industrial Equipment | 1996-02-29
Parker Boiler Co. | Parker Boiler | G-1920 | Water | Natural Gas | Power | FALSE | FALSE | 3 |  |  | No Match | No Match | No Match | No Match | Other | No Match |  | No Match |  | 1920000 |  | 960000 |  | 80 | 80 |  |  | 4 |  | 80 |  |  | Federally-Regulated Commercial & Industrial Equipment | 1996-03-13
PB Heat, LLC | PB Heat, LLC | 64-12 | Steam | Natural Gas | Injection Type | FALSE | FALSE | 1 |  | TRUE | Draft Diverter | None | Non-Condensing | Single-Stage | Cast Iron |  |  |  |  | 633000 | 506000 |  |  | 82.4 |  | 79.9 | [6 empty] | Federally-Regulated Commercial & Industrial Equipment | 2015-06-01
Burnham Corp. | Burnham Corp. | IN3PVNI- | Steam | Natural Gas | Induced Draft | FALSE | FALSE | 1 |  |  |  | Stack Damper | Non-Condensing | Single-Stage | Cast Iron |  |  |  |  | 62000 | 52000 | [9 empty] | 83.2 | 75 | Federally-Regulated Consumer Product | 2007-11-14
Ajax Boiler, Inc. | Ajax | OWGB4500 | Steam | Natural Gas | No Match | FALSE | TRUE | 3 |  |  | No Match | No Match | No Match | No Match | Other | No Match |  | No Match |  | 4500000 |  | 4500000 |  | 80 | 80 |  |  |  |  | 80 |  |  | Federally-Regulated Commercial & Industrial Equipment | 1996-02-29
Raypak | Raypak | H*0122 | Water | Natural Gas | Power | FALSE | FALSE | 1 |  |  | No Match | No Match | No Match | No Match | Other | No Match |  | No Match |  | 120000 | [10 empty] | 84 | 80 | Federally-Regulated Consumer Product | 2002-09-30
HTP, Inc. | HTP | ELP-199 | Water | Natural Gas | Power | FALSE | FALSE | 1 | TRUE |  |  | None | Condensing | Step Modulating | Other |  |  |  |  | 199000 | 186000 | [9 empty] | 94.3 | 80 | Federally-Regulated Consumer Product | 2015-09-30
Slant / Fin Corp. | Slant / Fin Corp. | XL-40H-1.25 | Water | Oil | Power | FALSE | FALSE | 1 |  |  |  | None | Non-Condensing | Single-Stage | Cast Iron |  |  |  |  | 175000 | 152000 | [9 empty] | 86 | 80 | Federally-Regulated Consumer Product | 2007-11-14
Water Pik, Inc. | Laars | PH0715IN04*1A | Water | Natural Gas | No Match | FALSE | FALSE | 3 |  |  | No Match | No Match | No Match | No Match | Copper | No Match |  | No Match |  | 715000 |  | 178750 |  | 81 | 80 |  |  | 5 |  | 81 |  |  | Federally-Regulated Commercial & Industrial Equipment | 2001-05-16
Parker Boiler Co. | Parker Boiler | 90LR | Steam | Natural Gas | Power | FALSE | FALSE | 3 |  |  | No Match | No Match | No Match | No Match | Other | No Match |  | No Match |  | 3780000 |  | 1890000 |  | 83 | 80 |  |  | 4 |  | 82 |  |  | Federally-Regulated Commercial & Industrial Equipment | 1996-03-13
Smith Cast Iron Boilers | Peerless | TCII-17-W-G | Water | Natural Gas | Power | FALSE | FALSE | 1 |  |  |  | None | Non-Condensing | Single-Stage | Cast Iron |  |  |  |  | 5238000 | 4358000 |  |  | 83.4 | 82 | [7 empty] | Federally-Regulated Commercial & Industrial Equipment | 2015-09-30
Burnham Corp. | Burnham Corp. | IN5 | Steam | LPG | Induced Draft | FALSE | FALSE | 1 |  |  |  | Stack Damper | Non-Condensing | Single-Stage | Cast Iron |  |  |  |  | 140000 | 115000 | [9 empty] | 82 | 75 | Federally-Regulated Consumer Product | 2007-11-14
Ajax Boiler, Inc. | Ajax | WGX-WGXB-1250-D | Steam | Natural Gas | No Match | FALSE | FALSE | 3 |  |  | No Match | No Match | No Match | No Match | Other | No Match |  | No Match |  | 1250000 |  | 1250000 |  | 80 | 80 |  |  |  |  | 80 |  |  | Federally-Regulated Commercial & Industrial Equipment | 1996-02-29
Weil-McLain | Weil-McLain | 2594 | Steam | Oil | Power | FALSE | FALSE | 3 |  |  | No Match | No Match | No Match | No Match | Cast Iron | No Match |  | No Match |  | 8400000 |  | 8400000 |  | 84.1 | 83 |  |  | 147 |  | 84.1 |  |  | Federally-Regulated Commercial & Industrial Equipment | 1996-02-29
Smith Cast Iron Boilers | Smith Cast Iron Boilers | M450A-*-12 | Both Steam & Water | Oil | Power | FALSE | FALSE | 1 |  |  |  | None | Non-Condensing | Single-Stage | Cast Iron |  |  |  |  | 3640000 | 3016000 |  |  | 85.8 | 83 | 83.4 | [6 empty] | Federally-Regulated Commercial & Industrial Equipment | 2008-05-08
Ajax Boiler, Inc. | Ajax | HFG4500W | Steam | Natural Gas | Power | FALSE | TRUE | 3 |  |  | No Match | No Match | No Match | No Match | Other | No Match |  | No Match |  | 4500000 |  | 1800000 |  | 80 | 80 |  |  |  |  | 80 |  |  | Federally-Regulated Commercial & Industrial Equipment | 1997-01-07
Ajax Boiler, Inc. | Ajax | DNG250W | Water | Natural Gas | No Match | FALSE | TRUE | 3 |  |  | No Match | No Match | No Match | No Match | Other | No Match |  | No Match |  | 10500000 |  | 10500000 |  | 80 | 80 |  |  |  |  | 80 |  |  | Federally-Regulated Commercial & Industrial Equipment | 1997-01-07
Hydrotherm, Division of Mestek, Inc. | Hydrotherm | HWX-105-SV | Water | LPG | Injection Type | FALSE | FALSE | 1 | TRUE |  |  | Stack Damper | Non-Condensing | Single-Stage | Cast Iron |  |  |  |  | 105000 | 86000 | [9 empty] | 93.3 | 80 | Federally-Regulated Consumer Product | 2015-09-30
Laars Heating Systems Co. | Laars Heating Systems Co. | NTH500 | Water | Natural Gas | Power | FALSE | FALSE | 1 |  |  |  | None | Condensing | Step Modulating | Other |  |  |  |  | 500000 | 475000 |  |  |  |  | 95 | [6 empty] | Federally-Regulated Commercial & Industrial Equipment | 2015-04-20
Weil-McLain | Weil-McLain | 2194 | Steam | Natural Gas | Power | FALSE | FALSE | 3 |  |  | No Match | No Match | No Match | No Match | Cast Iron | No Match |  | No Match |  | 7216000 |  | 7216000 |  | 81.5 | 80 |  |  | 147 |  | 81.5 |  |  | Federally-Regulated Commercial & Industrial Equipment | 1996-02-29
Rite Engineering | Rite | A650WG | Both Steam & Water | Natural Gas | Power | FALSE | FALSE | 3 |  |  | No Match | No Match | No Match | No Match | Other | No Match |  | No Match |  | 6500000 |  | 2166667 |  | 80 | 80 |  |  |  |  | 80 |  |  | Non Federally-Regulated | 1992-10-14
Smith Cast Iron Boilers | Smith Cast Iron Boilers | 650A-*-25 | Both Steam & Water | Oil | Power | FALSE | FALSE | 1 |  |  |  | None | Non-Condensing | Single-Stage | Cast Iron |  |  |  |  | 11760000 | 10501000 |  |  | 85.1 | 83 | 83.3 | [6 empty] | Federally-Regulated Commercial & Industrial Equipment | 2007-12-12
Dunkirk | Pennco, Inc. | FSB-4 | Water | Combo (Natural Gas & Oil) | Power | FALSE | FALSE | 1 |  |  | No Match | No Match | No Match | No Match | Cast Iron | No Match |  | No Match |  | 112500 | [10 empty] | 83 | 80 | Federally-Regulated Consumer Product | 2001-11-01
Water Pik, Inc. | Laars | HH0625MP20****** | Water | LPG | Power | FALSE | TRUE | 3 |  |  | No Match | No Match | No Match | No Match | Copper | No Match |  | No Match |  | 625000 |  | 625000 |  | 83 | 80 |  |  | 5 |  | 83 |  |  | Federally-Regulated Commercial & Industrial Equipment | 2001-05-16
Water Pik, Inc. | Laars | PW1200EP09*BA | Both Steam & Water | LPG | No Match | FALSE | TRUE | 3 |  |  | No Match | No Match | No Match | No Match | Copper | No Match |  | No Match |  | 1200000 |  | 300000 |  | 82 | 80 |  |  | 5 |  | 82 |  |  | Federally-Regulated Commercial & Industrial Equipment | 2001-11-21
Crown Boiler Co. | Burnham Corp. | ES23 | Water | LPG | Injection Type | FALSE | FALSE | 1 |  |  | Draft Diverter | Stack Damper | Non-Condensing | Single-Stage | Cast Iron | Single-Speed | 0.04 | Standard |  | 70000 | 59000 | [9 empty] | 85 | 80 | Federally-Regulated Consumer Product | 2010-03-16
Water Pik, Inc. | Laars | VW4500EP18AC | Both Steam & Water | LPG | No Match | FALSE | TRUE | 3 |  |  | No Match | No Match | No Match | No Match | Copper | No Match |  | No Match |  | 4500000 |  | 4500000 |  | 81 | 80 |  |  | 5 |  | 81 |  |  | Federally-Regulated Commercial & Industrial Equipment | 2001-11-21
Ajax Boiler, Inc. | Ajax | SRLG100 | Steam | Natural Gas | Power | FALSE | TRUE | 1 |  |  | Draft Hood | Stack Damper | Non-Condensing | Two-Stage Modulating | Other | None |  | No Match |  | 4000000 | 3200000 | 3200000 | 2560000 | 80 | 80 | 79.2 | [6 empty] | Federally-Regulated Commercial & Industrial Equipment | 2007-08-15
Laars Heating Systems Co. | Laars | HH2800EN******** | Water | Natural Gas | Induced Draft | FALSE | TRUE | 1 |  |  |  | None | Non-Condensing | Step Modulating | Copper |  |  |  |  | 2745000 | 2224000 | 823500 |  | 81 | 80 | [7 empty] | Federally-Regulated Commercial & Industrial Equipment | 2007-11-01
Viessmann Manufacturing Co., Inc. | VIESSMANN | WB2B-19 | Water | LPG | Power | FALSE | FALSE | 1 | TRUE |  |  | None | Condensing | Step Modulating | Other |  |  |  |  | 67000 | 62000 | [9 empty] | 91.9 | 80 | Federally-Regulated Consumer Product | 2015-09-24
Slant / Fin Corp. | Slant / Fin Corp. | EC-25G* | Water | LPG | Power | FALSE | FALSE | 1 |  |  |  | None | Non-Condensing | Single-Stage | Cast Iron |  |  |  |  | 266000 | 227000 | [9 empty] | 85 | 80 | Federally-Regulated Consumer Product | 2008-04-14
Laars Heating Systems Co. | Laars | HH3600EN******** | Water | Natural Gas | Induced Draft | FALSE | TRUE | 1 |  |  |  | None | Non-Condensing | Step Modulating | Copper |  |  |  |  | 3645000 | 2953000 | 1093500 |  | 81 | 80 | [7 empty] | Federally-Regulated Commercial & Industrial Equipment | 2007-11-01
Laars Heating Systems Co. | Laars | RHCH1200N******* | Water | Natural Gas | Power | FALSE | TRUE | 1 |  |  |  | None | Non-Condensing | Step Modulating | Copper |  |  |  |  | 1200000 | 1032000 | 600000 |  | 86 | 80 | 85.5 | [6 empty] | Federally-Regulated Commercial & Industrial Equipment | 2007-11-20
Harsco Industrial / Patterson-Kelley | Harsco Industrial / Patterson-Kelley | C-2500 | Water | Natural Gas | Power | FALSE | FALSE | 1 |  |  |  | None | Condensing | Step Modulating | Other |  |  |  |  | 2500000 | 2360000 |  |  | 93.1 |  | 93.1 | [6 empty] | Federally-Regulated Commercial & Industrial Equipment | 2015-04-02
Bryan Steam Corp. | Bryan | D-450-S-***-FDG* | Steam | Natural Gas | Power | FALSE | FALSE | 3 |  |  | No Match | No Match | No Match | No Match | Other | No Match |  | No Match |  | 450000 |  | 450000 |  | 80 | 80 |  |  |  |  | 80 |  |  | Federally-Regulated Commercial & Industrial Equipment | 1996-02-29
Ajax Boiler, Inc. | Ajax | SRF15 | Steam | Natural Gas | Power | FALSE | TRUE | 1 |  |  | Draft Hood | Stack Damper | Non-Condensing | Two-Stage Modulating | Other | None |  | No Match |  | 630000 | 504000 | 504000 | 403200 | 80 | 80 | 79.2 | [6 empty] | Federally-Regulated Commercial & Industrial Equipment | 2007-08-15
PVI Industries | PVI | 594 EWB 250A-E | Water | Electricity | No Match | TRUE | FALSE | 3 |  |  | No Match | No Match | No Match | No Match | Other | No Match |  | No Match |  | 2027000 |  | 2027000 |  | 99.9 | [5 empty] | 99.9 |  |  | Non Federally-Regulated | 1992-09-28
Columbia Boiler / Pottstown | PurePro | P7 | Water | LPG | Power | FALSE | FALSE | 1 |  |  | Barometric Regulator | None | Non-Condensing | Single-Stage | Cast Iron |  |  |  |  | 245000 | 208000 | [9 empty] | 83.4 | 80 | Federally-Regulated Consumer Product | 2008-05-08
Crown Boiler Co. | Crown Boiler Co. | CWD220 | Water | LPG | Induced Draft | FALSE | FALSE | 1 |  | TRUE |  | None | Non-Condensing | Single-Stage | Cast Iron | Single-Speed |  |  |  | 220000 | 189000 | [9 empty] | 85.2 | 80 | Federally-Regulated Consumer Product | 2013-04-19
Water Pik, Inc. | Laars | VW1200IN04*1A | Both Steam & Water | Natural Gas | No Match | FALSE | FALSE | 3 |  |  | No Match | No Match | No Match | No Match | Copper | No Match |  | No Match |  | 1200000 |  | 300000 |  | 81 | 80 |  |  | 5 |  | 81 |  |  | Federally-Regulated Commercial & Industrial Equipment | 2001-11-21
Slant / Fin Corp. | Slant / Fin Corp. | EG-14* | Water | Natural Gas | Power | FALSE | FALSE | 1 |  |  |  | None | Non-Condensing | Single-Stage | Cast Iron |  |  |  |  | 126000 | 105000 | [9 empty] | 84.5 | 80 | Federally-Regulated Consumer Product | 2008-04-14
PB Heat, LLC | PB Heat, LLC | 63-05L-SPRK-S | Steam | LPG | Injection Type | FALSE | FALSE | 1 |  | TRUE | Draft Diverter | Stack Damper | Non-Condensing | Single-Stage | Cast Iron |  |  |  |  | 206500 | 171000 | [9 empty] | 82.3 | 75 | Federally-Regulated Consumer Product | 2013-04-19
Raypak | Raypak | H3-0652* | Water | LPG | Induced Draft | FALSE | FALSE | 1 |  |  |  | None | Non-Condensing | Single-Stage | Copper |  |  |  |  | 650000 | 546000 |  |  |  |  | 84 | [6 empty] | Federally-Regulated Commercial & Industrial Equipment | 2015-04-16
Peerless Heater Co. | Peerless | 211A-28I | Steam | Natural Gas | No Match | FALSE | FALSE | 3 |  |  | No Match | No Match | No Match | No Match | Cast Iron | No Match |  | No Match |  | 5670000 |  | 5670000 |  | 80 | 75 |  |  | 12 | 147 | 80 |  |  | Non Federally-Regulated | 1990-06-25
Laars Heating Systems Co. | Laars | MT2H0500N******* | Water | Natural Gas | Power | FALSE | TRUE | 1 |  |  |  | None | Non-Condensing | Two-Stage Modulating | Copper |  |  |  |  | 500000 | 425000 |  |  | 85 | 80 | 84 | [6 empty] | Federally-Regulated Commercial & Industrial Equipment | 2008-03-14
Advanced Thermal Hydronics | Advanced Thermal Hydronics | HWX-195-INT | Water | Natural Gas | Injection Type | FALSE | FALSE | 1 |  |  |  | Stack Damper | Non-Condensing | Single-Stage | Cast Iron | Single-Speed |  |  |  | 195000 | 160000 | [9 empty] | 82 | 80 | Federally-Regulated Consumer Product | 2014-03-28
Ajax Boiler, Inc. | Ajax | DRPG50 | Water | Natural Gas | Power | FALSE | TRUE | 1 |  |  | Draft Hood | Stack Damper | Non-Condensing | Two-Stage Modulating | Other | None |  | No Match |  | 2000000 | 1600000 | 1600000 | 1280000 | 80 | 80 | 79.2 | [6 empty] | Federally-Regulated Commercial & Industrial Equipment | 2007-08-15
Ajax Boiler, Inc. | Ajax | DRLG175 | Water | Natural Gas | Power | FALSE | TRUE | 1 |  |  | Draft Hood | Stack Damper | Non-Condensing | Two-Stage Modulating | Other | None |  | No Match |  | 7000000 | 5600000 | 5600000 | 4480000 | 80 | 80 | 79.2 | [6 empty] | Federally-Regulated Commercial & Industrial Equipment | 2007-08-15
Laars Heating Systems Co. | Bradford-White Corp. | BNTH1000 | Water | Natural Gas | Induced Draft | FALSE | TRUE | 1 |  | FALSE |  | None | Condensing | Step Modulating | Other |  |  |  |  | 999900 | 942000 |  |  | 94.2 |  | 94.2 | [6 empty] | Federally-Regulated Commercial & Industrial Equipment | 2014-08-11
Water Pik, Inc. | Laars | PH1670IP09CBA | Water | LPG | No Match | FALSE | FALSE | 3 |  |  | No Match | No Match | No Match | No Match | Copper | No Match |  | No Match |  | 1670000 |  | 1670000 |  | 82 | 80 |  |  | 5 |  | 82 |  |  | Federally-Regulated Commercial & Industrial Equipment | 2001-05-30
PB Heat, LLC | RBI Water Heaters | IE-199-LP | Water | LPG | Power | FALSE | FALSE | 1 |  |  | None | None | Condensing | Step Modulating | Other |  |  |  |  | 199000 | 182000 | [9 empty] | 97.3 | 80 | Federally-Regulated Consumer Product | 2010-07-21
Utica Boilers | Utica Boilers | JD-600 | Both Steam & Water | Natural Gas | Injection Type | FALSE | FALSE | 1 |  |  |  | None | Non-Condensing | Single-Stage | Cast Iron |  |  |  |  | 600000 | 482000 |  |  | 80.4 | 80 | 77.5 | [6 empty] | Federally-Regulated Commercial & Industrial Equipment | 2011-05-02
Columbia Boiler / Pottstown | PurePro | P7 | Water | Natural Gas | Power | FALSE | FALSE | 1 |  |  | Barometric Regulator | None | Non-Condensing | Single-Stage | Cast Iron |  |  |  |  | 245000 | 208000 | [9 empty] | 83.4 | 80 | Federally-Regulated Consumer Product | 2008-05-08
Cleaver-Brooks | Cleaver-Brooks | CBLE-700-300-***** | Steam | Natural Gas | Power | FALSE | FALSE | 3 |  |  | No Match | No Match | No Match | No Match | Other | No Match |  | No Match |  | 12560000 |  | 12560000 |  | 80 | 80 |  |  | 25 |  | 80 |  |  | Federally-Regulated Commercial & Industrial Equipment | 1999-03-02
PB Heat, LLC | Peerless | PSCII-05-SPRK | Water | Natural Gas | Injection Type | FALSE | FALSE | 1 | TRUE |  |  | None | Non-Condensing | Single-Stage | Cast Iron | Single-Speed |  |  |  | 120000 | 102000 | [9 empty] | 85 | 80 | Federally-Regulated Consumer Product | 2015-09-30
U.S. Boiler Co. | New Yorker Boiler Co. | CL5-280-W | Water | Oil | Power | FALSE | FALSE | 1 |  | TRUE |  | None | Non-Condensing | Single-Stage | Cast Iron | Multiple-Speed |  |  |  | 280000 | 241000 | [9 empty] | 84.7 | 80 | Federally-Regulated Consumer Product | 2014-01-14
U.S. Boiler Co. | BURNHAM BY U.S. BOILER | ESC9 | Water | Natural Gas | Induced Draft | FALSE | FALSE | 1 | TRUE |  |  | None | Non-Condensing | Single-Stage | Cast Iron | Single-Speed |  |  |  | 280000 | 238000 | [9 empty] | 84 | 80 | Federally-Regulated Consumer Product | 2015-09-30
U.S. Boiler Co. | U.S. Boiler Co. | ES27 | Water | Natural Gas | Injection Type | FALSE | FALSE | 1 |  | TRUE |  | Stack Damper | Non-Condensing | Single-Stage | Cast Iron | Single-Speed |  |  |  | 210000 | 178000 | [9 empty] | 85 | 80 | Federally-Regulated Consumer Product | 2014-01-14
Utica Boilers | Pennco, Inc. | 41J-1300 | Both Steam & Water | Natural Gas | Injection Type | FALSE | FALSE | 1 |  |  |  | None | Non-Condensing | Single-Stage | Cast Iron |  |  |  |  | 1300000 | 1045000 |  |  | 80.4 | 80 | 77.5 | [6 empty] | Federally-Regulated Commercial & Industrial Equipment | 2011-05-02
PB Heat, LLC | Advanced Thermal Hydronics | PB/HE-W-4H | Water | Oil | Power | FALSE | FALSE | 1 |  | TRUE |  | None | Non-Condensing | Single-Stage | Cast Iron | Single-Speed |  |  |  | 210000 | 180000 | [9 empty] | 85.1 | 80 | Federally-Regulated Consumer Product | 2014-08-08
Advanced Thermal Hydronics | Advanced Thermal Hydronics | VGX-147-INT | Steam | Natural Gas | Injection Type | FALSE | FALSE | 1 |  |  |  | Stack Damper | Non-Condensing | Single-Stage | Cast Iron |  |  |  |  | 147500 | 123000 | [9 empty] | 82.6 | 75 | Federally-Regulated Consumer Product | 2014-03-28
Raypak | Raypak | H7-3003* | Water | LPG | Induced Draft | FALSE | TRUE | 1 |  | FALSE | None | None | Non-Condensing | Step Modulating | Copper |  |  |  |  | 3000000 | 2550000 | 420000 |  | 85.1 | 82 | [7 empty] | Federally-Regulated Commercial & Industrial Equipment | 2013-01-02
Heat Cell Technologies, Inc. / ECO Heating Systems | Hamilton Engineering - EVO Duo | HWHL0499ASME | Water | LPG | Power | FALSE | TRUE | 1 |  |  | None | None | Condensing | Two-Stage Modulating | Other | No Match |  | No Match |  | 500000 | 475000 | 100000 | 94200 | 94.7 | 80 | 2.8 | [6 empty] | Federally-Regulated Commercial & Industrial Equipment | 2006-03-29
U.S. Boiler Co. | U.S. Boiler Co. | 208I | Water | LPG | Induced Draft | FALSE | FALSE | 1 |  | TRUE |  | Stack Damper | Non-Condensing | Single-Stage | Cast Iron | Single-Speed |  |  |  | 232000 | 191000 | [9 empty] | 82 | 80 | Federally-Regulated Consumer Product | 2014-01-14
DDR Americas, Inc. | De Deitrich | C230-160 ECO-A | Water | Natural Gas | Power | FALSE | FALSE | 1 |  |  |  | None | Condensing | Step Modulating | Other |  |  |  |  | 680000 | 605000 |  |  | 92.2 |  | 89 | [6 empty] | Federally-Regulated Commercial & Industrial Equipment | 2014-09-05
Weil-McLain | Weil-McLain | LGB-10 | Steam | Natural Gas | No Match | FALSE | FALSE | 3 |  |  | No Match | No Match | No Match | No Match | Cast Iron | No Match |  | No Match |  | 1170000 |  | 1170000 |  | 81 | 80 |  |  | 147 |  | 81 |  |  | Federally-Regulated Commercial & Industrial Equipment | 1996-02-29
ECR International, Ltd. | ECR International, Ltd. | UBSSC-050 | Water | LPG | Power | FALSE | FALSE | 1 |  | TRUE |  | None | Condensing | Step Modulating | Other | Single-Speed |  |  |  | 50000 | 46000 | [9 empty] | 95 | 80 | Federally-Regulated Consumer Product | 2013-04-19
Water Pik, Inc. | Laars | VW1010IN09*1A | Both Steam & Water | Natural Gas | No Match | FALSE | FALSE | 3 |  |  | No Match | No Match | No Match | No Match | Copper | No Match |  | No Match |  | 1010000 |  | 252500 |  | 81 | 80 |  |  | 5 |  | 81 |  |  | Federally-Regulated Commercial & Industrial Equipment | 2001-11-21
Parker Boiler Co. | Parker Boiler | 48LR | Steam | Natural Gas | Power | FALSE | FALSE | 3 |  |  | No Match | No Match | No Match | No Match | Other | No Match |  | No Match |  | 1995000 |  | 997500 |  | 83 | 80 |  |  | 4 |  | 82 |  |  | Federally-Regulated Commercial & Industrial Equipment | 1996-03-13
Easco Boiler Corp. | Easco | ESP-150-S015 | Both Steam & Water | Combo (Natural Gas & Oil) | Power | FALSE | FALSE | 3 |  |  | No Match | No Match | No Match | No Match | Other | No Match |  | No Match |  | 6276000 |  | 2092000 |  | 83 | 80 |  |  | 22 |  | 81 |  |  | Federally-Regulated Commercial & Industrial Equipment | 1998-06-02
Parker Boiler Co. | Parker Boiler | GO-30R | Steam | Combo (Natural Gas & Oil) | Power | FALSE | FALSE | 3 |  |  | No Match | No Match | No Match | No Match | Other | No Match |  | No Match |  | 1260000 |  | 630000 |  | 83 | 80 |  |  | 4 |  | 82 |  |  | Federally-Regulated Commercial & Industrial Equipment | 1996-03-13
Dunkirk | Dunkirk | XEB-2 | Water | Combo (Natural Gas & Oil) | Power | FALSE | FALSE | 1 |  |  | No Match | No Match | No Match | No Match | Cast Iron | No Match |  | No Match |  | 42500 | [10 empty] | 84.4 | 80 | Federally-Regulated Consumer Product | 2001-11-01
Water Pik, Inc. | Laars | VW1670IP09C1A | Both Steam & Water | LPG | No Match | FALSE | FALSE | 3 |  |  | No Match | No Match | No Match | No Match | Copper | No Match |  | No Match |  | 1670000 |  | 1670000 |  | 81 | 80 |  |  | 5 |  | 81 |  |  | Federally-Regulated Commercial & Industrial Equipment | 2001-11-21
Weil-McLain | Williamson-Thermoflo | GWA-105N-I | Water | Natural Gas | Injection Type | FALSE | FALSE | 1 |  |  | Draft Hood | None | Non-Condensing | Single-Stage | Cast Iron |  |  |  |  | 105000 | 88000 | [9 empty] | 83 | 80 | Federally-Regulated Consumer Product | 2011-08-02
Ajax Boiler, Inc. | Ajax | OWGH2250 | Steam | Natural Gas | No Match | FALSE | TRUE | 3 |  |  | No Match | No Match | No Match | No Match | Other | No Match |  | No Match |  | 2250000 |  | 2250000 |  | 80 | 80 |  |  |  |  | 80 |  |  | Federally-Regulated Commercial & Industrial Equipment | 1996-02-29
Crown Boiler Co. | Crown | C247-3000-W | Water | Natural Gas | No Match | FALSE | FALSE | 3 |  |  | No Match | No Match | No Match | No Match | Cast Iron | No Match |  | No Match |  | 3000000 |  | 3000000 |  | 80 | 80 |  |  |  |  | 80 |  |  | Federally-Regulated Commercial & Industrial Equipment | 1996-03-06
Crown Boiler Co. | Crown Boiler Co. | BWF162 | Water | LPG | Induced Draft | FALSE | FALSE | 1 |  | TRUE |  | None | Non-Condensing | Single-Stage | Cast Iron | Single-Speed |  |  |  | 162000 | 134000 | [9 empty] | 82.5 | 80 | Federally-Regulated Consumer Product | 2013-04-19
Ajax Boiler, Inc. | Ajax | OWG525 | Steam | Natural Gas | No Match | FALSE | TRUE | 3 |  |  | No Match | No Match | No Match | No Match | Other | No Match |  | No Match |  | 525000 |  | 525000 |  | 80 | 80 |  |  |  |  | 80 |  |  | Federally-Regulated Commercial & Industrial Equipment | 1996-02-29
Viessmann Manufacturing | Viessmann Manufacturing | CT3-37 | Water | Natural Gas | Power | FALSE | FALSE | 1 |  |  |  | None | Condensing | Step Modulating | Other |  |  |  |  | 1389000 | 1350000 |  |  | 97.2 | 80 | 97.2 | [6 empty] | Federally-Regulated Commercial & Industrial Equipment | 2008-04-14
Utica Boilers | Pennco, Inc. | 41J-2200 | Both Steam & Water | Natural Gas | Injection Type | FALSE | FALSE | 1 |  |  |  | None | Non-Condensing | Single-Stage | Cast Iron |  |  |  |  | 2200000 | 1771000 |  |  | 80.5 | 80 | 77.5 | [6 empty] | Federally-Regulated Commercial & Industrial Equipment | 2011-05-02
U.S. Boiler Co. | New Yorker | CG80E | Water | LPG | Injection Type | FALSE | FALSE | 1 | TRUE |  |  | Stack Damper | Non-Condensing | Single-Stage | Cast Iron | Single-Speed |  |  |  | 245000 | 205000 | [9 empty] | 84 | 80 | Federally-Regulated Consumer Product | 2015-09-30
Burnham Corp. | Burnham Corp. | V1116 | Both Steam & Water | Natural Gas | Power | FALSE | FALSE | 1 |  |  |  | None | Non-Condensing | Single-Stage | Cast Iron |  |  |  |  | 3897000 | 3129000 |  |  | 81.7 | 80 | 80.2 | [6 empty] | Federally-Regulated Commercial & Industrial Equipment | 2010-03-16
Ajax Boiler, Inc. | Ajax | WRF840 | Water | Natural Gas | Power | FALSE | TRUE | 1 |  |  | Draft Hood | Stack Damper | Non-Condensing | Two-Stage Modulating | Other | None |  | No Match |  | 840000 | 714000 | 714000 | 606900 | 85 | 80 | 84.2 | [6 empty] | Federally-Regulated Commercial & Industrial Equipment | 2007-08-15
Ajax Boiler, Inc. | Ajax | WFG6500W | Water | Natural Gas | Power | FALSE | TRUE | 3 |  |  | No Match | No Match | No Match | No Match | Other | No Match |  | No Match |  | 6500000 |  | 2600000 |  | 80 | 80 |  |  |  |  | 80 |  |  | Federally-Regulated Commercial & Industrial Equipment | 1997-01-07
Raypak | Raypak | H-1758A | Water | Natural Gas | Injection Type | FALSE | FALSE | 1 |  |  | None | None | Non-Condensing | Single-Stage | Copper |  |  |  |  | 1758000 | 1442000 |  |  | 82 | 80 | 82 | [6 empty] | Federally-Regulated Commercial & Industrial Equipment | 2007-12-12
Laars Heating Systems Co. | Laars | HH2200EN******** | Water | Natural Gas | Induced Draft | FALSE | TRUE | 1 |  |  |  | None | Non-Condensing | Step Modulating | Copper |  |  |  |  | 2205000 | 1787000 | 661500 |  | 81 | 80 | 78 | [6 empty] | Federally-Regulated Commercial & Industrial Equipment | 2007-11-01
Water Pik, Inc. | Laars | VW0625MN20***** | Both Steam & Water | Natural Gas | Power | FALSE | FALSE | 3 |  |  | No Match | No Match | No Match | No Match | Copper | No Match |  | No Match |  | 625000 |  | 625000 |  | 85 | 80 |  |  | 5 |  | 83 |  |  | Federally-Regulated Commercial & Industrial Equipment | 2001-11-21
Camus Hydronics | Camus Hydronics | MFNH-4002-MG | Water | Natural Gas | Power | FALSE | FALSE | 1 |  |  |  | None | Condensing | Step Modulating | Copper |  |  |  |  | 4000000 | 3736000 |  |  | 93 | [8 empty] | Federally-Regulated Commercial & Industrial Equipment | 2014-10-23
Burnham Corp. | Burnham Corp. | ALP150 | Water | Natural Gas | Power | FALSE | FALSE | 1 |  |  | None | None | Condensing | Step Modulating | Other |  |  |  |  | 150000 | 138000 | 30000000 | 28500000 | [7 empty] | 95 | 80 | Federally-Regulated Consumer Product | 2008-04-14
Rite Engineering | Rite | 120SG | Both Steam & Water | Natural Gas | Power | FALSE | FALSE | 3 |  |  | No Match | No Match | No Match | No Match | Other | No Match |  | No Match |  | 1200000 |  | 400000 |  | 80 | 80 |  |  |  |  | 80 |  |  | Non Federally-Regulated | 1992-10-14
DDR Americas, Inc. | De Deitrich | GT 530A-24 | Water | Natural Gas | Power | FALSE | FALSE | 3 |  |  |  | Electro-Mechanical Inlet Dampe | Non-Condensing | Step Modulating | Cast Iron |  |  |  |  | 5984000 | 5098000 |  |  | 85.2 |  | 85.2 | [6 empty] | Federally-Regulated Commercial & Industrial Equipment | 2014-09-05
Allied Engineering Co. | Super Hot | AAE2280*** | Water | Natural Gas | No Match | FALSE | TRUE | 3 |  |  | No Match | No Match | No Match | No Match | Copper | No Match |  | No Match |  | 2280000 |  | 798000 |  | 80 | 80 |  |  |  |  | 80 |  |  | Federally-Regulated Commercial & Industrial Equipment | 1998-04-21
Water Pik, Inc. | Laars | PH0850IP04*BA | Water | LPG | No Match | FALSE | FALSE | 3 |  |  | No Match | No Match | No Match | No Match | Copper | No Match |  | No Match |  | 850000 |  | 212850 |  | 82 | 80 |  |  | 5 |  | 82 |  |  | Federally-Regulated Commercial & Industrial Equipment | 2001-05-30
Ajax Boiler, Inc. | Ajax | WGXFD-3200 | Steam | Natural Gas | Power | FALSE | FALSE | 3 |  |  | No Match | No Match | No Match | No Match | Other | No Match |  | No Match |  | 3250000 |  | 1625000 |  | 82 | 80 |  |  |  |  | 80 |  |  | Non Federally-Regulated | 1992-10-27
Cleaver-Brooks | Cleaver-Brooks | CEW-700-300-***** | Steam | Natural Gas | Power | FALSE | FALSE | 3 |  |  | No Match | No Match | No Match | No Match | Other | No Match |  | No Match |  | 12560000 |  | 12560000 |  | 80 | 80 |  |  | 25 |  | 80 |  |  | Federally-Regulated Commercial & Industrial Equipment | 1999-03-02
Ajax Boiler, Inc. | Ajax | WGX-WGXB-6500-D | Steam | Natural Gas | No Match | FALSE | FALSE | 3 |  |  | No Match | No Match | No Match | No Match | Other | No Match |  | No Match |  | 6500000 |  | 6500000 |  | 80 | 80 |  |  |  |  | 80 |  |  | Federally-Regulated Commercial & Industrial Equipment | 1996-02-29
Crown Boiler Co. | Crown Boiler Co. | AWR175 | Water | Natural Gas | Injection Type | FALSE | FALSE | 1 |  | TRUE |  | Stack Damper | Non-Condensing | Single-Stage | Cast Iron | Single-Speed |  |  |  | 175000 | 146000 | [9 empty] | 83.1 | 80 | Federally-Regulated Consumer Product | 2013-04-19
PB Heat, LLC | PB Heat, LLC | PSCII-06-SPRK | Water | Natural Gas | Injection Type | FALSE | FALSE | 1 |  | TRUE |  | None | Non-Condensing | Single-Stage | Cast Iron | Single-Speed |  |  |  | 150000 | 128000 | [9 empty] | 85.1 | 80 | Federally-Regulated Consumer Product | 2013-04-19
Raypak | Raypak | H7-2505* | Water | Natural Gas | Induced Draft | FALSE | FALSE | 1 |  |  |  | None | Condensing | Step Modulating | Copper |  |  |  |  | 2501000 | 2378000 |  |  | 95.1 |  | 95.1 | [6 empty] | Federally-Regulated Commercial & Industrial Equipment | 2015-04-02
ECR International, Ltd. | Sears, Roebuck, & Co. | 5EXA100 | Water | Oil | Power | FALSE | FALSE | 1 |  |  | Barometric Regulator | None | Non-Condensing | Single-Stage | Cast Iron |  |  |  |  | 140000 | 120000 | [9 empty] | 86.5 | 80 | Federally-Regulated Consumer Product | 2008-09-25
Laars Heating Systems Company | Laars | FC85H0200 | Water | Natural Gas | Power | FALSE | TRUE | 1 | TRUE |  |  | None | Non-Condensing | Single-Stage | Copper |  |  |  |  | 200000 | 170000 | [9 empty] | 93.3 | 80 | Federally-Regulated Consumer Product | 2015-09-30
Burnham Corp. | Burnham Corp. | V1118H-WN | Water | Natural Gas | Power | FALSE | FALSE | 3 |  |  |  | None | Non-Condensing | Two-Stage Modulating | Cast Iron |  |  |  |  | 4474000 | 3685000 |  |  | 82.6 |  | 82.4 | [6 empty] | Federally-Regulated Commercial & Industrial Equipment | 2014-08-11
Slant / Fin Corp. | Slant / Fin Corp. | GXH-190EDPZ | Steam | LPG | Injection Type | FALSE | FALSE | 1 |  |  |  | Stack Damper | Non-Condensing | Single-Stage | Cast Iron |  |  |  |  | 189000 | 155000 | [9 empty] | 81.1 | 75 | Federally-Regulated Consumer Product | 2007-11-14
Fulton Boiler Works | Fulton | FB-0012L | Both Steam & Water | Electricity | No Match | FALSE | TRUE | 1 |  |  | No Match | No Match | No Match | No Match | Other | No Match |  | No Match |  | 40171 |  |  |  | 98 |  |  |  | 15 |  |  |  | 68 | Federally-Regulated Consumer Product | 1991-02-27
Laars Heating Systems Co. | Laars | PNCH0500P******* | Water | LPG | Power | FALSE | TRUE | 1 |  |  |  | None | Non-Condensing | Two-Stage Modulating | Copper |  |  |  |  | 500000 | 425000 | 249990 |  | 85 | 80 | 84 | [6 empty] | Federally-Regulated Commercial & Industrial Equipment | 2007-11-01
Viessmann Manufacturing | Viessmann Manufacturing | CT3-46 | Water | LPG | Power | FALSE | FALSE | 1 |  |  |  | None | Condensing | Step Modulating | Other |  |  |  |  | 1726000 | 1675000 |  |  | 97.1 | 80 | 97.1 | [6 empty] | Federally-Regulated Commercial & Industrial Equipment | 2008-04-14
Water Pik, Inc. | Laars | HH0775MN20****** | Water | Natural Gas | Power | FALSE | TRUE | 3 |  |  | No Match | No Match | No Match | No Match | Copper | No Match |  | No Match |  | 775000 |  | 775000 |  | 83 | 80 |  |  | 5 |  | 83 |  |  | Federally-Regulated Commercial & Industrial Equipment | 2001-05-16
New York Thermal, Inc. | New York Thermal, Inc. | TX200C | Water | Natural Gas | Power | FALSE | FALSE | 1 |  | TRUE |  | None | Condensing | Step Modulating | Other | Multiple-Speed |  |  |  | 199000 | 184000 | [9 empty] | 94 | 80 | Federally-Regulated Consumer Product | 2014-10-23
Camus Hydronics | Camus Hydronics | DFNH-3000-MS | Water | Natural Gas | Power | FALSE | FALSE | 1 |  |  |  | None | Non-Condensing | Step Modulating | Other |  |  |  |  | 3000000 | 2550000 |  |  | 85 |  | 85 | [6 empty] | Federally-Regulated Commercial & Industrial Equipment | 2014-08-11
Hydrotherm | Hydrotherm | KN-10 | Water | Natural Gas | Induced Draft | TRUE | FALSE | 1 |  |  |  | None | Non-Condensing | Step Modulating | Cast Iron |  |  |  |  | 1000000 | 850000 |  |  | 85.9 | 80 | 85 | [6 empty] | Federally-Regulated Commercial & Industrial Equipment | 2007-12-12
Dunkirk | Dunkirk | WPSB-5D | Water | LPG | No Match | FALSE | FALSE | 1 |  |  | No Match | No Match | No Match | No Match | Cast Iron | No Match |  | No Match |  | 140000 | [10 empty] | 84.1 | 80 | Federally-Regulated Consumer Product | 1998-12-21
Ajax Boiler, Inc. | Ajax | WGXFD-1275 | Steam | Natural Gas | Power | FALSE | FALSE | 3 |  |  | No Match | No Match | No Match | No Match | Other | No Match |  | No Match |  | 1275000 |  | 637500 |  | 82 | 80 |  |  |  |  | 80 |  |  | Non Federally-Regulated | 1992-10-27
Viessmann Manufacturing | Viessmann Manufacturing | VD2-630G | Water | Natural Gas | Power | FALSE | FALSE | 3 |  |  |  | None | Non-Condensing | Two-Stage Modulating | Cast Iron |  |  |  |  | 2559000 | 2183000 |  |  | 85.1 |  | 85.3 | [6 empty] | Federally-Regulated Commercial & Industrial Equipment | 2014-09-05
Lochinvar, LLC. | Lochinvar Corp. | CBN045M9 | Water | Natural Gas | Injection Type | FALSE | FALSE | 1 |  |  |  | Stack Damper | Non-Condensing | Single-Stage | Copper |  |  |  |  | 45000 | 37000 | [9 empty] | 82 | 80 | Federally-Regulated Consumer Product | 2007-11-14
New York Thermal, Inc. | New York Thermal, Inc. | TS80 | Water | LPG | Power | FALSE | FALSE | 1 |  | TRUE |  | None | Condensing | Step Modulating | Other |  |  |  |  | 80000 | 72000 | [9 empty] | 93.4 | 80 | Federally-Regulated Consumer Product | 2013-06-17
PB Heat, LLC | PB Heat, LLC | GM-06-SPRK | Water | LPG | Injection Type | FALSE | FALSE | 1 |  | TRUE |  | Stack Damper | Non-Condensing | Single-Stage | Cast Iron |  |  |  |  | 285000 | 238000 | [9 empty] | 82.8 | 80 | Federally-Regulated Consumer Product | 2013-04-19
Ajax Boiler, Inc. | Ajax | OSGX20000 | Steam | Natural Gas | No Match | FALSE | TRUE | 3 |  |  | No Match | No Match | No Match | No Match | Other | No Match |  | No Match |  | 2000000 |  | 2000000 |  | 80 | 80 |  |  |  |  | 80 |  |  | Federally-Regulated Commercial & Industrial Equipment | 1996-02-29
Camus Hydronics | Camus Hydronics | MFPH-3502-2G | Water | LPG | Power | FALSE | FALSE | 1 |  |  |  | None | Condensing | Two-Stage Modulating | Copper |  |  |  |  | 3500000 | 3269000 |  |  | 93 | [8 empty] | Federally-Regulated Commercial & Industrial Equipment | 2014-10-23
PB Heat, LLC | PB Heat, LLC | LCE-22-S-N | Steam | Natural Gas | Power | FALSE | FALSE | 3 |  | FALSE |  | None | Non-Condensing | Single-Stage | Cast Iron |  |  |  |  | 4239000 | 3430000 |  |  | 81.1 |  | 80.9 | [6 empty] | Federally-Regulated Commercial & Industrial Equipment | 2014-09-05
Cleaver-Brooks | Cleaver-Brooks | M4*-700-3000-***** | Steam | Natural Gas | Power | FALSE | FALSE | 3 |  |  | No Match | No Match | No Match | No Match | Other | No Match |  | No Match |  | 3000000 |  | 3000000 |  | 80 | 80 |  |  | 25 |  | 80 |  |  | Federally-Regulated Commercial & Industrial Equipment | 1996-03-06
Cleaver-Brooks | Cleaver-Brooks | FLX-700-350-160HW | Water | Natural Gas | Power | FALSE | FALSE | 3 |  |  | No Match | No Match | No Match | No Match | Other | No Match |  | No Match |  | 3500000 |  | 3500000 |  | 80 | 80 |  |  | 25 |  | 80 |  |  | Federally-Regulated Commercial & Industrial Equipment | 1996-03-06
Lochinvar, LLC. | Lochinvar Corp. | CBL135F9 | Water | LPG | Injection Type | FALSE | FALSE | 1 |  |  |  | Stack Damper | Non-Condensing | Single-Stage | Copper |  |  |  |  | 135000 | 112000 | [9 empty] | 84 | 80 | Federally-Regulated Consumer Product | 2007-11-14
Smith Cast Iron Boilers | Smith Cast Iron Boilers | 19-S/W-11 | Both Steam & Water | Natural Gas | Power | FALSE | FALSE | 1 |  |  |  | None | Non-Condensing | Single-Stage | Cast Iron |  |  |  |  | 1505000 | 1223000 |  |  | 82.6 | 80 | 81.3 | [6 empty] | Federally-Regulated Commercial & Industrial Equipment | 2007-12-12
Ajax Boiler, Inc. | Ajax | OWGFD-12000 | Water | Natural Gas | Power | FALSE | TRUE | 3 |  |  | No Match | No Match | No Match | No Match | Other | No Match |  | No Match |  | 12000000 |  | 6000000 |  | 82 | 80 |  |  |  |  | 80 |  |  | Non Federally-Regulated | 1992-09-21
PB Heat, LLC | PB Heat, LLC | 63-05L-SPRK-W | Water | Natural Gas | Injection Type | FALSE | FALSE | 1 |  | TRUE | Draft Diverter | Stack Damper | Non-Condensing | Single-Stage | Cast Iron | Single-Speed |  | Standard |  | 206500 | 172000 | [9 empty] | 82.9 | 80 | Federally-Regulated Consumer Product | 2013-04-19
Lochinvar, LLC. | Lochinvar Corp. | PBN1002-F9 | Water | Natural Gas | Power | FALSE | FALSE | 1 |  |  |  | None | Non-Condensing | Single-Stage | Copper |  |  |  |  | 999900 | 850000 |  |  |  |  | 85 | [6 empty] | Federally-Regulated Commercial & Industrial Equipment | 2015-04-20
Ajax Boiler, Inc. | Ajax | HFG2750W | Steam | Natural Gas | Power | FALSE | TRUE | 3 |  |  | No Match | No Match | No Match | No Match | Other | No Match |  | No Match |  | 2750000 |  | 110000 |  | 80 | 80 |  |  |  |  | 80 |  |  | Federally-Regulated Commercial & Industrial Equipment | 1997-01-07
Camus Hydronics | Camus Hydronics | DFNH-0751-MS | Water | Natural Gas | Power | FALSE | FALSE | 1 |  |  |  | None | Condensing | Step Modulating | Other |  |  |  |  | 750000 | 654000 |  |  | 87.2 |  | 87.2 | [6 empty] | Federally-Regulated Commercial & Industrial Equipment | 2014-08-11
Water Pik, Inc. | Laars | HH0715IN09CBA | Water | Natural Gas | No Match | FALSE | FALSE | 3 |  |  | No Match | No Match | No Match | No Match | Copper | No Match |  | No Match |  | 715000 |  | 715000 |  | 82 | 80 |  |  | 5 |  | 82 |  |  | Federally-Regulated Commercial & Industrial Equipment | 2001-05-16
Ajax Boiler, Inc. | Ajax | WEO-2750 | Water | Oil | Power | FALSE | FALSE | 3 |  |  | No Match | No Match | No Match | No Match | Other | No Match |  | No Match |  | 2612000 |  | 1100000 |  | 85 | 83 |  |  |  |  | 82 |  |  | Federally-Regulated Commercial & Industrial Equipment | 1996-03-13
Burnham Corp. | Burnham Corp. | K5011 | Both Steam & Water | LPG | Induced Draft | FALSE | FALSE | 1 |  |  |  | None | Non-Condensing | Single-Stage | Cast Iron |  |  |  |  | 731300 | 585000 |  |  | 80 | 80 | 77 | [6 empty] | Federally-Regulated Commercial & Industrial Equipment | 2010-03-16
Ajax Boiler, Inc. | Ajax | WGOFD-9000 | Steam | Natural Gas | Power | FALSE | FALSE | 3 |  |  | No Match | No Match | No Match | No Match | Other | No Match |  | No Match |  | 9000000 |  | 4500000 |  | 82 | 80 |  |  |  |  | 80 |  |  | Non Federally-Regulated | 1992-10-27
Burnham Corp. | Crown Boiler Co. | 32-2850*N | Both Steam & Water | LPG | Induced Draft | FALSE | FALSE | 1 |  |  |  | None | Non-Condensing | Single-Stage | Cast Iron |  |  |  |  | 2850000 | 2280000 |  |  | 80.5 | 80 | 75.4 | [6 empty] | Federally-Regulated Commercial & Industrial Equipment | 2007-12-12
Raypak | Raypak | W7-0400* | Water | Natural Gas | Induced Draft | FALSE | TRUE | 1 |  |  | None | None | Condensing | Step Modulating | Other |  |  |  |  | 399000 | 375060 | 79800 |  | 94.5 | 80 | 94 |  | 12 |  |  |  |  | Federally-Regulated Commercial & Industrial Equipment | 2010-10-29
Navien, Inc. | Navien America, Inc. | NCB-180 | Water | LPG | Power | FALSE | FALSE | 1 |  | TRUE |  | None | Condensing | Step Modulating | Other | Single-Speed |  |  |  | 80000 | 75000 | [9 empty] | 95 | 80 | Federally-Regulated Consumer Product | 2015-03-30
Axeman-Anderson Co. | Axeman-Anderson Co. | 108CPO | Water | Oil | No Match | TRUE | FALSE | 1 |  |  | No Match | No Match | No Match | No Match | Other | No Match |  | No Match |  | 236000 | [10 empty] | 80.7 | 80 | Federally-Regulated Consumer Product | 2000-06-07
Water Pik, Inc. | Laars | HH0600IP09*BA | Water | LPG | No Match | FALSE | FALSE | 3 |  |  | No Match | No Match | No Match | No Match | Copper | No Match |  | No Match |  | 600000 |  | 150000 |  | 82 | 80 |  |  | 5 |  | 82 |  |  | Federally-Regulated Commercial & Industrial Equipment | 2001-05-30
HTP, Inc. | Westinghouse | WBRNG055W | Water | Natural Gas | Power | FALSE | FALSE | 1 | TRUE |  |  | None | Condensing | Step Modulating | Other |  |  |  |  | 55000 | 51000 | [9 empty] | 96.3 | 80 | Federally-Regulated Consumer Product | 2015-09-30
Water Pik, Inc. | Laars | JVS100ND(I/L) | Water | Natural Gas | No Match | FALSE | FALSE | 1 |  |  | No Match | No Match | No Match | No Match | Copper | No Match |  | No Match |  | 100000 | [10 empty] | 84 | 80 | Federally-Regulated Consumer Product | 2001-11-21
U.S. Boiler Co. | U.S. Boiler Co. | PVG-7 | Water | Natural Gas | Induced Draft | FALSE | FALSE | 1 |  | TRUE |  | None | Non-Condensing | Single-Stage | Cast Iron | Single-Speed |  |  |  | 210000 | 179000 | [9 empty] | 85 | 80 | Federally-Regulated Consumer Product | 2014-01-14
PB Heat, LLC | PB Heat, LLC | WBV-05-175-W | Water | Oil | Power | FALSE | FALSE | 1 |  | TRUE | Barometric Regulator | None | Non-Condensing | Single-Stage | Cast Iron | Single-Speed |  | Standard |  | 245000 | 212000 | [9 empty] | 85.5 | 80 | Federally-Regulated Consumer Product | 2013-04-19
Burnham Corp. | Burnham Corp. | V1110H-SN | Steam | Natural Gas | Power | FALSE | FALSE | 1 |  | FALSE |  | None | Non-Condensing | Two-Stage Modulating | Cast Iron |  |  |  |  | 2396000 | 1958000 |  |  | 82.3 |  | 81.7 | [6 empty] | Federally-Regulated Commercial & Industrial Equipment | 2014-08-11
Dunkirk | Pennco, Inc. | FSB-3 | Water | Combo (Natural Gas & Oil) | Power | FALSE | FALSE | 1 |  |  | No Match | No Match | No Match | No Match | Cast Iron | No Match |  | No Match |  | 75000 | [10 empty] | 83.4 | 80 | Federally-Regulated Consumer Product | 2001-11-01
Lochinvar, LLC. | Lochinvar Corp. | PBN1300 | Water | LPG | Power | FALSE | FALSE | 1 |  |  | None | None | Non-Condensing | Step Modulating | Copper |  |  |  |  | 1300000 | 1105000 | 325000 | 283000 | 85 | 80 | 85 | [6 empty] | Federally-Regulated Commercial & Industrial Equipment | 2007-12-12
Laars Heating Systems Co. | Laars Heating Systems Co. | PNCH1250 | Water | LPG | Power | FALSE | FALSE | 1 |  |  |  | None | Non-Condensing | Step Modulating | Copper |  |  |  |  | 1250000 | 1064000 |  |  |  |  | 85.2 | [6 empty] | Federally-Regulated Commercial & Industrial Equipment | 2015-04-20
Slant / Fin Corp. | Slant / Fin Corp. | VHS-30EP | Water | Natural Gas | Induced Draft | FALSE | FALSE | 1 |  |  |  | Stack Damper | Non-Condensing | Single-Stage | Cast Iron |  |  |  |  | 30000 | 26000 | [9 empty] | 84.5 | 80 | Federally-Regulated Consumer Product | 2007-11-14
Burnham Corp. | Burnham Corp. | FMC070 | Water | Natural Gas | Induced Draft | FALSE | FALSE | 1 |  |  | None | None | Condensing | Step Modulating | Other | Single-Speed | 0.04 | Standard |  | 70000 | 63000 | 30000 | 27000 | [7 empty] | 95.4 | 80 | Federally-Regulated Consumer Product | 2008-09-25
Laars Heating Systems Company | BRUTE | BNTH105 | Water | LPG | Induced Draft | FALSE | FALSE | 1 | TRUE |  |  | None | Condensing | Step Modulating | Other |  |  |  |  | 105000 | 96000 | [9 empty] | 95 | 80 | Federally-Regulated Consumer Product | 2015-09-30
Camus Hydronics | Camus Hydronics | MFNH-2500-2G | Water | Natural Gas | Power | FALSE | FALSE | 1 |  |  |  | None | Non-Condensing | Two-Stage Modulating | Copper |  |  |  |  | 2500000 | 2125000 |  |  | 85 | [8 empty] | Federally-Regulated Commercial & Industrial Equipment | 2014-10-23
Lattner Boiler Co. | Lattner | HE 9.5 | Steam | Natural Gas | No Match | FALSE | FALSE | 3 |  |  | No Match | No Match | No Match | No Match | Other | No Match |  | No Match |  | 398000 |  | 398000 |  | 81 | 80 |  |  |  |  | 81 |  |  | Federally-Regulated Commercial & Industrial Equipment | 2000-08-30
Burnham Corp. | Crown Boiler Co. | LCS175 | Steam | Oil | Power | FALSE | FALSE | 1 |  |  |  | None | Non-Condensing | Single-Stage | Cast Iron |  |  |  |  | 245000 | 207000 | [9 empty] | 82.8 | 80 | Federally-Regulated Consumer Product | 2008-04-14
Lochinvar, LLC. | Lochinvar Corp. | CBN090F9 | Water | LPG | Injection Type | FALSE | FALSE | 1 |  |  |  | Stack Damper | Non-Condensing | Single-Stage | Copper |  |  |  |  | 90000 | 75000 | [9 empty] | 84 | 80 | Federally-Regulated Consumer Product | 2007-11-14
Ajax Boiler, Inc. | Ajax | WGOXFD-2000 | Steam | Natural Gas | Power | FALSE | FALSE | 3 |  |  | No Match | No Match | No Match | No Match | Other | No Match |  | No Match |  | 2000000 |  | 1000000 |  | 82 | 80 |  |  |  |  | 80 |  |  | Non Federally-Regulated | 1992-10-27
Bryan Steam Corp. | Bryan | K-600-W-LP | Water | LPG | No Match | TRUE | FALSE | 3 |  |  | No Match | No Match | No Match | No Match | Other | No Match |  | No Match |  | 6000000 |  | 6000000 |  | 80 | 80 |  |  |  |  | 80 |  |  | Federally-Regulated Commercial & Industrial Equipment | 1996-03-01
Axeman-Anderson Co. | Axeman-Anderson Co. | 87PO-2 | Water | Oil | No Match | TRUE | FALSE | 1 |  |  | No Match | No Match | No Match | No Match | Other | No Match |  | No Match |  | 154000 | [10 empty] | 82.7 | 80 | Federally-Regulated Consumer Product | 2000-06-07
Burnham Corp. | Crown Boiler Co. | 24-04 | Both Steam & Water | Natural Gas | Power | FALSE | FALSE | 1 |  |  |  | None | Non-Condensing | Single-Stage | Cast Iron |  |  |  |  | 594000 | 476000 |  |  | 82.5 | 80 | 80.1 | [6 empty] | Federally-Regulated Commercial & Industrial Equipment | 2007-12-12
Lochinvar, LLC. | Lochinvar Corp. | CBN495 | Water | LPG | Power | FALSE | FALSE | 1 |  |  | None | None | Non-Condensing | Two-Stage Modulating | Copper |  |  |  |  | 495000 | 401000 | 250000 | 203000 | 82 | 80 | 81 | [6 empty] | Federally-Regulated Commercial & Industrial Equipment | 2007-12-12
Burnham Corp. | Burnham Corp. | V1113H-WN | Water | Natural Gas | Power | FALSE | FALSE | 1 |  |  |  | None | Non-Condensing | Two-Stage Modulating | Cast Iron |  |  |  |  | 3103000 | 2552000 |  |  | 82.6 |  | 82.2 | [6 empty] | Federally-Regulated Commercial & Industrial Equipment | 2014-08-11
Laars Heating Systems Co. | Laars Heating Systems Co. | MT2H1500 | Water | LPG | Power | FALSE | FALSE | 1 |  |  |  | None | Non-Condensing | Two-Stage Modulating | Copper |  |  |  |  | 1500000 | 1277000 |  |  |  |  | 85.2 | [6 empty] | Federally-Regulated Commercial & Industrial Equipment | 2015-04-20
Dunkirk | Carrier | BW3AAN000075ABAA | Water | Natural Gas | Power | FALSE | FALSE | 1 |  |  | No Match | No Match | No Match | No Match | Cast Iron | No Match |  | No Match |  | 75000 | [10 empty] | 83.4 | 80 | Federally-Regulated Consumer Product | 2000-06-07
Ajax Boiler, Inc. | Ajax | WFG13000W | Water | Natural Gas | Power | FALSE | TRUE | 3 |  |  | No Match | No Match | No Match | No Match | Other | No Match |  | No Match |  | 13000000 |  | 5200000 |  | 80 | 80 |  |  |  |  | 80 |  |  | Federally-Regulated Commercial & Industrial Equipment | 1997-01-07
Raypak | Raypak | H(3,4)-1125 * | Water | LPG | Injection Type | FALSE | FALSE | 1 |  |  |  | None | Non-Condensing | Single-Stage | Copper |  |  |  |  | 1035000 | 849000 |  |  |  |  | 82 | [6 empty] | Federally-Regulated Commercial & Industrial Equipment | 2015-04-16
Water Pik, Inc. | Laars | PW0625MN20****** | Both Steam & Water | Natural Gas | Power | FALSE | TRUE | 3 |  |  | No Match | No Match | No Match | No Match | Copper | No Match |  | No Match |  | 625000 |  | 625000 |  | 83 | 80 |  |  | 5 |  | 83 |  |  | Federally-Regulated Commercial & Industrial Equipment | 2001-11-21
RBI Water Heaters | Hamilton Engineering | HFH 02500 | Water | Natural Gas | Power | FALSE | FALSE | 1 |  |  |  | None | Non-Condensing | Step Modulating | Copper |  |  |  |  | 2500000 | 2148000 |  |  | 85.5 |  | 85.9 | [6 empty] | Federally-Regulated Commercial & Industrial Equipment | 2014-08-11
Burnham Corp. | Burnham Corp. | 807HE | Water | Natural Gas | Induced Draft | FALSE | FALSE | 1 |  |  |  | None | Non-Condensing | Single-Stage | Cast Iron |  |  |  |  | 340000 | 275000 |  |  | 83.7 |  | 81 | [6 empty] | Federally-Regulated Commercial & Industrial Equipment | 2014-10-23
Ajax Boiler, Inc. | Ajax | WGB-11000 | Water | Natural Gas | No Match | FALSE | FALSE | 3 |  |  | No Match | No Match | No Match | No Match | Other | No Match |  | No Match |  | 11000000 |  | 11000000 |  | 80 | 80 |  |  |  |  | 80 |  |  | Federally-Regulated Commercial & Industrial Equipment | 1996-02-29
Laars Heating Systems Co. | Triangle Tube | SOLO 250 | Water | Natural Gas | Power | FALSE | FALSE | 1 |  |  |  | None | Condensing | Step Modulating | Other |  |  |  |  | 245000 | 223000 | [9 empty] | 96 | 80 | Federally-Regulated Consumer Product | 2012-07-06
Raypak | Raypak | H(3,4)-1571 * | Water | LPG | Injection Type | FALSE | TRUE | 1 |  |  |  | None | Non-Condensing | Single-Stage | Copper |  |  |  |  | 1500000 | 1230000 |  |  |  |  | 82 | [6 empty] | Federally-Regulated Commercial & Industrial Equipment | 2015-04-16
Ajax Boiler, Inc. | Ajax | WGOXFD-3500 | Steam | Natural Gas | Power | FALSE | FALSE | 3 |  |  | No Match | No Match | No Match | No Match | Other | No Match |  | No Match |  | 3500000 |  | 1750000 |  | 82 | 80 |  |  |  |  | 80 |  |  | Non Federally-Regulated | 1992-10-27
Smith Cast Iron Boilers | Peerless | TCII-13-S-G | Steam | LPG | Power | FALSE | FALSE | 1 |  | FALSE |  | None | Non-Condensing | Single-Stage | Cast Iron |  |  |  |  | 3978000 | 3301000 |  |  |  |  | 83 | 79 | [5 empty] | Federally-Regulated Commercial & Industrial Equipment | 2015-09-30
Ajax Boiler, Inc. | Ajax | HFG2250W | Steam | Natural Gas | Power | FALSE | TRUE | 3 |  |  | No Match | No Match | No Match | No Match | Other | No Match |  | No Match |  | 2250000 |  | 1000000 |  | 80 | 80 |  |  |  |  | 80 |  |  | Federally-Regulated Commercial & Industrial Equipment | 1997-01-07
Burnham Corp. | Crown Boiler Co. | 32-2470*N | Both Steam & Water | Natural Gas | Induced Draft | FALSE | FALSE | 1 |  |  |  | None | Non-Condensing | Single-Stage | Cast Iron |  |  |  |  | 2470000 | 1976000 |  |  | 80.5 | 80 | 75.4 | [6 empty] | Federally-Regulated Commercial & Industrial Equipment | 2007-12-12
Allied Engineering Co. | Super Hot | AAE1440**** | Water | Natural Gas | No Match | TRUE | TRUE | 3 |  |  | No Match | No Match | No Match | No Match | Copper | No Match |  | No Match |  | 1440000 |  | 504000 |  | 80 | 80 |  |  | 450 |  | 80 |  |  | Federally-Regulated Commercial & Industrial Equipment | 1998-04-21
HTP, Inc. | HTP, Inc. | EL-301 | Water | Natural Gas | Power | FALSE | FALSE | 1 |  |  |  | None | Condensing | Step Modulating | Other |  |  |  |  | 301000 | 289000 |  |  | 94.9 |  | 94.9 | [6 empty] | Federally-Regulated Commercial & Industrial Equipment | 2014-10-21
Raypak | Raypak | H3-HD101* | Water | LPG | Induced Draft | FALSE | TRUE | 1 |  |  | None | None | Non-Condensing | Two-Stage Modulating | Copper | Single-Speed |  | Standard |  | 100000 | 84000 | 60000 | [8 empty] | 85 | 80 | Federally-Regulated Consumer Product | 2010-01-11
Burnham Corp. | Burnham Corp. | RSAH110 | Water | Oil | Power | FALSE | FALSE | 1 |  |  |  | None | Non-Condensing | Single-Stage | Other | Single-Speed | 0.04 | Standard |  | 140000 | 119000 | [9 empty] | 84 | 80 | Federally-Regulated Consumer Product | 2007-11-14
Newmac Manufacturing | Newmac Manufacturing | NBR 111V | Water | Oil | No Match | TRUE | FALSE | 1 |  |  | No Match | No Match | No Match | No Match | Other | No Match |  | No Match |  | 126000 | [10 empty] | 88.4 | 80 | Federally-Regulated Consumer Product | 2001-04-12
Water Pik, Inc. | Laars | PW0400MN20****** | Both Steam & Water | Natural Gas | Power | FALSE | TRUE | 3 |  |  | No Match | No Match | No Match | No Match | Copper | No Match |  | No Match |  | 399000 |  | 399000 |  | 83 | 80 |  |  | 5 |  | 83 |  |  | Federally-Regulated Commercial & Industrial Equipment | 2001-11-21
Burnham Corp. | Crown Boiler Co. | CWD165 | Water | Natural Gas | Induced Draft | FALSE | FALSE | 1 |  |  |  | None | Non-Condensing | Single-Stage | Cast Iron | Single-Speed | 0.04 | Standard |  | 165000 | 142000 | [9 empty] | 85.2 | 80 | Federally-Regulated Consumer Product | 2007-11-14
Quietside Boilers | Quietside | QXM8-095F1-NG | Both Steam & Water | Natural Gas | Power | FALSE | FALSE | 1 |  |  | No Match | No Match | No Match | No Match | Other | No Match |  | No Match |  | 93000 |  |  |  | 90 | [6 empty] | 86 | 80 | Federally-Regulated Consumer Product | 2002-06-12
Lochinvar, LLC. | Lochinvar Corp. | WBN081 | Water | Natural Gas | Power | FALSE | FALSE | 1 |  |  | None | None | Condensing | Step Modulating | Other |  |  |  |  | 80000 | 72000 | [9 empty] | 95.3 | 80 | Federally-Regulated Consumer Product | 2010-07-21
Lochinvar, LLC. | Lochinvar Corp. | KBN399 | Water | LPG | Power | FALSE | FALSE | 1 |  |  | None | None | Condensing | Step Modulating | Other |  |  |  |  | 399000 | 373000 | 80000 | 75000 | 95 | 80 | 93.3 | [6 empty] | Federally-Regulated Commercial & Industrial Equipment | 2007-12-12
Water Pik, Inc. | Laars | PH1200IP09*1A | Water | LPG | No Match | FALSE | FALSE | 3 |  |  | No Match | No Match | No Match | No Match | Copper | No Match |  | No Match |  | 1200000 |  | 300000 |  | 81 | 80 |  |  | 5 |  | 81 |  |  | Federally-Regulated Commercial & Industrial Equipment | 2001-05-30
Water Pik, Inc. | Laars | HH0715IN04*1A | Water | Natural Gas | No Match | FALSE | FALSE | 3 |  |  | No Match | No Match | No Match | No Match | Copper | No Match |  | No Match |  | 715000 |  | 178750 |  | 81 | 80 |  |  | 5 |  | 81 |  |  | Federally-Regulated Commercial & Industrial Equipment | 2001-05-16
Water Pik, Inc. | Laars | HH0775MN20***** | Water | Natural Gas | Power | FALSE | FALSE | 3 |  |  | No Match | No Match | No Match | No Match | Copper | No Match |  | No Match |  | 775000 |  | 775000 |  | 85 | 80 |  |  | 5 |  | 83 |  |  | Federally-Regulated Commercial & Industrial Equipment | 2001-05-16
Slant / Fin Corp. | Slant / Fin Corp. | EC-27 | Water | Oil | Power | FALSE | FALSE | 1 |  |  |  | None | Non-Condensing | Single-Stage | Cast Iron |  |  |  |  | 315000 | 269000 |  |  | 87.4 | 83 | 85.3 | [6 empty] | Federally-Regulated Commercial & Industrial Equipment | 2008-04-14
Lochinvar, LLC. | Lochinvar Corp. | CBN045F9 | Water | Natural Gas | Injection Type | FALSE | FALSE | 1 |  |  |  | Stack Damper | Non-Condensing | Single-Stage | Copper |  |  |  |  | 45000 | 37000 | [9 empty] | 84 | 80 | Federally-Regulated Consumer Product | 2007-11-14
Dunkirk | Dunkirk | DPFG-4T-91 | Water | Combo (Natural Gas & Oil) | Power | FALSE | FALSE | 1 |  |  | No Match | No Match | No Match | No Match | Cast Iron | No Match |  | No Match |  | 91000 | [10 empty] | 85 | 80 | Federally-Regulated Consumer Product | 2001-11-01
Axeman-Anderson Co. | Axeman-Anderson Co. | 128NPOD | Water | Oil | No Match | FALSE | FALSE | 1 |  |  | No Match | No Match | No Match | No Match | Other | No Match |  | No Match |  | 231000 | [10 empty] | 85.6 | 80 | Federally-Regulated Consumer Product | 2000-06-07
Universal Boiler Works | Universal Boiler Works | BF80S4 | Steam | Combo (Natural Gas & Oil) | Power | FALSE | FALSE | 3 |  |  | No Match | No Match | No Match | No Match | Other | No Match |  | No Match |  | 3360000 |  | 1120000 |  | 83.5 | 80 |  |  | 10 |  | 82 |  |  | Federally-Regulated Commercial & Industrial Equipment | 2001-12-13
Water Pik, Inc. | Laars | PW0600EP09CBA | Both Steam & Water | LPG | No Match | FALSE | TRUE | 3 |  |  | No Match | No Match | No Match | No Match | Copper | No Match |  | No Match |  | 600000 |  | 600000 |  | 82 | 80 |  |  | 5 |  | 82 |  |  | Federally-Regulated Commercial & Industrial Equipment | 2001-11-21
Water Pik, Inc. | Laars | PW1825EP04*BA | Both Steam & Water | LPG | No Match | FALSE | TRUE | 3 |  |  | No Match | No Match | No Match | No Match | Copper | No Match |  | No Match |  | 1825000 |  | 456250 |  | 82 | 80 |  |  | 5 |  | 82 |  |  | Federally-Regulated Commercial & Industrial Equipment | 2001-11-21
Ajax Boiler, Inc. | Ajax | HRPG90 | Steam | Natural Gas | Power | FALSE | TRUE | 1 |  |  | Draft Hood | Stack Damper | Non-Condensing | Two-Stage Modulating | Other | None |  | No Match |  | 3770000 | 3016000 | 3016000 | 2412800 | 80 | 80 | 79.2 | [6 empty] | Federally-Regulated Commercial & Industrial Equipment | 2007-08-15
Laars Heating Systems Co. | Laars Heating Systems Co. | MT2H0300 | Water | Natural Gas | Power | FALSE | TRUE | 1 |  |  | None | None | Non-Condensing | Single-Stage | Copper | Single-Speed | 0.17 | Standard |  | 299000 | 255000 | 299000 | 255000 | [7 empty] | 85.1 | 80 | Federally-Regulated Consumer Product | 2011-06-20
Smith Cast Iron Boilers | Smith Cast Iron Boilers | UHE-1000 | Water | LPG | Power | FALSE | FALSE | 1 |  |  |  | None | Condensing | Step Modulating | Cast Iron |  |  |  |  | 3000000 | 2781000 |  |  | 85.8 | 80 | 92.7 | [6 empty] | Federally-Regulated Commercial & Industrial Equipment | 2011-02-17
Burnham Corp. | Burnham Corp. | K5017SP | Steam | LPG | Induced Draft | FALSE | FALSE | 1 |  | TRUE |  | None | Non-Condensing | Single-Stage | Cast Iron |  |  |  |  | 1170000 | 901000 |  |  | 80 |  | 77 | [6 empty] | Federally-Regulated Commercial & Industrial Equipment | 2014-09-05
Allied Engineering Co. | Allied Engineering Co. | MG-150-P-E | Water | LPG | Injection Type | FALSE | FALSE | 1 |  | TRUE |  | Stack Damper | Non-Condensing | Single-Stage | Other |  |  |  |  | 150000 | 128000 | [9 empty] | 85 | 80 | Federally-Regulated Consumer Product | 2014-08-08
RBI Water Heaters | Hamilton Engineering | HZH 01000 | Water | Natural Gas | Power | FALSE | FALSE | 1 |  |  |  | None | Non-Condensing | Two-Stage Modulating | Copper |  |  |  |  | 1000000 | 850000 |  |  | 85 |  | 85 | [6 empty] | Federally-Regulated Commercial & Industrial Equipment | 2014-08-11
Lochinvar, LLC. | Lochinvar Corp. | SBN1300 | Water | Natural Gas | Power | FALSE | FALSE | 1 |  |  |  | None | Condensing | Step Modulating | Other |  |  |  |  | 1300000 | 1240000 |  |  |  |  | 95.4 | [6 empty] | Federally-Regulated Commercial & Industrial Equipment | 2015-04-20
Burnham Corp. | Burnham Corp. | 4FHL-240A | Steam | Natural Gas | Power | FALSE | FALSE | 1 |  | FALSE |  | None | Non-Condensing | Two-Stage Modulating | Other |  |  |  |  | 2009000 | 1637000 |  |  | 84.8 |  | 81.5 | [6 empty] | Federally-Regulated Commercial & Industrial Equipment | 2014-08-11
Ajax Boiler, Inc. | Ajax | OSGXFD400 | Steam | Natural Gas | Power | FALSE | TRUE | 3 |  |  | No Match | No Match | No Match | No Match | Other | No Match |  | No Match |  | 400000 |  | 200000 |  | 81 | 80 |  |  |  |  | 80 |  |  | Non Federally-Regulated | 1992-10-27
PB Heat, LLC | PB Heat, LLC | DE-04-SPRK | Water | LPG | Injection Type | FALSE | FALSE | 1 |  | TRUE |  | None | Non-Condensing | Single-Stage | Cast Iron | Single-Speed |  |  |  | 105000 | 87000 | [9 empty] | 82 | 80 | Federally-Regulated Consumer Product | 2013-04-19
Ajax Boiler, Inc. | Ajax | SGXFD-7000 | Steam | Natural Gas | Power | FALSE | FALSE | 3 |  |  | No Match | No Match | No Match | No Match | Other | No Match |  | No Match |  | 7000000 |  | 3500000 |  | 81 | 80 |  |  |  |  | 80 |  |  | Non Federally-Regulated | 1992-10-27
Raypak | Raypak | H(1,2,5)-0926* | Water | Natural Gas | Injection Type | FALSE | TRUE | 1 |  |  |  | None | Non-Condensing | Step Modulating | Copper |  |  |  |  | 926000 | 759000 |  |  |  |  | 82 | [6 empty] | Federally-Regulated Commercial & Industrial Equipment | 2015-04-16
Universal Boiler Works | Universal Boiler Works | BF900W4 | Water | Combo (Natural Gas & Oil) | Power | FALSE | FALSE | 3 |  |  | No Match | No Match | No Match | No Match | Other | No Match |  | No Match |  | 37800000 |  | 4725000 |  | 86 | 80 |  |  | 10 |  | 84 |  |  | Federally-Regulated Commercial & Industrial Equipment | 2001-12-13
Axeman-Anderson Co. | Axeman-Anderson Co. | PVT-119HD | Water | Oil | No Match | FALSE | FALSE | 1 |  |  | No Match | No Match | No Match | No Match | Other | No Match |  | No Match |  | 119000 | [10 empty] | 86.7 | 80 | Federally-Regulated Consumer Product | 2001-04-12
Laars Heating Systems Co. | Laars | HH2000IP******** | Water | LPG | Induced Draft | FALSE | FALSE | 1 |  |  |  | None | Non-Condensing | Step Modulating | Copper |  |  |  |  | 1999000 | 1640000 | 599970 |  | 82 | 80 | 78 | [6 empty] | Federally-Regulated Commercial & Industrial Equipment | 2007-11-01
English Boiler & Tube, Inc. | Bent Tube Balanced Flow | BTBF-1500-15 | Steam | Natural Gas | Power | FALSE | FALSE | 3 |  |  | No Match | No Match | No Match | No Match | Other | No Match |  | No Match |  | 64500000 |  | 16125000 |  | 80 | 80 |  |  | 3 |  | 80 |  |  | Federally-Regulated Commercial & Industrial Equipment | 1998-09-10
Ajax Boiler, Inc. | Ajax | OWGB-10500 | Water | Natural Gas | No Match | FALSE | TRUE | 3 |  |  | No Match | No Match | No Match | No Match | Other | No Match |  | No Match |  | 10500000 |  | 10500000 |  | 80 | 80 |  |  |  |  | 80 |  |  | Federally-Regulated Commercial & Industrial Equipment | 1996-02-29
Weil-McLain | Weil-McLain | CGa-5-PIDN | Water | Natural Gas | No Match | FALSE | FALSE | 1 |  |  | No Match | No Match | No Match | No Match | Cast Iron | No Match |  | No Match |  | 140000 | [10 empty] | 83.5 | 80 | Federally-Regulated Consumer Product | 2000-09-27
Ajax Boiler, Inc. | Ajax | SGXFD-6500 | Steam | Natural Gas | Power | FALSE | FALSE | 3 |  |  | No Match | No Match | No Match | No Match | Other | No Match |  | No Match |  | 6500000 |  | 3250000 |  | 81 | 80 |  |  |  |  | 80 |  |  | Non Federally-Regulated | 1992-10-27
Thermal Solutions | Thermal Solutions | EV(A,S)0750B**-*C* | Water | Natural Gas | Power | FALSE | FALSE | 3 |  |  |  | None | Non-Condensing | Step Modulating | Copper |  |  |  |  | 750000 | 623000 |  |  | 83.6 |  | 83 | [6 empty] | Federally-Regulated Commercial & Industrial Equipment | 2014-08-11
Water Pik, Inc. | Laars | HH1200EN09*BA | Water | Natural Gas | No Match | FALSE | TRUE | 3 |  |  | No Match | No Match | No Match | No Match | Copper | No Match |  | No Match |  | 1200000 |  | 300000 |  | 81 | 80 |  |  | 5 |  | 81 |  |  | Federally-Regulated Commercial & Industrial Equipment | 2001-05-16
Crown Boiler Co. | Burnham Corp. | FMC090 | Water | Natural Gas | Induced Draft | FALSE | FALSE | 1 |  |  | None | None | Condensing | Step Modulating | Other | Single-Speed | 0.13 | Standard |  | 90000 | 80000 | 30000 | 27000 | [7 empty] | 94.5 | 80 | Federally-Regulated Consumer Product | 2007-11-14
Camus Hydronics | Camus Hydronics | DMNH-0051-MPI | Water | Natural Gas | Power | FALSE | FALSE | 1 | TRUE |  |  | None | Condensing | Step Modulating | Other |  |  |  |  | 50000 | 45000 | [9 empty] | 90 | 80 | Federally-Regulated Consumer Product | 2015-09-30
Water Pik, Inc. | Laars | PW1200IN09*1A | Both Steam & Water | Natural Gas | No Match | FALSE | FALSE | 3 |  |  | No Match | No Match | No Match | No Match | Copper | No Match |  | No Match |  | 1200000 |  | 300000 |  | 81 | 80 |  |  | 5 |  | 81 |  |  | Federally-Regulated Commercial & Industrial Equipment | 2001-11-21
Water Pik, Inc. | Laars | PH1825IN09*1A | Water | Natural Gas | No Match | FALSE | FALSE | 3 |  |  | No Match | No Match | No Match | No Match | Copper | No Match |  | No Match |  | 1825000 |  | 456250 |  | 81 | 80 |  |  | 5 |  | 81 |  |  | Federally-Regulated Commercial & Industrial Equipment | 2001-05-16
RBI Water Heaters | RBI Water Heaters | DB750 | Water | Natural Gas | Induced Draft | TRUE | FALSE | 1 |  |  |  | None | Non-Condensing | Single-Stage | Copper |  |  |  |  | 750000 | 630000 |  |  | 84 | 80 | 82 | [6 empty] | Federally-Regulated Commercial & Industrial Equipment | 2007-12-12
Lochinvar, LLC. | Lochinvar Corp. | CHN0402 | Water | Natural Gas | Power | FALSE | TRUE | 1 |  |  |  | None | Non-Condensing | Step Modulating | Copper |  |  |  |  | 399000 | 339000 |  |  |  |  | 85 | [6 empty] | Federally-Regulated Commercial & Industrial Equipment | 2015-04-20
Crown Boiler Co. | Crown Boiler Co. | AWR140 | Water | Natural Gas | Injection Type | FALSE | FALSE | 1 |  | TRUE |  | Stack Damper | Non-Condensing | Single-Stage | Cast Iron | Single-Speed |  |  |  | 140000 | 117000 | [9 empty] | 83 | 80 | Federally-Regulated Consumer Product | 2013-04-19
Parker Boiler Co. | Parker Boiler Co. | G672R | Water | Natural Gas | Power | FALSE | FALSE | 0 |  |  |  | None | Non-Condensing | Step Modulating | Other |  |  |  |  | 500000 | 417000 |  |  | 84.8 |  | 83.4 | [6 empty] | Federally-Regulated Commercial & Industrial Equipment | 2014-08-11
Weil-McLain | Weil-McLain | 488R | Steam | Oil | Power | FALSE | FALSE | 3 |  |  | No Match | No Match | No Match | No Match | Cast Iron | No Match |  | No Match |  | 966000 |  | 966000 |  | 84.4 | 83 |  |  | 147 |  | 84.4 |  |  | Federally-Regulated Commercial & Industrial Equipment | 1996-02-29
ECR International, Ltd. | ECR International, Ltd. | SSV-050 | Water | LPG | Power | FALSE | FALSE | 1 |  |  |  | None | Condensing | Step Modulating | Other |  |  |  |  | 50000 | 47000 | [9 empty] | 95 | 80 | Federally-Regulated Consumer Product | 2014-08-08
Raypak | Raypak | H7-0500* | Water | LPG | Induced Draft | FALSE | TRUE | 1 |  |  | None | None | Condensing | Step Modulating | Other |  |  |  |  | 500000 | 470000 | 100000 |  | 94.5 | 80 | 94 |  | 12 |  |  |  |  | Federally-Regulated Commercial & Industrial Equipment | 2010-10-29
Smith Cast Iron Boilers | Smith Cast Iron Boilers | 19HE-S-11 | Steam | Oil | Power | FALSE | FALSE | 1 |  |  |  | None | Non-Condensing | Single-Stage | Cast Iron |  |  |  |  | 1904000 | 1587000 |  |  | 83.4 | 83 | 83.4 | [6 empty] | Federally-Regulated Commercial & Industrial Equipment | 2010-07-21
Camus Hydronics | Camus Hydronics | DFNH-0501-MS | Water | Natural Gas | Power | FALSE | FALSE | 1 |  |  |  | None | Condensing | Step Modulating | Other |  |  |  |  | 500000 | 436000 |  |  | 87.2 |  | 87.2 | [6 empty] | Federally-Regulated Commercial & Industrial Equipment | 2014-08-11
Bosch Thermotechnology Corp. | Bosch Thermotechnology Corp. | GB312 - 280 | Water | Natural Gas | Induced Draft | FALSE | FALSE | 1 |  |  |  | None | Condensing | Step Modulating | Other |  |  |  |  | 1028800 | 944000 |  |  | 92 |  | 91.7 | [6 empty] | Federally-Regulated Commercial & Industrial Equipment | 2014-09-05
Raypak | Raypak | H4-HD251* | Water | LPG | Induced Draft | FALSE | FALSE | 1 |  |  | None | None | Non-Condensing | Single-Stage | Copper | Single-Speed |  | Standard |  | 250000 | 210000 | [9 empty] | 85 | 80 | Federally-Regulated Consumer Product | 2010-01-11
Triangle Tube | Triangle Tube | CC85 | Water | LPG | Power | FALSE | FALSE | 1 |  | TRUE |  | None | Condensing | Step Modulating | Other |  |  |  |  | 84000 | 75000 | [9 empty] | 94 | 80 | Federally-Regulated Consumer Product | 2014-01-14
PB Heat, LLC | Peerless | PF-140 | Water | Natural Gas | Power | FALSE | FALSE | 1 | TRUE |  |  | None | Condensing | Step Modulating | Other |  |  |  |  | 140000 | 131000 | [9 empty] | 95 | 80 | Federally-Regulated Consumer Product | 2015-09-30
Hydrotherm | Hydrotherm | R-250C-PV | Water | Natural Gas | No Match | FALSE | FALSE | 1 |  |  | No Match | No Match | No Match | No Match | Cast Iron | No Match |  | No Match |  | 250000 | [10 empty] | 82 | 80 | Federally-Regulated Consumer Product | 1998-12-21
PB Heat, LLC | Smith Cast Iron Boilers | GSX-147-INT | Steam | LPG | Injection Type | FALSE | FALSE | 1 |  | TRUE | Draft Diverter | Stack Damper | Non-Condensing | Single-Stage | Cast Iron |  |  |  |  | 147500 | 123000 | [9 empty] | 82.6 | 75 | Federally-Regulated Consumer Product | 2013-04-19
PVI Industries | PVI | 630 ESB 250A-E | Steam | Electricity | No Match | TRUE | FALSE | 3 |  |  | No Match | No Match | No Match | No Match | Other | No Match |  | No Match |  | 2150000 |  | 2150000 |  | 99.9 | [5 empty] | 99.9 |  |  | Non Federally-Regulated | 1992-09-28
Smith Cast Iron Boilers | Smith Cast Iron Boilers | 19-S/W-10 | Both Steam & Water | Natural Gas | Power | FALSE | FALSE | 1 |  |  |  | None | Non-Condensing | Single-Stage | Cast Iron |  |  |  |  | 1364000 | 1107000 |  |  | 82.6 | 80 | 81.2 | [6 empty] | Federally-Regulated Commercial & Industrial Equipment | 2007-12-12
ECR International, Ltd. | ECR International, Ltd. | VX-050 | Water | LPG | Power | FALSE | FALSE | 1 |  |  |  | None | Condensing | Step Modulating | Other |  |  |  |  | 50000 | 47000 | [9 empty] | 95 | 80 | Federally-Regulated Consumer Product | 2014-08-08
ECR International, Ltd. | ECR International, Ltd. | VX-150 | Water | LPG | Power | FALSE | FALSE | 1 |  |  |  | None | Condensing | Step Modulating | Other |  |  |  |  | 150000 | 140000 | [9 empty] | 95 | 80 | Federally-Regulated Consumer Product | 2014-08-08
Lochinvar, LLC. | Lochinvar Corp. | FTX400(N,L) | Water | LPG | Power | FALSE | FALSE | 1 |  |  |  | None | Condensing | Step Modulating | Other |  |  |  |  | 399900 | 392000 |  |  |  |  | 98 | [6 empty] | Federally-Regulated Commercial & Industrial Equipment | 2015-04-20
Cleaver-Brooks | Cleaver-Brooks | CBLE-700-250-***** | Steam | Natural Gas | Power | FALSE | FALSE | 3 |  |  | No Match | No Match | No Match | No Match | Other | No Match |  | No Match |  | 10470000 |  | 10470000 |  | 80 | 80 |  |  | 25 |  | 80 |  |  | Federally-Regulated Commercial & Industrial Equipment | 1999-03-02
Laars Heating Systems Co. | Laars Heating Systems Co. | PH0250CN12KB | Water | Natural Gas | Induced Draft | FALSE | FALSE | 1 |  |  |  | None | Non-Condensing | Two-Stage Modulating | Copper | Single-Speed |  |  |  | 250000 | 203000 | [9 empty] | 82 | 80 | Federally-Regulated Consumer Product | 2011-07-06
Ajax Boiler, Inc. | Ajax | WRF16750 | Water | Natural Gas | Power | FALSE | TRUE | 1 |  |  | Draft Hood | Stack Damper | Non-Condensing | Two-Stage Modulating | Other | None |  | No Match |  | 16750000 | 14237000 | 14237000 | 12101875 | 85 | 80 | 84.2 | [6 empty] | Federally-Regulated Commercial & Industrial Equipment | 2007-08-15
U.S. Boiler Co. | BURNHAM BY U.S. BOILER | ESC7 | Water | LPG | Induced Draft | FALSE | FALSE | 1 | TRUE |  |  | None | Non-Condensing | Single-Stage | Cast Iron | Single-Speed |  |  |  | 210000 | 179000 | [9 empty] | 85 | 80 | Federally-Regulated Consumer Product | 2015-09-30
Slant / Fin Corp. | Slant / Fin Corp. | GXH-125EDPZ | Steam | LPG | Injection Type | FALSE | FALSE | 1 |  |  |  | Stack Damper | Non-Condensing | Single-Stage | Cast Iron |  |  |  |  | 126000 | 104000 | [9 empty] | 81 | 75 | Federally-Regulated Consumer Product | 2007-11-14
Water Pik, Inc. | Laars | HH2450IP18C* | Water | LPG | No Match | FALSE | FALSE | 3 |  |  | No Match | No Match | No Match | No Match | Copper | No Match |  | No Match |  | 2450000 |  | 2450000 |  | 82 | 80 |  |  | 5 |  | 82 |  |  | Federally-Regulated Commercial & Industrial Equipment | 2001-05-30
Dunkirk | Dunkirk | WPSB-6D | Water | Natural Gas | No Match | FALSE | FALSE | 1 |  |  | No Match | No Match | No Match | No Match | Cast Iron | No Match |  | No Match |  | 187500 | [10 empty] | 84.1 | 80 | Federally-Regulated Consumer Product | 1998-12-21
Burnham Corp. | New Yorker Boiler Co. | CL4-126 | Water | Oil | Power | FALSE | FALSE | 1 |  |  |  | None | Non-Condensing | Single-Stage | Cast Iron |  |  |  |  | 126000 | 111000 | [9 empty] | 85.8 | 80 | Federally-Regulated Consumer Product | 2007-11-14
Burnham Corp. | Burnham Corp. | V1120 | Both Steam & Water | Oil | Power | FALSE | FALSE | 1 |  |  |  | None | Non-Condensing | Single-Stage | Cast Iron |  |  |  |  | 4830000 | 3957000 |  |  | 83.7 | 83 | 81.9 | [6 empty] | Federally-Regulated Commercial & Industrial Equipment | 2010-03-16
Water Pik, Inc. | Laars | HH1200EP04*BA | Water | LPG | No Match | FALSE | TRUE | 3 |  |  | No Match | No Match | No Match | No Match | Copper | No Match |  | No Match |  | 1200000 |  | 300000 |  | 82 | 80 |  |  | 5 |  | 82 |  |  | Federally-Regulated Commercial & Industrial Equipment | 2001-05-30
Burnham Corp. | Burnham Corp. | MPC-16 | Water | Oil | Power | FALSE | FALSE | 1 |  |  |  | None | Non-Condensing | Single-Stage | Cast Iron |  |  |  |  | 3213000 | 2694000 |  |  | 88.4 | 83 | 86.4 | [6 empty] | Federally-Regulated Commercial & Industrial Equipment | 2010-03-16
Weil-McLain | Weil-McLain | PFG-6-PIN | Water | Natural Gas | No Match | FALSE | FALSE | 3 |  |  | No Match | No Match | No Match | No Match | Cast Iron | No Match |  | No Match |  | 305000 |  | 305000 |  | 81 | 80 |  |  | 10 |  | 81 |  |  | Federally-Regulated Commercial & Industrial Equipment | 1996-02-29
Water Pik, Inc. | Laars | PW0850IN04*BA | Both Steam & Water | Natural Gas | No Match | FALSE | FALSE | 3 |  |  | No Match | No Match | No Match | No Match | Copper | No Match |  | No Match |  | 850000 |  | 212850 |  | 82 | 80 |  |  | 5 |  | 82 |  |  | Federally-Regulated Commercial & Industrial Equipment | 2001-11-21
Ajax Boiler, Inc. | Ajax | WGOFD-4000 | Steam | Natural Gas | Power | FALSE | FALSE | 3 |  |  | No Match | No Match | No Match | No Match | Other | No Match |  | No Match |  | 4000000 |  | 2000000 |  | 82 | 80 |  |  |  |  | 80 |  |  | Non Federally-Regulated | 1992-10-27
Camus Hydronics | Camus Hydronics | DFPH-4524-MS | Water | LPG | Power | FALSE | FALSE | 1 |  |  |  | None | Condensing | Step Modulating | Other |  |  |  |  | 4500000 | 4248000 |  |  | 94.4 |  | 94.4 | [6 empty] | Federally-Regulated Commercial & Industrial Equipment | 2014-08-11
Water Pik, Inc. | Laars | PH0500IP04*BA | Water | LPG | No Match | FALSE | FALSE | 3 |  |  | No Match | No Match | No Match | No Match | Copper | No Match |  | No Match |  | 500000 |  | 125000 |  | 82 | 80 |  |  | 5 |  | 82 |  |  | Federally-Regulated Commercial & Industrial Equipment | 2001-05-30
Ajax Boiler, Inc. | Ajax | SRPG100 | Steam | Natural Gas | Power | FALSE | TRUE | 1 |  |  | Draft Hood | Stack Damper | Non-Condensing | Two-Stage Modulating | Other | None |  | No Match |  | 4000000 | 3200000 | 3200000 | 2560000 | 80 | 80 | 79.2 | [6 empty] | Federally-Regulated Commercial & Industrial Equipment | 2007-08-15
PVI Industries | PVI | 378 ESB 200A-E | Steam | Electricity | No Match | TRUE | FALSE | 3 |  |  | No Match | No Match | No Match | No Match | Other | No Match |  | No Match |  | 1290000 |  | 1290000 |  | 99.9 | [5 empty] | 99.9 |  |  | Non Federally-Regulated | 1992-09-28
Raypak | Raypak | H4-HD401* | Water | Natural Gas | Induced Draft | FALSE | TRUE | 1 |  |  | None | None | Non-Condensing | Single-Stage | Copper | Single-Speed |  | Standard |  | 399000 | 335160 |  |  | 84.5 | 80 | 84 |  | 12 |  |  |  |  | Federally-Regulated Commercial & Industrial Equipment | 2010-01-11
Water Pik, Inc. | Laars | HH1200IN09*BA | Water | Natural Gas | No Match | FALSE | FALSE | 3 |  |  | No Match | No Match | No Match | No Match | Copper | No Match |  | No Match |  | 1200000 |  | 300000 |  | 82 | 80 |  |  | 5 |  | 82 |  |  | Federally-Regulated Commercial & Industrial Equipment | 2001-05-30
Slant / Fin Corp. | Slant / Fin Corp. | VHS-90EP | Water | Natural Gas | Induced Draft | FALSE | FALSE | 1 |  |  |  | Stack Damper | Non-Condensing | Single-Stage | Cast Iron |  |  |  |  | 90000 | 75000 | [9 empty] | 82.8 | 80 | Federally-Regulated Consumer Product | 2007-11-14
Thermal Solutions | Thermal Solutions | EVO1000B**-*E* | Water | Natural Gas | Power | FALSE | TRUE | 3 |  |  |  | None | Non-Condensing | Step Modulating | Copper |  |  |  |  | 1000000 | 817000 |  |  | 82.7 |  | 81.7 | [6 empty] | Federally-Regulated Commercial & Industrial Equipment | 2014-08-11
PB Heat, LLC | PB Heat, LLC | TC-HE-S/W-14 | Both Steam & Water | Natural Gas | Power | FALSE | FALSE | 1 |  |  |  | None | Non-Condensing | Single-Stage | Cast Iron |  |  |  |  | 4293000 | 3567000 |  |  | 83.5 | 80 | 83.1 | [6 empty] | Federally-Regulated Commercial & Industrial Equipment | 2011-02-17
Burnham Corp. | Burnham Corp. | V1122H-SO | Steam | Oil | Power | FALSE | FALSE | 3 |  | FALSE |  | None | Non-Condensing | Two-Stage Modulating | Cast Iron |  |  |  |  | 5292000 | 4451000 |  |  | 85.2 |  | 84.1 | [6 empty] | Federally-Regulated Commercial & Industrial Equipment | 2014-08-11
Dunkirk | Ultimate Engineering / Division of Dunkirk | PFG-6T-240 | Water | Combo (Natural Gas & Oil) | Power | FALSE | FALSE | 1 |  |  | No Match | No Match | No Match | No Match | Cast Iron | No Match |  | No Match |  | 240000 | [10 empty] | 82.4 | 80 | Federally-Regulated Consumer Product | 2001-11-01
Rite Engineering | Rite | 165S | Both Steam & Water | Natural Gas | No Match | FALSE | FALSE | 3 |  |  | No Match | No Match | No Match | No Match | Other | No Match |  | No Match |  | 1650000 |  | 825000 |  | 80 | 80 |  |  |  |  | 80 |  |  | Non Federally-Regulated | 1992-10-14
Cleaver-Brooks | Cleaver-Brooks | FLX-700-150STM | Steam | Natural Gas | Power | FALSE | FALSE | 3 |  |  | No Match | No Match | No Match | No Match | Other | No Match |  | No Match |  | 1500000 |  | 1500000 |  | 80 | 80 |  |  | 25 |  | 80 |  |  | Federally-Regulated Commercial & Industrial Equipment | 2001-07-31
Ajax Boiler, Inc. | Ajax | SFG20W | Steam | Natural Gas | Power | FALSE | TRUE | 3 |  |  | No Match | No Match | No Match | No Match | Other | No Match |  | No Match |  | 837000 |  | 500000 |  | 80 | 80 |  |  |  |  | 80 |  |  | Federally-Regulated Commercial & Industrial Equipment | 1997-01-07
PVI Industries | PVI | 36 EWB 85A-E | Water | Electricity | No Match | TRUE | FALSE | 1 |  |  | No Match | No Match | No Match | No Match | Other | No Match |  | No Match |  | 123000 |  |  |  | 99.9 | [6 empty] | 99.9 |  | Federally-Regulated Consumer Product | 1992-09-30
New Yorker Boiler Co. | New Yorker Boiler Co. | FR147 | Water | Oil | Power | FALSE | FALSE | 1 |  | TRUE |  | Stack Damper | Non-Condensing | Single-Stage | Other | Single-Speed |  |  |  | 175000 | 154000 | [9 empty] | 86.7 | 80 | Federally-Regulated Consumer Product | 2013-04-19
Water Pik, Inc. | Laars | VW0320MP20****** | Both Steam & Water | LPG | Power | FALSE | TRUE | 3 |  |  | No Match | No Match | No Match | No Match | Copper | No Match |  | No Match |  | 320000 |  | 320000 |  | 83 | 80 |  |  | 5 |  | 83 |  |  | Federally-Regulated Commercial & Industrial Equipment | 2001-12-04
Cleaver-Brooks | Cleaver-Brooks | CB-700-175A-***** | Steam | Natural Gas | Power | FALSE | FALSE | 3 |  |  | No Match | No Match | No Match | No Match | Other | No Match |  | No Match |  | 7330000 |  | 7330000 |  | 80 | 80 |  |  | 25 |  | 80 |  |  | Federally-Regulated Commercial & Industrial Equipment | 1996-03-06
Camus Hydronics | Camus Hydronics | DFNH-3501-MS | Water | Natural Gas | Power | FALSE | FALSE | 1 |  |  |  | None | Condensing | Step Modulating | Other |  |  |  |  | 3500000 | 3052000 |  |  | 87.2 |  | 87.2 | [6 empty] | Federally-Regulated Commercial & Industrial Equipment | 2014-08-11
Dunkirk | Pennco, Inc. | FSB-6 | Water | Combo (Natural Gas & Oil) | Power | FALSE | FALSE | 1 |  |  | No Match | No Match | No Match | No Match | Cast Iron | No Match |  | No Match |  | 187500 | [10 empty] | 82.3 | 80 | Federally-Regulated Consumer Product | 2001-11-01
Water Pik, Inc. | Laars | PH1010IP09CBA | Water | LPG | No Match | FALSE | FALSE | 3 |  |  | No Match | No Match | No Match | No Match | Copper | No Match |  | No Match |  | 1010000 |  | 1010000 |  | 82 | 80 |  |  | 5 |  | 82 |  |  | Federally-Regulated Commercial & Industrial Equipment | 2001-05-30
Rite Engineering | Rite | A550S | Both Steam & Water | Natural Gas | No Match | FALSE | FALSE | 3 |  |  | No Match | No Match | No Match | No Match | Other | No Match |  | No Match |  | 5500000 |  | 2750000 |  | 80 | 80 |  |  |  |  | 80 |  |  | Non Federally-Regulated | 1992-10-14
Rite Engineering | Rite | A750S | Both Steam & Water | Natural Gas | No Match | FALSE | FALSE | 3 |  |  | No Match | No Match | No Match | No Match | Other | No Match |  | No Match |  | 7500000 |  | 3750000 |  | 80 | 80 |  |  |  |  | 80 |  |  | Non Federally-Regulated | 1992-10-14
PB Heat, LLC | National HVAC Manufacturing Company, LLC | CGSA-198** | Steam | LPG | Injection Type | FALSE | FALSE | 1 |  |  |  | Stack Damper | Non-Condensing | Single-Stage | Cast Iron |  |  |  |  | 236000 | 196000 | [9 empty] | 82.2 | 75 | Federally-Regulated Consumer Product | 2013-11-14
PB Heat, LLC | Peerless | PF-50 | Water | LPG | Power | FALSE | FALSE | 1 | TRUE |  |  | None | Condensing | Step Modulating | Other |  |  |  |  | 50000 | 47000 | [9 empty] | 95 | 80 | Federally-Regulated Consumer Product | 2015-09-30
PVI Industries | PVI | 450 EWB 200A-E | Water | Electricity | No Match | TRUE | FALSE | 3 |  |  | No Match | No Match | No Match | No Match | Other | No Match |  | No Match |  | 1536000 |  | 1536000 |  | 99.9 | [5 empty] | 99.9 |  |  | Non Federally-Regulated | 1992-09-28
PB Heat, LLC | Peerless | DE-04-SV | Water | Natural Gas | Injection Type | FALSE | FALSE | 1 | TRUE |  |  | None | Non-Condensing | Single-Stage | Cast Iron | Single-Speed |  |  |  | 105000 | 87000 | [9 empty] | 82 | 80 | Federally-Regulated Consumer Product | 2015-09-30
Laars Heating Systems Co. | Laars Heating Systems Co. | MLXCW125(N,P)**** | Water | Natural Gas | Power | FALSE | FALSE | 1 |  | TRUE |  | None | Condensing | Step Modulating | Other | Single-Speed |  |  |  | 125000 | 116000 | [9 empty] | 95 | 80 | Federally-Regulated Consumer Product | 2014-10-23
Laars Heating Systems Company | BRUTE LX | BLXHW100(N,P)**** | Water | LPG | Power | FALSE | FALSE | 1 | TRUE |  |  | None | Condensing | Step Modulating | Other |  |  |  |  | 100000 | 93000 | [9 empty] | 95 | 80 | Federally-Regulated Consumer Product | 2015-09-30
Ajax Boiler, Inc. | Ajax | WRF420 | Water | Natural Gas | Power | FALSE | TRUE | 1 |  |  | Draft Hood | Stack Damper | Non-Condensing | Two-Stage Modulating | Other | None |  | No Match |  | 420000 | 357000 | 357000 | 303450 | 85 | 80 | 84.2 | [6 empty] | Federally-Regulated Commercial & Industrial Equipment | 2007-08-15
Water Pik, Inc. | Laars | HH1430IN09CBA | Water | Natural Gas | No Match | FALSE | FALSE | 3 |  |  | No Match | No Match | No Match | No Match | Copper | No Match |  | No Match |  | 1430000 |  | 1430000 |  | 82 | 80 |  |  | 5 |  | 82 |  |  | Federally-Regulated Commercial & Industrial Equipment | 2001-05-16
Camus Hydronics | Camus Hydronics | DFNH-1502-MS | Water | Natural Gas | Power | FALSE | FALSE | 1 |  |  |  | None | Condensing | Step Modulating | Other |  |  |  |  | 1500000 | 1416000 |  |  | 94.4 |  | 94.4 | [6 empty] | Federally-Regulated Commercial & Industrial Equipment | 2014-08-11
Smith Cast Iron Boilers | Smith Cast Iron Boilers | 19-S/W-04 | Both Steam & Water | Oil | Power | FALSE | FALSE | 1 |  |  |  | None | Non-Condensing | Single-Stage | Cast Iron |  |  |  |  | 504000 | 413000 |  |  | 85.2 | 83 | 81.9 | [6 empty] | Federally-Regulated Commercial & Industrial Equipment | 2007-12-12
Raypak | Raypak | H(3,4)-0400* | Water | Natural Gas | Injection Type | FALSE | FALSE | 1 |  |  |  | None | Non-Condensing | Single-Stage | Copper |  |  |  |  | 399000 | 319000 |  |  |  |  | 80 | [6 empty] | Federally-Regulated Commercial & Industrial Equipment | 2015-04-16
Water Pik, Inc. | Laars | PW0400MN20***** | Both Steam & Water | Natural Gas | Power | FALSE | FALSE | 3 |  |  | No Match | No Match | No Match | No Match | Copper | No Match |  | No Match |  | 399000 |  | 399000 |  | 85 | 80 |  |  | 5 |  | 83 |  |  | Federally-Regulated Commercial & Industrial Equipment | 2001-11-21
ECR International, Ltd. | ECR International, Ltd. | OLSSV-075 | Water | Natural Gas | Power | FALSE | FALSE | 1 |  |  |  | None | Condensing | Step Modulating | Other |  |  |  |  | 75000 | 69000 | [9 empty] | 95 | 80 | Federally-Regulated Consumer Product | 2014-08-08
Smith Cast Iron Boilers | Peerless | TCII-11-W-G | Water | Natural Gas | Power | FALSE | FALSE | 1 |  |  |  | None | Non-Condensing | Single-Stage | Cast Iron |  |  |  |  | 3348000 | 2775000 |  |  | 83.5 | 82 | [7 empty] | Federally-Regulated Commercial & Industrial Equipment | 2015-09-30
Viessmann Manufacturing | Viessmann Manufacturing | VD2A-195G | Water | Natural Gas | Power | FALSE | FALSE | 3 |  |  |  | None | Non-Condensing | Two-Stage Modulating | Cast Iron |  |  |  |  | 792000 | 672000 |  |  | 84.8 |  | 84.8 | [6 empty] | Federally-Regulated Commercial & Industrial Equipment | 2014-09-05
Camus Hydronics | Camus Hydronics | DFNH-1100-MS | Water | Natural Gas | Power | FALSE | FALSE | 1 |  |  |  | None | Non-Condensing | Step Modulating | Other |  |  |  |  | 1100000 | 935000 |  |  | 85 |  | 85 | [6 empty] | Federally-Regulated Commercial & Industrial Equipment | 2014-08-11
Water Pik, Inc. | Laars | PW0600EP09*BA | Both Steam & Water | LPG | No Match | FALSE | TRUE | 3 |  |  | No Match | No Match | No Match | No Match | Copper | No Match |  | No Match |  | 600000 |  | 150000 |  | 82 | 80 |  |  | 5 |  | 82 |  |  | Federally-Regulated Commercial & Industrial Equipment | 2001-11-21
U.S. Boiler Co. | PUREPRO ADVANTAGE | AO-5-120D | Water | Oil | Power | FALSE | FALSE | 1 | TRUE |  |  | None | Non-Condensing | Single-Stage | Cast Iron | Single-Speed |  |  |  | 168000 | 148000 | [9 empty] | 87.5 | 84 | Federally-Regulated Consumer Product | 2015-09-30
Smith Cast Iron Boilers | Smith Cast Iron Boilers | 19HE-8 | Water | Natural Gas | Power | FALSE | FALSE | 1 |  |  |  | None | Non-Condensing | Single-Stage | Cast Iron |  |  |  |  | 1342000 | 1087000 |  |  | 81.1 |  | 81 | [6 empty] | Federally-Regulated Commercial & Industrial Equipment | 2014-09-05
Rite Engineering | Rite | 1150S | Both Steam & Water | Natural Gas | No Match | FALSE | FALSE | 3 |  |  | No Match | No Match | No Match | No Match | Other | No Match |  | No Match |  | 11500000 |  | 5750000 |  | 80 | 80 |  |  |  |  | 80 |  |  | Non Federally-Regulated | 1992-10-14
Ajax Boiler, Inc. | Ajax | HNG1500W | Steam | Natural Gas | No Match | FALSE | TRUE | 3 |  |  | No Match | No Match | No Match | No Match | Other | No Match |  | No Match |  | 1500000 |  | 750000 |  | 80 | 80 |  |  |  |  | 80 |  |  | Federally-Regulated Commercial & Industrial Equipment | 1997-01-07
Ajax Boiler, Inc. | Ajax | XFG1750W | Water | Natural Gas | Power | FALSE | TRUE | 3 |  |  | No Match | No Match | No Match | No Match | Other | No Match |  | No Match |  | 1750000 |  | 800000 |  | 80 | 80 |  |  |  |  | 80 |  |  | Federally-Regulated Commercial & Industrial Equipment | 1997-01-07
Easco Boiler Corp. | Easco | ESP-175-W030 | Both Steam & Water | Combo (Natural Gas & Oil) | Power | FALSE | FALSE | 3 |  |  | No Match | No Match | No Match | No Match | Other | No Match |  | No Match |  | 7323000 |  | 2441000 |  | 84 | 80 |  |  | 22 |  | 82 |  |  | Federally-Regulated Commercial & Industrial Equipment | 1998-06-02
Easco Boiler Corp. | Easco | FST-300-W030 | Both Steam & Water | Combo (Natural Gas & Oil) | Power | FALSE | FALSE | 3 |  |  | No Match | No Match | No Match | No Match | Other | No Match |  | No Match |  | 12554000 |  | 2510800 |  | 84 | 80 |  |  | 22 |  | 81 |  |  | Federally-Regulated Commercial & Industrial Equipment | 1998-06-02
Ajax Boiler, Inc. | Ajax | SGXFD-3500 | Steam | Natural Gas | Power | FALSE | FALSE | 3 |  |  | No Match | No Match | No Match | No Match | Other | No Match |  | No Match |  | 3500000 |  | 1750000 |  | 81 | 80 |  |  |  |  | 80 |  |  | Non Federally-Regulated | 1992-10-27
PB Heat, LLC | RBI Water Heaters | IEW-399 LP | Water | LPG | Power | FALSE | FALSE | 1 |  |  | None | None | Condensing | Step Modulating | Other |  |  |  |  | 399000 | 373000 | 199000 | 186000 | 95.5 | 80 | 93.4 | [6 empty] | Federally-Regulated Commercial & Industrial Equipment | 2010-07-21
Laars Heating Systems Co. | Laars Heating Systems Co. | PH0250CN12CB | Water | Natural Gas | Induced Draft | FALSE | FALSE | 1 |  |  |  | None | Non-Condensing | Single-Stage | Copper | Single-Speed |  |  |  | 250000 | 204000 | [9 empty] | 82 | 80 | Federally-Regulated Consumer Product | 2011-07-06
Ajax Boiler, Inc. | Ajax | OSGXFD1500 | Steam | Natural Gas | Power | FALSE | TRUE | 3 |  |  | No Match | No Match | No Match | No Match | Other | No Match |  | No Match |  | 1500000 |  | 750000 |  | 81 | 80 |  |  |  |  | 80 |  |  | Non Federally-Regulated | 1992-10-27
Lochinvar, LLC. | Lochinvar Corp. | PBL1501-B9 | Water | LPG | Power | FALSE | FALSE | 1 |  |  |  | None | Non-Condensing | Step Modulating | Copper |  |  |  |  | 1500000 | 1260000 |  |  |  |  | 84 | [6 empty] | Federally-Regulated Commercial & Industrial Equipment | 2015-04-20
ECR International, Ltd. | Utica Boilers | UB7TRA165 | Water | Oil | Power | FALSE | FALSE | 1 |  |  | Barometric Regulator | None | Non-Condensing | Single-Stage | Cast Iron |  |  |  |  | 231000 | 198000 | [9 empty] | 85.8 | 80 | Federally-Regulated Consumer Product | 2008-09-25
Laars Heating Systems Company | BRUTE LX | BLXHW125(N,P)**** | Water | Natural Gas | Power | FALSE | FALSE | 1 | TRUE |  |  | None | Condensing | Step Modulating | Other | Single-Speed |  |  |  | 125000 | 116000 | [9 empty] | 95 | 80 | Federally-Regulated Consumer Product | 2015-09-30
Raypak | Raypak | H7-1003 | Water | LPG | Induced Draft | FALSE | TRUE | 1 |  |  | None | None | Non-Condensing | Single-Stage | Copper |  |  |  |  | 999000 | 869000 |  |  | 87 | 80 | 87 | [6 empty] | Federally-Regulated Commercial & Industrial Equipment | 2007-12-12
Rite Engineering | Rite | 1050S | Both Steam & Water | Natural Gas | No Match | FALSE | FALSE | 3 |  |  | No Match | No Match | No Match | No Match | Other | No Match |  | No Match |  | 10500000 |  | 5250000 |  | 80 | 80 |  |  |  |  | 80 |  |  | Non Federally-Regulated | 1992-10-14
Burnham Corp. | Burnham Corp. | K5019 | Both Steam & Water | Natural Gas | Induced Draft | TRUE | FALSE | 1 |  |  |  | None | Non-Condensing | Single-Stage | Cast Iron |  |  |  |  | 1404000 | 1124000 |  |  | 80 | 80 | 77 | [6 empty] | Federally-Regulated Commercial & Industrial Equipment | 2010-03-16
Slant / Fin Corp. | Slant / Fin Corp. | SX-150ED | Water | Natural Gas | Injection Type | FALSE | FALSE | 1 |  |  |  | Stack Damper | Non-Condensing | Single-Stage | Cast Iron |  |  |  |  | 150000 | 126000 | [9 empty] | 83.2 | 80 | Federally-Regulated Consumer Product | 2007-11-14
Burnham Corp. | Burnham Corp. | 203PV*I- | Water | Natural Gas | Induced Draft | FALSE | FALSE | 1 |  |  |  | Stack Damper | Non-Condensing | Single-Stage | Cast Iron | Single-Speed | 0.04 | Standard |  | 62000 | 51000 | [9 empty] | 82.1 | 80 | Federally-Regulated Consumer Product | 2007-11-14
PB Heat, LLC | PB Heat, LLC | PSCII-05-SPRK | Water | Natural Gas | Injection Type | FALSE | FALSE | 1 |  | TRUE |  | None | Non-Condensing | Single-Stage | Cast Iron | Single-Speed |  |  |  | 120000 | 102000 | [9 empty] | 85 | 80 | Federally-Regulated Consumer Product | 2013-04-19
Camus Hydronics | Camus Hydronics | DFPH-1101-MS | Water | LPG | Power | FALSE | FALSE | 1 |  |  |  | None | Condensing | Step Modulating | Other |  |  |  |  | 1100000 | 959000 |  |  | 87.2 |  | 87.2 | [6 empty] | Federally-Regulated Commercial & Industrial Equipment | 2014-08-11
U.S. Boiler Co. | U.S. Boiler Co. | 306 | Water | LPG | Injection Type | FALSE | FALSE | 1 |  | TRUE |  | Stack Damper | Non-Condensing | Single-Stage | Cast Iron | Single-Speed |  |  |  | 175000 | 146000 | [9 empty] | 84 | 80 | Federally-Regulated Consumer Product | 2013-04-19
Water Pik, Inc. | Laars | PH1000MN20****** | Water | Natural Gas | Power | FALSE | TRUE | 3 |  |  | No Match | No Match | No Match | No Match | Copper | No Match |  | No Match |  | 1000000 |  | 1000000 |  | 83 | 80 |  |  | 5 |  | 83 |  |  | Federally-Regulated Commercial & Industrial Equipment | 2001-11-21
Raypak | Raypak | H3752B-CHX | Water | LPG | Induced Draft | FALSE | FALSE | 1 |  |  | None | None | Condensing | Single-Stage | Copper |  |  |  |  | 750000 | 735000 |  |  | 98 | 80 | 98 | [6 empty] | Federally-Regulated Commercial & Industrial Equipment | 2007-12-12
Water Pik, Inc. | Laars | PW1010EP09CBA | Both Steam & Water | LPG | No Match | FALSE | TRUE | 3 |  |  | No Match | No Match | No Match | No Match | Copper | No Match |  | No Match |  | 1010000 |  | 1010000 |  | 82 | 80 |  |  | 5 |  | 82 |  |  | Federally-Regulated Commercial & Industrial Equipment | 2001-11-21
Camus Hydronics | Camus Hydronics | DFNW-3502-MS | Water | Natural Gas | Power | FALSE | FALSE | 1 |  |  |  | None | Condensing | Step Modulating | Other |  |  |  |  | 3500000 | 3304000 |  |  | 94.4 |  | 94.4 | [6 empty] | Federally-Regulated Commercial & Industrial Equipment | 2014-08-11
Parker Boiler Co. | Parker Boiler | GO-50R | Steam | Combo (Natural Gas & Oil) | Power | FALSE | FALSE | 3 |  |  | No Match | No Match | No Match | No Match | Other | No Match |  | No Match |  | 2100000 |  | 1050000 |  | 83 | 80 |  |  | 4 |  | 82 |  |  | Federally-Regulated Commercial & Industrial Equipment | 1996-03-13
Raypak | Raypak | H(3,4)-HD151 | Water | LPG | Induced Draft | FALSE | FALSE | 1 |  |  | None | None | Non-Condensing | Two-Stage Modulating | Copper |  |  |  |  | 150000 | 128000 | [9 empty] | 85 | 80 | Federally-Regulated Consumer Product | 2010-03-16
PB Heat, LLC | National HVAC Manufacturing Company, LLC | CGSA-123** | Steam | LPG | Injection Type | FALSE | FALSE | 1 |  |  |  | Stack Damper | Non-Condensing | Single-Stage | Cast Iron |  |  |  |  | 147500 | 123000 | [9 empty] | 82.6 | 75 | Federally-Regulated Consumer Product | 2013-11-14
Water Pik, Inc. | Laars | VW0775MN20****** | Both Steam & Water | Natural Gas | Power | FALSE | TRUE | 3 |  |  | No Match | No Match | No Match | No Match | Copper | No Match |  | No Match |  | 775000 |  | 775000 |  | 83 | 80 |  |  | 5 |  | 83 |  |  | Federally-Regulated Commercial & Industrial Equipment | 2001-11-21
PB Heat, LLC | RBI Water Heaters | IEW-199 NAT | Water | Natural Gas | Power | FALSE | FALSE | 1 |  | TRUE | None | None | Condensing | Step Modulating | Other |  |  |  |  | 199000 | 185000 | [9 empty] | 95 | 80 | Federally-Regulated Consumer Product | 2015-03-30
Water Pik, Inc. | Laars | VW2200EP18AC | Both Steam & Water | LPG | No Match | FALSE | TRUE | 3 |  |  | No Match | No Match | No Match | No Match | Copper | No Match |  | No Match |  | 2205000 |  | 2205000 |  | 81 | 80 |  |  | 5 |  | 81 |  |  | Federally-Regulated Commercial & Industrial Equipment | 2001-11-21
Raypak | Raypak | H4-HD101* | Water | LPG | Induced Draft | FALSE | TRUE | 1 |  |  | None | None | Non-Condensing | Single-Stage | Copper | Single-Speed |  | Standard |  | 100000 | 84000 | [9 empty] | 85 | 80 | Federally-Regulated Consumer Product | 2010-01-11
Ajax Boiler, Inc. | Ajax | WRLG7350 | Water | Natural Gas | Power | FALSE | TRUE | 1 |  |  | Draft Hood | Stack Damper | Non-Condensing | Two-Stage Modulating | Other | None |  | No Match |  | 7350000 | 5880000 | 5880000 | 4704000 | 80 | 80 | 79.2 | [6 empty] | Federally-Regulated Commercial & Industrial Equipment | 2007-08-15
Ajax Boiler, Inc. | Ajax | OSGXB350 | Steam | Natural Gas | No Match | FALSE | TRUE | 3 |  |  | No Match | No Match | No Match | No Match | Other | No Match |  | No Match |  | 350000 |  | 350000 |  | 80 | 80 |  |  |  |  | 80 |  |  | Federally-Regulated Commercial & Industrial Equipment | 1996-02-29
Smith Cast Iron Boilers | Peerless | TCII-18-S-O | Steam | Oil | Power | FALSE | FALSE | 1 |  | FALSE |  | None | Non-Condensing | Single-Stage | Cast Iron |  |  |  |  | 5390000 | 4622000 |  |  |  |  | 85.8 | 81 | [5 empty] | Federally-Regulated Commercial & Industrial Equipment | 2015-09-30
U.S. Boiler Co. | BURNHAM HYDRONICS | ES26A | Water | Natural Gas | Injection Type | FALSE | FALSE | 1 | TRUE |  |  | Stack Damper | Non-Condensing | Single-Stage | Cast Iron | Multiple-Speed |  |  |  | 175000 | 149000 | [9 empty] | 85 | 80 | Federally-Regulated Consumer Product | 2015-09-30
PB Heat, LLC | PB Heat, LLC | LCE-20-S-N | Steam | Natural Gas | Power | FALSE | FALSE | 3 |  | FALSE |  | None | Non-Condensing | Single-Stage | Cast Iron |  |  |  |  | 3815000 | 3082000 |  |  | 81 |  | 80.8 | [6 empty] | Federally-Regulated Commercial & Industrial Equipment | 2014-09-05
Camus Hydronics | Camus Hydronics | MFPH-2502-2G | Water | LPG | Power | FALSE | FALSE | 1 |  |  |  | None | Condensing | Two-Stage Modulating | Copper |  |  |  |  | 2500000 | 2335000 |  |  | 93 | [8 empty] | Federally-Regulated Commercial & Industrial Equipment | 2014-10-23
Burnham Corp. | Burnham Corp. | 203 | Water | LPG | Induced Draft | FALSE | FALSE | 1 |  |  |  | Stack Damper | Non-Condensing | Single-Stage | Cast Iron | Single-Speed | 0.04 | Standard |  | 62000 | 52000 | [9 empty] | 82.6 | 80 | Federally-Regulated Consumer Product | 2007-11-14
Lochinvar, LLC. | Lochinvar Corp. | CBL180F9 | Water | Natural Gas | Injection Type | FALSE | FALSE | 1 |  |  |  | Stack Damper | Non-Condensing | Single-Stage | Copper |  |  |  |  | 180000 | 149000 | [9 empty] | 84 | 80 | Federally-Regulated Consumer Product | 2007-11-14
Rite Engineering | Rite | 105WG | Both Steam & Water | Natural Gas | Power | FALSE | FALSE | 3 |  |  | No Match | No Match | No Match | No Match | Other | No Match |  | No Match |  | 1050000 |  | 350000 |  | 80 | 80 |  |  |  |  | 80 |  |  | Non Federally-Regulated | 1992-10-14
Crown Boiler Co. | Burnham Corp. | 308 | Water | Natural Gas | Injection Type | FALSE | FALSE | 1 |  |  | Draft Diverter | Stack Damper | Non-Condensing | Single-Stage | Cast Iron | Single-Speed |  | Standard |  | 245000 | 205000 | [9 empty] | 84 | 80 | Federally-Regulated Consumer Product | 2010-03-16
Weil-McLain | Williamson-Thermoflo | GWC-175-N-T | Water | Natural Gas | Power | FALSE | FALSE | 1 |  | TRUE |  | None | Condensing | Single-Stage | Cast Iron | Single-Speed |  |  |  | 175000 | 161000 | [9 empty] | 91 | 80 | Federally-Regulated Consumer Product | 2013-04-19
Burnham Corp. | Burnham Corp. | 4FHW-675A-O | Water | Oil | Power | FALSE | FALSE | 3 |  |  |  | None | Non-Condensing | Step Modulating | Other |  |  |  |  | 5650000 | 4838000 |  |  | 89.3 |  | 88.8 | [6 empty] | Federally-Regulated Commercial & Industrial Equipment | 2014-08-11
Camus Hydronics | Camus Hydronics | DMNC-0153-MPI | Water | Natural Gas | Power | FALSE | FALSE | 1 | TRUE |  |  | None | Condensing | Step Modulating | Other |  |  |  |  | 150000 | 135000 | [9 empty] | 90 | 80 | Federally-Regulated Consumer Product | 2015-09-30
Easco Boiler Corp. | Easco | FST-20-W030 | Both Steam & Water | Combo (Natural Gas & Oil) | Power | FALSE | FALSE | 3 |  |  | No Match | No Match | No Match | No Match | Other | No Match |  | No Match |  | 837000 |  | 270000 |  | 83 | 80 |  |  | 22 |  | 80 |  |  | Federally-Regulated Commercial & Industrial Equipment | 1998-06-02
Weil-McLain | Weil-McLain | 988R | Steam | Oil | Power | FALSE | FALSE | 3 |  |  | No Match | No Match | No Match | No Match | Cast Iron | No Match |  | No Match |  | 2408000 |  | 2408000 |  | 83.7 | 83 |  |  | 147 |  | 83.7 |  |  | Federally-Regulated Commercial & Industrial Equipment | 1996-02-29
Smith Cast Iron Boilers | Smith Cast Iron Boilers | 19A-S/W-11 | Both Steam & Water | Natural Gas | Power | FALSE | FALSE | 1 |  |  |  | None | Non-Condensing | Single-Stage | Cast Iron |  |  |  |  | 1959000 | 1551000 |  |  | 81.1 | 80 | 79.2 | [6 empty] | Federally-Regulated Commercial & Industrial Equipment | 2007-12-12
Burnham Corp. | Burnham Corp. | V1113H-SO | Steam | Oil | Power | FALSE | FALSE | 1 |  | FALSE |  | None | Non-Condensing | Two-Stage Modulating | Cast Iron |  |  |  |  | 2982000 | 2535000 |  |  | 85.3 |  | 85 | [6 empty] | Federally-Regulated Commercial & Industrial Equipment | 2014-08-11
Triangle Tube | Triangle Tube | CC85s | Water | Natural Gas | Power | FALSE | FALSE | 1 | TRUE | TRUE |  | None | Condensing | Step Modulating | Other |  |  |  |  | 84000 | 75000 | [9 empty] | 94 | 82 | Federally-Regulated Consumer Product | 2015-06-01
Advanced Thermal Hydronics | Advanced Thermal Hydronics | HWX-105-INT | Water | Natural Gas | Injection Type | FALSE | FALSE | 1 |  |  |  | Stack Damper | Non-Condensing | Single-Stage | Cast Iron | Single-Speed |  |  |  | 105000 | 86000 | [9 empty] | 82.1 | 80 | Federally-Regulated Consumer Product | 2014-03-28
Burnham Corp. | Burnham Corp. | CL-20-O | Steam | Oil | Power | FALSE | FALSE | 1 |  | FALSE |  | None | Non-Condensing | Single-Stage | Other |  |  |  |  | 784000 | 662000 |  |  | 87.9 |  | 84.5 | [6 empty] | Federally-Regulated Commercial & Industrial Equipment | 2014-12-01
Burnham Corp. | Burnham Corp. | 205 | Water | Natural Gas | Induced Draft | FALSE | FALSE | 1 |  |  |  | Stack Damper | Non-Condensing | Single-Stage | Cast Iron | Single-Speed | 0.04 | Standard |  | 130000 | 108000 | [9 empty] | 82 | 80 | Federally-Regulated Consumer Product | 2007-11-14
Ajax Boiler, Inc. | Ajax | OWGB-13000 | Water | Natural Gas | No Match | FALSE | TRUE | 3 |  |  | No Match | No Match | No Match | No Match | Other | No Match |  | No Match |  | 13000000 |  | 13000000 |  | 80 | 80 |  |  |  |  | 80 |  |  | Federally-Regulated Commercial & Industrial Equipment | 1996-02-29
Crown Boiler Co. | Crown Boiler Co. | 16H-410 | Water | Natural Gas | Induced Draft | FALSE | FALSE | 1 |  |  |  | None | Non-Condensing | Single-Stage | Cast Iron |  |  |  |  | 410000 | 328000 |  |  | 83.6 |  | 80.1 | [6 empty] | Federally-Regulated Commercial & Industrial Equipment | 2014-01-14
Raypak | Raypak | H30133 | Water | LPG | No Match | FALSE | FALSE | 1 |  |  | No Match | No Match | No Match | No Match | Other | No Match |  | No Match |  | 136000 | [10 empty] | 82.7 | 80 | Federally-Regulated Consumer Product | 2001-11-01
Raypak | Raypak | H7-850*(N,P)* | Water | LPG | Induced Draft | FALSE | FALSE | 1 |  |  | None | None | Condensing | Step Modulating | Copper |  |  |  |  | 850000 | 799000 | 170000 |  | 94.5 | 80 | 94 |  | 12 |  |  |  |  | Federally-Regulated Commercial & Industrial Equipment | 2009-06-22
Laars Heating Systems Co. | Bradford-White Corp. | BNTH080 | Water | Natural Gas | Induced Draft | FALSE | FALSE | 1 |  | TRUE |  | None | Condensing | Step Modulating | Other | Single-Speed |  |  |  | 80000 | 74000 | [9 empty] | 95 | 80 | Federally-Regulated Consumer Product | 2013-07-10
Camus Hydronics | Camus Hydronics | DMNW-0212 | Water | Natural Gas | Power | FALSE | FALSE | 1 | TRUE |  |  | None | Condensing | Step Modulating | Other |  |  |  |  | 199000 | 179000 | [9 empty] | 90 | 80 | Federally-Regulated Consumer Product | 2015-09-30
Ajax Boiler, Inc. | Ajax | OSGXFD7500 | Steam | Natural Gas | Power | FALSE | TRUE | 3 |  |  | No Match | No Match | No Match | No Match | Other | No Match |  | No Match |  | 7500000 |  | 3750000 |  | 81 | 80 |  |  |  |  | 80 |  |  | Non Federally-Regulated | 1992-10-27
Laars Heating Systems Co. | Laars | HH1200EN******** | Water | Natural Gas | Induced Draft | FALSE | TRUE | 1 |  |  |  | None | Non-Condensing | Step Modulating | Copper |  |  |  |  | 1200000 | 984000 | 300000 |  | 82 | 80 | 79.6 | [6 empty] | Federally-Regulated Commercial & Industrial Equipment | 2007-11-01
Laars Heating Systems Company | BRUTE | BNTH150 | Water | Natural Gas | Induced Draft | FALSE | FALSE | 1 | TRUE |  |  | None | Condensing | Step Modulating | Other |  |  |  |  | 150000 | 138000 | [9 empty] | 95 | 80 | Federally-Regulated Consumer Product | 2015-09-30
Burnham Corp. | Burnham Corp. | V1111H-SN | Steam | Natural Gas | Power | FALSE | FALSE | 1 |  | FALSE |  | None | Non-Condensing | Two-Stage Modulating | Cast Iron |  |  |  |  | 2656000 | 2175000 |  |  | 82.2 |  | 81.9 | [6 empty] | Federally-Regulated Commercial & Industrial Equipment | 2014-08-11
Peerless Heater Co. | Peerless | PDE-05-HS | Water | Combo (Natural Gas & Oil) | Power | FALSE | FALSE | 1 |  |  | No Match | No Match | No Match | No Match | Cast Iron | No Match |  | No Match |  | 130000 | [10 empty] | 85 | 80 | Federally-Regulated Consumer Product | 2001-11-01
Universal Boiler Works | Universal Boiler Works | BF50S4 | Steam | Combo (Natural Gas & Oil) | Power | FALSE | FALSE | 3 |  |  | No Match | No Match | No Match | No Match | Other | No Match |  | No Match |  | 2100000 |  | 1050000 |  | 83.5 | 80 |  |  | 10 |  | 82 |  |  | Federally-Regulated Commercial & Industrial Equipment | 2001-12-13
Parker Boiler Co. | Parker Boiler | T6800R | Water | Natural Gas | No Match | FALSE | FALSE | 3 |  |  | No Match | No Match | No Match | No Match | Other | No Match |  | No Match |  | 6800000 |  | 3400000 |  | 83 | 80 |  |  | 4 |  | 82 |  |  | Federally-Regulated Commercial & Industrial Equipment | 1996-03-13
Water Pik, Inc. | Laars | HH3600EP18AC | Water | LPG | No Match | FALSE | TRUE | 3 |  |  | No Match | No Match | No Match | No Match | Copper | No Match |  | No Match |  | 3645000 |  | 3645000 |  | 81 | 80 |  |  | 5 |  | 81 |  |  | Federally-Regulated Commercial & Industrial Equipment | 2001-05-30
Weil-McLain | Weil-McLain | 1888 | Both Steam & Water | Oil | Power | FALSE | FALSE | 1 |  |  |  | None | Non-Condensing | Single-Stage | Cast Iron |  |  |  |  | 5670000 | 4857000 |  |  | 85.9 | 83 | 85.7 | [6 empty] | Federally-Regulated Commercial & Industrial Equipment | 2008-04-14
Utica Boilers | Pennco, Inc. | 41J-800 | Both Steam & Water | Natural Gas | Injection Type | FALSE | FALSE | 1 |  |  |  | None | Non-Condensing | Single-Stage | Cast Iron |  |  |  |  | 800000 | 644000 |  |  | 80.5 | 80 | 77.5 | [6 empty] | Federally-Regulated Commercial & Industrial Equipment | 2011-05-02
Crown Boiler Co. | Burnham Corp. | CHG225 | Water | Natural Gas | Induced Draft | FALSE | FALSE | 1 |  |  |  | None | Condensing | Step Modulating | Other |  |  |  |  | 225000 | 202000 | [9 empty] | 94.2 | 80 | Federally-Regulated Consumer Product | 2007-11-14
Smith Cast Iron Boilers | Smith Cast Iron Boilers | 19A/S/W-11 | Both Steam & Water | Oil | Power | FALSE | FALSE | 1 |  |  |  | None | Non-Condensing | Single-Stage | Cast Iron |  |  |  |  | 1904000 | 1551000 |  |  | 83.6 | 83 | 81.6 | [6 empty] | Federally-Regulated Commercial & Industrial Equipment | 2007-12-12
Water Pik, Inc. | Laars | VW2000IN18A* | Both Steam & Water | Natural Gas | No Match | FALSE | FALSE | 3 |  |  | No Match | No Match | No Match | No Match | Copper | No Match |  | No Match |  | 1999900 |  | 1999900 |  | 82 | 80 |  |  | 5 |  | 82 |  |  | Federally-Regulated Commercial & Industrial Equipment | 2001-11-21
Water Pik, Inc. | Laars | NP 125 | Water | Oil | No Match | TRUE | FALSE | 1 |  |  | No Match | No Match | No Match | No Match | Other | No Match |  | No Match |  | 175000 | [10 empty] | 83.7 | 80 | Federally-Regulated Consumer Product | 2001-10-11
PB Heat, LLC | Peerless | PSC-03-SV | Water | LPG | Injection Type | FALSE | FALSE | 1 | TRUE |  |  | None | Non-Condensing | Single-Stage | Cast Iron |  |  |  |  | 70000 | 58000 | [9 empty] | 83 | 80 | Federally-Regulated Consumer Product | 2015-09-30
PB Heat, LLC | Smith Cast Iron Boilers | GSX-118-INT | Steam | Natural Gas | Injection Type | FALSE | FALSE | 1 |  | TRUE | Draft Diverter | Stack Damper | Non-Condensing | Single-Stage | Cast Iron |  |  |  |  | 118000 | 98000 | [9 empty] | 82.6 | 75 | Federally-Regulated Consumer Product | 2013-04-19
Ajax Boiler, Inc. | Ajax | HNG6000W | Steam | Natural Gas | No Match | FALSE | TRUE | 3 |  |  | No Match | No Match | No Match | No Match | Other | No Match |  | No Match |  | 6000000 |  | 3000000 |  | 80 | 80 |  |  |  |  | 80 |  |  | Federally-Regulated Commercial & Industrial Equipment | 1997-01-07
Burnham Corp. | Burnham Corp. | MPC-17 | Water | Oil | Power | FALSE | FALSE | 1 |  |  |  | None | Non-Condensing | Single-Stage | Cast Iron |  |  |  |  | 3435000 | 2880000 |  |  | 88.4 | 83 | 86.4 | [6 empty] | Federally-Regulated Commercial & Industrial Equipment | 2010-03-16
Camus Hydronics | Camus Hydronics | DFNH-2500-MG | Water | Natural Gas | Power | FALSE | FALSE | 1 |  |  |  | None | Non-Condensing | Step Modulating | Copper |  |  |  |  | 2500000 | 2125000 |  |  | 85 |  | 85 | [6 empty] | Federally-Regulated Commercial & Industrial Equipment | 2014-08-11
Water Pik, Inc. | Laars | HH3200EP18CC | Water | LPG | No Match | FALSE | TRUE | 3 |  |  | No Match | No Match | No Match | No Match | Copper | No Match |  | No Match |  | 3150000 |  | 3150000 |  | 81 | 80 |  |  | 5 |  | 81 |  |  | Federally-Regulated Commercial & Industrial Equipment | 2001-05-30
Burnham Corp. | Crown Boiler Co. | AWI 162E | Water | Natural Gas | Induced Draft | FALSE | FALSE | 1 |  |  |  | Stack Damper | Non-Condensing | Single-Stage | Cast Iron | Single-Speed | 0.04 | Standard |  | 162000 | 132000 | [9 empty] | 81.7 | 80 | Federally-Regulated Consumer Product | 2007-11-14
Slant / Fin Corp. | Slant / Fin Corp. | GG-150HEDS | Water | Natural Gas | Injection Type | FALSE | FALSE | 1 |  |  |  | Stack Damper | Non-Condensing | Single-Stage | Cast Iron |  |  |  |  | 150000 | 125000 | [9 empty] | 82.9 | 80 | Federally-Regulated Consumer Product | 2007-11-14
Ajax Boiler, Inc. | Ajax | HFG12500W | Steam | Natural Gas | Power | FALSE | TRUE | 3 |  |  | No Match | No Match | No Match | No Match | Other | No Match |  | No Match |  | 12500000 |  | 5000000 |  | 80 | 80 |  |  |  |  | 80 |  |  | Federally-Regulated Commercial & Industrial Equipment | 1997-01-07
Smith Cast Iron Boilers | Smith Cast Iron Boilers | 3500A-*-07 | Both Steam & Water | Oil | Power | FALSE | FALSE | 1 |  |  |  | None | Non-Condensing | Single-Stage | Cast Iron |  |  |  |  | 1820000 | 1478000 |  |  | 83.2 | 83 | 80.6 | [6 empty] | Federally-Regulated Commercial & Industrial Equipment | 2007-12-12
Laars Heating Systems Co. | Laars Heating Systems Co. | PNCH1000 | Water | LPG | Power | FALSE | FALSE | 1 |  |  |  | None | Non-Condensing | Step Modulating | Copper |  |  |  |  | 999000 | 849000 |  |  |  |  | 85 | [6 empty] | Federally-Regulated Commercial & Industrial Equipment | 2015-04-20
Ajax Boiler, Inc. | Ajax | HNG4000W | Steam | Natural Gas | No Match | FALSE | TRUE | 3 |  |  | No Match | No Match | No Match | No Match | Other | No Match |  | No Match |  | 4000000 |  | 2000000 |  | 80 | 80 |  |  |  |  | 80 |  |  | Federally-Regulated Commercial & Industrial Equipment | 1997-01-07
Dunkirk | Pennco, Inc. | 1504HWID | Water | Combo (Natural Gas & Oil) | No Match | FALSE | FALSE | 1 |  |  | No Match | No Match | No Match | No Match | Cast Iron | No Match |  | No Match |  | 105000 | [10 empty] | 81.5 | 80 | Federally-Regulated Consumer Product | 2001-11-01
Burnham Corp. | Crown Boiler Co. | TWZ090 | Water | Oil | Power | FALSE | FALSE | 1 |  |  |  | None | Non-Condensing | Single-Stage | Cast Iron | Single-Speed | 0.04 | Standard |  | 126000 | 111000 | [9 empty] | 86 | 80 | Federally-Regulated Consumer Product | 2007-11-14
Ajax Boiler, Inc. | Ajax | SGOXFD-3750 | Steam | Natural Gas | Power | FALSE | FALSE | 3 |  |  | No Match | No Match | No Match | No Match | Other | No Match |  | No Match |  | 3750000 |  | 1875000 |  | 81 | 80 |  |  |  |  | 80 |  |  | Non Federally-Regulated | 1992-10-27
Bryan Steam Corp. | Bryan | K-500-W-LP | Water | LPG | No Match | TRUE | FALSE | 3 |  |  | No Match | No Match | No Match | No Match | Other | No Match |  | No Match |  | 5000000 |  | 5000000 |  | 80 | 80 |  |  |  |  | 80 |  |  | Federally-Regulated Commercial & Industrial Equipment | 1996-03-01
Burnham Corp. | Burnham Corp. | V86W | Water | Oil | Power | FALSE | FALSE | 1 |  |  |  | None | Non-Condensing | Single-Stage | Cast Iron | Single-Speed | 0.04 | Standard |  | 266000 | 227000 | [9 empty] | 84.6 | 80 | Federally-Regulated Consumer Product | 2007-11-14
Raypak | Raypak | H7-398*-NS | Water | Natural Gas | Induced Draft | FALSE | FALSE | 1 |  |  |  | None | Condensing | Step Modulating | Other |  |  |  |  | 399000 | 383000 |  |  |  |  | 96 | [6 empty] | Federally-Regulated Commercial & Industrial Equipment | 2015-04-16
HTP, Inc. | PB Heat, LLC | PI-T80 | Water | Natural Gas | Power | FALSE | FALSE | 1 |  |  |  | None | Condensing | Single-Stage | Other |  |  |  |  | 80000 | 74000 | [9 empty] | 95.1 | 80 | Federally-Regulated Consumer Product | 2009-02-27
Raypak | Raypak | H7-300*(N,P)* | Water | Natural Gas | Induced Draft | FALSE | FALSE | 1 |  |  | None | None | Condensing | Step Modulating | Copper |  |  |  |  | 300000 | 282000 | 60000 |  | 94.5 | 80 | 94 |  | 12 |  |  |  |  | Federally-Regulated Commercial & Industrial Equipment | 2009-06-22
Water Pik, Inc. | Laars | PH0600IN09CBA | Water | Natural Gas | No Match | FALSE | FALSE | 3 |  |  | No Match | No Match | No Match | No Match | Copper | No Match |  | No Match |  | 600000 |  | 600000 |  | 82 | 80 |  |  | 5 |  | 82 |  |  | Federally-Regulated Commercial & Industrial Equipment | 2001-05-16
Rite Engineering | Rite | 1050SG | Both Steam & Water | Natural Gas | Power | FALSE | FALSE | 3 |  |  | No Match | No Match | No Match | No Match | Other | No Match |  | No Match |  | 10500000 |  | 3500000 |  | 80 | 80 |  |  |  |  | 80 |  |  | Non Federally-Regulated | 1992-10-14
Crown Boiler Co. | Crown | C247-700-S | Steam | Natural Gas | No Match | FALSE | FALSE | 3 |  |  | No Match | No Match | No Match | No Match | Cast Iron | No Match |  | No Match |  | 700000 |  | 700000 |  | 80 | 80 |  |  |  |  | 80 |  |  | Federally-Regulated Commercial & Industrial Equipment | 1996-03-06
Smith Cast Iron Boilers | Smith Cast Iron Boilers | 19-S/W-09 | Both Steam & Water | Natural Gas | Power | FALSE | FALSE | 1 |  |  |  | None | Non-Condensing | Single-Stage | Cast Iron |  |  |  |  | 1223000 | 992000 |  |  | 82.6 | 80 | 81.1 | [6 empty] | Federally-Regulated Commercial & Industrial Equipment | 2007-12-12
Burnham Corp. | Burnham Corp. | MPC-8 | Water | Oil | Power | FALSE | FALSE | 1 |  |  |  | None | Non-Condensing | Single-Stage | Cast Iron |  |  |  |  | 1438000 | 1209000 |  |  | 88.6 | 83 | 86.7 | [6 empty] | Federally-Regulated Commercial & Industrial Equipment | 2010-03-16
Smith Cast Iron Boilers | Smith Cast Iron Boilers | GB100-W-9-HSI-D | Water | Natural Gas | No Match | FALSE | FALSE | 1 |  |  | No Match | No Match | No Match | No Match | Cast Iron | No Match |  | No Match |  | 200000 | [10 empty] | 83.2 | 80 | Federally-Regulated Consumer Product | 1998-12-21
Allied Engineering Co. | Allied Engineering Co. | MG-50-P-E | Water | LPG | Injection Type | FALSE | FALSE | 1 |  | TRUE |  | Stack Damper | Non-Condensing | Single-Stage | Other |  |  |  |  | 50000 | 43000 | [9 empty] | 85 | 80 | Federally-Regulated Consumer Product | 2014-08-08
Raypak | Raypak | H(1,2,5)-1223 * | Water | LPG | Injection Type | FALSE | FALSE | 1 |  |  |  | None | Non-Condensing | Step Modulating | Copper |  |  |  |  | 1125000 | 923000 |  |  |  |  | 82 | [6 empty] | Federally-Regulated Commercial & Industrial Equipment | 2015-04-16
Burnham Corp. | Crown Boiler Co. | LCS200 | Steam | Oil | Power | FALSE | FALSE | 1 |  |  |  | None | Non-Condensing | Single-Stage | Cast Iron |  |  |  |  | 280000 | 235000 | [9 empty] | 82.6 | 80 | Federally-Regulated Consumer Product | 2008-04-14
English Boiler & Tube, Inc. | Bent Tube Balanced Flow | BTBF-150-15 | Steam | Natural Gas | Power | FALSE | FALSE | 3 |  |  | No Match | No Match | No Match | No Match | Other | No Match |  | No Match |  | 6300000 |  | 1575000 |  | 80 | 80 |  |  | 3 |  | 80 |  |  | Federally-Regulated Commercial & Industrial Equipment | 1998-09-10
ECR International, Ltd. | Dunkirk | ESC5175 | Steam | Oil | Pressure | FALSE | FALSE | 1 |  |  |  | None | Non-Condensing | Single-Stage | Cast Iron |  |  |  |  | 245000 | 202000 | [9 empty] | 83 | 80 | Federally-Regulated Consumer Product | 2008-10-20
Slant / Fin Corp. | Slant / Fin Corp. | VSPH-60 | Water | LPG | Induced Draft | FALSE | FALSE | 1 |  |  |  | Stack Damper | Non-Condensing | Single-Stage | Cast Iron |  |  |  |  | 60000 | 52000 | [9 empty] | 86.1 | 80 | Federally-Regulated Consumer Product | 2007-11-14
Camus Hydronics | Camus Hydronics | DFPH-6004-MS | Water | Natural Gas | Power | FALSE | FALSE | 3 |  |  |  | None | Non-Condensing | Step Modulating | Other |  |  |  |  | 6000000 | 5100000 |  |  | 85 |  | 85 | [6 empty] | Federally-Regulated Commercial & Industrial Equipment | 2014-08-11
Ajax Boiler, Inc. | Ajax | HFG5000W | Steam | Natural Gas | Power | FALSE | TRUE | 3 |  |  | No Match | No Match | No Match | No Match | Other | No Match |  | No Match |  | 5000000 |  | 2000000 |  | 80 | 80 |  |  |  |  | 80 |  |  | Federally-Regulated Commercial & Industrial Equipment | 1997-01-07
Cleaver-Brooks | Cleaver-Brooks | CEW-700-200-***** | Steam | Natural Gas | Power | FALSE | FALSE | 3 |  |  | No Match | No Match | No Match | No Match | Other | No Match |  | No Match |  | 8370000 |  | 8370000 |  | 80 | 80 |  |  | 25 |  | 80 |  |  | Federally-Regulated Commercial & Industrial Equipment | 1999-03-02
Thermal Solutions | Thermal Solutions | EVO1000B**-*C* | Water | Natural Gas | Power | FALSE | TRUE | 3 |  |  |  | None | Non-Condensing | Step Modulating | Copper |  |  |  |  | 1000000 | 817000 |  |  | 82.7 |  | 81.7 | [6 empty] | Federally-Regulated Commercial & Industrial Equipment | 2014-08-11
Dunkirk | Sears | 229.9656 | Water | Natural Gas | Power | FALSE | FALSE | 1 |  |  | No Match | No Match | No Match | No Match | Cast Iron | No Match |  | No Match |  | 225000 | [10 empty] | 82 | 80 | Federally-Regulated Consumer Product | 2000-06-07
Camus Hydronics | Camus Hydronics | MFNH-2500-MG | Water | Natural Gas | Power | FALSE | FALSE | 1 |  |  |  | None | Non-Condensing | Step Modulating | Copper |  |  |  |  | 2500000 | 2125000 |  |  | 85 | [8 empty] | Federally-Regulated Commercial & Industrial Equipment | 2014-10-23
Camus Hydronics | Camus Hydronics | DFNH-3502-MH | Water | Natural Gas | Power | FALSE | FALSE | 1 |  |  |  | None | Condensing | Step Modulating | Copper |  |  |  |  | 3500000 | 3304000 |  |  | 94.4 |  | 94.4 | [6 empty] | Federally-Regulated Commercial & Industrial Equipment | 2014-08-11
Crown Boiler Co. | Crown Boiler Co. | AWR280 | Water | LPG | Injection Type | FALSE | FALSE | 1 |  | TRUE |  | Stack Damper | Non-Condensing | Single-Stage | Cast Iron | Single-Speed |  |  |  | 280000 | 234000 | [9 empty] | 83.3 | 80 | Federally-Regulated Consumer Product | 2013-04-19
U.S. Boiler Co. | U.S. Boiler Co. | 204I | Water | LPG | Induced Draft | FALSE | FALSE | 1 |  | TRUE |  | Stack Damper | Non-Condensing | Single-Stage | Cast Iron | Single-Speed |  |  |  | 96000 | 80000 | [9 empty] | 82.3 | 80 | Federally-Regulated Consumer Product | 2014-01-14
U.S. Boiler Co. | U.S. Boiler Co. | FORCE04 | Water | Natural Gas | Injection Type | FALSE | FALSE | 1 |  |  |  | Stack Damper | Non-Condensing | Single-Stage | Cast Iron | Single-Speed |  |  |  | 96000 | 78000 | [9 empty] | 82 | 80 | Federally-Regulated Consumer Product | 2014-10-23
Ajax Boiler, Inc. | Ajax | OWGH450 | Steam | Natural Gas | No Match | FALSE | TRUE | 3 |  |  | No Match | No Match | No Match | No Match | Other | No Match |  | No Match |  | 450000 |  | 450000 |  | 80 | 80 |  |  |  |  | 80 |  |  | Federally-Regulated Commercial & Industrial Equipment | 1996-02-29
Smith Cast Iron Boilers | Smith Cast Iron Boilers | 6500A-*-17 | Both Steam & Water | Oil | Power | FALSE | FALSE | 1 |  |  |  | None | Non-Condensing | Single-Stage | Cast Iron |  |  |  |  | 9660000 | 8550000 |  |  | 84.1 | 83 | 82.6 | [6 empty] | Federally-Regulated Commercial & Industrial Equipment | 2007-12-12
Crown Boiler Co. | Crown | C247-1900-W | Water | Natural Gas | No Match | FALSE | FALSE | 3 |  |  | No Match | No Match | No Match | No Match | Cast Iron | No Match |  | No Match |  | 1900000 |  | 1900000 |  | 80 | 80 |  |  |  |  | 80 |  |  | Federally-Regulated Commercial & Industrial Equipment | 1996-03-06
Ajax Boiler, Inc. | Ajax | WGFD-350 | Steam | Natural Gas | Power | FALSE | FALSE | 3 |  |  | No Match | No Match | No Match | No Match | Other | No Match |  | No Match |  | 350000 |  | 175000 |  | 82 | 80 |  |  |  |  | 80 |  |  | Non Federally-Regulated | 1992-10-27
PVI Industries | PVI | 108 EWB 85A-E | Water | Electricity | No Match | TRUE | FALSE | 3 |  |  | No Match | No Match | No Match | No Match | Other | No Match |  | No Match |  | 369000 |  | 369000 |  | 99.9 | [5 empty] | 99.9 |  |  | Non Federally-Regulated | 1992-09-28
Crown Boiler Co. | Crown Boiler Co. | BWF162 | Water | Natural Gas | Induced Draft | FALSE | FALSE | 1 |  | TRUE |  | None | Non-Condensing | Single-Stage | Cast Iron | Single-Speed |  |  |  | 162000 | 134000 | [9 empty] | 82.5 | 80 | Federally-Regulated Consumer Product | 2013-04-19
Burnham Corp. | Crown Boiler Co. | BSI103E | Steam | LPG | Induced Draft | FALSE | FALSE | 1 |  |  |  | Stack Damper | Non-Condensing | Single-Stage | Cast Iron |  |  |  |  | 103000 | 85000 | [9 empty] | 82 | 75 | Federally-Regulated Consumer Product | 2007-11-14
Weil-McLain | Weil-McLain | LGB-22 | Steam | Natural Gas | No Match | FALSE | FALSE | 3 |  |  | No Match | No Match | No Match | No Match | Cast Iron | No Match |  | No Match |  | 2730000 |  | 2730000 |  | 81 | 80 |  |  | 147 |  | 81 |  |  | Federally-Regulated Commercial & Industrial Equipment | 1996-02-29
Ajax Boiler, Inc. | Ajax | SGX-SGXB-7500-D | Steam | Natural Gas | No Match | FALSE | FALSE | 3 |  |  | No Match | No Match | No Match | No Match | Other | No Match |  | No Match |  | 7500000 |  | 7500000 |  | 80 | 80 |  |  |  |  | 80 |  |  | Federally-Regulated Commercial & Industrial Equipment | 1996-02-29
Raypak | Raypak | H(1,2,5)-0724* | Water | Natural Gas | Injection Type | FALSE | FALSE | 1 |  |  |  | None | Non-Condensing | Step Modulating | Copper |  |  |  |  | 726000 | 595000 |  |  |  |  | 82 | [6 empty] | Federally-Regulated Commercial & Industrial Equipment | 2015-04-16
Cleaver-Brooks | Cleaver-Brooks | CB-700-50-***** | Steam | Natural Gas | Power | FALSE | FALSE | 3 |  |  | No Match | No Match | No Match | No Match | Other | No Match |  | No Match |  | 2100000 |  | 2100000 |  | 80 | 80 |  |  | 25 |  | 80 |  |  | Federally-Regulated Commercial & Industrial Equipment | 1996-03-06
Bosch Thermotechnology Corp. | Bosch Thermotechnology Corp. | GB162-100 L.B. | Water | LPG | Pressure | FALSE | FALSE | 1 |  |  | None | None | Condensing | Single-Stage | Other |  |  |  |  | 315000 | 282000 |  |  | 90.8 | 80 | 90.8 | [6 empty] | Federally-Regulated Commercial & Industrial Equipment | 2011-02-17
Water Pik, Inc. | Laars | PW0850IP04*1A | Both Steam & Water | LPG | No Match | FALSE | FALSE | 3 |  |  | No Match | No Match | No Match | No Match | Copper | No Match |  | No Match |  | 850000 |  | 212850 |  | 81 | 80 |  |  | 5 |  | 81 |  |  | Federally-Regulated Commercial & Industrial Equipment | 2001-11-21
Weil-McLain | Weil-McLain | 588 | Both Steam & Water | Oil | Power | FALSE | FALSE | 1 |  |  |  | None | Non-Condensing | Single-Stage | Cast Iron |  |  |  |  | 1315000 | 1126000 |  |  | 87 | 83 | 85.6 | [6 empty] | Federally-Regulated Commercial & Industrial Equipment | 2008-04-14
Laars Heating Systems Co. | Laars Heating Systems Co. | MLXHW125(N,P)**** | Water | LPG | Power | FALSE | FALSE | 1 |  | TRUE |  | None | Condensing | Step Modulating | Other | Single-Speed |  |  |  | 125000 | 116000 | [9 empty] | 95 | 80 | Federally-Regulated Consumer Product | 2014-10-23
Water Pik, Inc. | Laars | VW1010EP09CBA | Both Steam & Water | LPG | No Match | FALSE | TRUE | 3 |  |  | No Match | No Match | No Match | No Match | Copper | No Match |  | No Match |  | 1010000 |  | 1010000 |  | 82 | 80 |  |  | 5 |  | 82 |  |  | Federally-Regulated Commercial & Industrial Equipment | 2001-11-21
Cleaver-Brooks | Cleaver-Brooks | FLX-700-1000STM | Steam | Natural Gas | Power | FALSE | FALSE | 3 |  |  | No Match | No Match | No Match | No Match | Other | No Match |  | No Match |  | 10000000 |  | 10000000 |  | 80 | 80 |  |  | 25 |  | 80 |  |  | Federally-Regulated Commercial & Industrial Equipment | 2001-07-31
New Yorker Boiler Company, Inc. | New Yorker | CG60C_I | Water | LPG | Induced Draft | FALSE | FALSE | 1 | TRUE |  |  | Stack Damper | Non-Condensing | Single-Stage | Cast Iron |  |  |  |  | 164000 | 135000 | [9 empty] | 82 | 80 | Federally-Regulated Consumer Product | 2015-09-30
Utica Boilers | Dunkirk | D248-2000 | Both Steam & Water | Natural Gas | Injection Type | FALSE | FALSE | 1 |  |  |  | None | Non-Condensing | Single-Stage | Cast Iron |  |  |  |  | 2000000 | 1610000 |  |  | 80.5 | 80 | 77.5 | [6 empty] | Federally-Regulated Commercial & Industrial Equipment | 2011-05-02
Camus Hydronics | Camus Hydronics | DMPW-0252 | Water | LPG | Power | FALSE | TRUE | 1 | TRUE |  |  | None | Condensing | Step Modulating | Other |  |  |  |  | 250000 | 225000 | [9 empty] | 90 | 80 | Federally-Regulated Consumer Product | 2015-09-30
Universal Boiler Works | Universal Boiler Works | BF20S1 | Steam | Combo (Natural Gas & Oil) | Power | FALSE | FALSE | 3 |  |  | No Match | No Match | No Match | No Match | Other | No Match |  | No Match |  | 840000 |  | 420000 |  | 83.5 | 80 |  |  | 10 |  | 82 |  |  | Federally-Regulated Commercial & Industrial Equipment | 2001-12-13
Ajax Boiler, Inc. | Ajax | HNG2000W | Steam | Natural Gas | No Match | FALSE | TRUE | 3 |  |  | No Match | No Match | No Match | No Match | Other | No Match |  | No Match |  | 2000000 |  | 1000000 |  | 80 | 80 |  |  |  |  | 80 |  |  | Federally-Regulated Commercial & Industrial Equipment | 1997-01-07
Cleaver-Brooks | Cleaver-Brooks | CBLE-700-400-***** | Steam | Natural Gas | Power | FALSE | FALSE | 3 |  |  | No Match | No Match | No Match | No Match | Other | No Match |  | No Match |  | 16740000 |  | 16740000 |  | 80 | 80 |  |  | 25 |  | 80 |  |  | Federally-Regulated Commercial & Industrial Equipment | 1999-03-02
Columbia Boiler / Pottstown | Columbia Boiler / Pottstown | LVD-125 | Water | Oil | Power | FALSE | FALSE | 1 |  |  | None | None | Non-Condensing | Single-Stage | Other |  |  |  |  | 175000 | 150000 | [9 empty] | 85 | 80 | Federally-Regulated Consumer Product | 2007-11-14
Burnham Corp. | Burnham Corp. | V1107H-SO | Steam | Oil | Power | FALSE | FALSE | 1 |  | FALSE |  | None | Non-Condensing | Two-Stage Modulating | Cast Iron |  |  |  |  | 1526000 | 1283000 |  |  | 85.6 |  | 84.1 | [6 empty] | Federally-Regulated Commercial & Industrial Equipment | 2014-08-11
Water Pik, Inc. | Laars | PH0175CP12CB | Water | LPG | Power | FALSE | TRUE | 1 |  |  | No Match | No Match | No Match | No Match | Copper | No Match |  | No Match |  | 175000 | [10 empty] | 82.2 | 80 | Federally-Regulated Consumer Product | 2001-11-21
Hydrotherm, Division of Mestek, Inc. | Hydrotherm | HVX-165 | Water | Natural Gas | Induced Draft | FALSE | FALSE | 1 | TRUE |  |  | None | Non-Condensing | Single-Stage | Cast Iron |  |  |  |  | 165000 | 136000 | [9 empty] | 93.3 | 80 | Federally-Regulated Consumer Product | 2015-09-30
Bryan Steam Corp. | Bryan | K-250-W-LP | Water | LPG | No Match | TRUE | FALSE | 3 |  |  | No Match | No Match | No Match | No Match | Other | No Match |  | No Match |  | 2500000 |  | 2500000 |  | 80 | 80 |  |  |  |  | 80 |  |  | Federally-Regulated Commercial & Industrial Equipment | 1996-03-01
Water Pik, Inc. | Laars | PH0600IP04*BA | Water | LPG | No Match | FALSE | FALSE | 3 |  |  | No Match | No Match | No Match | No Match | Copper | No Match |  | No Match |  | 600000 |  | 150000 |  | 82 | 80 |  |  | 5 |  | 82 |  |  | Federally-Regulated Commercial & Industrial Equipment | 2001-05-30
Dunkirk | Lennox | GWB8-0751E | Water | Combo (Natural Gas & Oil) | Power | FALSE | FALSE | 1 |  |  | No Match | No Match | No Match | No Match | Cast Iron | No Match |  | No Match |  | 75000 | [10 empty] | 83.4 | 80 | Federally-Regulated Consumer Product | 2001-11-01
Cleaver-Brooks | Cleaver-Brooks | CBLE-700-200-***** | Steam | Natural Gas | Power | FALSE | FALSE | 3 |  |  | No Match | No Match | No Match | No Match | Other | No Match |  | No Match |  | 8370000 |  | 8370000 |  | 80 | 80 |  |  | 25 |  | 80 |  |  | Federally-Regulated Commercial & Industrial Equipment | 1999-03-02
New Yorker Boiler Co. | New Yorker | PVCG40(N/P)I- | Water | Combo (Natural Gas & Oil) | Power | FALSE | FALSE | 1 |  |  | No Match | No Match | No Match | No Match | Cast Iron | No Match |  | No Match |  | 96000 | [10 empty] | 82 | 80 | Federally-Regulated Consumer Product | 2003-05-23
Dunkirk | Carrier | BW9AAN000075AAAA | Water | Natural Gas | No Match | FALSE | FALSE | 1 |  |  | No Match | No Match | No Match | No Match | Other | No Match |  | No Match |  | 75000 | [10 empty] | 90 | 80 | Federally-Regulated Consumer Product | 2000-06-07
PB Heat, LLC | Peerless | MI-04-SV | Water | Natural Gas | Injection Type | FALSE | FALSE | 1 | TRUE |  |  | Stack Damper | Non-Condensing | Single-Stage | Cast Iron | Single-Speed |  |  |  | 105000 | 86000 | [9 empty] | 82.1 | 80 | Federally-Regulated Consumer Product | 2015-09-30
Water Pik, Inc. | Laars | PW1010IN04*BA | Both Steam & Water | Natural Gas | No Match | FALSE | FALSE | 3 |  |  | No Match | No Match | No Match | No Match | Copper | No Match |  | No Match |  | 1010000 |  | 252500 |  | 82 | 80 |  |  | 5 |  | 82 |  |  | Federally-Regulated Commercial & Industrial Equipment | 2001-11-21
PB Heat, LLC | Smith Cast Iron Boilers | GBX-105-INT | Water | Natural Gas | Injection Type | FALSE | FALSE | 1 |  | TRUE | Draft Diverter | Stack Damper | Non-Condensing | Single-Stage | Cast Iron | Single-Speed |  | Standard |  | 105000 | 86000 | [9 empty] | 82.1 | 80 | Federally-Regulated Consumer Product | 2013-06-17
Peerless Heater Co. | Peerless | 211A-19I | Steam | Natural Gas | No Match | FALSE | FALSE | 3 |  |  | No Match | No Match | No Match | No Match | Cast Iron | No Match |  | No Match |  | 3780000 |  | 3780000 |  | 80 | 75 |  |  | 9 | 147 | 80 |  |  | Non Federally-Regulated | 1990-06-25
Water Pik, Inc. | Laars | VW2800EN18AC | Both Steam & Water | Natural Gas | No Match | FALSE | TRUE | 3 |  |  | No Match | No Match | No Match | No Match | Copper | No Match |  | No Match |  | 2745000 |  | 2745000 |  | 81 | 80 |  |  | 5 |  | 81 |  |  | Federally-Regulated Commercial & Industrial Equipment | 2001-11-21
Allied Engineering Co. | Allied Engineering Co. | SG-270-N-E | Water | Natural Gas | Injection Type | FALSE | FALSE | 1 |  | TRUE |  | Stack Damper | Non-Condensing | Single-Stage | Other |  |  |  |  | 270000 | 229000 | [9 empty] | 85 | 80 | Federally-Regulated Consumer Product | 2014-08-08
Universal Boiler Works | Universal Boiler Works | BF450W4 | Water | Combo (Natural Gas & Oil) | Power | FALSE | FALSE | 3 |  |  | No Match | No Match | No Match | No Match | Other | No Match |  | No Match |  | 18900000 |  | 4725000 |  | 86 | 80 |  |  | 10 |  | 84 |  |  | Federally-Regulated Commercial & Industrial Equipment | 2001-12-13
Ajax Boiler, Inc. | Ajax | SNG250W | Steam | Natural Gas | No Match | FALSE | TRUE | 3 |  |  | No Match | No Match | No Match | No Match | Other | No Match |  | No Match |  | 10500000 |  | 10500000 |  | 80 | 80 |  |  |  |  | 80 |  |  | Federally-Regulated Commercial & Industrial Equipment | 1997-01-07
Hydrotherm | Hydrotherm | VGA-250BS-PV | Steam | Natural Gas | No Match | FALSE | FALSE | 1 |  |  | No Match | No Match | No Match | No Match | Cast Iron | No Match |  | No Match |  | 250000 | [10 empty] | 82.1 | 75 | Federally-Regulated Consumer Product | 1998-12-21
Camus Hydronics | Camus Hydronics | DMPC-0053-MSI | Water | LPG | Power | FALSE | FALSE | 1 | TRUE |  |  | None | Condensing | Step Modulating | Other |  |  |  |  | 50000 | 45000 | [9 empty] | 90 | 80 | Federally-Regulated Consumer Product | 2015-09-30
Ajax Boiler, Inc. | Ajax | WG-WGB-3250-A-D | Steam | Natural Gas | No Match | FALSE | FALSE | 3 |  |  | No Match | No Match | No Match | No Match | Other | No Match |  | No Match |  | 3250000 |  | 3250000 |  | 80 | 80 |  |  |  |  | 80 |  |  | Federally-Regulated Commercial & Industrial Equipment | 1996-02-29
PB Heat, LLC | PB Heat, LLC | GM-08-SPRK | Water | LPG | Injection Type | FALSE | FALSE | 1 |  |  |  | Stack Damper | Non-Condensing | Single-Stage | Cast Iron |  |  |  |  | 399000 | 320000 |  |  |  |  | 80.3 | [6 empty] | Federally-Regulated Commercial & Industrial Equipment | 2015-06-01
Burnham Corp. | Burnham Corp. | 4FHL-209A-O | Steam | Oil | Power | FALSE | FALSE | 1 |  | FALSE |  | None | Non-Condensing | Two-Stage Modulating | Other |  |  |  |  | 1750000 | 1423000 |  |  | 87.8 |  | 84.4 | [6 empty] | Federally-Regulated Commercial & Industrial Equipment | 2014-08-11
Water Pik, Inc. | Laars | PH1670IN09*BA | Water | Natural Gas | No Match | FALSE | FALSE | 3 |  |  | No Match | No Match | No Match | No Match | Copper | No Match |  | No Match |  | 1670000 |  | 417500 |  | 82 | 80 |  |  | 5 |  | 82 |  |  | Federally-Regulated Commercial & Industrial Equipment | 2001-05-30
Easco Boiler Corp. | Easco | FST-500-W030 | Both Steam & Water | Combo (Natural Gas & Oil) | Power | FALSE | FALSE | 3 |  |  | No Match | No Match | No Match | No Match | Other | No Match |  | No Match |  | 20923000 |  | 4184600 |  | 84 | 80 |  |  | 22 |  | 81 |  |  | Federally-Regulated Commercial & Industrial Equipment | 1998-06-02
Ajax Boiler, Inc. | Ajax | WG-WGB-2250-D | Steam | Natural Gas | No Match | FALSE | FALSE | 3 |  |  | No Match | No Match | No Match | No Match | Other | No Match |  | No Match |  | 2250000 |  | 2250000 |  | 80 | 80 |  |  |  |  | 80 |  |  | Federally-Regulated Commercial & Industrial Equipment | 1996-02-29
Thermal Solutions | Thermal Solutions | EV(A,S)1500B**-*D* | Water | Natural Gas | Power | FALSE | FALSE | 1 |  |  |  | None | Non-Condensing | Step Modulating | Copper |  |  |  |  | 1500000 | 1251000 |  |  | 83.7 |  | 83.4 | [6 empty] | Federally-Regulated Commercial & Industrial Equipment | 2014-08-11
English Boiler & Tube, Inc. | Bent Tube Balanced Flow | BTBF-300-15 | Steam | Natural Gas | Power | FALSE | FALSE | 3 |  |  | No Match | No Match | No Match | No Match | Other | No Match |  | No Match |  | 12600000 |  | 3150000 |  | 80 | 80 |  |  | 3 |  | 80 |  |  | Federally-Regulated Commercial & Industrial Equipment | 1998-09-10
Laars Heating Systems Co. | Laars Heating Systems Co. | RHCH2400 | Water | Natural Gas | Power | FALSE | TRUE | 1 |  |  |  | None | Non-Condensing | Single-Stage | Copper |  |  |  |  | 2400000 | 2052000 |  |  |  |  | 86.9 | [6 empty] | Federally-Regulated Commercial & Industrial Equipment | 2015-04-20
U.S. Boiler Co. | New Yorker Boiler Co. | CL4-175-W | Water | Oil | Power | FALSE | FALSE | 1 |  | TRUE |  | None | Non-Condensing | Single-Stage | Cast Iron | Multiple-Speed |  |  |  | 175000 | 151000 | [9 empty] | 85.1 | 80 | Federally-Regulated Consumer Product | 2014-01-14
Water Pik, Inc. | Laars | HH1670IP09C1A | Water | LPG | No Match | FALSE | FALSE | 3 |  |  | No Match | No Match | No Match | No Match | Copper | No Match |  | No Match |  | 1670000 |  | 1670000 |  | 81 | 80 |  |  | 5 |  | 81 |  |  | Federally-Regulated Commercial & Industrial Equipment | 2001-05-30
Camus Hydronics | Camus Hydronics | MFNH-4000-2G | Water | Natural Gas | Power | FALSE | FALSE | 1 |  |  |  | None | Non-Condensing | Two-Stage Modulating | Copper |  |  |  |  | 4000000 | 3400000 |  |  | 85 | [8 empty] | Federally-Regulated Commercial & Industrial Equipment | 2014-10-23
Burnham Corp. | Crown Boiler Co. | 24-12 | Both Steam & Water | Natural Gas | Power | FALSE | FALSE | 1 |  |  |  | None | Non-Condensing | Single-Stage | Cast Iron |  |  |  |  | 2320000 | 1863000 |  |  | 82.1 | 80 | 80.3 | [6 empty] | Federally-Regulated Commercial & Industrial Equipment | 2007-12-12
Ajax Boiler, Inc. | Ajax | WRLG6300 | Water | Natural Gas | Power | FALSE | TRUE | 1 |  |  | Draft Hood | Stack Damper | Non-Condensing | Two-Stage Modulating | Other | None |  | No Match |  | 6300000 | 5040000 | 5040000 | 4032000 | 80 | 80 | 79.2 | [6 empty] | Federally-Regulated Commercial & Industrial Equipment | 2007-08-15
Bryan Steam Corp. | Bryan | K-300-W-G | Water | Natural Gas | No Match | TRUE | FALSE | 3 |  |  | No Match | No Match | No Match | No Match | Other | No Match |  | No Match |  | 3000000 |  | 3000000 |  | 80 | 80 |  |  |  |  | 80 |  |  | Federally-Regulated Commercial & Industrial Equipment | 1996-03-01
English Boiler & Tube, Inc. | Bent Tube Balanced Flow | BTBF-500-150 | Steam | Natural Gas | Power | FALSE | FALSE | 3 |  |  | No Match | No Match | No Match | No Match | Other | No Match |  | No Match |  | 21000000 |  | 5250000 |  | 80 | 80 |  |  | 3 |  | 80 |  |  | Federally-Regulated Commercial & Industrial Equipment | 1998-09-10
Utica Boilers | Dunkirk | D248-1000 | Both Steam & Water | Natural Gas | Injection Type | FALSE | FALSE | 1 |  |  |  | None | Non-Condensing | Single-Stage | Cast Iron |  |  |  |  | 1000000 | 805000 |  |  | 80.5 | 80 | 77.5 | [6 empty] | Federally-Regulated Commercial & Industrial Equipment | 2011-05-02
Slant / Fin Corp. | Slant / Fin Corp. | LWDF-1300-3-7 | Water | Oil | Power | FALSE | FALSE | 1 |  |  |  | None | Non-Condensing | Single-Stage | Cast Iron |  |  |  |  | 1260000 | 1011000 |  |  | 84.5 | 83 | 80.2 | [6 empty] | Federally-Regulated Commercial & Industrial Equipment | 2007-12-12
Ajax Boiler, Inc. | Ajax | SGX-SGXB-850-D | Steam | Natural Gas | No Match | FALSE | FALSE | 3 |  |  | No Match | No Match | No Match | No Match | Other | No Match |  | No Match |  | 850000 |  | 850000 |  | 80 | 80 |  |  |  |  | 80 |  |  | Federally-Regulated Commercial & Industrial Equipment | 1996-02-29
Axeman-Anderson Co. | Axeman-Anderson Co. | PVT119BD | Water | Oil | No Match | FALSE | FALSE | 1 |  |  | No Match | No Match | No Match | No Match | Other | No Match |  | No Match |  | 119000 | [10 empty] | 85.1 | 80 | Federally-Regulated Consumer Product | 2001-04-12
Cleaver-Brooks | Cleaver-Brooks | CBLE-700-600-***** | Steam | Natural Gas | Power | FALSE | FALSE | 3 |  |  | No Match | No Match | No Match | No Match | Other | No Match |  | No Match |  | 25110000 |  | 25110000 |  | 80 | 80 |  |  | 25 |  | 80 |  |  | Federally-Regulated Commercial & Industrial Equipment | 1999-03-02
Ajax Boiler, Inc. | Ajax | OWGB-12000 | Water | Natural Gas | No Match | FALSE | TRUE | 3 |  |  | No Match | No Match | No Match | No Match | Other | No Match |  | No Match |  | 12000000 |  | 12000000 |  | 80 | 80 |  |  |  |  | 80 |  |  | Federally-Regulated Commercial & Industrial Equipment | 1996-02-29
Ajax Boiler, Inc. | Ajax | HFG3750W | Steam | Natural Gas | Power | FALSE | TRUE | 3 |  |  | No Match | No Match | No Match | No Match | Other | No Match |  | No Match |  | 3750000 |  | 1500000 |  | 80 | 80 |  |  |  |  | 80 |  |  | Federally-Regulated Commercial & Industrial Equipment | 1997-01-07
Burnham Corp. | Burnham Corp. | V1108 | Both Steam & Water | Oil | Power | FALSE | FALSE | 1 |  |  |  | None | Non-Condensing | Single-Stage | Cast Iron |  |  |  |  | 1820000 | 1517000 |  |  | 84.9 | 83 | 83.3 | [6 empty] | Federally-Regulated Commercial & Industrial Equipment | 2010-03-16
Laars Heating Systems Co. | Laars | HH1430IN******** | Water | Natural Gas | Induced Draft | FALSE | FALSE | 1 |  |  |  | None | Non-Condensing | Step Modulating | Copper |  |  |  |  | 1430000 | 1158300 | 357500 |  | 81 | 80 | 78.6 | [6 empty] | Federally-Regulated Commercial & Industrial Equipment | 2007-11-01
Cleaver-Brooks | Cleaver-Brooks | CB-700-15***** | Steam | Natural Gas | Power | FALSE | FALSE | 3 |  |  | No Match | No Match | No Match | No Match | Other | No Match |  | No Match |  | 628000 |  | 628000 |  | 80 | 80 |  |  | 25 |  | 80 |  |  | Federally-Regulated Commercial & Industrial Equipment | 1996-03-06
Laars Heating Systems Co. | Laars Heating Systems Co. | PNCH0500 | Water | LPG | Power | FALSE | FALSE | 1 |  |  |  | None | Non-Condensing | Two-Stage Modulating | Copper |  |  |  |  | 500000 | 425000 |  |  |  |  | 85 | [6 empty] | Federally-Regulated Commercial & Industrial Equipment | 2015-04-20
Smith Cast Iron Boilers | Smith Cast Iron Boilers | GB250-S-5L-INTD | Steam | Natural Gas | No Match | FALSE | FALSE | 1 |  |  | No Match | No Match | No Match | No Match | Cast Iron | No Match |  | No Match |  | 175000 | [10 empty] | 81.3 | 75 | Federally-Regulated Consumer Product | 1998-12-21
Columbia Boiler / Pottstown | Columbia Boiler / Pottstown | SL375 | Water | LPG | Power | FALSE | FALSE | 1 |  |  | Barometric Regulator | None | Non-Condensing | Single-Stage | Cast Iron |  |  |  |  | 90000 | 76000 | [9 empty] | 85 | 80 | Federally-Regulated Consumer Product | 2008-04-14
Harsco Industrial / Patterson-Kelley | Harsco Industrial / Patterson-Kelley | C-450 | Water | LPG | Power | FALSE | FALSE | 1 |  |  | None | None | Condensing | Step Modulating | Other |  |  |  |  | 450000 | 414000 | 90000 | 85000 | 93 | 80 | 92 | [6 empty] | Federally-Regulated Commercial & Industrial Equipment | 2011-09-26
Viessmann Manufacturing | Viessmann Manufacturing | B2TA-19 | Water | LPG | Power | FALSE | FALSE | 1 |  |  |  | Electro-Mechanical Inlet Dampe | Condensing | Step Modulating | Other |  |  |  |  | 67000 | 62000 | [9 empty] | 93.3 | 80 | Federally-Regulated Consumer Product | 2014-01-14
Burnham Corp. | Burnham Corp. | K5014 | Both Steam & Water | LPG | Induced Draft | FALSE | FALSE | 1 |  |  |  | None | Non-Condensing | Single-Stage | Cast Iron |  |  |  |  | 950600 | 761000 |  |  | 80 | 80 | 77 | [6 empty] | Federally-Regulated Commercial & Industrial Equipment | 2010-03-16
Thermal Solutions | Thermal Solutions | EV(A,S)2500B**-*F* | Water | Natural Gas | Power | FALSE | FALSE | 1 |  |  |  | None | Non-Condensing | Step Modulating | Copper |  |  |  |  | 2500000 | 2170000 |  |  | 86.7 |  | 86.8 | [6 empty] | Federally-Regulated Commercial & Industrial Equipment | 2014-08-11
Burnham Corp. | Burnham Corp. | IN5 | Steam | Natural Gas | Induced Draft | FALSE | FALSE | 1 |  |  |  | Stack Damper | Non-Condensing | Single-Stage | Cast Iron |  |  |  |  | 140000 | 115000 | [9 empty] | 82 | 75 | Federally-Regulated Consumer Product | 2007-11-14
Slant / Fin Corp. | Slant / Fin Corp. | SX-180ED | Water | LPG | Injection Type | FALSE | FALSE | 1 |  |  |  | Stack Damper | Non-Condensing | Single-Stage | Cast Iron |  |  |  |  | 180000 | 151000 | [9 empty] | 83.1 | 80 | Federally-Regulated Consumer Product | 2007-11-14
Bryan Steam Corp. | Bryan | CL-240-W-FDG* | Water | Natural Gas | Power | FALSE | FALSE | 3 |  |  | No Match | No Match | No Match | No Match | Other | No Match |  | No Match |  | 2400000 |  | 2400000 |  | 81 | 80 |  |  |  |  | 81 |  |  | Federally-Regulated Commercial & Industrial Equipment | 1996-02-29
Ajax Boiler, Inc. | Ajax | WRF3770 | Water | Natural Gas | Power | FALSE | TRUE | 1 |  |  | Draft Hood | Stack Damper | Non-Condensing | Two-Stage Modulating | Other | None |  | No Match |  | 3770000 | 3204500 | 3204500 | 2723825 | 85 | 80 | 84.2 | [6 empty] | Federally-Regulated Commercial & Industrial Equipment | 2007-08-15
Smith Cast Iron Boilers | Smith Cast Iron Boilers | 3500A-*-11 | Both Steam & Water | Oil | Power | FALSE | FALSE | 1 |  |  |  | None | Non-Condensing | Single-Stage | Cast Iron |  |  |  |  | 3360000 | 2727000 |  |  | 83.3 | 83 | 81.6 | [6 empty] | Federally-Regulated Commercial & Industrial Equipment | 2007-12-12
Noritz America Corp. | Noritz America Corp. | NH-2001-DU | Water | Natural Gas | Power | FALSE | TRUE | 1 |  |  | None | Stack Damper | Non-Condensing | Step Modulating | Copper | None |  | No Match |  | 199900 | 163100 | 55500 | 45300 | [7 empty] | 82.7 | 80 | Federally-Regulated Consumer Product | 2006-12-29
Burnham Corp. | Burnham Corp. | V1108 | Both Steam & Water | Natural Gas | Power | FALSE | FALSE | 1 |  |  |  | None | Non-Condensing | Single-Stage | Cast Iron |  |  |  |  | 1876000 | 1517000 |  |  | 82.3 | 80 | 80.8 | [6 empty] | Federally-Regulated Commercial & Industrial Equipment | 2010-03-16
Ajax Boiler, Inc. | Ajax | WFG9000W | Water | Natural Gas | Power | FALSE | TRUE | 3 |  |  | No Match | No Match | No Match | No Match | Other | No Match |  | No Match |  | 9000000 |  | 3600000 |  | 80 | 80 |  |  |  |  | 80 |  |  | Federally-Regulated Commercial & Industrial Equipment | 1997-01-07
Allied Engineering Co. | Allied Engineering Co. | HSE-125-N | Water | Natural Gas | Power | FALSE | FALSE | 1 |  | TRUE |  | None | Condensing | Step Modulating | Other | Multiple-Speed |  |  |  | 124000 | 111000 | [9 empty] | 93 | 80 | Federally-Regulated Consumer Product | 2014-08-08
U.S. Boiler Co. | BURNHAM HYDRONICS | SCG-3 | Water | Natural Gas | Induced Draft | FALSE | FALSE | 1 | TRUE |  |  | None | Non-Condensing | Single-Stage | Cast Iron |  |  |  |  | 70000 | 60000 | [9 empty] | 85.5 | 80 | Federally-Regulated Consumer Product | 2015-09-30
Raypak | Raypak | H7-754 | Water | LPG | Induced Draft | FALSE | TRUE | 1 |  |  | None | None | Non-Condensing | Single-Stage | Copper |  |  |  |  | 750000 | 630000 |  |  | 84 | 80 | 84 | [6 empty] | Federally-Regulated Commercial & Industrial Equipment | 2007-12-12
Ajax Boiler, Inc. | Ajax | WGOXFD-6500 | Steam | Natural Gas | Power | FALSE | FALSE | 3 |  |  | No Match | No Match | No Match | No Match | Other | No Match |  | No Match |  | 6500000 |  | 3250000 |  | 82 | 80 |  |  |  |  | 80 |  |  | Non Federally-Regulated | 1992-10-27
Ajax Boiler, Inc. | Ajax | DRF22 | Water | Natural Gas | Power | FALSE | TRUE | 1 |  |  | Draft Hood | Stack Damper | Non-Condensing | Two-Stage Modulating | Other | None |  | No Match |  | 940000 | 752000 | 752000 | 601600 | 80 | 80 | 79.2 | [6 empty] | Federally-Regulated Commercial & Industrial Equipment | 2007-08-15
PB Heat, LLC | PB Heat, LLC | WV-DV-03-110 | Water | Oil | Power | FALSE | FALSE | 1 |  | TRUE |  | None | Non-Condensing | Single-Stage | Cast Iron | Single-Speed |  |  |  | 154000 | 131000 | [9 empty] | 84.1 | 80 | Federally-Regulated Consumer Product | 2013-04-19
PB Heat, LLC | PB Heat, LLC | LCE-24-S-N | Steam | Natural Gas | Power | FALSE | FALSE | 3 |  | FALSE |  | None | Non-Condensing | Single-Stage | Cast Iron |  |  |  |  | 4663000 | 3777000 |  |  | 81.2 |  | 81 | [6 empty] | Federally-Regulated Commercial & Industrial Equipment | 2014-09-05
Lochinvar, LLC. | Lochinvar Corp. | OKN601 | Water | Natural Gas | Power | FALSE | TRUE | 1 |  |  |  | None | Condensing | Step Modulating | Other |  |  |  |  | 600000 | 561000 |  |  |  |  | 93.5 | [6 empty] | Federally-Regulated Commercial & Industrial Equipment | 2015-04-20
Burnham Corp. | Burnham Corp. | V1112H-WO | Water | Oil | Power | FALSE | FALSE | 1 |  |  |  | None | Non-Condensing | Two-Stage Modulating | Cast Iron |  |  |  |  | 2772000 | 2373000 |  |  | 85.7 |  | 85.4 | [6 empty] | Federally-Regulated Commercial & Industrial Equipment | 2014-08-11
Weil-McLain | Weil-McLain | 688 | Steam | Oil | Power | FALSE | FALSE | 3 |  |  | No Match | No Match | No Match | No Match | Cast Iron | No Match |  | No Match |  | 1652000 |  | 1652000 |  | 83.9 | 83 |  |  | 147 |  | 83.9 |  |  | Federally-Regulated Commercial & Industrial Equipment | 1996-02-29
Hydrotherm | Hydrotherm | KN-26 | Water | Natural Gas | Power | FALSE | FALSE | 1 |  |  |  | None | Condensing | Step Modulating | Cast Iron |  |  |  |  | 2600000 | 2236000 |  |  | 86 | [8 empty] | Federally-Regulated Commercial & Industrial Equipment | 2015-04-20
Utica Boilers | Utica Boilers | JD-1400 | Both Steam & Water | Natural Gas | Injection Type | FALSE | FALSE | 1 |  |  |  | None | Non-Condensing | Single-Stage | Cast Iron |  |  |  |  | 1400000 | 1127000 |  |  | 80.5 | 80 | 77.5 | [6 empty] | Federally-Regulated Commercial & Industrial Equipment | 2011-05-02
Raypak | Raypak | H7-0500* | Water | LPG | Induced Draft | FALSE | FALSE | 1 |  |  | None | None | Condensing | Step Modulating | Other |  |  |  |  | 500000 | 470000 | 100000 |  | 94.5 | 80 | 94 |  | 12 |  |  |  |  | Federally-Regulated Commercial & Industrial Equipment | 2010-10-29
Water Pik, Inc. | Laars | VW0715IP04*1A | Both Steam & Water | LPG | No Match | FALSE | FALSE | 3 |  |  | No Match | No Match | No Match | No Match | Copper | No Match |  | No Match |  | 715000 |  | 178750 |  | 81 | 80 |  |  | 5 |  | 81 |  |  | Federally-Regulated Commercial & Industrial Equipment | 2001-11-21
PB Heat, LLC | Peerless | 63-03L-SPRK-W | Water | Natural Gas | Injection Type | FALSE | FALSE | 1 | TRUE |  |  | Stack Damper | Non-Condensing | Single-Stage | Cast Iron |  |  |  |  | 88500 | 73000 | [9 empty] | 82.4 | 80 | Federally-Regulated Consumer Product | 2015-09-30
Raypak | Raypak | H*0242 | Water | Natural Gas | Power | FALSE | FALSE | 1 |  |  | No Match | No Match | No Match | No Match | Other | No Match |  | No Match |  | 240000 | [10 empty] | 84 | 75 | Federally-Regulated Consumer Product | 2002-09-30
Burnham Corp. | New Yorker Boiler Co. | PVCG50*I- | Water | LPG | Induced Draft | FALSE | FALSE | 1 |  |  |  | None | Non-Condensing | Single-Stage | Cast Iron | Single-Speed | 0.04 | Standard |  | 130000 | 107000 | [9 empty] | 82 | 80 | Federally-Regulated Consumer Product | 2007-11-14
PB Heat, LLC | Peerless | PSC-05-SV | Water | Natural Gas | Injection Type | FALSE | FALSE | 1 | TRUE |  |  | None | Non-Condensing | Single-Stage | Cast Iron |  |  |  |  | 140000 | 117000 | [9 empty] | 83 | 80 | Federally-Regulated Consumer Product | 2015-09-30
Navien, Inc. | Navien America, Inc. | NCB-210 | Water | LPG | Power | FALSE | FALSE | 1 |  | TRUE |  | None | Condensing | Step Modulating | Other | Single-Speed |  |  |  | 100000 | 94000 | [9 empty] | 95 | 80 | Federally-Regulated Consumer Product | 2015-03-30
Cleaver-Brooks | Cleaver-Brooks | CB-700-700-***** | Steam | Natural Gas | Power | FALSE | FALSE | 3 |  |  | No Match | No Match | No Match | No Match | Other | No Match |  | No Match |  | 29290000 |  | 29290000 |  | 80 | 80 |  |  | 25 |  | 80 |  |  | Federally-Regulated Commercial & Industrial Equipment | 1996-03-06
Water Pik, Inc. | Laars | HH1670IN04*1A | Water | Natural Gas | No Match | FALSE | FALSE | 3 |  |  | No Match | No Match | No Match | No Match | Copper | No Match |  | No Match |  | 1670000 |  | 417500 |  | 81 | 80 |  |  | 5 |  | 81 |  |  | Federally-Regulated Commercial & Industrial Equipment | 2001-05-16
Lochinvar, LLC. | Lochinvar Corp. | KBL500 | Water | Natural Gas | Power | FALSE | FALSE | 1 |  |  | None | None | Condensing | Step Modulating | Other |  |  |  |  | 500000 | 467000 | 100000 | 93000 | 95 | 80 | 93.3 | [6 empty] | Federally-Regulated Commercial & Industrial Equipment | 2007-12-12
Water Pik, Inc. | Laars | PW1430IN21*N* | Both Steam & Water | Natural Gas | No Match | FALSE | FALSE | 3 |  |  | No Match | No Match | No Match | No Match | Copper | No Match |  | No Match |  | 1430000 |  | 357500 |  | 82 | 80 |  |  | 5 |  | 82 |  |  | Federally-Regulated Commercial & Industrial Equipment | 2001-11-21
Lochinvar, LLC. | Lochinvar Corp. | KBN081 | Water | Natural Gas | Power | FALSE | FALSE | 1 |  | TRUE | None | None | Condensing | Step Modulating | Other |  |  |  |  | 80000 | 74000 | [9 empty] | 95 | 80 | Federally-Regulated Consumer Product | 2014-10-23
Camus Hydronics | Camus Hydronics | DFNH-4502-MS | Water | Natural Gas | Power | FALSE | FALSE | 1 |  |  |  | None | Condensing | Step Modulating | Other |  |  |  |  | 4500000 | 4248000 |  |  | 94.4 |  | 94.4 | [6 empty] | Federally-Regulated Commercial & Industrial Equipment | 2014-08-11
Easco Boiler Corp. | Easco | SM4-175-W030 | Both Steam & Water | Combo (Natural Gas & Oil) | Power | FALSE | FALSE | 3 |  |  | No Match | No Match | No Match | No Match | Other | No Match |  | No Match |  | 7323000 |  | 2441000 |  | 84 | 80 |  |  | 22 |  | 81 |  |  | Federally-Regulated Commercial & Industrial Equipment | 1998-06-02
Crown Boiler Co. | Burnham Corp. | FMC070 | Water | LPG | Induced Draft | FALSE | FALSE | 1 |  |  | None | None | Condensing | Step Modulating | Other | Single-Speed | 0.04 | Standard |  | 70000 | 63000 | 30000 | 27000 | [7 empty] | 95.4 | 80 | Federally-Regulated Consumer Product | 2007-11-14
U.S. Boiler Co. | U.S. Boiler Co. | CHG225 | Water | LPG | Induced Draft | FALSE | FALSE | 1 |  |  |  | None | Condensing | Step Modulating | Other | Single-Speed |  |  |  | 225000 | 202000 | [9 empty] | 91 | 80 | Federally-Regulated Consumer Product | 2013-05-09
Water Pik, Inc. | Laars | VW2450IP18C* | Both Steam & Water | LPG | No Match | FALSE | FALSE | 3 |  |  | No Match | No Match | No Match | No Match | Copper | No Match |  | No Match |  | 2450000 |  | 2450000 |  | 82 | 80 |  |  | 5 |  | 82 |  |  | Federally-Regulated Commercial & Industrial Equipment | 2001-11-21
Camus Hydronics | Camus Hydronics | DFNW-2500-MS | Water | Natural Gas | Power | FALSE | FALSE | 1 |  |  |  | None | Non-Condensing | Step Modulating | Other |  |  |  |  | 2500000 | 2125000 |  |  | 85 |  | 85 | [6 empty] | Federally-Regulated Commercial & Industrial Equipment | 2014-08-11
Burnham Corp. | Crown Boiler Co. | 24-09 | Both Steam & Water | LPG | Power | FALSE | FALSE | 1 |  |  |  | None | Non-Condensing | Single-Stage | Cast Iron |  |  |  |  | 1641000 | 1316000 |  |  | 82.3 | 80 | 80.2 | [6 empty] | Federally-Regulated Commercial & Industrial Equipment | 2007-12-12
Water Pik, Inc. | Laars | NP 75 | Water | Oil | No Match | TRUE | FALSE | 1 |  |  | No Match | No Match | No Match | No Match | Other | No Match |  | No Match |  | 105000 | [10 empty] | 83.2 | 80 | Federally-Regulated Consumer Product | 2001-10-11
Burnham Corp. | Burnham Corp. | K5013 | Both Steam & Water | Natural Gas | Induced Draft | TRUE | FALSE | 1 |  |  |  | None | Non-Condensing | Single-Stage | Cast Iron |  |  |  |  | 936000 | 749000 |  |  | 80 | 80 | 77 | [6 empty] | Federally-Regulated Commercial & Industrial Equipment | 2010-03-16
ECR International, Ltd. | ECR International, Ltd. | OLSSC-200 | Water | LPG | Pressure | FALSE | FALSE | 1 |  | TRUE |  | None | Condensing | Step Modulating | Other | Single-Speed |  |  |  | 200000 | 185000 | [9 empty] | 95 | 80 | Federally-Regulated Consumer Product | 2014-08-08
Crown Boiler Co. | Crown | C247-500-W | Water | Natural Gas | No Match | FALSE | FALSE | 3 |  |  | No Match | No Match | No Match | No Match | Cast Iron | No Match |  | No Match |  | 500000 |  | 500000 |  | 80 | 80 |  |  |  |  | 80 |  |  | Federally-Regulated Commercial & Industrial Equipment | 1996-03-06
Water Pik, Inc. | Laars | VW3050IN18A* | Both Steam & Water | Natural Gas | No Match | FALSE | FALSE | 3 |  |  | No Match | No Match | No Match | No Match | Copper | No Match |  | No Match |  | 3050000 |  | 3050000 |  | 82 | 80 |  |  | 5 |  | 82 |  |  | Federally-Regulated Commercial & Industrial Equipment | 2001-11-21
Burnham Corp. | Burnham Corp. | RV5 | Water | LPG | Induced Draft | FALSE | FALSE | 1 |  |  |  | None | Non-Condensing | Single-Stage | Cast Iron | Single-Speed | 0.08 | Standard |  | 130000 | 114000 | [9 empty] | 87.4 | 80 | Federally-Regulated Consumer Product | 2007-11-14
Camus Hydronics | Camus Hydronics | MFNH-4000-MG | Water | Natural Gas | Power | FALSE | FALSE | 1 |  |  |  | None | Non-Condensing | Step Modulating | Copper |  |  |  |  | 4000000 | 3400000 |  |  | 85 | [8 empty] | Federally-Regulated Commercial & Industrial Equipment | 2014-10-23
New York Thermal, Inc. | New York Thermal, Inc. | CT150 | Water | Oil | Power | FALSE | FALSE | 1 |  | TRUE |  | None | Non-Condensing | Single-Stage | Cast Iron |  |  |  |  | 175000 | 149000 | [9 empty] | 84 | 80 | Federally-Regulated Consumer Product | 2013-04-19
Easco Boiler Corp. | Easco | FST-700-S015 | Both Steam & Water | Combo (Natural Gas & Oil) | Power | FALSE | FALSE | 3 |  |  | No Match | No Match | No Match | No Match | Other | No Match |  | No Match |  | 29291000 |  | 5858200 |  | 83 | 80 |  |  | 22 |  | 81 |  |  | Federally-Regulated Commercial & Industrial Equipment | 1998-06-02
Burnham Corp. | Burnham Corp. | V1113-SO | Steam | Oil | Power | FALSE | FALSE | 3 |  |  |  | Stack Damper | Non-Condensing | Two-Stage Modulating | Cast Iron |  |  |  |  | 3010000 | 2485000 |  |  | 82.6 | 83 | 83.1 | [6 empty] | Federally-Regulated Commercial & Industrial Equipment | 2012-06-11
Viessmann Manufacturing Co., Inc. | VIESSMANN | WB2B-35 | Water | LPG | Power | FALSE | FALSE | 1 | TRUE |  |  | None | Condensing | Step Modulating | Other |  |  |  |  | 125000 | 116000 | [9 empty] | 91.9 | 80 | Federally-Regulated Consumer Product | 2015-09-24
Water Pik, Inc. | Laars | PH0325CN12*B | Water | Natural Gas | No Match | FALSE | TRUE | 3 |  |  | No Match | No Match | No Match | No Match | Copper | No Match |  | No Match |  | 325000 |  | 81250 |  | 83 | 80 |  |  | 5 |  | 82 |  |  | Federally-Regulated Commercial & Industrial Equipment | 2001-05-30
Ajax Boiler, Inc. | Ajax | WGOXFD-1500 | Steam | Natural Gas | Power | FALSE | FALSE | 3 |  |  | No Match | No Match | No Match | No Match | Other | No Match |  | No Match |  | 1500000 |  | 750000 |  | 82 | 80 |  |  |  |  | 80 |  |  | Non Federally-Regulated | 1992-10-27
Smith Cast Iron Boilers | Smith Cast Iron Boilers | 19HE-11 | Water | Natural Gas | Power | FALSE | FALSE | 1 |  |  |  | None | Non-Condensing | Single-Stage | Cast Iron |  |  |  |  | 1963000 | 1587000 |  |  | 81 |  | 81 | [6 empty] | Federally-Regulated Commercial & Industrial Equipment | 2014-10-23
Ajax Boiler, Inc. | Ajax | HRF150 | Steam | Natural Gas | Power | FALSE | TRUE | 1 |  |  | Draft Hood | Stack Damper | Non-Condensing | Two-Stage Modulating | Other | None |  | No Match |  | 6300000 | 5040000 | 5040000 | 4032000 | 80 | 80 | 79.2 | [6 empty] | Federally-Regulated Commercial & Industrial Equipment | 2007-08-15
Smith Cast Iron Boilers | Peerless | TCII-04-S-G | Steam | LPG | Power | FALSE | FALSE | 3 |  | FALSE |  | None | Non-Condensing | Single-Stage | Cast Iron |  |  |  |  | 1143000 | 930000 |  |  |  |  | 81.4 | 79 | [5 empty] | Federally-Regulated Commercial & Industrial Equipment | 2015-09-30
Water Pik, Inc. | Laars | JVH225PD(I/L) | Water | LPG | No Match | FALSE | FALSE | 1 |  |  | No Match | No Match | No Match | No Match | Copper | No Match |  | No Match |  | 225000 | [10 empty] | 83.5 | 80 | Federally-Regulated Consumer Product | 2001-11-21
Camus Hydronics | Camus Hydronics | MFPH-3002-2G | Water | LPG | Power | FALSE | FALSE | 1 |  |  |  | None | Condensing | Two-Stage Modulating | Copper |  |  |  |  | 3000000 | 2802000 |  |  | 93 | [8 empty] | Federally-Regulated Commercial & Industrial Equipment | 2014-10-23
Viessmann Manufacturing | Viessmann Manufacturing | CT3-57 | Water | LPG | Power | FALSE | FALSE | 1 |  |  |  | None | Condensing | Step Modulating | Other |  |  |  |  | 2160000 | 2094000 |  |  | 96.9 | 80 | 96.9 | [6 empty] | Federally-Regulated Commercial & Industrial Equipment | 2008-04-14
Cleaver-Brooks | Cleaver-Brooks | M4*-700-4000-***** | Steam | Natural Gas | Power | FALSE | FALSE | 3 |  |  | No Match | No Match | No Match | No Match | Other | No Match |  | No Match |  | 4000000 |  | 4000000 |  | 80 | 80 |  |  | 25 |  | 80 |  |  | Federally-Regulated Commercial & Industrial Equipment | 1996-03-06
Viessmann Manufacturing | Viessmann Manufacturing | VD2-560 | Water | Oil | Power | FALSE | FALSE | 3 |  |  |  | None | Non-Condensing | Two-Stage Modulating | Cast Iron |  |  |  |  | 2207000 | 1941000 |  |  | 88 |  | 88 | [6 empty] | Federally-Regulated Commercial & Industrial Equipment | 2014-10-23
New York Thermal, Inc. | New York Thermal, Inc. | TFT155 | Water | LPG | Power | FALSE | FALSE | 1 |  | TRUE |  | None | Condensing | Step Modulating | Other |  |  |  |  | 155000 | 144000 | [9 empty] | 95 | 80 | Federally-Regulated Consumer Product | 2013-06-17
Laars Heating Systems Co. | Laars Heating Systems Co. | DMAX 100 | Water | Oil | Power | FALSE | FALSE | 1 |  |  | None | None | Non-Condensing | Single-Stage | Other |  |  |  |  | 140000 | 121000 | [9 empty] | 86.5 | 80 | Federally-Regulated Consumer Product | 2007-11-14
Weil-McLain | Weil-McLain | 868*** | Steam | Oil | Power | FALSE | FALSE | 3 |  |  | No Match | No Match | No Match | No Match | Cast Iron | No Match |  | No Match |  | 322000 |  | 322000 |  | 85.5 | 83 |  |  | 147 |  | 85.5 |  |  | Federally-Regulated Commercial & Industrial Equipment | 1996-02-29
PB Heat, LLC | Smith Cast Iron Boilers | GBX-175-INT | Water | LPG | Injection Type | FALSE | FALSE | 1 |  | TRUE | Draft Diverter | Stack Damper | Non-Condensing | Single-Stage | Cast Iron | Single-Speed |  | Standard |  | 175000 | 143000 | [9 empty] | 82 | 80 | Federally-Regulated Consumer Product | 2013-06-17
Laars Heating Systems Co. | Laars Heating Systems Co. | MLXCW150(N,P)**** | Water | Natural Gas | Power | FALSE | FALSE | 1 |  |  |  | None | Condensing | Step Modulating | Other | Single-Speed |  |  |  | 150000 | 139000 | [9 empty] | 95 | 80 | Federally-Regulated Consumer Product | 2014-10-23
Weil-McLain | Weil-McLain | 1494 | Steam | Oil | Power | FALSE | FALSE | 3 |  |  | No Match | No Match | No Match | No Match | Cast Iron | No Match |  | No Match |  | 4550000 |  | 4550000 |  | 83.9 | 83 |  |  | 147 |  | 83.9 |  |  | Federally-Regulated Commercial & Industrial Equipment | 1996-02-29
Viessmann Manufacturing Co., Inc. | VIESSMANN | WB2B-45 | Water | LPG | Power | FALSE | FALSE | 1 | TRUE |  |  | None | Condensing | Step Modulating | Other |  |  |  |  | 160000 | 147000 | [9 empty] | 90.3 | 80 | Federally-Regulated Consumer Product | 2015-09-24
Water Pik, Inc. | Laars | PW0600EP04*BA | Both Steam & Water | LPG | No Match | FALSE | TRUE | 3 |  |  | No Match | No Match | No Match | No Match | Copper | No Match |  | No Match |  | 600000 |  | 150000 |  | 82 | 80 |  |  | 5 |  | 82 |  |  | Federally-Regulated Commercial & Industrial Equipment | 2001-11-21
Viessmann Manufacturing | Viessmann Manufacturing | VD2-950 | Water | Oil | Power | FALSE | FALSE | 3 |  |  |  | None | Non-Condensing | Two-Stage Modulating | Cast Iron |  |  |  |  | 3769000 | 3135000 |  |  | 87.4 |  | 87.8 | [6 empty] | Federally-Regulated Commercial & Industrial Equipment | 2014-09-05
Laars Heating Systems Co. | Laars | HH1670EN******** | Water | Natural Gas | Induced Draft | FALSE | TRUE | 1 |  |  |  | None | Non-Condensing | Step Modulating | Copper |  |  |  |  | 1670000 | 1370000 | 417500 |  | 82 | 80 | 79.6 | [6 empty] | Federally-Regulated Commercial & Industrial Equipment | 2007-11-01
Laars Heating Systems Co. | Laars Heating Systems Co. | MT2H1000 | Water | Natural Gas | Power | FALSE | FALSE | 1 |  |  |  | None | Non-Condensing | Two-Stage Modulating | Copper |  |  |  |  | 999000 | 849000 |  |  |  |  | 85 | [6 empty] | Federally-Regulated Commercial & Industrial Equipment | 2015-04-20
Ajax Boiler, Inc. | Ajax | OSGXH1050 | Steam | Natural Gas | No Match | FALSE | TRUE | 3 |  |  | No Match | No Match | No Match | No Match | Other | No Match |  | No Match |  | 1050000 |  | 1050000 |  | 80 | 80 |  |  |  |  | 80 |  |  | Federally-Regulated Commercial & Industrial Equipment | 1996-02-29
Lochinvar, LLC. | Lochinvar Corp. | OKN801 | Water | Natural Gas | Power | FALSE | TRUE | 1 |  |  |  | None | Condensing | Step Modulating | Other |  |  |  |  | 800000 | 748000 |  |  |  |  | 93.5 | [6 empty] | Federally-Regulated Commercial & Industrial Equipment | 2015-04-20
Ajax Boiler, Inc. | Ajax | OSGOXFD900 | Steam | Natural Gas | Power | FALSE | TRUE | 3 |  |  | No Match | No Match | No Match | No Match | Other | No Match |  | No Match |  | 900000 |  | 450000 |  | 81 | 80 |  |  |  |  | 80 |  |  | Non Federally-Regulated | 1992-10-27
Cleaver-Brooks | Cleaver-Brooks | P-700-60-***** | Steam | Natural Gas | Power | FALSE | FALSE | 3 |  |  | No Match | No Match | No Match | No Match | Other | No Match |  | No Match |  | 2511250 |  | 2511250 |  | 80 | 80 |  |  | 25 |  | 80 |  |  | Federally-Regulated Commercial & Industrial Equipment | 1996-03-06
Burnham Corp. | Burnham Corp. | SCG-7 | Water | LPG | Induced Draft | FALSE | FALSE | 1 |  |  |  | None | Non-Condensing | Single-Stage | Cast Iron | Single-Speed | 0.04 | Standard |  | 210000 | 179000 | [9 empty] | 85 | 80 | Federally-Regulated Consumer Product | 2007-11-14
Ajax Boiler, Inc. | Ajax | OWGB-11000 | Water | Natural Gas | No Match | FALSE | TRUE | 3 |  |  | No Match | No Match | No Match | No Match | Other | No Match |  | No Match |  | 11000000 |  | 11000000 |  | 80 | 80 |  |  |  |  | 80 |  |  | Federally-Regulated Commercial & Industrial Equipment | 1996-02-29
Weil-McLain | Weil-McLain | 894 | Steam | Natural Gas | Power | FALSE | FALSE | 3 |  |  | No Match | No Match | No Match | No Match | Cast Iron | No Match |  | No Match |  | 2540000 |  | 2540000 |  | 81.2 | 80 |  |  | 147 |  | 81.2 |  |  | Federally-Regulated Commercial & Industrial Equipment | 1996-02-29
Viessmann Manufacturing Co., Inc. | VIESSMANN | B2HA-80 | Water | Natural Gas | Power | FALSE | FALSE | 1 | TRUE |  |  | Electro-Mechanical Inlet Dampe | Condensing | Step Modulating | Other |  |  |  |  | 285000 | 262000 | [9 empty] | 92 | 80 | Federally-Regulated Consumer Product | 2015-09-24
Ajax Boiler, Inc. | Ajax | SNG70W | Steam | Natural Gas | No Match | FALSE | TRUE | 3 |  |  | No Match | No Match | No Match | No Match | Other | No Match |  | No Match |  | 2930000 |  | 2930000 |  | 80 | 80 |  |  |  |  | 80 |  |  | Federally-Regulated Commercial & Industrial Equipment | 1997-01-07
Harsco Industrial / Patterson-Kelley | Thermific | N1500-MFD | Water | Natural Gas | Power | FALSE | TRUE | 1 |  |  | None | None | Non-Condensing | Step Modulating | Copper | Single-Speed |  |  |  | 1500000 | 1275000 | 300000 | 255000 | 85 | 80 | 84 | [6 empty] | Federally-Regulated Commercial & Industrial Equipment | 2007-07-10
Water Pik, Inc. | Laars | PH1430EP09CBA | Water | LPG | No Match | FALSE | TRUE | 3 |  |  | No Match | No Match | No Match | No Match | Copper | No Match |  | No Match |  | 1430000 |  | 1430000 |  | 82 | 80 |  |  | 5 |  | 82 |  |  | Federally-Regulated Commercial & Industrial Equipment | 2001-05-30
Smith Cast Iron Boilers | Smith Cast Iron Boilers | 4500A-*-17 | Both Steam & Water | Oil | Power | FALSE | FALSE | 1 |  |  |  | None | Non-Condensing | Single-Stage | Cast Iron |  |  |  |  | 7140000 | 5787000 |  |  | 83.5 | 83 | 81.6 | [6 empty] | Federally-Regulated Commercial & Industrial Equipment | 2008-05-08
U.S. Boiler Co. | BURNHAM HYDRONICS | RV6 | Water | LPG | Induced Draft | FALSE | FALSE | 1 | TRUE |  |  | None | Non-Condensing | Single-Stage | Cast Iron |  |  |  |  | 164000 | 143000 | [9 empty] | 87.2 | 80 | Federally-Regulated Consumer Product | 2015-09-30
Laars Heating Systems Co. | Laars | HH3050IN******** | Water | Natural Gas | Induced Draft | FALSE | FALSE | 1 |  |  |  | None | Non-Condensing | Step Modulating | Copper |  |  |  |  | 3050000 | 2501000 | 915000 |  | 82 | 80 | [7 empty] | Federally-Regulated Commercial & Industrial Equipment | 2007-11-01
Gasmaster Industries, Inc. | Gasmaster | GMI 800 | Both Steam & Water | Natural Gas | Power | FALSE | FALSE | 3 |  |  | No Match | No Match | No Match | No Match | Other | No Match |  | No Match |  | 800000 |  | 40000 |  | 93 | 80 |  |  |  |  | 98 |  |  | Federally-Regulated Commercial & Industrial Equipment | 2000-05-18
Raypak | Raypak | H9-2342* | Water | Natural Gas | Induced Draft | FALSE | FALSE | 1 |  |  |  | None | Non-Condensing | Step Modulating | Copper |  |  |  |  | 2340000 | 1965000 |  |  |  |  | 84 | [6 empty] | Federally-Regulated Commercial & Industrial Equipment | 2015-04-16
Water Pik, Inc. | Laars | HH0175CP30*B | Water | LPG | No Match | FALSE | TRUE | 1 |  |  | No Match | No Match | No Match | No Match | Copper | No Match |  | No Match |  | 175000 | [10 empty] | 82 | 80 | Federally-Regulated Consumer Product | 2001-11-21
Universal Boiler Works | Universal Boiler Works | BF450S4 | Steam | Combo (Natural Gas & Oil) | Power | FALSE | FALSE | 3 |  |  | No Match | No Match | No Match | No Match | Other | No Match |  | No Match |  | 18900000 |  | 4725000 |  | 83.5 | 80 |  |  | 10 |  | 82 |  |  | Federally-Regulated Commercial & Industrial Equipment | 2001-12-13
Water Pik, Inc. | Laars | VW0600IP09CBA | Both Steam & Water | LPG | No Match | FALSE | FALSE | 3 |  |  | No Match | No Match | No Match | No Match | Copper | No Match |  | No Match |  | 600000 |  | 600000 |  | 82 | 80 |  |  | 5 |  | 82 |  |  | Federally-Regulated Commercial & Industrial Equipment | 2001-11-21
Ajax Boiler, Inc. | Ajax | OWGFD450 | Steam | Natural Gas | Power | FALSE | TRUE | 3 |  |  | No Match | No Match | No Match | No Match | Other | No Match |  | No Match |  | 450000 |  | 225000 |  | 82 | 80 |  |  |  |  | 80 |  |  | Non Federally-Regulated | 1992-10-27
Burnham Commercial | BURNHAM COMMERCIAL | 3W-40-O | Water | Oil | Power | FALSE | FALSE | 1 |  |  |  | None | Non-Condensing | Two-Stage Modulating | Other |  |  |  |  | 1638000 | 1373000 |  |  |  |  | 83.8 | 82 | [5 empty] | Federally-Regulated Commercial & Industrial Equipment | 2015-09-30
Hydrotherm | Smith Cast Iron Boilers | UHE-2600 | Water | Natural Gas | Power | FALSE | FALSE | 1 |  |  |  | None | Condensing | Step Modulating | Cast Iron |  |  |  |  | 2600000 | 2236000 |  |  | 86 |  | 92.7 | [6 empty] | Federally-Regulated Commercial & Industrial Equipment | 2014-09-05
Burnham Corp. | Burnham Corp. | RVII4 | Water | Natural Gas | Induced Draft | FALSE | FALSE | 1 |  |  |  | None | Condensing | Single-Stage | Cast Iron | Single-Speed | 0.08 | Standard |  | 96000 | 88000 | [9 empty] | 90.8 | 80 | Federally-Regulated Consumer Product | 2007-11-14
Peerless Heater Co. | Peerless | 211A-37I | Steam | Natural Gas | No Match | FALSE | FALSE | 3 |  |  | No Match | No Match | No Match | No Match | Cast Iron | No Match |  | No Match |  | 7560000 |  | 7560000 |  | 80 | 75 |  |  | 15 | 147 | 80 |  |  | Non Federally-Regulated | 1990-06-25
Ajax Boiler, Inc. | Ajax | WGFD-3500 | Steam | Natural Gas | Power | FALSE | FALSE | 3 |  |  | No Match | No Match | No Match | No Match | Other | No Match |  | No Match |  | 3500000 |  | 1750000 |  | 82 | 80 |  |  |  |  | 80 |  |  | Non Federally-Regulated | 1992-10-27
Burnham Corp. | Burnham Corp. | RV4 | Water | LPG | Induced Draft | FALSE | FALSE | 1 |  |  |  | None | Non-Condensing | Single-Stage | Cast Iron | Single-Speed | 0.08 | Standard |  | 96000 | 84000 | [9 empty] | 87.6 | 80 | Federally-Regulated Consumer Product | 2007-11-14
U.S. Boiler Co. | U.S. BOILER | MMII4105*I- | Water | Natural Gas | Induced Draft | FALSE | FALSE | 1 | TRUE |  |  | None | Non-Condensing | Single-Stage | Cast Iron |  |  |  |  | 105000 | 84000 | [9 empty] | 80.2 | 80 | Federally-Regulated Consumer Product | 2015-09-30
Slant / Fin Corp. | Slant / Fin Corp. | GG-175HEDP | Water | LPG | Injection Type | FALSE | FALSE | 1 |  |  |  | Stack Damper | Non-Condensing | Single-Stage | Cast Iron |  |  |  |  | 175000 | 145000 | [9 empty] | 82.4 | 80 | Federally-Regulated Consumer Product | 2007-11-14
Smith Cast Iron Boilers | Smith Cast Iron Boilers | 4500A-*-11 | Both Steam & Water | Natural Gas | Power | FALSE | FALSE | 1 |  |  |  | None | Non-Condensing | Single-Stage | Cast Iron |  |  |  |  | 4404000 | 3467000 |  |  | 81.8 | 80 | 78.7 | [6 empty] | Federally-Regulated Commercial & Industrial Equipment | 2007-12-12
Slant / Fin Corp. | Slant / Fin Corp. | EG-13* | Water | Natural Gas | Power | FALSE | FALSE | 1 |  |  |  | None | Non-Condensing | Single-Stage | Cast Iron |  |  |  |  | 98000 | 83000 | [9 empty] | 84.5 | 80 | Federally-Regulated Consumer Product | 2008-04-14
Ajax Boiler, Inc. | Ajax | WGOFD-8500 | Steam | Natural Gas | Power | FALSE | FALSE | 3 |  |  | No Match | No Match | No Match | No Match | Other | No Match |  | No Match |  | 8500000 |  | 4250000 |  | 82 | 80 |  |  |  |  | 80 |  |  | Non Federally-Regulated | 1992-10-27
Water Pik, Inc. | Laars | VW0600IP09*BA | Both Steam & Water | LPG | No Match | FALSE | FALSE | 3 |  |  | No Match | No Match | No Match | No Match | Copper | No Match |  | No Match |  | 600000 |  | 150000 |  | 82 | 80 |  |  | 5 |  | 82 |  |  | Federally-Regulated Commercial & Industrial Equipment | 2001-11-21
Water Pik, Inc. | Laars | PH1010IP09*1A | Water | LPG | No Match | FALSE | FALSE | 3 |  |  | No Match | No Match | No Match | No Match | Copper | No Match |  | No Match |  | 1010000 |  | 252500 |  | 81 | 80 |  |  | 5 |  | 81 |  |  | Federally-Regulated Commercial & Industrial Equipment | 2001-05-30
Ajax Boiler, Inc. | Ajax | DRPG60 | Water | Natural Gas | Power | FALSE | TRUE | 1 |  |  | Draft Hood | Stack Damper | Non-Condensing | Two-Stage Modulating | Other | None |  | No Match |  | 2500000 | 2000000 | 2000000 | 1600000 | 80 | 80 | 79.2 | [6 empty] | Federally-Regulated Commercial & Industrial Equipment | 2007-08-15
Axeman-Anderson Co. | Axeman-Anderson Co. | PVT-154H | Water | Oil | No Match | TRUE | FALSE | 1 |  |  | No Match | No Match | No Match | No Match | Other | No Match |  | No Match |  | 154000 | [10 empty] | 83.1 | 80 | Federally-Regulated Consumer Product | 2001-04-12
Bryan Steam Corp. | Bryan | CL-210-S-***-FDG* | Steam | Natural Gas | Power | FALSE | FALSE | 3 |  |  | No Match | No Match | No Match | No Match | Other | No Match |  | No Match |  | 2100000 |  | 2100000 |  | 81 | 80 |  |  |  |  | 81 |  |  | Federally-Regulated Commercial & Industrial Equipment | 1996-02-29
Crown Boiler Co. | Crown Boiler Co. | TWZ065 | Water | Oil | Power | FALSE | FALSE | 1 |  | TRUE |  | None | Non-Condensing | Single-Stage | Cast Iron | Single-Speed | 0.04 | Standard |  | 91000 | 80000 | [9 empty] | 86.1 | 80 | Federally-Regulated Consumer Product | 2013-04-19
Camus Hydronics | Camus Hydronics | DFPH-4502-MH | Water | LPG | Power | FALSE | FALSE | 1 |  |  |  | None | Condensing | Step Modulating | Copper |  |  |  |  | 4500000 | 4248000 |  |  | 94.4 |  | 94.4 | [6 empty] | Federally-Regulated Commercial & Industrial Equipment | 2014-08-11
Laars Heating Systems Co. | Laars | PHO600EN******** | Water | Natural Gas | Induced Draft | FALSE | TRUE | 1 |  |  |  | None | Non-Condensing | Step Modulating | Copper | Single-Speed |  | Standard |  | 600000 | 492000 | 150000 |  | 82 | 80 | 79.6 | [6 empty] | Federally-Regulated Commercial & Industrial Equipment | 2007-11-01
Ajax Boiler, Inc. | Ajax | WEG900W | Water | Natural Gas | Power | FALSE | TRUE | 3 |  |  | No Match | No Match | No Match | No Match | Other | No Match |  | No Match |  | 855000 |  | 600000 |  | 85 | 80 |  |  |  |  | 80 |  |  | Federally-Regulated Commercial & Industrial Equipment | 1997-01-07
Ajax Boiler, Inc. | Ajax | XNG14000W | Water | Natural Gas | No Match | FALSE | TRUE | 3 |  |  | No Match | No Match | No Match | No Match | Other | No Match |  | No Match |  | 14000000 |  | 7000000 |  | 80 | 80 |  |  |  |  | 80 |  |  | Federally-Regulated Commercial & Industrial Equipment | 1997-01-07
Smith Cast Iron Boilers | Smith Cast Iron Boilers | 3500A-*-09 | Both Steam & Water | Oil | Power | FALSE | FALSE | 1 |  |  |  | None | Non-Condensing | Single-Stage | Cast Iron |  |  |  |  | 2576000 | 2103000 |  |  | 83.3 | 83 | 81.2 | [6 empty] | Federally-Regulated Commercial & Industrial Equipment | 2007-12-12
Weil-McLain | Weil-McLain | WM97+110 | Water | LPG | Pressure | FALSE | FALSE | 1 | TRUE |  |  | None | Condensing | Step Modulating | Other | Multiple-Speed |  |  |  | 110000 | 101000 | [9 empty] | 90 | 80 | Federally-Regulated Consumer Product | 2015-09-30
Ajax Boiler, Inc. | Ajax | SGOXFD-700 | Steam | Natural Gas | Power | FALSE | FALSE | 3 |  |  | No Match | No Match | No Match | No Match | Other | No Match |  | No Match |  | 700000 |  | 350000 |  | 81 | 80 |  |  |  |  | 80 |  |  | Non Federally-Regulated | 1992-10-27
Burnham Corp. | Crown Boiler Co. | BSI345E | Both Steam & Water | LPG | Induced Draft | FALSE | FALSE | 1 |  |  |  | None | Non-Condensing | Single-Stage | Cast Iron |  |  |  |  | 345000 | 285000 |  |  | 82.5 | 80 | 79.5 | [6 empty] | Federally-Regulated Commercial & Industrial Equipment | 2007-12-12
PB Heat, LLC | PB Heat, LLC | WV-DV-03-075 | Water | Oil | Power | FALSE | FALSE | 1 |  | TRUE |  | None | Non-Condensing | Single-Stage | Cast Iron | Single-Speed |  |  |  | 105000 | 92000 | [9 empty] | 86.7 | 80 | Federally-Regulated Consumer Product | 2013-04-19
PB Heat, LLC | Peerless | MIHII-03-SV | Water | Natural Gas | Injection Type | FALSE | FALSE | 1 | TRUE |  |  | Stack Damper | Non-Condensing | Single-Stage | Cast Iron |  |  |  |  | 65000 | 55000 | [9 empty] | 83.8 | 80 | Federally-Regulated Consumer Product | 2015-09-30
Viessmann Manufacturing | Viessmann Manufacturing | CT3-28 | Water | LPG | Power | FALSE | FALSE | 1 |  |  |  | None | Condensing | Step Modulating | Other |  |  |  |  | 1071000 | 1044000 |  |  | 97.4 | 80 | 97.4 | [6 empty] | Federally-Regulated Commercial & Industrial Equipment | 2008-04-14
Weil-McLain | Weil-McLain | EG-35-PIDN-W | Water | Natural Gas | No Match | FALSE | FALSE | 1 |  |  | No Match | No Match | No Match | No Match | Cast Iron | No Match |  | No Match |  | 100000 | [10 empty] | 83.6 | 80 | Federally-Regulated Consumer Product | 2001-04-12
Navien, Inc. | Navien America, Inc. | NHB-110 | Water | Natural Gas | Power | FALSE | FALSE | 1 |  | TRUE |  | None | Condensing | Step Modulating | Other |  |  |  |  | 110000 | 102000 | [9 empty] | 95 | 80 | Federally-Regulated Consumer Product | 2015-03-30
Water Pik, Inc. | Laars | PW0715IN21*N* | Both Steam & Water | Natural Gas | Power | FALSE | FALSE | 3 |  |  | No Match | No Match | No Match | No Match | Copper | No Match |  | No Match |  | 715000 |  | 178750 |  | 82 | 80 |  |  | 5 |  | 82 |  |  | Federally-Regulated Commercial & Industrial Equipment | 2001-11-21
Slant / Fin Corp. | Slant / Fin Corp. | SX-180ED | Water | Natural Gas | Injection Type | FALSE | FALSE | 1 |  |  |  | Stack Damper | Non-Condensing | Single-Stage | Cast Iron |  |  |  |  | 180000 | 151000 | [9 empty] | 83.1 | 80 | Federally-Regulated Consumer Product | 2007-11-14
Cleaver-Brooks | Cleaver-Brooks | M4*-700-2500-****** | Steam | Natural Gas | Power | FALSE | FALSE | 3 |  |  | No Match | No Match | No Match | No Match | Other | No Match |  | No Match |  | 2500000 |  | 2500000 |  | 80 | 80 |  |  | 25 |  | 80 |  |  | Federally-Regulated Commercial & Industrial Equipment | 1996-03-06
U.S. Boiler Co. | U.S. BOILER | MMII470*I- | Water | LPG | Induced Draft | FALSE | FALSE | 1 | TRUE |  |  | None | Non-Condensing | Single-Stage | Cast Iron |  |  |  |  | 70000 | 58000 | [9 empty] | 83.3 | 80 | Federally-Regulated Consumer Product | 2015-09-30
Water Pik, Inc. | Laars | PH0850EP04*BA | Water | LPG | No Match | FALSE | TRUE | 3 |  |  | No Match | No Match | No Match | No Match | Copper | No Match |  | No Match |  | 850000 |  | 212850 |  | 82 | 80 |  |  | 5 |  | 82 |  |  | Federally-Regulated Commercial & Industrial Equipment | 2001-05-30
Ajax Boiler, Inc. | Ajax | OWGH1500 | Steam | Natural Gas | No Match | FALSE | TRUE | 3 |  |  | No Match | No Match | No Match | No Match | Other | No Match |  | No Match |  | 1500000 |  | 1500000 |  | 80 | 80 |  |  |  |  | 80 |  |  | Federally-Regulated Commercial & Industrial Equipment | 1996-02-29
Water Pik, Inc. | Laars | HH0850IN04*BA | Water | Natural Gas | No Match | FALSE | FALSE | 3 |  |  | No Match | No Match | No Match | No Match | Copper | No Match |  | No Match |  | 850000 |  | 212850 |  | 82 | 80 |  |  | 5 |  | 82 |  |  | Federally-Regulated Commercial & Industrial Equipment | 2001-05-30
Peerless Heater Co. | Peerless | DE-03-SV | Water | Combo (Natural Gas & Oil) | Power | FALSE | FALSE | 1 |  |  | No Match | No Match | No Match | No Match | Cast Iron | No Match |  | No Match |  | 70000 | [10 empty] | 82.1 | 80 | Federally-Regulated Consumer Product | 2001-11-01
Lochinvar, LLC. | Lochinvar Corp. | FBD3500 | Water | LPG | Power | FALSE | FALSE | 1 |  |  |  | None | Condensing | Step Modulating | Other |  |  |  |  | 3500000 | 3220000 |  |  | 92 | [8 empty] | Federally-Regulated Commercial & Industrial Equipment | 2015-04-20
Advanced Thermal Hydronics | Advanced Thermal Hydronics | VGX-206-INT | Steam | Natural Gas | Injection Type | FALSE | FALSE | 1 |  |  |  | Stack Damper | Non-Condensing | Single-Stage | Cast Iron |  |  |  |  | 206500 | 171000 | [9 empty] | 82.3 | 75 | Federally-Regulated Consumer Product | 2014-03-28
Smith Cast Iron Boilers | Peerless | TCII-05-W-G | Water | LPG | Power | FALSE | FALSE | 1 |  |  |  | None | Non-Condensing | Single-Stage | Cast Iron |  |  |  |  | 1458000 | 1194000 |  |  |  |  | 81.9 | 80 | [5 empty] | Federally-Regulated Commercial & Industrial Equipment | 2015-09-30
PB Heat, LLC | PB Heat, LLC | 63-06-SPRK-W | Water | LPG | Injection Type | FALSE | FALSE | 1 |  | TRUE | Draft Diverter | Stack Damper | Non-Condensing | Single-Stage | Cast Iron | Single-Speed |  | Standard |  | 287500 | 241000 | [9 empty] | 83.2 | 80 | Federally-Regulated Consumer Product | 2013-04-19
PVI Industries | PVI | 180 WBHE 250A-TPGO | Water | Combo (Natural Gas & Oil) | No Match | FALSE | FALSE | 3 |  |  | No Match | No Match | No Match | No Match | Other | No Match |  | No Match |  | 7200000 |  | 2400000 |  | 84 | 80 |  |  |  |  | 85 |  |  | Federally-Regulated Commercial & Industrial Equipment | 1996-03-13
U.S. Boiler Co. | U.S. Boiler Co. | K2-080 | Water | LPG | Power | FALSE | FALSE | 1 |  |  |  | None | Condensing | Step Modulating | Other | Single-Speed |  |  |  | 80000 | 74000 | [9 empty] | 93.2 | 80 | Federally-Regulated Consumer Product | 2014-08-08
Cleaver-Brooks | Cleaver-Brooks | MTF-700-300-60HW | Water | Natural Gas | Power | FALSE | FALSE | 3 |  |  | No Match | No Match | No Match | No Match | Other | No Match |  | No Match |  | 300000 |  | 300000 |  | 80 | 80 |  |  | 25 |  | 80 |  |  | Federally-Regulated Commercial & Industrial Equipment | 2001-08-06
Laars Heating Systems Co. | Laars | HH4500IN******** | Water | Natural Gas | Induced Draft | FALSE | FALSE | 1 |  |  |  | None | Non-Condensing | Step Modulating | Copper |  |  |  |  | 4500000 | 3690000 | 1350000 |  | 82 | 80 | [7 empty] | Federally-Regulated Commercial & Industrial Equipment | 2007-11-01
Ajax Boiler, Inc. | Ajax | OWGH1250 | Steam | Natural Gas | No Match | FALSE | TRUE | 3 |  |  | No Match | No Match | No Match | No Match | Other | No Match |  | No Match |  | 1250000 |  | 1250000 |  | 80 | 80 |  |  |  |  | 80 |  |  | Federally-Regulated Commercial & Industrial Equipment | 1996-02-29
Ajax Boiler, Inc. | Ajax | WGXFD-450 | Steam | Natural Gas | Power | FALSE | FALSE | 3 |  |  | No Match | No Match | No Match | No Match | Other | No Match |  | No Match |  | 450000 |  | 225000 |  | 82 | 80 |  |  |  |  | 80 |  |  | Non Federally-Regulated | 1992-10-27
Ajax Boiler, Inc. | Ajax | OSGOXFD525 | Steam | Natural Gas | Power | FALSE | TRUE | 3 |  |  | No Match | No Match | No Match | No Match | Other | No Match |  | No Match |  | 525000 |  | 262500 |  | 81 | 80 |  |  |  |  | 80 |  |  | Non Federally-Regulated | 1992-10-27
Burnham Corp. | Burnham Corp. | 4FHL-563A | Steam | Natural Gas | Power | FALSE | FALSE | 3 |  | FALSE |  | None | Non-Condensing | Two-Stage Modulating | Other |  |  |  |  | 4713000 | 3935000 |  |  | 85.3 |  | 83.5 | [6 empty] | Federally-Regulated Commercial & Industrial Equipment | 2014-08-11
Burnham Corp. | Burnham Corp. | SCG-9 | Water | Natural Gas | Induced Draft | FALSE | FALSE | 1 |  |  |  | None | Non-Condensing | Single-Stage | Cast Iron | Single-Speed | 0.04 | Standard |  | 280000 | 238000 | [9 empty] | 84 | 80 | Federally-Regulated Consumer Product | 2007-11-14
Burnham Corp. | Crown Boiler Co. | BWF162 | Water | Natural Gas | Induced Draft | FALSE | FALSE | 1 |  |  |  | None | Non-Condensing | Single-Stage | Cast Iron | Single-Speed | 0.04 | Standard |  | 162000 | 134000 | [9 empty] | 82.5 | 80 | Federally-Regulated Consumer Product | 2007-11-14
Lochinvar, LLC. | Lochinvar Corp. | FTX725(N,L) | Water | Natural Gas | Power | FALSE | FALSE | 1 |  |  |  | None | Condensing | Step Modulating | Other |  |  |  |  | 725000 | 705000 |  |  |  |  | 97.2 | [6 empty] | Federally-Regulated Commercial & Industrial Equipment | 2015-04-20
Quietside Boilers | Quietside | QVM9-125W1-NG | Both Steam & Water | Natural Gas | Power | FALSE | FALSE | 1 |  |  | No Match | No Match | No Match | No Match | Copper | No Match |  | No Match |  | 115000 |  |  |  | 92 | [6 empty] | 90 | 80 | Federally-Regulated Consumer Product | 2002-06-12
Ajax Boiler, Inc. | Ajax | OWGH1050 | Steam | Natural Gas | No Match | FALSE | TRUE | 3 |  |  | No Match | No Match | No Match | No Match | Other | No Match |  | No Match |  | 1050000 |  | 1050000 |  | 80 | 80 |  |  |  |  | 80 |  |  | Federally-Regulated Commercial & Industrial Equipment | 1996-02-29
Water Pik, Inc. | Laars | VW1010EN09CBA | Both Steam & Water | Natural Gas | No Match | FALSE | TRUE | 3 |  |  | No Match | No Match | No Match | No Match | Copper | No Match |  | No Match |  | 1010000 |  | 1010000 |  | 82 | 80 |  |  | 5 |  | 82 |  |  | Federally-Regulated Commercial & Industrial Equipment | 2001-11-21
HTP, Inc. | Munchkin | 399M | Water | LPG | Power | FALSE | FALSE | 1 |  |  |  | None | Condensing | Single-Stage | Other |  |  |  |  | 299000 | 279000 | [9 empty] | 93 | 80 | Federally-Regulated Consumer Product | 2009-02-27
Burnham Corp. | New Yorker Boiler Co. | APH790 | Water | Oil | Pressure | FALSE | FALSE | 1 |  |  |  | None | Non-Condensing | Single-Stage | Other | Single-Speed | 0.04 | Standard |  | 140000 | 120000 | [9 empty] | 84.6 | 80 | Federally-Regulated Consumer Product | 2007-11-14
Water Pik, Inc. | Laars | PW1010EP04*BA | Both Steam & Water | LPG | No Match | FALSE | TRUE | 3 |  |  | No Match | No Match | No Match | No Match | Copper | No Match |  | No Match |  | 1010000 |  | 252500 |  | 82 | 80 |  |  | 5 |  | 82 |  |  | Federally-Regulated Commercial & Industrial Equipment | 2001-11-21
Water Pik, Inc. | Laars | HH0500IN09*1A | Water | Natural Gas | No Match | FALSE | FALSE | 3 |  |  | No Match | No Match | No Match | No Match | Copper | No Match |  | No Match |  | 500000 |  | 125000 |  | 81 | 80 |  |  | 5 |  | 81 |  |  | Federally-Regulated Commercial & Industrial Equipment | 2001-05-16
Viessmann Manufacturing | Viessmann Manufacturing | VD2-270 | Water | Natural Gas | Power | FALSE | FALSE | 1 |  |  | Barometric Regulator | None | Non-Condensing | Two-Stage Modulating | Cast Iron |  |  |  |  | 1096000 | 928000 |  |  | 84.8 | 80 | 84.7 | [6 empty] | Federally-Regulated Commercial & Industrial Equipment | 2008-04-14
Fonderie Sime, S.p.A. | SIME | Murelle EV HE 30 | Water | Combo (Natural Gas & Oil) | Power | FALSE | FALSE | 1 |  |  |  | None | Condensing | Step Modulating | Other | Multiple-Speed | 0.1 | Standard |  | 110000 | 108000 | 44000 | 40000 | [7 empty] | 95.1 | 80 | Federally-Regulated Consumer Product | 2011-10-28
Dunkirk | Sears, Roebuck, & Co. | DKVLT-100 | Water | Natural Gas | Pressure | FALSE | FALSE | 1 |  | TRUE |  | None | Condensing | Step Modulating | Other | Single-Speed |  |  |  | 100000 | 91000 | [9 empty] | 95 | 80 | Federally-Regulated Consumer Product | 2013-04-19
Raypak | Raypak | H9-2069* | Water | Natural Gas | Induced Draft | FALSE | FALSE | 1 |  |  |  | None | Non-Condensing | Step Modulating | Copper |  |  |  |  | 2070000 | 1739000 |  |  |  |  | 84 | [6 empty] | Federally-Regulated Commercial & Industrial Equipment | 2015-04-16
Camus Hydronics | Camus Hydronics | MFNH-3002-MG | Water | Natural Gas | Power | FALSE | FALSE | 1 |  |  |  | None | Condensing | Step Modulating | Copper |  |  |  |  | 3000000 | 2802000 |  |  | 93 | [8 empty] | Federally-Regulated Commercial & Industrial Equipment | 2014-10-23
Raypak | Raypak | H(1,2,5)-1287 * | Water | LPG | Injection Type | FALSE | TRUE | 1 |  |  |  | None | Non-Condensing | Step Modulating | Copper |  |  |  |  | 1233000 | 1011000 |  |  |  |  | 82 | [6 empty] | Federally-Regulated Commercial & Industrial Equipment | 2015-04-16
Lochinvar, LLC. | Lochinvar | SBL1300 | Both Steam & Water | LPG | Power | FALSE | FALSE | 1 |  |  | None | None | Condensing | Step Modulating | Other |  |  |  |  | 1300000 | 1232400 | 130000 | 123240 | 94.8 | 80 | 94.8 | [6 empty] | Federally-Regulated Commercial & Industrial Equipment | 2010-06-07
Lochinvar, LLC. | Lochinvar Corp. | CDL120 | Water | LPG | Power | FALSE | FALSE | 1 |  | TRUE |  | None | Condensing | Step Modulating | Other |  |  |  |  | 120000 | 111000 | [9 empty] | 94 | 80 | Federally-Regulated Consumer Product | 2014-10-23
PB Heat, LLC | PB Heat, LLC | WV-DV-03-085 | Water | Oil | Power | FALSE | FALSE | 1 |  | TRUE |  | None | Non-Condensing | Single-Stage | Cast Iron | Single-Speed |  |  |  | 119000 | 103000 | [9 empty] | 85.9 | 80 | Federally-Regulated Consumer Product | 2013-04-19
Water Pik, Inc. | Laars | PW1200IP04*1A | Both Steam & Water | LPG | No Match | FALSE | FALSE | 3 |  |  | No Match | No Match | No Match | No Match | Copper | No Match |  | No Match |  | 1200000 |  | 300000 |  | 81 | 80 |  |  | 5 |  | 81 |  |  | Federally-Regulated Commercial & Industrial Equipment | 2001-11-21
Water Pik, Inc. | Laars | PH1670EP04*BA | Water | LPG | No Match | FALSE | TRUE | 3 |  |  | No Match | No Match | No Match | No Match | Copper | No Match |  | No Match |  | 1670000 |  | 417500 |  | 82 | 80 |  |  | 5 |  | 82 |  |  | Federally-Regulated Commercial & Industrial Equipment | 2001-05-30
Burnham Corp. | Crown Boiler Co. | BSI069E | Steam | LPG | Induced Draft | FALSE | FALSE | 1 |  |  |  | Stack Damper | Non-Condensing | Single-Stage | Cast Iron |  |  |  |  | 69000 | 57000 | [9 empty] | 81.9 | 75 | Federally-Regulated Consumer Product | 2007-11-14
Crown Boiler Co. | Crown Boiler Co. | CWI276E | Water | Natural Gas | Induced Draft | FALSE | FALSE | 1 |  | TRUE |  | Stack Damper | Non-Condensing | Single-Stage | Cast Iron | Single-Speed |  |  |  | 276000 | 230000 | [9 empty] | 83.2 | 80 | Federally-Regulated Consumer Product | 2013-04-19
PB Heat, LLC | National HVAC Manufacturing Company, LLC | E3-OW*-126 | Water | Oil | Power | FALSE | FALSE | 1 |  |  |  | None | Non-Condensing | Single-Stage | Cast Iron | Single-Speed |  |  |  | 147000 | 126000 | [9 empty] | 85 | 80 | Federally-Regulated Consumer Product | 2013-11-14
Raypak | Raypak | H3502B-CHX | Water | Natural Gas | Induced Draft | FALSE | FALSE | 1 |  |  | None | None | Condensing | Single-Stage | Copper |  |  |  |  | 500000 | 490000 |  |  | 98 | 80 | 98 | [6 empty] | Federally-Regulated Commercial & Industrial Equipment | 2007-12-12
Ajax Boiler, Inc. | Ajax | AO50W | Water | Natural Gas | Luminous | FALSE | TRUE | 1 |  |  | None | None | Condensing | Step Modulating | Copper | None |  | No Match |  | 500000 | 465000 | 125000 | 121250 | 93 | 80 | 92 |  |  |  | 98 |  |  | Federally-Regulated Commercial & Industrial Equipment | 2007-08-15
Water Pik, Inc. | Laars | VW1010EN09*BA | Both Steam & Water | Natural Gas | No Match | FALSE | TRUE | 3 |  |  | No Match | No Match | No Match | No Match | Copper | No Match |  | No Match |  | 1010000 |  | 252500 |  | 82 | 80 |  |  | 5 |  | 82 |  |  | Federally-Regulated Commercial & Industrial Equipment | 2001-11-21
Parker Boiler Co. | Parker Boiler | G-4032 | Water | Natural Gas | Power | FALSE | FALSE | 3 |  |  | No Match | No Match | No Match | No Match | Other | No Match |  | No Match |  | 4032000 |  | 2016000 |  | 80 | 80 |  |  | 4 |  | 80 |  |  | Federally-Regulated Commercial & Industrial Equipment | 1996-03-13
Bosch Thermotechnology Corp. | Buderus | GB162-80 | Water | LPG | Power | FALSE | FALSE | 1 |  |  | None | None | Condensing | Step Modulating | Other |  |  |  |  | 270000 | 242000 | [9 empty] | 93.9 | 80 | Federally-Regulated Consumer Product | 2009-10-19
Harsco Industrial / Patterson-Kelley | Harsco Industrial / Patterson-Kelley | N-3000 MFD | Water | LPG | Power | FALSE | FALSE | 1 |  |  |  | None | Non-Condensing | Step Modulating | Copper |  |  |  |  | 3000000 | 2547000 |  |  | 85.5 | [8 empty] | Federally-Regulated Commercial & Industrial Equipment | 2015-04-20
Advanced Thermal Hydronics | Advanced Thermal Hydronics | HVX-140 | Water | LPG | Injection Type | FALSE | FALSE | 1 |  |  |  | None | Non-Condensing | Single-Stage | Cast Iron | Single-Speed |  |  |  | 140000 | 116000 | [9 empty] | 82 | 80 | Federally-Regulated Consumer Product | 2014-03-28
Burnham Corp. | Burnham Corp. | K5021 | Both Steam & Water | LPG | Induced Draft | FALSE | FALSE | 1 |  |  |  | None | Non-Condensing | Single-Stage | Cast Iron |  |  |  |  | 1462500 | 1170000 |  |  | 80 | 80 | 77 | [6 empty] | Federally-Regulated Commercial & Industrial Equipment | 2010-03-16
Camus Hydronics | Camus Hydronics | DFPH-5004-MS | Water | LPG | Power | FALSE | FALSE | 3 |  |  |  | None | Non-Condensing | Step Modulating | Other |  |  |  |  | 5000000 | 4250000 |  |  | 85 |  | 85 | [6 empty] | Federally-Regulated Commercial & Industrial Equipment | 2014-08-11
PVI Industries | PVI | 612 EWB 250A-E | Water | Electricity | No Match | TRUE | FALSE | 3 |  |  | No Match | No Match | No Match | No Match | Other | No Match |  | No Match |  | 2089000 |  | 2089000 |  | 99.9 | [5 empty] | 99.9 |  |  | Non Federally-Regulated | 1992-09-28
Camus Hydronics | Camus Hydronics | DFNW-5004-MS | Water | Natural Gas | Pressure | FALSE | FALSE | 3 |  |  |  | None | Non-Condensing | Step Modulating | Other |  |  |  |  | 5000000 | 4250000 |  |  | 85 |  | 85 | [6 empty] | Federally-Regulated Commercial & Industrial Equipment | 2014-08-11
Burnham Corp. | Burnham Corp. | V1111 | Both Steam & Water | Oil | Power | FALSE | FALSE | 1 |  |  |  | None | Non-Condensing | Single-Stage | Cast Iron |  |  |  |  | 2576000 | 2154000 |  |  | 84.8 | 83 | 83.6 | [6 empty] | Federally-Regulated Commercial & Industrial Equipment | 2010-03-16
Ajax Boiler, Inc. | Ajax | WGB-8000-D | Steam | Natural Gas | No Match | FALSE | FALSE | 3 |  |  | No Match | No Match | No Match | No Match | Other | No Match |  | No Match |  | 8000000 |  | 8000000 |  | 80 | 80 |  |  |  |  | 80 |  |  | Federally-Regulated Commercial & Industrial Equipment | 1996-02-29
Camus Hydronics | Camus Hydronics | DFNW-5001-MS | Water | Natural Gas | Power | FALSE | FALSE | 3 |  |  |  | None | Condensing | Step Modulating | Other |  |  |  |  | 5000000 | 4360000 |  |  | 87.2 |  | 87.2 | [6 empty] | Federally-Regulated Commercial & Industrial Equipment | 2014-08-11
PB Heat, LLC | PB Heat, LLC | TCII-08 | Both Steam & Water | Natural Gas | Power | FALSE | FALSE | 1 |  |  |  | None | Non-Condensing | Single-Stage | Cast Iron |  |  |  |  | 2403000 | 1985000 |  |  | 83.5 | 80 | 82.6 | [6 empty] | Federally-Regulated Commercial & Industrial Equipment | 2011-08-22
PB Heat, LLC | Smith Cast Iron Boilers | GSX-206-INT | Steam | LPG | Injection Type | FALSE | FALSE | 1 |  | TRUE | Draft Diverter | Stack Damper | Non-Condensing | Single-Stage | Cast Iron |  |  |  |  | 206500 | 171000 | [9 empty] | 82.3 | 75 | Federally-Regulated Consumer Product | 2013-04-19
HTP, Inc. | HTP, Inc. | EL-80 | Water | LPG | Power | FALSE | FALSE | 1 |  |  |  | None | Condensing | Step Modulating | Other |  |  |  |  | 80000 | 74000 | [9 empty] | 95.9 | 80 | Federally-Regulated Consumer Product | 2014-10-23
Water Pik, Inc. | Laars | VW0500IN21*N* | Both Steam & Water | Natural Gas | No Match | FALSE | FALSE | 3 |  |  | No Match | No Match | No Match | No Match | Copper | No Match |  | No Match |  | 500000 |  | 125000 |  | 82 | 80 |  |  | 5 |  | 82 |  |  | Federally-Regulated Commercial & Industrial Equipment | 2001-11-21
Laars Heating Systems Co. | Bradford-White Corp. | BLXHW075(N,P)**** | Water | LPG | Power | FALSE | FALSE | 1 |  |  |  | None | Condensing | Step Modulating | Other | Single-Speed |  |  |  | 75000 | 70000 | [9 empty] | 95 | 80 | Federally-Regulated Consumer Product | 2014-10-23
Dunkirk | Dunkirk | PSB-4D | Steam | LPG | No Match | FALSE | FALSE | 1 |  |  | No Match | No Match | No Match | No Match | Cast Iron | No Match |  | No Match |  | 105000 | [10 empty] | 80.4 | 75 | Federally-Regulated Consumer Product | 1998-12-21
Raypak | Raypak | H(3,4)-0624* | Water | Natural Gas | Injection Type | FALSE | FALSE | 1 |  |  |  | None | Non-Condensing | Single-Stage | Copper |  |  |  |  | 627000 | 514000 |  |  |  |  | 82 | [6 empty] | Federally-Regulated Commercial & Industrial Equipment | 2015-04-16
PB Heat, LLC | Smith Cast Iron Boilers | GBX-140-INT | Water | LPG | Injection Type | FALSE | FALSE | 1 |  | TRUE | Draft Diverter | Stack Damper | Non-Condensing | Single-Stage | Cast Iron | Single-Speed |  | Standard |  | 140000 | 115000 | [9 empty] | 82 | 80 | Federally-Regulated Consumer Product | 2013-06-17
Crown Boiler Co. | Crown Boiler Co. | AWR105 | Water | LPG | Injection Type | FALSE | FALSE | 1 |  | TRUE |  | Stack Damper | Non-Condensing | Single-Stage | Cast Iron | Single-Speed |  |  |  | 105000 | 87000 | [9 empty] | 82.9 | 80 | Federally-Regulated Consumer Product | 2013-04-19
Dunkirk | Lennox | GWB8-1871E | Water | Combo (Natural Gas & Oil) | Power | FALSE | FALSE | 1 |  |  | No Match | No Match | No Match | No Match | Cast Iron | No Match |  | No Match |  | 187500 | [10 empty] | 82.3 | 80 | Federally-Regulated Consumer Product | 2001-11-01
Smith Cast Iron Boilers | Smith Cast Iron Boilers | 350A-*-06 | Both Steam & Water | Oil | Power | FALSE | FALSE | 1 |  |  |  | None | Non-Condensing | Single-Stage | Cast Iron |  |  |  |  | 1246000 | 1001000 |  |  | 83.4 | 83 | 80 | [6 empty] | Federally-Regulated Commercial & Industrial Equipment | 2007-12-12
PB Heat, LLC | National HVAC Manufacturing Company, LLC | CGSA-76** | Steam | Natural Gas | Injection Type | FALSE | FALSE | 1 |  |  |  | Stack Damper | Non-Condensing | Single-Stage | Cast Iron |  |  |  |  | 88500 | 74000 | [9 empty] | 83 | 75 | Federally-Regulated Consumer Product | 2013-11-14
Laars Heating Systems Co. | Laars | PH0850IN******** | Water | Natural Gas | Induced Draft | FALSE | FALSE | 1 |  |  |  | None | Non-Condensing | Step Modulating | Copper | Single-Speed |  | Standard |  | 850000 | 688500 | 212500 |  | 81 | 80 | 78.6 | [6 empty] | Federally-Regulated Commercial & Industrial Equipment | 2007-11-01
Fonderie Sime, S.p.A. | SIME | Format.zip 35 BF | Water | Combo (Natural Gas & Oil) | Injection Type | FALSE | FALSE | 1 |  |  |  | None | Non-Condensing | Step Modulating | Other | Multiple-Speed | 0.12 | Standard |  | 133800 | 111700 | 53600 | 44800 | [7 empty] | 84.7 | 80 | Federally-Regulated Consumer Product | 2011-10-28
Burnham Corp. | Crown Boiler Co. | 32-1805*N | Both Steam & Water | Natural Gas | Induced Draft | FALSE | FALSE | 1 |  |  |  | None | Non-Condensing | Single-Stage | Cast Iron |  |  |  |  | 1805000 | 1444000 |  |  | 80.5 | 80 | 75.4 | [6 empty] | Federally-Regulated Commercial & Industrial Equipment | 2007-12-12
Water Pik, Inc. | Laars | VW0325CN12*B | Both Steam & Water | Natural Gas | No Match | FALSE | TRUE | 3 |  |  | No Match | No Match | No Match | No Match | Copper | No Match |  | No Match |  | 325000 |  | 81250 |  | 83 | 80 |  |  | 5 |  | 83 |  |  | Federally-Regulated Commercial & Industrial Equipment | 2001-11-21
Slant / Fin Corp. | Slant / Fin Corp. | GG-150HEDP | Water | Natural Gas | Injection Type | FALSE | FALSE | 1 |  |  |  | Stack Damper | Non-Condensing | Single-Stage | Cast Iron |  |  |  |  | 150000 | 125000 | [9 empty] | 82.6 | 80 | Federally-Regulated Consumer Product | 2007-11-14
PVI Industries | PVI | 252 EWB 150A-E | Water | Electricity | No Match | TRUE | FALSE | 3 |  |  | No Match | No Match | No Match | No Match | Other | No Match |  | No Match |  | 860000 |  | 860000 |  | 99.9 | [5 empty] | 99.9 |  |  | Non Federally-Regulated | 1992-09-28
A O Smith Water Products | A O Smith Water Products | VB 1,500 | Water | Natural Gas | Induced Draft | FALSE | FALSE | 1 |  | FALSE | None | None | Non-Condensing | Step Modulating | Copper |  |  |  |  | 1500000 | 1260000 | 375000 | 330000 | 84 |  | 82 | [6 empty] | Federally-Regulated Commercial & Industrial Equipment | 2014-08-11
PB Heat, LLC | Peerless | WB90-03-W | Water | Oil | Power | FALSE | FALSE | 1 | TRUE |  |  | None | Non-Condensing | Two-Stage Modulating | Cast Iron |  |  |  |  | 126000 | 111000 | [9 empty] | 90 | 84 | Federally-Regulated Consumer Product | 2015-09-30
Thermo-Dynamics Boiler Co. | Thermo-Dynamics Boiler Co. | LMG-90 | Water | Combo (Natural Gas & Oil) | No Match | FALSE | FALSE | 1 |  |  | No Match | No Match | No Match | No Match | Other | No Match |  | No Match |  | 90000 | [10 empty] | 84.5 | 80 | Federally-Regulated Consumer Product | 2001-11-01
Ajax Boiler, Inc. | Ajax | SGOXFD-2500 | Steam | Natural Gas | Power | FALSE | FALSE | 3 |  |  | No Match | No Match | No Match | No Match | Other | No Match |  | No Match |  | 2500000 |  | 1250000 |  | 81 | 80 |  |  |  |  | 80 |  |  | Non Federally-Regulated | 1992-10-27
New York Thermal, Inc. | New York Thermal, Inc. | LX200 | Water | LPG | Power | FALSE | FALSE | 1 |  | TRUE |  | None | Condensing | Step Modulating | Other |  |  |  |  | 199000 | 181000 | [9 empty] | 93.5 | 80 | Federally-Regulated Consumer Product | 2013-06-17
Ajax Boiler, Inc. | Ajax | OWGOFD700 | Steam | Natural Gas | Power | FALSE | TRUE | 3 |  |  | No Match | No Match | No Match | No Match | Other | No Match |  | No Match |  | 700000 |  | 350000 |  | 82 | 80 |  |  |  |  | 80 |  |  | Non Federally-Regulated | 1992-10-27
Bryan Steam Corp. | Bryan | CL-180-W-FDG* | Water | Natural Gas | Power | FALSE | FALSE | 3 |  |  | No Match | No Match | No Match | No Match | Other | No Match |  | No Match |  | 1800000 |  | 1800000 |  | 81 | 80 |  |  |  |  | 81 |  |  | Federally-Regulated Commercial & Industrial Equipment | 1996-02-29
Laars Heating Systems Co. | Laars | RHCH2400P******* | Water | LPG | Power | FALSE | TRUE | 1 |  |  |  | None | Non-Condensing | Step Modulating | Copper |  |  |  |  | 2400000 | 2064000 | 1200000 |  | 86 | 80 | 85.5 | [6 empty] | Federally-Regulated Commercial & Industrial Equipment | 2007-11-20
Rite Engineering | Rite | 940SG | Both Steam & Water | Natural Gas | Power | FALSE | FALSE | 3 |  |  | No Match | No Match | No Match | No Match | Other | No Match |  | No Match |  | 9400000 |  | 3133333 |  | 80 | 80 |  |  |  |  | 80 |  |  | Non Federally-Regulated | 1992-10-14
Dunkirk | Dunkirk | DPFG-6T-133 | Water | Combo (Natural Gas & Oil) | Power | FALSE | FALSE | 1 |  |  | No Match | No Match | No Match | No Match | Cast Iron | No Match |  | No Match |  | 133000 | [10 empty] | 85 | 80 | Federally-Regulated Consumer Product | 2001-11-01
Bryan Steam Corp. | Bryan | LM-1200-W-FDG* | Water | Natural Gas | Power | FALSE | FALSE | 3 |  |  | No Match | No Match | No Match | No Match | Other | No Match |  | No Match |  | 12000000 |  | 12000000 |  | 81 | 80 |  |  |  |  | 81 |  |  | Federally-Regulated Commercial & Industrial Equipment | 1996-03-01
Burnham Corp. | Crown Boiler Co. | BWC070 | Water | Natural Gas | Induced Draft | FALSE | FALSE | 1 |  |  | None | None | Condensing | Step Modulating | Other | Single-Speed | 0.04 | Standard |  | 70000 | 63000 | 30000 | 27000 | [7 empty] | 95.4 | 80 | Federally-Regulated Consumer Product | 2008-09-25
New Yorker Boiler Company, Inc. | New Yorker | CG50C_I | Water | Natural Gas | Induced Draft | FALSE | FALSE | 1 | TRUE |  |  | Stack Damper | Non-Condensing | Single-Stage | Cast Iron |  |  |  |  | 130000 | 108000 | [9 empty] | 82 | 80 | Federally-Regulated Consumer Product | 2015-09-30
Water Pik, Inc. | Laars | HH0600IN04*1A | Water | Natural Gas | No Match | FALSE | FALSE | 3 |  |  | No Match | No Match | No Match | No Match | Copper | No Match |  | No Match |  | 600000 |  | 150000 |  | 81 | 80 |  |  | 5 |  | 81 |  |  | Federally-Regulated Commercial & Industrial Equipment | 2001-05-16
Lochinvar, LLC. | Lochinvar Corp. | EBN250 | Water | Natural Gas | Power | FALSE | FALSE | 1 |  |  |  | None | Non-Condensing | Single-Stage | Copper |  |  |  |  | 250000 | 218000 | [9 empty] | 83.2 | 80 | Federally-Regulated Consumer Product | 2007-11-14
Water Pik, Inc. | Laars | PH1010IP04*BA | Water | LPG | No Match | FALSE | FALSE | 3 |  |  | No Match | No Match | No Match | No Match | Copper | No Match |  | No Match |  | 1010000 |  | 252500 |  | 82 | 80 |  |  | 5 |  | 82 |  |  | Federally-Regulated Commercial & Industrial Equipment | 2001-05-30
Ajax Boiler, Inc. | Ajax | WFG2000W | Water | Natural Gas | Power | FALSE | TRUE | 3 |  |  | No Match | No Match | No Match | No Match | Other | No Match |  | No Match |  | 2000000 |  | 800000 |  | 80 | 80 |  |  |  |  | 80 |  |  | Federally-Regulated Commercial & Industrial Equipment | 1997-01-07
Viessmann Manufacturing Co., Inc. | VIESSMANN | WB2B-60 | Water | Natural Gas | Power | FALSE | FALSE | 1 | TRUE |  |  | None | Condensing | Step Modulating | Other |  |  |  |  | 212000 | 194000 | [9 empty] | 90.3 | 80 | Federally-Regulated Consumer Product | 2015-09-24
Ajax Boiler, Inc. | Ajax | OSGOXFD800 | Steam | Natural Gas | Power | FALSE | TRUE | 3 |  |  | No Match | No Match | No Match | No Match | Other | No Match |  | No Match |  | 800000 |  | 400000 |  | 81 | 80 |  |  |  |  | 80 |  |  | Non Federally-Regulated | 1992-10-27
Raypak | Raypak | H(1,2,5)-1758* | Water | Natural Gas | Injection Type | FALSE | TRUE | 1 |  |  |  | None | Non-Condensing | Step Modulating | Copper |  |  |  |  | 1758000 | 1442000 |  |  |  |  | 82 | [6 empty] | Federally-Regulated Commercial & Industrial Equipment | 2015-04-16
Laars Heating Systems Company | Mighty Therm | PH0250CN12CB | Water | Natural Gas | Injection Type | FALSE | FALSE | 1 | TRUE |  |  | None | Non-Condensing | Single-Stage | Copper |  |  |  |  | 250000 | 204000 | [9 empty] | 82 | 80 | Federally-Regulated Consumer Product | 2015-09-30
Rite Engineering | Rite | A500SG | Both Steam & Water | Natural Gas | Power | FALSE | FALSE | 3 |  |  | No Match | No Match | No Match | No Match | Other | No Match |  | No Match |  | 5000000 |  | 1666667 |  | 80 | 80 |  |  |  |  | 80 |  |  | Non Federally-Regulated | 1992-10-14
Burnham Corp. | Burnham Corp. | PVG-3 | Water | Natural Gas | Induced Draft | FALSE | FALSE | 1 |  |  |  | None | Non-Condensing | Single-Stage | Cast Iron | Single-Speed | 0.04 | Standard |  | 70000 | 60000 | [9 empty] | 85.5 | 80 | Federally-Regulated Consumer Product | 2007-11-14
Raypak | Raypak | H(3,4)-0181*R | Water | Natural Gas | Induced Draft | FALSE | FALSE | 1 |  |  |  | Electro-Mechanical Flue Damper | Non-Condensing | Single-Stage | Copper |  |  |  |  | 181000 | 148000 | [9 empty] | 82.6 | 80 | Federally-Regulated Consumer Product | 2015-03-30
Smith Cast Iron Boilers | Peerless | CC-11-W-O | Water | Oil | Power | FALSE | FALSE | 1 |  |  |  | None | Non-Condensing | Single-Stage | Cast Iron |  |  |  |  | 1904000 | 1587000 |  |  |  |  | 83.4 | 82 | [5 empty] | Federally-Regulated Commercial & Industrial Equipment | 2015-09-30
Water Pik, Inc. | Laars | HH0500EN21*N* | Water | Natural Gas | No Match | FALSE | TRUE | 3 |  |  | No Match | No Match | No Match | No Match | Copper | No Match |  | No Match |  | 500000 |  | 125000 |  | 82 | 80 |  |  | 5 |  | 82 |  |  | Federally-Regulated Commercial & Industrial Equipment | 2001-11-21
Ajax Boiler, Inc. | Ajax | SGOXFD-1275 | Steam | Natural Gas | Power | FALSE | FALSE | 3 |  |  | No Match | No Match | No Match | No Match | Other | No Match |  | No Match |  | 1275000 |  | 637500 |  | 81 | 80 |  |  |  |  | 80 |  |  | Non Federally-Regulated | 1992-10-27
U.S. Boiler Co. | U.S. Boiler Co. | FORCE02 | Water | Natural Gas | Injection Type | FALSE | FALSE | 1 |  |  |  | Stack Damper | Non-Condensing | Single-Stage | Cast Iron | Single-Speed |  |  |  | 37500 | 30000 | [9 empty] | 82 | 80 | Federally-Regulated Consumer Product | 2014-10-23
Quietside Boilers | Quietside | QXM8-SS-170F1-NG | Both Steam & Water | Natural Gas | Power | FALSE | FALSE | 1 |  |  | No Match | No Match | No Match | No Match | Other | No Match |  | No Match |  | 168000 |  |  |  | 90 | [6 empty] | 86 | 80 | Federally-Regulated Consumer Product | 2002-06-12
Ajax Boiler, Inc. | Ajax | SNG10W | Steam | Natural Gas | No Match | FALSE | TRUE | 3 |  |  | No Match | No Match | No Match | No Match | Other | No Match |  | No Match |  | 418000 |  | 418000 |  | 80 | 80 |  |  |  |  | 80 |  |  | Federally-Regulated Commercial & Industrial Equipment | 1997-01-07
Lochinvar, LLC. | Lochinvar Corp. | FTX400(N,L) | Water | Natural Gas | Power | FALSE | FALSE | 1 |  |  |  | None | Condensing | Step Modulating | Other |  |  |  |  | 399900 | 392000 |  |  |  |  | 98 | [6 empty] | Federally-Regulated Commercial & Industrial Equipment | 2015-04-20
Weil-McLain | Williamson-Thermoflo | GWA-210N-I | Water | Natural Gas | Injection Type | FALSE | FALSE | 1 |  |  | Draft Hood | None | Non-Condensing | Single-Stage | Cast Iron |  |  |  |  | 210000 | 174000 | [9 empty] | 81.8 | 80 | Federally-Regulated Consumer Product | 2011-08-02
Cleaver-Brooks | Cleaver-Brooks | FLX-700-450HW | Water | Natural Gas | Power | FALSE | FALSE | 3 |  |  | No Match | No Match | No Match | No Match | Other | No Match |  | No Match |  | 4500000 |  | 4500000 |  | 80 | 80 |  |  | 25 |  | 80 |  |  | Federally-Regulated Commercial & Industrial Equipment | 2001-07-31
PB Heat, LLC | Peerless | MI-05-SV | Water | LPG | Injection Type | FALSE | FALSE | 1 | TRUE |  |  | Stack Damper | Non-Condensing | Single-Stage | Cast Iron | Single-Speed |  |  |  | 140000 | 115000 | [9 empty] | 82 | 80 | Federally-Regulated Consumer Product | 2015-09-30
Ajax Boiler, Inc. | Ajax | OSGOXFD1500 | Steam | Natural Gas | Power | FALSE | TRUE | 3 |  |  | No Match | No Match | No Match | No Match | Other | No Match |  | No Match |  | 1500000 |  | 750000 |  | 81 | 80 |  |  |  |  | 80 |  |  | Non Federally-Regulated | 1992-10-27
Ajax Boiler, Inc. | Ajax | OWG1125 | Steam | Natural Gas | No Match | FALSE | TRUE | 3 |  |  | No Match | No Match | No Match | No Match | Other | No Match |  | No Match |  | 1125000 |  | 1125000 |  | 80 | 80 |  |  |  |  | 80 |  |  | Federally-Regulated Commercial & Industrial Equipment | 1996-02-29
Raypak | Raypak | (H,W)7-500(N,P)Z | Water | LPG | Induced Draft | FALSE | TRUE | 1 |  |  | None | None | Condensing | Step Modulating | Other |  |  |  |  | 500000 | 470000 | 100000000 | 94000000 | 94.5 | 80 | 94 | [6 empty] | Federally-Regulated Commercial & Industrial Equipment | 2010-03-16
Ajax Boiler, Inc. | Ajax | XFG13500W | Water | Natural Gas | Power | FALSE | TRUE | 3 |  |  | No Match | No Match | No Match | No Match | Other | No Match |  | No Match |  | 13500000 |  | 5400000 |  | 80 | 80 |  |  |  |  | 80 |  |  | Federally-Regulated Commercial & Industrial Equipment | 1997-01-07
U.S. Boiler Co. | New Yorker | CG40E | Water | Natural Gas | Injection Type | FALSE | FALSE | 1 | TRUE |  |  | Stack Damper | Non-Condensing | Single-Stage | Cast Iron | Single-Speed |  |  |  | 105000 | 88000 | [9 empty] | 84 | 80 | Federally-Regulated Consumer Product | 2015-09-30
Ajax Boiler, Inc. | Ajax | OWGOFD6500 | Steam | Natural Gas | Power | FALSE | TRUE | 3 |  |  | No Match | No Match | No Match | No Match | Other | No Match |  | No Match |  | 6500000 |  | 3250000 |  | 82 | 80 |  |  |  |  | 80 |  |  | Non Federally-Regulated | 1992-10-27
Parker Boiler Co. | Parker Boiler | T2970L | Water | Natural Gas | Power | FALSE | FALSE | 3 |  |  | No Match | No Match | No Match | No Match | Other | No Match |  | No Match |  | 2970000 |  | 1485000 |  | 80 | 80 |  |  | 4 |  | 80 |  |  | Federally-Regulated Commercial & Industrial Equipment | 1996-03-13
Smith Cast Iron Boilers | Smith Cast Iron Boilers | 19A-S/W-10 | Both Steam & Water | Natural Gas | Power | FALSE | FALSE | 1 |  |  |  | None | Non-Condensing | Single-Stage | Cast Iron |  |  |  |  | 1754000 | 1388000 |  |  | 81.1 | 80 | 79.2 | [6 empty] | Federally-Regulated Commercial & Industrial Equipment | 2007-12-12
Parker Boiler Co. | Parker Boiler Co. | TC1250 | Water | Natural Gas | Power | FALSE | FALSE | 1 |  |  | None | None | Condensing | Step Modulating | Other |  |  |  |  | 4692000 | 4410000 | 1136000 | 1113280 | 94.7 | 80 | 93.5 | [6 empty] | Federally-Regulated Commercial & Industrial Equipment | 2012-03-19
Lochinvar, LLC. | Lochinvar Corp. | WBN210 | Water | Natural Gas | Power | FALSE | FALSE | 1 |  |  | None | None | Condensing | Step Modulating | Other |  |  |  |  | 210000 | 190000 | [9 empty] | 95.7 | 80 | Federally-Regulated Consumer Product | 2010-03-16
Utica Boilers | Pennco, Inc. | 41J-300 | Both Steam & Water | Natural Gas | Injection Type | FALSE | FALSE | 1 |  |  |  | None | Non-Condensing | Single-Stage | Cast Iron |  |  |  |  | 300000 | 241000 |  |  | 80.4 | 80 | 77.5 | [6 empty] | Federally-Regulated Commercial & Industrial Equipment | 2011-05-02
Smith Cast Iron Boilers | Peerless | TCII-05-S-O | Steam | Oil | Power | FALSE | FALSE | 1 |  | FALSE |  | None | Non-Condensing | Single-Stage | Cast Iron |  |  |  |  | 1428000 | 1194000 |  |  |  |  | 84.4 | 81 | [5 empty] | Federally-Regulated Commercial & Industrial Equipment | 2015-09-30
Crown Boiler Co. | Burnham Corp. | CHG225 | Water | LPG | Induced Draft | FALSE | FALSE | 1 |  |  |  | None | Condensing | Step Modulating | Other |  |  |  |  | 225000 | 202000 | [9 empty] | 94.2 | 80 | Federally-Regulated Consumer Product | 2007-11-14
Burnham Corp. | Burnham Corp. | RSAE135 | Water | Oil | Power | FALSE | FALSE | 1 |  |  |  | None | Non-Condensing | Single-Stage | Other | Single-Speed | 0.04 | Standard |  | 112000 | 97000 | [9 empty] | 86 | 80 | Federally-Regulated Consumer Product | 2007-11-14
Burnham Corp. | Crown Boiler Co. | BSI138E | Steam | Natural Gas | Induced Draft | FALSE | FALSE | 1 |  |  |  | Stack Damper | Non-Condensing | Single-Stage | Cast Iron |  |  |  |  | 138000 | 113000 | [9 empty] | 82 | 75 | Federally-Regulated Consumer Product | 2007-11-14
Weil-McLain | Weil-McLain | 1488 | Steam | Oil | Power | FALSE | FALSE | 3 |  |  | No Match | No Match | No Match | No Match | Cast Iron | No Match |  | No Match |  | 4340000 |  | 4340000 |  | 83.5 | 83 |  |  | 147 |  | 83.5 |  |  | Federally-Regulated Commercial & Industrial Equipment | 1996-02-29
U.S. Boiler Co. | U.S. Boiler Co. | FORCE10 | Water | Natural Gas | Injection Type | FALSE | FALSE | 1 |  |  |  | Stack Damper | Non-Condensing | Single-Stage | Cast Iron | Single-Speed |  |  |  | 299000 | 244000 | [9 empty] | 82 | 80 | Federally-Regulated Consumer Product | 2014-10-23
Lochinvar, LLC. | Lochinvar Corp. | PBN1302 | Water | Natural Gas | Power | FALSE | FALSE | 1 |  |  |  | None | Non-Condensing | Step Modulating | Copper |  |  |  |  | 1300000 | 1105000 |  |  |  |  | 85 | [6 empty] | Federally-Regulated Commercial & Industrial Equipment | 2015-04-20
Ajax Boiler, Inc. | Ajax | WNG7500W | Water | Natural Gas | No Match | FALSE | TRUE | 3 |  |  | No Match | No Match | No Match | No Match | Other | No Match |  | No Match |  | 7500000 |  | 3750000 |  | 80 | 80 |  |  |  |  | 80 |  |  | Federally-Regulated Commercial & Industrial Equipment | 1997-01-07
Water Pik, Inc. | Laars | PW0850IP09*1A | Both Steam & Water | LPG | No Match | FALSE | FALSE | 3 |  |  | No Match | No Match | No Match | No Match | Copper | No Match |  | No Match |  | 850000 |  | 212850 |  | 81 | 80 |  |  | 5 |  | 81 |  |  | Federally-Regulated Commercial & Industrial Equipment | 2001-11-21
Water Pik, Inc. | Laars | VW1430IN04*BA | Both Steam & Water | Natural Gas | No Match | FALSE | FALSE | 3 |  |  | No Match | No Match | No Match | No Match | Copper | No Match |  | No Match |  | 1430000 |  | 357500 |  | 82 | 80 |  |  | 5 |  | 82 |  |  | Federally-Regulated Commercial & Industrial Equipment | 2001-11-21
Slant / Fin Corp. | Slant / Fin Corp. | B-120 | Water | Natural Gas | Injection Type | FALSE | FALSE | 1 |  |  |  | None | Condensing | Step Modulating | Other |  |  |  |  | 120000 | 109000 | [9 empty] | 93 | 80 | Federally-Regulated Consumer Product | 2008-04-14
Slant / Fin Corp. | Slant / Fin Corp. | GG-150HEDP | Water | LPG | Injection Type | FALSE | FALSE | 1 |  |  |  | Stack Damper | Non-Condensing | Single-Stage | Cast Iron |  |  |  |  | 150000 | 125000 | [9 empty] | 82.6 | 80 | Federally-Regulated Consumer Product | 2007-11-14
Rite Engineering | Rite | 500WG | Both Steam & Water | Natural Gas | Power | FALSE | FALSE | 3 |  |  | No Match | No Match | No Match | No Match | Other | No Match |  | No Match |  | 5000000 |  | 1666667 |  | 80 | 80 |  |  |  |  | 80 |  |  | Non Federally-Regulated | 1992-10-14
Rite Engineering | Rite | 425SG | Both Steam & Water | Natural Gas | Power | FALSE | FALSE | 3 |  |  | No Match | No Match | No Match | No Match | Other | No Match |  | No Match |  | 4250000 |  | 1416667 |  | 80 | 80 |  |  |  |  | 80 |  |  | Non Federally-Regulated | 1992-10-14
Crown Boiler Co. | Crown Boiler Co. | CWI172E | Water | LPG | Induced Draft | FALSE | FALSE | 1 |  | TRUE |  | Stack Damper | Non-Condensing | Single-Stage | Cast Iron | Single-Speed |  |  |  | 172000 | 144000 | [9 empty] | 83.2 | 80 | Federally-Regulated Consumer Product | 2013-04-19
Weil-McLain | Weil-McLain | ULTRA 80-UE | Water | LPG | Power | FALSE | FALSE | 1 | TRUE |  |  | None | Condensing | Step Modulating | Other |  |  |  |  | 80000 | 71000 | [9 empty] | 90 | 80 | Federally-Regulated Consumer Product | 2015-09-30
Camus Hydronics | Camus Hydronics | DFNH-3000-MG | Water | Natural Gas | Power | FALSE | FALSE | 1 |  |  |  | None | Non-Condensing | Step Modulating | Copper |  |  |  |  | 3000000 | 2550000 |  |  | 85 |  | 85 | [6 empty] | Federally-Regulated Commercial & Industrial Equipment | 2014-08-11
Water Pik, Inc. | Laars | VW4500IN18A* | Both Steam & Water | Natural Gas | No Match | FALSE | FALSE | 3 |  |  | No Match | No Match | No Match | No Match | Copper | No Match |  | No Match |  | 4500000 |  | 4500000 |  | 82 | 80 |  |  | 5 |  | 82 |  |  | Federally-Regulated Commercial & Industrial Equipment | 2001-11-21
Easco Boiler Corp. | Easco | SM4-350-W030 | Both Steam & Water | Combo (Natural Gas & Oil) | Power | FALSE | FALSE | 3 |  |  | No Match | No Match | No Match | No Match | Other | No Match |  | No Match |  | 14645000 |  | 2929000 |  | 84 | 80 |  |  | 22 |  | 81 |  |  | Federally-Regulated Commercial & Industrial Equipment | 1998-06-02
Aerco International | Benchmark | BMK 1500 | Water | LPG | Power | FALSE | FALSE | 1 |  | FALSE | None | None | Condensing | Step Modulating | Other |  |  |  |  | 1500000 | 1441500 | 75000 |  | 95.1 |  | 94.6 | [6 empty] | Federally-Regulated Commercial & Industrial Equipment | 2014-09-02
Smith Cast Iron Boilers | Peerless | TCII-10-W-G | Water | Natural Gas | Power | FALSE | FALSE | 1 |  |  |  | None | Non-Condensing | Single-Stage | Cast Iron |  |  |  |  | 3033000 | 2511000 |  |  | 83.5 | 82 | [7 empty] | Federally-Regulated Commercial & Industrial Equipment | 2015-09-30
U.S. Boiler Co. | TDC Manufacturing | HG03 | Water | Natural Gas | Injection Type | FALSE | FALSE | 1 |  |  |  | Stack Damper | Non-Condensing | Single-Stage | Cast Iron | Single-Speed |  |  |  | 62000 | 50000 | [9 empty] | 82 | 80 | Federally-Regulated Consumer Product | 2014-08-08
Heat Cell Technologies, Inc. / ECO Heating Systems | Hamilton Engineering - EVO Duo | HWHL00299ASME | Water | LPG | Power | FALSE | TRUE | 1 |  |  | None | None | Condensing | Two-Stage Modulating | Other | No Match |  | No Match |  | 300000 | 285700 | 60000 | 56520 | 94.7 | 80 | 2.8 | [6 empty] | Federally-Regulated Commercial & Industrial Equipment | 2006-03-29
Mestek, Inc. | Mestek, Inc. | 200i | Water | Natural Gas | Power | FALSE | FALSE | 1 |  |  |  | None | Condensing | Step Modulating | Cast Iron |  |  |  |  | 199000 | 173000 | [9 empty] | 92.7 | 80 | Federally-Regulated Consumer Product | 2008-04-14
Camus Hydronics | Camus Hydronics | DFNH-5002-MS | Water | Natural Gas | Power | FALSE | FALSE | 3 |  |  |  | None | Condensing | Step Modulating | Other |  |  |  |  | 5000000 | 4720000 |  |  | 94.4 |  | 94.4 | [6 empty] | Federally-Regulated Commercial & Industrial Equipment | 2014-08-11
Burnham Corp. | Burnham Corp. | V1113H-SN | Steam | Natural Gas | Power | FALSE | FALSE | 1 |  | FALSE |  | None | Non-Condensing | Two-Stage Modulating | Cast Iron |  |  |  |  | 3103000 | 2544000 |  |  | 82.2 |  | 82 | [6 empty] | Federally-Regulated Commercial & Industrial Equipment | 2014-08-11
Bryan Steam Corp. | Bryan | LM-1500-W-G | Water | Natural Gas | No Match | TRUE | FALSE | 3 |  |  | No Match | No Match | No Match | No Match | Other | No Match |  | No Match |  | 15000000 |  | 15000000 |  | 80 | 80 |  |  |  |  | 80 |  |  | Non Federally-Regulated | 1992-10-16
Heat Cell Technologies, Inc. / ECO Heating Systems | Propak TM - By Huron Valley Sales | HWHL00299ASME | Water | LPG | Power | FALSE | TRUE | 1 |  |  | None | None | Condensing | Two-Stage Modulating | Other | No Match |  | No Match |  | 300000 | 285700 | 60000 | 56520 | 94.7 | 80 | 2.8 | [6 empty] | Federally-Regulated Commercial & Industrial Equipment | 2006-03-29
PB Heat, LLC | Peerless | PFW-210-NAT | Water | Natural Gas | Power | FALSE | FALSE | 1 | TRUE |  |  | None | Condensing | Step Modulating | Other |  |  |  |  | 210000 | 195000 | [9 empty] | 95.1 | 80 | Federally-Regulated Consumer Product | 2015-09-30
Columbia Boiler / Pottstown | Thermo-Dynamics Boiler Co. | TDX-WC 110-DV | Water | Oil | Power | FALSE | FALSE | 1 |  |  | None | None | Non-Condensing | Single-Stage | Other |  |  |  |  | 154000 | 132000 | [9 empty] | 86 | 80 | Federally-Regulated Consumer Product | 2007-11-14
Water Pik, Inc. | Laars | VW1670IN09C1A | Both Steam & Water | Natural Gas | No Match | FALSE | FALSE | 3 |  |  | No Match | No Match | No Match | No Match | Copper | No Match |  | No Match |  | 1670000 |  | 1670000 |  | 81 | 80 |  |  | 5 |  | 81 |  |  | Federally-Regulated Commercial & Industrial Equipment | 2001-11-21
New York Thermal, Inc. | New York Thermal, Inc. | TFT175 | Water | LPG | Power | FALSE | FALSE | 1 |  | TRUE |  | None | Condensing | Step Modulating | Other |  |  |  |  | 175000 | 163000 | [9 empty] | 95 | 80 | Federally-Regulated Consumer Product | 2014-01-14
PB Heat, LLC | PB Heat, LLC | LC-4 | Steam | Oil | Power | FALSE | FALSE | 1 |  | FALSE |  | None | Non-Condensing | Single-Stage | Cast Iron |  |  |  |  | 665000 | 547000 |  |  | 83.7 |  | 82.2 | [6 empty] | Federally-Regulated Commercial & Industrial Equipment | 2014-09-05
PVI Industries | PVI | 486 ESB 225A-E | Steam | Electricity | No Match | TRUE | FALSE | 3 |  |  | No Match | No Match | No Match | No Match | Other | No Match |  | No Match |  | 1659000 |  | 1659000 |  | 99.9 | [5 empty] | 99.9 |  |  | Non Federally-Regulated | 1992-09-28
Ajax Boiler, Inc. | Ajax | OSGXH1375 | Steam | Natural Gas | No Match | FALSE | TRUE | 3 |  |  | No Match | No Match | No Match | No Match | Other | No Match |  | No Match |  | 1375000 |  | 1375000 |  | 80 | 80 |  |  |  |  | 80 |  |  | Federally-Regulated Commercial & Industrial Equipment | 1996-02-29
Raypak | Raypak | H7-1504 | Water | Natural Gas | Induced Draft | FALSE | TRUE | 1 |  |  | None | None | Non-Condensing | Single-Stage | Copper |  |  |  |  | 1500000 | 1260000 |  |  | 84 | 80 | 84 | [6 empty] | Federally-Regulated Commercial & Industrial Equipment | 2007-12-12
Camus Hydronics | Camus Hydronics | DFNH-6024-MH | Water | Natural Gas | Power | FALSE | FALSE | 3 |  |  |  | None | Condensing | Step Modulating | Copper |  |  |  |  | 6000000 | 5664000 |  |  | 94.4 |  | 94.4 | [6 empty] | Federally-Regulated Commercial & Industrial Equipment | 2014-08-11
Viessmann Manufacturing | Viessmann Manufacturing | B2TB-35 | Water | Natural Gas | Power | FALSE | FALSE | 1 |  |  |  | Electro-Mechanical Inlet Dampe | Condensing | Step Modulating | Other |  |  |  |  | 125000 | 117000 | [9 empty] | 95 | 80 | Federally-Regulated Consumer Product | 2014-12-01
Ajax Boiler, Inc. | Ajax | WGFD-7000 | Steam | Natural Gas | Power | FALSE | FALSE | 3 |  |  | No Match | No Match | No Match | No Match | Other | No Match |  | No Match |  | 7000000 |  | 3500000 |  | 82 | 80 |  |  |  |  | 80 |  |  | Non Federally-Regulated | 1992-10-27
Slant / Fin Corp. | Slant / Fin Corp. | LD-70 | Steam | Oil | Power | FALSE | FALSE | 1 |  |  |  | None | Non-Condensing | Single-Stage | Cast Iron |  |  |  |  | 420000 | 337000 |  |  | 84.8 | 83 | 80.2 | [6 empty] | Federally-Regulated Commercial & Industrial Equipment | 2007-12-12
Smith Cast Iron Boilers | Peerless | TCII-18-W-O | Water | Oil | Power | FALSE | FALSE | 1 |  |  |  | None | Non-Condensing | Single-Stage | Cast Iron |  |  |  |  | 5390000 | 4622000 |  |  | 86 | 84 | [7 empty] | Federally-Regulated Commercial & Industrial Equipment | 2015-09-30
Glowcore Corp. | Glowcore | GB130A | Water | LPG | Power | FALSE | FALSE | 1 |  |  | No Match | No Match | No Match | No Match | Other | No Match |  | No Match |  | 130000 | [10 empty] | 88.8 | 80 | Federally-Regulated Consumer Product | 2000-06-07
Easco Boiler Corp. | Easco | SM4-020-W030 | Both Steam & Water | Combo (Natural Gas & Oil) | Power | FALSE | FALSE | 3 |  |  | No Match | No Match | No Match | No Match | Other | No Match |  | No Match |  | 837000 |  | 270000 |  | 83 | 80 |  |  | 22 |  | 80 |  |  | Federally-Regulated Commercial & Industrial Equipment | 1998-06-02
Parker Boiler Co. | Parker Boiler | T2160LR | Water | Natural Gas | Power | FALSE | FALSE | 3 |  |  | No Match | No Match | No Match | No Match | Other | No Match |  | No Match |  | 2160000 |  | 1080000 |  | 85 | 80 |  |  | 4 |  | 82 |  |  | Federally-Regulated Commercial & Industrial Equipment | 1996-03-13
U.S. Boiler Co. | New Yorker | CG40E | Water | LPG | Injection Type | FALSE | FALSE | 1 | TRUE |  |  | Stack Damper | Non-Condensing | Single-Stage | Cast Iron | Single-Speed |  |  |  | 105000 | 88000 | [9 empty] | 84 | 80 | Federally-Regulated Consumer Product | 2015-09-30
HTP, Inc. | HTP, Inc. | EFTC-140W | Water | LPG | Power | FALSE | FALSE | 1 |  | TRUE |  | None | Condensing | Step Modulating | Other |  |  |  |  | 140000 | 128000 | [9 empty] | 94 | 80 | Federally-Regulated Consumer Product | 2015-03-30
Water Pik, Inc. | Laars | PW1010EP09*BA | Both Steam & Water | LPG | No Match | FALSE | TRUE | 3 |  |  | No Match | No Match | No Match | No Match | Copper | No Match |  | No Match |  | 1010000 |  | 252500 |  | 82 | 80 |  |  | 5 |  | 82 |  |  | Federally-Regulated Commercial & Industrial Equipment | 2001-11-21
Water Pik, Inc. | Laars | HH4000EP18CC | Water | LPG | No Match | FALSE | TRUE | 3 |  |  | No Match | No Match | No Match | No Match | Copper | No Match |  | No Match |  | 4050000 |  | 4050000 |  | 81 | 80 |  |  | 5 |  | 81 |  |  | Federally-Regulated Commercial & Industrial Equipment | 2001-05-30
Water Pik, Inc. | Laars | HH4000EN18AC | Water | Natural Gas | No Match | FALSE | TRUE | 3 |  |  | No Match | No Match | No Match | No Match | Copper | No Match |  | No Match |  | 4050000 |  | 4050000 |  | 81 | 80 |  |  | 5 |  | 81 |  |  | Federally-Regulated Commercial & Industrial Equipment | 2001-05-16
Water Pik, Inc. | Laars | CB-M2-175 | Water | Combo (Natural Gas & Oil) | Power | FALSE | FALSE | 1 |  |  | No Match | No Match | No Match | No Match | Copper | No Match |  | No Match |  | 175000 | [10 empty] | 88.7 | 80 | Federally-Regulated Consumer Product | 2001-11-21
Smith Cast Iron Boilers | Smith Cast Iron Boilers | 4500A-*-14 | Both Steam & Water | Oil | Power | FALSE | FALSE | 1 |  |  |  | None | Non-Condensing | Single-Stage | Cast Iron |  |  |  |  | 5670000 | 4627000 |  |  | 83.8 | 83 | 81.4 | [6 empty] | Federally-Regulated Commercial & Industrial Equipment | 2008-05-08
Rite Engineering | Rite | 350SG | Both Steam & Water | Natural Gas | Power | FALSE | FALSE | 3 |  |  | No Match | No Match | No Match | No Match | Other | No Match |  | No Match |  | 3500000 |  | 1166667 |  | 80 | 80 |  |  |  |  | 80 |  |  | Non Federally-Regulated | 1992-10-14
Laars Heating Systems Co. | Laars Heating Systems Co. | EBP0175 | Water | LPG | Power | FALSE | FALSE | 1 |  |  |  | None | Non-Condensing | Step Modulating | Copper |  |  |  |  | 175000 | 155000 | [9 empty] | 86.1 | 80 | Federally-Regulated Consumer Product | 2014-08-08
Water Pik, Inc. | Laars | HH3200EN18AC | Water | Natural Gas | No Match | FALSE | TRUE | 3 |  |  | No Match | No Match | No Match | No Match | Copper | No Match |  | No Match |  | 3150000 |  | 3150000 |  | 81 | 80 |  |  | 5 |  | 81 |  |  | Federally-Regulated Commercial & Industrial Equipment | 2001-05-16
English Boiler & Tube, Inc. | Bent Tube Balanced Flow | BTBF-30-15 | Steam | Natural Gas | Power | FALSE | FALSE | 3 |  |  | No Match | No Match | No Match | No Match | Other | No Match |  | No Match |  | 1260000 |  | 315000 |  | 80 | 80 |  |  | 3 |  | 80 |  |  | Federally-Regulated Commercial & Industrial Equipment | 1998-09-10
Lochinvar, LLC. | Lochinvar Corp. | PBN0752-F9 | Water | LPG | Power | FALSE | FALSE | 1 |  |  | None | None | Non-Condensing | Single-Stage | Copper |  |  |  |  | 750000 | 637000 | 188000 | 164000 | 85 | 80 | 85 | [6 empty] | Federally-Regulated Commercial & Industrial Equipment | 2007-12-12
Ajax Boiler, Inc. | Ajax | HNG3750W | Steam | Natural Gas | No Match | FALSE | TRUE | 3 |  |  | No Match | No Match | No Match | No Match | Other | No Match |  | No Match |  | 3750000 |  | 1875000 |  | 80 | 80 |  |  |  |  | 80 |  |  | Federally-Regulated Commercial & Industrial Equipment | 1997-01-07
Camus Hydronics | Camus Hydronics | DFNW-1501-MS | Water | Natural Gas | Power | FALSE | FALSE | 1 |  |  |  | None | Condensing | Step Modulating | Other |  |  |  |  | 1500000 | 1308000 |  |  | 87.2 |  | 87.2 | [6 empty] | Federally-Regulated Commercial & Industrial Equipment | 2014-08-11
Raypak | Raypak | H(3,4)-1178* | Water | Natural Gas | Injection Type | FALSE | TRUE | 1 |  |  |  | None | Non-Condensing | Single-Stage | Copper |  |  |  |  | 1178000 | 966000 |  |  |  |  | 82 | [6 empty] | Federally-Regulated Commercial & Industrial Equipment | 2015-04-16
Slant / Fin Corp. | Slant / Fin Corp. | GG-250HEDP | Water | Natural Gas | Injection Type | FALSE | FALSE | 1 |  |  |  | Stack Damper | Non-Condensing | Single-Stage | Cast Iron |  |  |  |  | 250000 | 209000 | [9 empty] | 82.8 | 80 | Federally-Regulated Consumer Product | 2007-11-14
Lochinvar, LLC. | Lochinvar Corp. | CBL135M9 | Water | Natural Gas | Injection Type | FALSE | FALSE | 1 |  |  |  | Stack Damper | Non-Condensing | Single-Stage | Copper |  |  |  |  | 135000 | 112000 | [9 empty] | 82 | 80 | Federally-Regulated Consumer Product | 2007-11-14
Aerco International | Aerco International | MLX EXT 641 | Water | Natural Gas | Luminous | FALSE | TRUE | 1 |  |  |  | None | Condensing | Step Modulating | Other |  |  |  |  | 641000 | 577000 |  |  |  |  | 90 | [6 empty] | Federally-Regulated Commercial & Industrial Equipment | 2015-04-16
Axeman-Anderson Co. | Axeman-Anderson Co. | PVT105B | Water | Oil | No Match | TRUE | FALSE | 1 |  |  | No Match | No Match | No Match | No Match | Other | No Match |  | No Match |  | 105000 | [10 empty] | 84.2 | 80 | Federally-Regulated Consumer Product | 2001-04-12
Lochinvar, LLC. | Lochinvar Corp. | WBN105 | Water | Natural Gas | Power | FALSE | FALSE | 1 |  |  | None | None | Condensing | Step Modulating | Other |  |  |  |  | 105000 | 94000 | [9 empty] | 95.4 | 80 | Federally-Regulated Consumer Product | 2010-03-16
Camus Hydronics | Camus Hydronics | DFNW-1750-MS | Water | Natural Gas | Power | FALSE | FALSE | 1 |  |  |  | None | Non-Condensing | Step Modulating | Other |  |  |  |  | 1750000 | 1487000 |  |  | 85 |  | 85 | [6 empty] | Federally-Regulated Commercial & Industrial Equipment | 2014-08-11
Peerless Heater Co. | Peerless | MIH-03-SV | Water | Natural Gas | No Match | FALSE | FALSE | 1 |  |  | No Match | No Match | No Match | No Match | Cast Iron | No Match |  | No Match |  | 65000 | [10 empty] | 83.2 | 80 | Federally-Regulated Consumer Product | 1999-08-20
Universal Boiler Works | Universal Boiler Works | BF1750W4 | Water | Combo (Natural Gas & Oil) | Power | FALSE | FALSE | 3 |  |  | No Match | No Match | No Match | No Match | Other | No Match |  | No Match |  | 73500000 |  | 7350000 |  | 86 | 80 |  |  | 10 |  | 84 |  |  | Federally-Regulated Commercial & Industrial Equipment | 2001-12-13
Crown Boiler Co. | CROWN BOILER | AWI 229E | Water | Natural Gas | Induced Draft | FALSE | FALSE | 1 | TRUE |  |  | Stack Damper | Non-Condensing | Single-Stage | Cast Iron |  |  |  |  | 229000 | 186000 | [9 empty] | 81.2 | 80 | Federally-Regulated Consumer Product | 2015-09-30
Ajax Boiler, Inc. | Ajax | OWGFD300 | Steam | Natural Gas | Power | FALSE | TRUE | 3 |  |  | No Match | No Match | No Match | No Match | Other | No Match |  | No Match |  | 300000 |  | 150000 |  | 82 | 80 |  |  |  |  | 80 |  |  | Non Federally-Regulated | 1992-10-27
PVI Industries | PVI | 576 EWB 225A-E | Water | Electricity | No Match | TRUE | FALSE | 3 |  |  | No Match | No Match | No Match | No Match | Other | No Match |  | No Match |  | 1966000 |  | 1966000 |  | 99.9 | [5 empty] | 99.9 |  |  | Non Federally-Regulated | 1992-09-28
Lochinvar, LLC. | Lochinvar Corp. | KBL210 | Water | LPG | Power | FALSE | FALSE | 1 |  |  | None | None | Condensing | Step Modulating | Other |  |  |  |  | 210000 | 190000 | [9 empty] | 95.7 | 80 | Federally-Regulated Consumer Product | 2010-03-16
Raypak | Raypak | H7-0700* | Water | Natural Gas | Induced Draft | FALSE | FALSE | 1 |  |  | None | None | Condensing | Step Modulating | Other |  |  |  |  | 700000 | 658000 | 140000 |  | 94.5 | 80 | 94 |  | 12 |  |  |  |  | Federally-Regulated Commercial & Industrial Equipment | 2010-10-29
English Boiler & Tube, Inc. | Bent Tube Balanced Flow | BTBF-175-160 | Water | Natural Gas | Power | FALSE | FALSE | 3 |  |  | No Match | No Match | No Match | No Match | Other | No Match |  | No Match |  | 7350000 |  | 1837500 |  | 80 | 80 |  |  | 3 |  | 80 |  |  | Federally-Regulated Commercial & Industrial Equipment | 1998-09-10
U.S. Boiler Co. | BURNHAM HYDRONICS | MPO231 | Water | Oil | Power | FALSE | FALSE | 1 | TRUE |  |  | None | Non-Condensing | Single-Stage | Cast Iron |  |  |  |  | 231000 | 203000 | [9 empty] | 87 | 84 | Federally-Regulated Consumer Product | 2015-09-30
Camus Hydronics | Camus Hydronics | MFNH-3000-2G | Water | Natural Gas | Power | FALSE | FALSE | 1 |  |  |  | None | Non-Condensing | Two-Stage Modulating | Copper |  |  |  |  | 3000000 | 2550000 |  |  | 85 | [8 empty] | Federally-Regulated Commercial & Industrial Equipment | 2014-10-23
Burnham Corp. | Burnham Corp. | V1104-SN | Steam | Natural Gas | Power | FALSE | FALSE | 1 |  | FALSE |  | Stack Damper | Non-Condensing | Two-Stage Modulating | Cast Iron |  |  |  |  | 837000 | 667000 |  |  | 80.9 |  | 79.7 | [6 empty] | Federally-Regulated Commercial & Industrial Equipment | 2014-08-11
Raypak | Raypak | H(1,2,5)-1178 * | Water | LPG | Injection Type | FALSE | TRUE | 1 |  |  |  | None | Non-Condensing | Step Modulating | Copper |  |  |  |  | 1125500 | 923000 |  |  |  |  | 82 | [6 empty] | Federally-Regulated Commercial & Industrial Equipment | 2015-04-16
Smith Cast Iron Boilers | Smith Cast Iron Boilers | 4500A-*-19 | Both Steam & Water | Natural Gas | Power | FALSE | FALSE | 1 |  |  |  | None | Non-Condensing | Single-Stage | Cast Iron |  |  |  |  | 8277000 | 6560000 |  |  | 80.8 | 80 | 79.3 | [6 empty] | Federally-Regulated Commercial & Industrial Equipment | 2007-12-12
Smith Cast Iron Boilers | Peerless | TCII-05-W-G | Water | Natural Gas | Power | FALSE | FALSE | 1 |  |  |  | None | Non-Condensing | Single-Stage | Cast Iron |  |  |  |  | 1458000 | 1194000 |  |  |  |  | 81.9 | 80 | [5 empty] | Federally-Regulated Commercial & Industrial Equipment | 2015-09-30
PB Heat, LLC | Smith Cast Iron Boilers | GVX-140 | Water | Natural Gas | Injection Type | FALSE | FALSE | 1 |  | TRUE |  | None | Non-Condensing | Single-Stage | Cast Iron | Single-Speed |  |  |  | 140000 | 116000 | [9 empty] | 82 | 80 | Federally-Regulated Consumer Product | 2013-06-17
Thermal Hydronic Supply, Ltd. | Thermal Hydronic Supply, Ltd. | PLANET DEWY 30 BFT | Water | LPG | Pressure | FALSE | FALSE | 1 |  |  |  | None | Condensing | Step Modulating | Other | Multiple-Speed |  |  |  | 110000 | 99000 | [9 empty] | 92.9 | 80 | Federally-Regulated Consumer Product | 2012-05-02
Heat Cell Technologies, Inc. / ECO Heating Systems | Propak TM - By Huron Valley Sales | HWHL00399ASME | Water | LPG | Power | FALSE | TRUE | 1 |  |  | None | None | Condensing | Two-Stage Modulating | Other | No Match |  | No Match |  | 399000 | 379999 | 80000 | 75360 | 94.7 | 80 | 2.8 | [6 empty] | Federally-Regulated Commercial & Industrial Equipment | 2006-03-29
Laars Heating Systems Co. | Laars Heating Systems Co. | JVS100PD* | Water | LPG | Pressure | FALSE | FALSE | 1 |  |  |  | None | Non-Condensing | Single-Stage | Copper |  |  |  |  | 100000 | 85000 | [9 empty] | 85 | 80 | Federally-Regulated Consumer Product | 2011-08-02
Lochinvar, LLC. | Lochinvar Corp. | PBN1302 | Water | LPG | Power | FALSE | FALSE | 1 |  |  | None | None | Non-Condensing | Step Modulating | Copper |  |  |  |  | 1300000 | 1105000 | 325000 | 283000 | 85 | 80 | 85 | [6 empty] | Federally-Regulated Commercial & Industrial Equipment | 2007-12-12
Dunkirk | Ultimate Engineering / Division of Dunkirk | PFG-8T-300 | Water | Combo (Natural Gas & Oil) | Power | FALSE | FALSE | 1 |  |  | No Match | No Match | No Match | No Match | Cast Iron | No Match |  | No Match |  | 299900 | [10 empty] | 82.9 | 80 | Federally-Regulated Consumer Product | 2001-11-01
Ajax Boiler, Inc. | Ajax | XNG525W | Water | Natural Gas | No Match | FALSE | TRUE | 3 |  |  | No Match | No Match | No Match | No Match | Other | No Match |  | No Match |  | 525000 |  | 262500 |  | 80 | 80 |  |  |  |  | 80 |  |  | Federally-Regulated Commercial & Industrial Equipment | 1997-01-07
Ajax Boiler, Inc. | Ajax | SRF125 | Steam | Natural Gas | Power | FALSE | TRUE | 1 |  |  | Draft Hood | Stack Damper | Non-Condensing | Two-Stage Modulating | Other | None |  | No Match |  | 5250000 | 4200000 | 4200000 | 3360000 | 80 | 80 | 79.2 | [6 empty] | Federally-Regulated Commercial & Industrial Equipment | 2007-08-15
Burnham Corp. | Crown Boiler Co. | KSZ065 | Steam | Oil | Power | FALSE | FALSE | 1 |  |  |  | None | Non-Condensing | Single-Stage | Cast Iron |  |  |  |  | 91000 | 78000 | [9 empty] | 84.9 | 80 | Federally-Regulated Consumer Product | 2007-11-14
Burnham Corp. | Burnham Corp. | V1118-SN | Steam | Natural Gas | Power | FALSE | FALSE | 3 |  |  |  | Stack Damper | Non-Condensing | Two-Stage Modulating | Cast Iron |  |  |  |  | 4474000 | 3567000 |  |  | 79.7 | 80 | 80 | [6 empty] | Federally-Regulated Commercial & Industrial Equipment | 2012-06-11
Thermo-Dynamics Boiler Co. | Thermo-Dynamics Boiler Co. | LMG-120 | Water | Combo (Natural Gas & Oil) | No Match | FALSE | FALSE | 1 |  |  | No Match | No Match | No Match | No Match | Other | No Match |  | No Match |  | 120000 | [10 empty] | 83 | 80 | Federally-Regulated Consumer Product | 2001-11-01
Dunkirk | Carrier | BS2AAN000075ABAA | Steam | Natural Gas | No Match | FALSE | FALSE | 1 |  |  | No Match | No Match | No Match | No Match | Cast Iron | No Match |  | No Match |  | 75000 | [10 empty] | 82.7 | 75 | Federally-Regulated Consumer Product | 1999-10-22
Water Pik, Inc. | Laars | PH0325CP12*B | Water | LPG | No Match | FALSE | TRUE | 3 |  |  | No Match | No Match | No Match | No Match | Copper | No Match |  | No Match |  | 325000 |  | 81250 |  | 83 | 80 |  |  | 5 |  | 82 |  |  | Federally-Regulated Commercial & Industrial Equipment | 2001-05-30
Viessmann Manufacturing | Viessmann Manufacturing | VD2-320G | Water | Natural Gas | Power | FALSE | FALSE | 3 |  |  |  | None | Non-Condensing | Two-Stage Modulating | Cast Iron |  |  |  |  | 1300000 | 1110000 |  |  | 85.5 |  | 85.4 | [6 empty] | Federally-Regulated Commercial & Industrial Equipment | 2014-09-05
Water Pik, Inc. | Laars | PH1430IN09*1A | Water | Natural Gas | No Match | FALSE | FALSE | 3 |  |  | No Match | No Match | No Match | No Match | Copper | No Match |  | No Match |  | 1430000 |  | 357500 |  | 81 | 80 |  |  | 5 |  | 81 |  |  | Federally-Regulated Commercial & Industrial Equipment | 2001-05-16
Smith Cast Iron Boilers | Smith Cast Iron Boilers | 19A-S/W-10 | Both Steam & Water | Oil | Power | FALSE | FALSE | 1 |  |  |  | None | Non-Condensing | Single-Stage | Cast Iron |  |  |  |  | 1708000 | 1388000 |  |  | 83.6 | 83 | 81.6 | [6 empty] | Federally-Regulated Commercial & Industrial Equipment | 2007-12-12
PVI Industries | PVI | 125 WBHE 250A-TPGO | Water | Natural Gas | No Match | FALSE | FALSE | 3 |  |  | No Match | No Match | No Match | No Match | Other | No Match |  | No Match |  | 5000000 |  | 1667000 |  | 84 | 80 |  |  |  |  | 85 |  |  | Non Federally-Regulated | 1992-09-28
DDR Americas, Inc. | De Deitrich | GAS 310-7 ECO | Water | Natural Gas | Power | FALSE | FALSE | 1 |  |  |  | Electro-Mechanical Inlet Dampe | Condensing | Step Modulating | Other |  |  |  |  | 1529000 | 1457000 |  |  | 97.4 |  | 97.4 | [6 empty] | Federally-Regulated Commercial & Industrial Equipment | 2014-09-05
Lochinvar, LLC. | Lochinvar Corp. | CBN500 | Water | LPG | Injection Type | FALSE | FALSE | 1 |  |  | Draft Diverter | None | Non-Condensing | Two-Stage Modulating | Copper |  |  |  |  | 500000 | 410000 | 250000 | 203000 | 83 | 80 | 82 | [6 empty] | Federally-Regulated Commercial & Industrial Equipment | 2007-12-12
Water Pik, Inc. | Laars | PW0175CN30*B | Both Steam & Water | Natural Gas | No Match | FALSE | TRUE | 1 |  |  | No Match | No Match | No Match | No Match | Copper | No Match |  | No Match |  | 175000 | [10 empty] | 82 | 80 | Federally-Regulated Consumer Product | 2001-11-21
Burnham Corp. | Crown Boiler Co. | CWD083 | Water | Natural Gas | Induced Draft | FALSE | FALSE | 1 |  |  |  | None | Non-Condensing | Single-Stage | Cast Iron | Single-Speed | 0.04 | Standard |  | 82500 | 71000 | [9 empty] | 85.1 | 80 | Federally-Regulated Consumer Product | 2007-11-14
HTP, Inc. | HTP, Inc. | 140M | Water | Natural Gas | Power | FALSE | FALSE | 1 |  |  |  | None | Condensing | Step Modulating | Other |  |  |  |  | 140000 | 129000 | [9 empty] | 90 | 80 | Federally-Regulated Consumer Product | 2014-08-08
Cleaver-Brooks | Cleaver-Brooks | CBLE-700-350-***** | Steam | Natural Gas | Power | FALSE | FALSE | 3 |  |  | No Match | No Match | No Match | No Match | Other | No Match |  | No Match |  | 14650000 |  | 14650000 |  | 80 | 80 |  |  | 25 |  | 80 |  |  | Federally-Regulated Commercial & Industrial Equipment | 1999-03-02
Utica Boilers | Pennco, Inc. | 41J-2400 | Both Steam & Water | Natural Gas | Injection Type | FALSE | FALSE | 1 |  |  |  | None | Non-Condensing | Single-Stage | Cast Iron |  |  |  |  | 2400000 | 1932000 |  |  | 80.5 | 80 | 77.5 | [6 empty] | Federally-Regulated Commercial & Industrial Equipment | 2011-05-02
Glowcore Corp. | Glowcore | GB060A | Water | LPG | Power | FALSE | FALSE | 1 |  |  | No Match | No Match | No Match | No Match | Other | No Match |  | No Match |  | 60000 | [10 empty] | 89 | 80 | Federally-Regulated Consumer Product | 2000-06-07
Bosch Thermotechnology Corp. | Bosch | ZBR 16-3 | Water | LPG | Pressure | FALSE | FALSE | 1 |  |  | None | None | Condensing | Step Modulating | Other | Single-Speed |  |  |  | 57000 | 52000 | [9 empty] | 96.1 | 80 | Federally-Regulated Consumer Product | 2011-06-16
Water Pik, Inc. | Laars | PH1825IN09CBA | Water | Natural Gas | No Match | FALSE | FALSE | 3 |  |  | No Match | No Match | No Match | No Match | Copper | No Match |  | No Match |  | 1825000 |  | 1825000 |  | 82 | 80 |  |  | 5 |  | 82 |  |  | Federally-Regulated Commercial & Industrial Equipment | 2001-05-16
Smith Cast Iron Boilers | Smith Cast Iron Boilers | M450A-*-14 | Both Steam & Water | Oil | Power | FALSE | FALSE | 1 |  |  |  | None | Non-Condensing | Single-Stage | Cast Iron |  |  |  |  | 4270000 | 3583000 |  |  | 85.4 | 83 | 83.5 | [6 empty] | Federally-Regulated Commercial & Industrial Equipment | 2008-05-08
Parker Boiler Co. | Parker Boiler | G-528R | Water | Natural Gas | Power | FALSE | FALSE | 3 |  |  | No Match | No Match | No Match | No Match | Other | No Match |  | No Match |  | 528000 |  | 264000 |  | 85 | 80 |  |  | 4 |  | 82 |  |  | Federally-Regulated Commercial & Industrial Equipment | 1996-03-13
Raypak | Raypak | H7-0500* | Water | Natural Gas | Induced Draft | FALSE | TRUE | 1 |  |  | None | None | Condensing | Step Modulating | Other |  |  |  |  | 500000 | 470000 | 100000 |  | 94.5 | 80 | 94 |  | 12 |  |  |  |  | Federally-Regulated Commercial & Industrial Equipment | 2010-10-29
Baxi | Baxi | Luna HT 1.450 | Water | LPG | Power | FALSE | FALSE | 1 |  |  |  | None | Condensing | Step Modulating | Other |  |  |  |  | 167262 | 153546 | [9 empty] | 92.5 | 80 | Federally-Regulated Consumer Product | 2012-10-04
Raypak | Raypak | W7-300*(N,P)* | Water | LPG | Induced Draft | FALSE | TRUE | 1 |  |  | None | None | Condensing | Step Modulating | Copper |  |  |  |  | 300000 | 282000 | 60000 |  | 94.5 | 80 | 94 |  | 12 |  |  |  |  | Federally-Regulated Commercial & Industrial Equipment | 2009-06-22
Water Pik, Inc. | Laars | HH3500IP18A* | Water | LPG | No Match | FALSE | FALSE | 3 |  |  | No Match | No Match | No Match | No Match | Copper | No Match |  | No Match |  | 3500000 |  | 3500000 |  | 82 | 80 |  |  | 5 |  | 82 |  |  | Federally-Regulated Commercial & Industrial Equipment | 2001-05-30
PB Heat, LLC | PB Heat, LLC | LCE-15-S-O | Steam | Oil | Power | FALSE | FALSE | 1 |  | FALSE |  | None | Non-Condensing | Single-Stage | Cast Iron |  |  |  |  | 2772000 | 2284000 |  |  | 83.5 |  | 82.6 | [6 empty] | Federally-Regulated Commercial & Industrial Equipment | 2014-09-05
RBI Water Heaters | RBI Water Heaters | MB1500 | Water | LPG | Induced Draft | TRUE | TRUE | 1 |  |  |  | None | Non-Condensing | Single-Stage | Copper |  |  |  |  | 1500000 | 1279000 |  |  | 85.2 | 80 | 85.2 | [6 empty] | Federally-Regulated Commercial & Industrial Equipment | 2007-12-12
Water Pik, Inc. | Laars | VW0520MP20****** | Both Steam & Water | LPG | Power | FALSE | TRUE | 3 |  |  | No Match | No Match | No Match | No Match | Copper | No Match |  | No Match |  | 520000 |  | 520000 |  | 83 | 80 |  |  | 5 |  | 83 |  |  | Federally-Regulated Commercial & Industrial Equipment | 2001-11-21
Burnham Corp. | Burnham Corp. | IN4 | Steam | Natural Gas | Induced Draft | FALSE | FALSE | 1 |  |  |  | Stack Damper | Non-Condensing | Single-Stage | Cast Iron |  |  |  |  | 105000 | 87000 | [9 empty] | 82 | 75 | Federally-Regulated Consumer Product | 2007-11-14
PB Heat, LLC | PB Heat, LLC | 63-03-SPRK-W | Water | LPG | Injection Type | FALSE | FALSE | 1 |  | TRUE | Draft Diverter | Stack Damper | Non-Condensing | Single-Stage | Cast Iron | Single-Speed |  | Standard |  | 118000 | 99000 | [9 empty] | 83.5 | 80 | Federally-Regulated Consumer Product | 2013-04-19
Water Pik, Inc. | Laars | VW1670EP09CBA | Both Steam & Water | LPG | No Match | FALSE | TRUE | 3 |  |  | No Match | No Match | No Match | No Match | Copper | No Match |  | No Match |  | 1670000 |  | 1670000 |  | 82 | 80 |  |  | 5 |  | 82 |  |  | Federally-Regulated Commercial & Industrial Equipment | 2001-11-21
Water Pik, Inc. | Laars | PH0250CN12KB | Water | Natural Gas | No Match | FALSE | TRUE | 1 |  |  | No Match | No Match | No Match | No Match | Copper | No Match |  | No Match |  | 250000 | [10 empty] | 82 | 80 | Federally-Regulated Consumer Product | 2001-11-21
Axeman-Anderson Co. | Axeman-Anderson Co. | 87NPO-UD | Water | Oil | No Match | FALSE | FALSE | 1 |  |  | No Match | No Match | No Match | No Match | Other | No Match |  | No Match |  | 154000 | [10 empty] | 87.2 | 80 | Federally-Regulated Consumer Product | 2000-06-07
Water Pik, Inc. | Laars | HH0850IN09*BA | Water | Natural Gas | No Match | FALSE | FALSE | 3 |  |  | No Match | No Match | No Match | No Match | Copper | No Match |  | No Match |  | 850000 |  | 212850 |  | 82 | 80 |  |  | 5 |  | 82 |  |  | Federally-Regulated Commercial & Industrial Equipment | 2001-05-30
Parker Boiler Co. | Parker Boiler | WH300LR | Water | Natural Gas | Power | FALSE | FALSE | 3 |  |  | No Match | No Match | No Match | No Match | Other | No Match |  | No Match |  | 300000 |  | 150000 |  | 83 | 80 |  |  | 4 |  | 82 |  |  | Federally-Regulated Commercial & Industrial Equipment | 1996-03-13
Slant / Fin Corp. | Slant / Fin Corp. | GXH-170EDPZ | Steam | LPG | Injection Type | FALSE | FALSE | 1 |  |  |  | Stack Damper | Non-Condensing | Single-Stage | Cast Iron |  |  |  |  | 168000 | 137000 | [9 empty] | 81.1 | 75 | Federally-Regulated Consumer Product | 2007-11-14
Ajax Boiler, Inc. | Ajax | HRLG100 | Steam | Natural Gas | Power | FALSE | TRUE | 1 |  |  | Draft Hood | Stack Damper | Non-Condensing | Two-Stage Modulating | Other | None |  | No Match |  | 4200000 | 3360000 | 3360000 | 2688000 | 80 | 80 | 79.2 | [6 empty] | Federally-Regulated Commercial & Industrial Equipment | 2007-08-15
Camus Hydronics | Camus Hydronics | DFNW-3000-MS | Water | Natural Gas | Power | FALSE | FALSE | 1 |  |  |  | None | Non-Condensing | Step Modulating | Other |  |  |  |  | 3000000 | 2550000 |  |  | 85 |  | 85 | [6 empty] | Federally-Regulated Commercial & Industrial Equipment | 2014-08-11
Dunkirk | Sears | 229.96 | Water | Natural Gas | No Match | FALSE | FALSE | 1 |  |  | No Match | No Match | No Match | No Match | Cast Iron | No Match |  | No Match |  | 70000 | [10 empty] | 81.6 | 80 | Federally-Regulated Consumer Product | 1998-12-21
Easco Boiler Corp. | Easco | SM4-900-W030 | Both Steam & Water | Combo (Natural Gas & Oil) | Power | FALSE | FALSE | 3 |  |  | No Match | No Match | No Match | No Match | Other | No Match |  | No Match |  | 37659000 |  | 7531800 |  | 84 | 80 |  |  | 22 |  | 81 |  |  | Federally-Regulated Commercial & Industrial Equipment | 1998-06-02
Water Pik, Inc. | Laars | PW1430EN04*BA | Both Steam & Water | Natural Gas | No Match | FALSE | TRUE | 3 |  |  | No Match | No Match | No Match | No Match | Copper | No Match |  | No Match |  | 1430000 |  | 357500 |  | 82 | 80 |  |  | 5 |  | 82 |  |  | Federally-Regulated Commercial & Industrial Equipment | 2001-11-21
Dunkirk | Lennox | GWM-050IE | Water | LPG | Power | FALSE | FALSE | 1 |  | TRUE |  | None | Condensing | Step Modulating | Other | Single-Speed |  |  |  | 50000 | 46000 | [9 empty] | 95 | 80 | Federally-Regulated Consumer Product | 2013-04-19
Newmac Manufacturing | Newmac Manufacturing | NBR 113 | Water | Oil | No Match | TRUE | FALSE | 1 |  |  | No Match | No Match | No Match | No Match | Other | No Match |  | No Match |  | 129000 | [10 empty] | 87.6 | 80 | Federally-Regulated Consumer Product | 2001-04-12
Harsco Industrial / Patterson-Kelley | Harsco Industrial / Patterson-Kelley | SC-3000 | Water | Natural Gas | Power | FALSE | FALSE | 3 |  |  |  | None | Condensing | Step Modulating | Other |  |  |  |  | 3000000 | 2907000 |  |  | 97.3 |  | 96.9 | [6 empty] | Federally-Regulated Commercial & Industrial Equipment | 2015-04-02
Camus Hydronics | Camus Hydronics | MFPH-3002-MG | Water | LPG | Power | FALSE | FALSE | 1 |  |  |  | None | Condensing | Step Modulating | Copper |  |  |  |  | 3000000 | 2802000 |  |  | 93 | [8 empty] | Federally-Regulated Commercial & Industrial Equipment | 2014-10-23
Laars Heating Systems Co. | Laars | PNCH0400P******* | Water | LPG | Power | FALSE | FALSE | 1 |  |  |  | None | Non-Condensing | Two-Stage Modulating | Copper |  |  |  |  | 399900 | 339915 | 200000 |  | 85 | 80 | 84 | [6 empty] | Federally-Regulated Commercial & Industrial Equipment | 2007-11-01
Rite Engineering | Rite | 600WG | Both Steam & Water | Natural Gas | Power | FALSE | FALSE | 3 |  |  | No Match | No Match | No Match | No Match | Other | No Match |  | No Match |  | 6000000 |  | 2000000 |  | 80 | 80 |  |  |  |  | 80 |  |  | Non Federally-Regulated | 1992-10-14
Ajax Boiler, Inc. | Ajax | HRF250 | Steam | Natural Gas | Power | FALSE | TRUE | 1 |  |  | Draft Hood | Stack Damper | Non-Condensing | Two-Stage Modulating | Other | None |  | No Match |  | 10500000 | 8400000 | 8400000 | 6720000 | 80 | 80 | 79.2 | [6 empty] | Federally-Regulated Commercial & Industrial Equipment | 2007-08-15
Water Pik, Inc. | Laars | PW1200IP09C1A | Both Steam & Water | LPG | No Match | FALSE | FALSE | 3 |  |  | No Match | No Match | No Match | No Match | Copper | No Match |  | No Match |  | 1200000 |  | 1200000 |  | 81 | 80 |  |  | 5 |  | 81 |  |  | Federally-Regulated Commercial & Industrial Equipment | 2001-11-21
PB Heat, LLC | PB Heat, LLC | WBV-03-105-W | Water | Oil | Power | FALSE | FALSE | 1 |  | TRUE | Barometric Regulator | None | Non-Condensing | Single-Stage | Cast Iron | Single-Speed |  | Standard |  | 147000 | 126000 | [9 empty] | 85 | 80 | Federally-Regulated Consumer Product | 2013-04-19
Lochinvar, LLC. | Lochinvar Corp. | CDL100 | Water | LPG | Power | FALSE | FALSE | 1 |  | TRUE |  | None | Condensing | Step Modulating | Other |  |  |  |  | 100000 | 93000 | [9 empty] | 94 | 80 | Federally-Regulated Consumer Product | 2014-10-23
Raypak | Propak TM - By Huron Valley Sales | TD2-820** | Water | LPG | Induced Draft | FALSE | TRUE | 1 |  |  |  | None | Non-Condensing | Single-Stage | Copper |  |  |  |  | 199000 | 167000 | [9 empty] | 84 | 80 | Federally-Regulated Consumer Product | 2007-11-16
Robur Corp. | Servel | AYF60-165 | Steam | Natural Gas | Power | FALSE | TRUE | 1 |  |  | No Match | No Match | No Match | No Match | Copper | No Match |  | No Match |  | 165000 | [7 empty] | 6 |  |  | 82.7 | 75 | Federally-Regulated Consumer Product | 2000-06-26
PB Heat, LLC | PB Heat, LLC | TCII-07 | Both Steam & Water | Natural Gas | Power | FALSE | FALSE | 1 |  |  |  | None | Non-Condensing | Single-Stage | Cast Iron |  |  |  |  | 2088000 | 1722000 |  |  | 83.5 | 80 | 82.5 | [6 empty] | Federally-Regulated Commercial & Industrial Equipment | 2011-08-22
PVI Industries | PVI | 108 ESB 85A-E | Steam | Electricity | No Match | TRUE | FALSE | 3 |  |  | No Match | No Match | No Match | No Match | Other | No Match |  | No Match |  | 369000 |  | 369000 |  | 99.9 | [5 empty] | 99.9 |  |  | Non Federally-Regulated | 1992-09-28
Dunkirk | Lennox | GWM-075IE | Water | Natural Gas | Pressure | FALSE | FALSE | 1 |  | TRUE |  | None | Condensing | Step Modulating | Other | Single-Speed |  |  |  | 75000 | 69000 | [9 empty] | 95 | 80 | Federally-Regulated Consumer Product | 2013-04-19
PB Heat, LLC | PB Heat, LLC | 63-05-SPRK-W | Water | Natural Gas | Injection Type | FALSE | FALSE | 1 |  | TRUE | Draft Diverter | Stack Damper | Non-Condensing | Single-Stage | Cast Iron | Single-Speed |  | Standard |  | 236000 | 198000 | [9 empty] | 83.3 | 80 | Federally-Regulated Consumer Product | 2013-04-19
Crown Boiler Co. | Crown | C247-900-S | Steam | Natural Gas | No Match | FALSE | FALSE | 3 |  |  | No Match | No Match | No Match | No Match | Cast Iron | No Match |  | No Match |  | 900000 |  | 900000 |  | 80 | 80 |  |  |  |  | 80 |  |  | Federally-Regulated Commercial & Industrial Equipment | 1996-03-06
Weil-McLain | Weil-McLain | 1688 | Both Steam & Water | Natural Gas | Power | FALSE | FALSE | 1 |  |  |  | None | Non-Condensing | Single-Stage | Cast Iron |  |  |  |  | 5155000 | 4283000 |  |  | 83.3 | 80 | 83.1 | [6 empty] | Federally-Regulated Commercial & Industrial Equipment | 2008-04-14
Ajax Boiler, Inc. | Ajax | OSGX1250 | Steam | Natural Gas | No Match | FALSE | TRUE | 3 |  |  | No Match | No Match | No Match | No Match | Other | No Match |  | No Match |  | 1250000 |  | 1250000 |  | 80 | 80 |  |  |  |  | 80 |  |  | Federally-Regulated Commercial & Industrial Equipment | 1996-02-29
Camus Hydronics | Camus Hydronics | DFNH-6004-MS | Water | Natural Gas | Power | FALSE | FALSE | 3 |  |  |  | None | Non-Condensing | Step Modulating | Other |  |  |  |  | 6000000 | 5100000 |  |  | 85 |  | 85 | [6 empty] | Federally-Regulated Commercial & Industrial Equipment | 2014-08-11
U.S. Boiler Co. | U.S. Boiler Co. | K2-080 | Water | Natural Gas | Power | FALSE | FALSE | 1 |  |  |  | None | Condensing | Step Modulating | Other | Single-Speed |  |  |  | 80000 | 74000 | [9 empty] | 93.2 | 80 | Federally-Regulated Consumer Product | 2014-08-08
Ajax Boiler, Inc. | Ajax | XFG1375W | Water | Natural Gas | Power | FALSE | TRUE | 3 |  |  | No Match | No Match | No Match | No Match | Other | No Match |  | No Match |  | 1375000 |  | 750000 |  | 80 | 80 |  |  |  |  | 80 |  |  | Federally-Regulated Commercial & Industrial Equipment | 1997-01-07
Ajax Boiler, Inc. | Ajax | OWGOFD1125 | Steam | Natural Gas | Power | FALSE | TRUE | 3 |  |  | No Match | No Match | No Match | No Match | Other | No Match |  | No Match |  | 1125000 |  | 562500 |  | 82 | 80 |  |  |  |  | 80 |  |  | Non Federally-Regulated | 1992-10-27
Water Pik, Inc. | Laars | VW1430EP09CBA | Both Steam & Water | LPG | No Match | FALSE | TRUE | 3 |  |  | No Match | No Match | No Match | No Match | Copper | No Match |  | No Match |  | 1430000 |  | 1430000 |  | 82 | 80 |  |  | 5 |  | 82 |  |  | Federally-Regulated Commercial & Industrial Equipment | 2001-11-21
Burnham Corp. | Burnham Corp. | O1-3-225 | Water | Oil | Power | FALSE | FALSE | 1 |  |  |  | None | Non-Condensing | Single-Stage | Other |  |  |  |  | 315000 | 267000 |  |  | 86.5 | 83 | 84.9 | [6 empty] | Federally-Regulated Commercial & Industrial Equipment | 2007-12-12
Ajax Boiler, Inc. | Ajax | HRLG125 | Steam | Natural Gas | Power | FALSE | TRUE | 1 |  |  | Draft Hood | Stack Damper | Non-Condensing | Two-Stage Modulating | Other | None |  | No Match |  | 5250000 | 4200000 | 4200000 | 3360000 | 80 | 80 | 79.2 | [6 empty] | Federally-Regulated Commercial & Industrial Equipment | 2007-08-15
Easco Boiler Corp. | Easco | FST-90-W030 | Both Steam & Water | Combo (Natural Gas & Oil) | Power | FALSE | FALSE | 3 |  |  | No Match | No Match | No Match | No Match | Other | No Match |  | No Match |  | 3766000 |  | 1255333 |  | 83 | 80 |  |  | 22 |  | 80 |  |  | Federally-Regulated Commercial & Industrial Equipment | 1998-06-02
Water Pik, Inc. | Laars | PW1825IN04*1A | Both Steam & Water | Natural Gas | No Match | FALSE | FALSE | 3 |  |  | No Match | No Match | No Match | No Match | Copper | No Match |  | No Match |  | 1825000 |  | 456250 |  | 81 | 80 |  |  | 5 |  | 81 |  |  | Federally-Regulated Commercial & Industrial Equipment | 2001-11-21
RBI Water Heaters | Hamilton Engineering | HFH 04000 | Water | Natural Gas | Power | FALSE | FALSE | 1 |  |  |  | None | Non-Condensing | Step Modulating | Copper |  |  |  |  | 4000000 | 3432000 |  |  | 87 |  | 85.8 | [6 empty] | Federally-Regulated Commercial & Industrial Equipment | 2014-08-11
Parker Boiler Co. | Parker Boiler | G-1296 | Water | Natural Gas | Power | FALSE | FALSE | 3 |  |  | No Match | No Match | No Match | No Match | Other | No Match |  | No Match |  | 1296000 |  | 648000 |  | 80 | 80 |  |  | 4 |  | 80 |  |  | Federally-Regulated Commercial & Industrial Equipment | 1996-03-13
Raypak | Raypak | W7-0700* | Water | LPG | Induced Draft | FALSE | FALSE | 1 |  |  | None | None | Condensing | Step Modulating | Other |  |  |  |  | 700000 | 658000 | 140000 |  | 94.5 | 80 | 94 |  | 12 |  |  |  |  | Federally-Regulated Commercial & Industrial Equipment | 2010-10-29
Laars Heating Systems Company | BRUTE | BNTH750 | Water | Natural Gas | Power | FALSE | FALSE | 1 |  |  |  | None | Condensing | Step Modulating | Other |  |  |  |  | 750000 | 724000 |  |  |  |  | 96.6 | 80 | [5 empty] | Federally-Regulated Commercial & Industrial Equipment | 2015-09-30
Rinnai | Rinnai | QP85 | Water | Natural Gas | Induced Draft | FALSE | FALSE | 1 |  | TRUE |  | None | Condensing | Step Modulating | Other | Variable-Speed |  |  |  | 85000 | 78000 | [9 empty] | 95.4 | 80 | Federally-Regulated Consumer Product | 2013-11-14
Burnham Corp. | Burnham Corp. | 4FHW-127A | Water | Natural Gas | Power | FALSE | FALSE | 1 |  |  |  | None | Non-Condensing | Two-Stage Modulating | Other |  |  |  |  | 1063000 | 871000 |  |  | 84.9 |  | 82 | [6 empty] | Federally-Regulated Commercial & Industrial Equipment | 2014-08-11
Laars Heating Systems Co. | Triangle Tube | KS750 | Water | Natural Gas | Power | FALSE | FALSE | 1 |  | FALSE |  | None | Condensing | Step Modulating | Other |  |  |  |  | 750000 | 724000 |  |  | 96.6 |  | 96.6 | [6 empty] | Federally-Regulated Commercial & Industrial Equipment | 2014-08-11
Easco Boiler Corp. | Easco | SM4-500-W030 | Both Steam & Water | Combo (Natural Gas & Oil) | Power | FALSE | FALSE | 3 |  |  | No Match | No Match | No Match | No Match | Other | No Match |  | No Match |  | 20923000 |  | 4184600 |  | 84 | 80 |  |  | 22 |  | 81 |  |  | Federally-Regulated Commercial & Industrial Equipment | 1998-06-02
Water Pik, Inc. | Laars | HH0715EP09CBA | Water | LPG | No Match | FALSE | TRUE | 3 |  |  | No Match | No Match | No Match | No Match | Copper | No Match |  | No Match |  | 715000 |  | 715000 |  | 82 | 80 |  |  | 5 |  | 82 |  |  | Federally-Regulated Commercial & Industrial Equipment | 2001-05-30
Laars Heating Systems Company | COPPER BRUTE II | BWCH0750 | Water | Natural Gas | Power | FALSE | FALSE | 1 |  |  |  | None | Non-Condensing | Step Modulating | Copper |  |  |  |  | 750000 | 638000 |  |  |  |  | 85 | 80 | [5 empty] | Federally-Regulated Commercial & Industrial Equipment | 2015-09-30
Crown Boiler Co. | CROWN BOILER | AWI 061E | Water | Natural Gas | Induced Draft | FALSE | FALSE | 1 | TRUE |  |  | Stack Damper | Non-Condensing | Single-Stage | Cast Iron |  |  |  |  | 61000 | 50000 | [9 empty] | 82.6 | 80 | Federally-Regulated Consumer Product | 2015-09-30
Laars Heating Systems Company | BRUTE | BNTH600 | Water | Natural Gas | Power | FALSE | FALSE | 1 |  |  |  | None | Condensing | Step Modulating | Other |  |  |  |  | 600000 | 572000 |  |  |  |  | 95.3 | 80 | [5 empty] | Federally-Regulated Commercial & Industrial Equipment | 2015-09-30
Lochinvar, LLC. | Lochinvar Corp. | KBN801 | Water | Natural Gas | Power | FALSE | FALSE | 1 |  |  |  | None | Condensing | Step Modulating | Other |  |  |  |  | 800000 | 752000 |  |  |  |  | 94 | [6 empty] | Federally-Regulated Commercial & Industrial Equipment | 2015-04-20
Burnham Corp. | Burnham Corp. | K5006SP | Steam | LPG | Induced Draft | FALSE | FALSE | 1 |  | TRUE |  | None | Non-Condensing | Single-Stage | Cast Iron |  |  |  |  | 375900 | 289000 |  |  | 80 |  | 77 | [6 empty] | Federally-Regulated Commercial & Industrial Equipment | 2014-09-05
Ajax Boiler, Inc. | Ajax | DNG300W | Water | Natural Gas | No Match | FALSE | TRUE | 3 |  |  | No Match | No Match | No Match | No Match | Other | No Match |  | No Match |  | 12600000 |  | 12600000 |  | 80 | 80 |  |  |  |  | 80 |  |  | Federally-Regulated Commercial & Industrial Equipment | 1997-01-07
Raypak | Raypak | H7-850*(N,P)* | Water | Natural Gas | Induced Draft | FALSE | FALSE | 1 |  |  | None | None | Condensing | Step Modulating | Copper |  |  |  |  | 850000 | 799000 | 170000 |  | 94.5 | 80 | 94 |  | 12 |  |  |  |  | Federally-Regulated Commercial & Industrial Equipment | 2009-06-22
Ajax Boiler, Inc. | Ajax | XFG2750W | Water | Natural Gas | Power | FALSE | TRUE | 3 |  |  | No Match | No Match | No Match | No Match | Other | No Match |  | No Match |  | 2750000 |  | 1100000 |  | 80 | 80 |  |  |  |  | 80 |  |  | Federally-Regulated Commercial & Industrial Equipment | 1997-01-07
English Boiler & Tube, Inc. | Bent Tube Balanced Flow | BTBF-200-160 | Water | Natural Gas | Power | FALSE | FALSE | 3 |  |  | No Match | No Match | No Match | No Match | Other | No Match |  | No Match |  | 8400000 |  | 2110000 |  | 80 | 80 |  |  | 3 |  | 80 |  |  | Federally-Regulated Commercial & Industrial Equipment | 1998-09-10
PB Heat, LLC | Smith Cast Iron Boilers | GSX-288-INT | Steam | LPG | Injection Type | FALSE | FALSE | 1 |  | TRUE | Draft Diverter | Stack Damper | Non-Condensing | Single-Stage | Cast Iron |  |  |  |  | 287500 | 238000 | [9 empty] | 82 | 75 | Federally-Regulated Consumer Product | 2013-04-19
Water Pik, Inc. | Laars | HH1430EN09CBA | Water | Natural Gas | No Match | FALSE | TRUE | 3 |  |  | No Match | No Match | No Match | No Match | Copper | No Match |  | No Match |  | 1430000 |  | 1430000 |  | 82 | 80 |  |  | 5 |  | 82 |  |  | Federally-Regulated Commercial & Industrial Equipment | 2001-05-16
Weil-McLain | Weil-McLain | LGB-8 | Steam | Natural Gas | No Match | FALSE | FALSE | 3 |  |  | No Match | No Match | No Match | No Match | Cast Iron | No Match |  | No Match |  | 910000 |  | 910000 |  | 81 | 80 |  |  | 147 |  | 81 |  |  | Federally-Regulated Commercial & Industrial Equipment | 1996-02-29
Smith Cast Iron Boilers | Smith Cast Iron Boilers | 19-S/W-11 | Both Steam & Water | Oil | Power | FALSE | FALSE | 1 |  |  |  | None | Non-Condensing | Single-Stage | Cast Iron |  |  |  |  | 1456000 | 1223000 |  |  | 85.1 | 83 | 83.8 | [6 empty] | Federally-Regulated Commercial & Industrial Equipment | 2007-12-12
Utica Boilers | ECR International, Ltd. | ECR97A-075 | Water | LPG | Power | FALSE | FALSE | 1 |  |  | None | None | Condensing | Step Modulating | Other | Single-Speed |  | Standard |  | 75000 | 69000 | 15000 | 14000 | [7 empty] | 97 | 80 | Federally-Regulated Consumer Product | 2011-08-02
Bryan Steam Corp. | Bryan | CL-90-W-FDG* | Water | Natural Gas | Power | FALSE | FALSE | 3 |  |  | No Match | No Match | No Match | No Match | Other | No Match |  | No Match |  | 900000 |  | 900000 |  | 81 | 80 |  |  |  |  | 81 |  |  | Federally-Regulated Commercial & Industrial Equipment | 1996-02-29
Viessmann Manufacturing | Viessmann Manufacturing | WB1B-35 | Water | LPG | Power | FALSE | FALSE | 1 |  |  |  | None | Condensing | Step Modulating | Other |  |  |  |  | 118000 | 108000 | [9 empty] | 95.2 | 80 | Federally-Regulated Consumer Product | 2009-09-15
U.S. Boiler Co. | New Yorker | CL3-105-WD | Water | Oil | Power | FALSE | FALSE | 1 | TRUE |  |  | None | Non-Condensing | Single-Stage | Cast Iron | Single-Speed |  |  |  | 105000 | 92000 | [9 empty] | 87.8 | 84 | Federally-Regulated Consumer Product | 2015-09-30
RBI Water Heaters | RBI Water Heaters | DB1350 | Water | Natural Gas | Induced Draft | TRUE | FALSE | 1 |  |  |  | None | Non-Condensing | Single-Stage | Copper |  |  |  |  | 1350000 | 1134000 |  |  | 84 | 80 | 82 | [6 empty] | Federally-Regulated Commercial & Industrial Equipment | 2007-12-12
Smith Cast Iron Boilers | Peerless | TCII-15-S-G | Steam | Natural Gas | Power | FALSE | FALSE | 1 |  | FALSE |  | None | Non-Condensing | Single-Stage | Cast Iron |  |  |  |  | 4608000 | 3829000 |  |  |  |  | 83.1 | 79 | [5 empty] | Federally-Regulated Commercial & Industrial Equipment | 2015-09-30
Ajax Boiler, Inc. | Ajax | OSGXFD600 | Steam | Natural Gas | Power | FALSE | TRUE | 3 |  |  | No Match | No Match | No Match | No Match | Other | No Match |  | No Match |  | 600000 |  | 300000 |  | 81 | 80 |  |  |  |  | 80 |  |  | Non Federally-Regulated | 1992-10-27
Laars Heating Systems Company | BRUTE LX | BLXHW175(N,P)**** | Water | LPG | Power | FALSE | FALSE | 1 | TRUE |  |  | None | Condensing | Step Modulating | Other | Single-Speed |  |  |  | 175000 | 166000 | [9 empty] | 95 | 80 | Federally-Regulated Consumer Product | 2015-09-30
Lochinvar, LLC. | Lochinvar Corp. | FTX600(N,L) | Water | Natural Gas | Power | FALSE | FALSE | 1 |  |  |  | None | Condensing | Step Modulating | Other |  |  |  |  | 600000 | 585000 |  |  |  |  | 97.5 | [6 empty] | Federally-Regulated Commercial & Industrial Equipment | 2015-04-20
Water Pik, Inc. | Laars | HH0600IN09*BA | Water | Natural Gas | No Match | FALSE | FALSE | 3 |  |  | No Match | No Match | No Match | No Match | Copper | No Match |  | No Match |  | 600000 |  | 150000 |  | 82 | 80 |  |  | 5 |  | 82 |  |  | Federally-Regulated Commercial & Industrial Equipment | 2001-05-30
Weil-McLain | Weil-McLain | CGS-3-PIN | Water | Natural Gas | Power | FALSE | FALSE | 1 |  |  | No Match | No Match | No Match | No Match | Cast Iron | No Match |  | No Match |  | 67000 | [10 empty] | 85.3 | 80 | Federally-Regulated Consumer Product | 2000-06-07
Ajax Boiler, Inc. | Ajax | OWGOFD5000 | Steam | Natural Gas | Power | FALSE | TRUE | 3 |  |  | No Match | No Match | No Match | No Match | Other | No Match |  | No Match |  | 5000000 |  | 2500000 |  | 82 | 80 |  |  |  |  | 80 |  |  | Non Federally-Regulated | 1992-10-27
PB Heat, LLC | Peerless | PSCII-05-SPRK | Water | LPG | Injection Type | FALSE | FALSE | 1 | TRUE |  |  | None | Non-Condensing | Single-Stage | Cast Iron | Single-Speed |  |  |  | 120000 | 102000 | [9 empty] | 85 | 80 | Federally-Regulated Consumer Product | 2015-09-30
Camus Hydronics | Camus Hydronics | DMPW-0212 | Water | LPG | Power | FALSE | TRUE | 1 | TRUE |  |  | None | Condensing | Step Modulating | Other |  |  |  |  | 199000 | 179000 | [9 empty] | 90 | 80 | Federally-Regulated Consumer Product | 2015-09-30
Parker Boiler Co. | Parker Boiler | GO-4032R | Water | Combo (Natural Gas & Oil) | Power | FALSE | FALSE | 3 |  |  | No Match | No Match | No Match | No Match | Other | No Match |  | No Match |  | 4032000 |  | 2016000 |  | 84 | 80 |  |  | 4 |  | 82 |  |  | Federally-Regulated Commercial & Industrial Equipment | 1996-03-13
Rite Engineering | Rite | 840WG | Both Steam & Water | Natural Gas | Power | FALSE | FALSE | 3 |  |  | No Match | No Match | No Match | No Match | Other | No Match |  | No Match |  | 8400000 |  | 2800000 |  | 80 | 80 |  |  |  |  | 80 |  |  | Non Federally-Regulated | 1992-10-14
Ajax Boiler, Inc. | Ajax | SRLG175 | Steam | Natural Gas | Power | FALSE | TRUE | 1 |  |  | Draft Hood | Stack Damper | Non-Condensing | Two-Stage Modulating | Other | None |  | No Match |  | 7000000 | 5600000 | 5600000 | 4480000 | 80 | 80 | 79.2 | [6 empty] | Federally-Regulated Commercial & Industrial Equipment | 2007-08-15
Fulton Boiler Works | Fulton | PHP-650-****** | Steam | Natural Gas | Power | FALSE | FALSE | 3 |  |  | No Match | No Match | No Match | No Match | Other | No Match |  | No Match |  | 650000 |  | 650000 |  | 81 | 80 |  |  | 100 |  | 81 |  |  | Federally-Regulated Commercial & Industrial Equipment | 1996-02-29
Ajax Boiler, Inc. | Ajax | HRF25 | Steam | Natural Gas | Power | FALSE | TRUE | 1 |  |  | Draft Hood | Stack Damper | Non-Condensing | Two-Stage Modulating | Other | None |  | No Match |  | 1050000 | 840000 | 840000 | 672000 | 80 | 80 | 79.2 | [6 empty] | Federally-Regulated Commercial & Industrial Equipment | 2007-08-15
Burnham Corp. | Burnham Corp. | V87S | Steam | Oil | Power | FALSE | FALSE | 1 |  |  |  | None | Non-Condensing | Single-Stage | Cast Iron | Single-Speed | 0.04 | Standard |  | 294000 | 252000 | [9 empty] | 84.7 | 80 | Federally-Regulated Consumer Product | 2007-11-14
Harsco Industrial / Patterson-Kelley | Harsco Industrial / Patterson-Kelley | CM-300 | Water | Natural Gas | Power | FALSE | FALSE | 1 |  |  |  | None | Condensing | Step Modulating | Other |  |  |  |  | 300000 | 279000 |  |  | 92 |  | 85 | [6 empty] | Federally-Regulated Commercial & Industrial Equipment | 2015-04-02
Water Pik, Inc. | Laars | PH0175CP30*B | Water | LPG | No Match | FALSE | TRUE | 1 |  |  | No Match | No Match | No Match | No Match | Copper | No Match |  | No Match |  | 175000 | [10 empty] | 82 | 80 | Federally-Regulated Consumer Product | 2001-11-21
Peerless Heater Co. | Peerless | MI-05-SV | Water | Combo (Natural Gas & Oil) | No Match | FALSE | FALSE | 1 |  |  | No Match | No Match | No Match | No Match | Cast Iron | No Match |  | No Match |  | 140000 | [10 empty] | 82 | 80 | Federally-Regulated Consumer Product | 2001-11-01
Parker Boiler Co. | Parker Boiler | G-1008 | Water | Natural Gas | Power | FALSE | FALSE | 3 |  |  | No Match | No Match | No Match | No Match | Other | No Match |  | No Match |  | 1008000 |  | 504000 |  | 80 | 80 |  |  | 4 |  | 80 |  |  | Federally-Regulated Commercial & Industrial Equipment | 1996-03-13
Ajax Boiler, Inc. | Ajax | DFG30W | Water | Natural Gas | Power | FALSE | TRUE | 3 |  |  | No Match | No Match | No Match | No Match | Other | No Match |  | No Match |  | 1260000 |  | 750000 |  | 80 | 80 |  |  |  |  | 80 |  |  | Federally-Regulated Commercial & Industrial Equipment | 1997-01-07
PB Heat, LLC | Peerless | EC/ECT-03-120W | Water | Oil | Power | FALSE | FALSE | 1 | TRUE |  |  | None | Non-Condensing | Single-Stage | Cast Iron |  |  |  |  | 168000 | 143000 | [9 empty] | 84 | 84 | Federally-Regulated Consumer Product | 2015-09-30
Water Pik, Inc. | Laars | HH1670IP09CBA | Water | LPG | No Match | FALSE | FALSE | 3 |  |  | No Match | No Match | No Match | No Match | Copper | No Match |  | No Match |  | 1670000 |  | 1670000 |  | 82 | 80 |  |  | 5 |  | 82 |  |  | Federally-Regulated Commercial & Industrial Equipment | 2001-05-30
Ajax Boiler, Inc. | Ajax | WGOXFD-1050 | Steam | Natural Gas | Power | FALSE | FALSE | 3 |  |  | No Match | No Match | No Match | No Match | Other | No Match |  | No Match |  | 1050000 |  | 525000 |  | 82 | 80 |  |  |  |  | 80 |  |  | Non Federally-Regulated | 1992-10-27
Burnham Corp. | Burnham Corp. | IN7L*I | Water | LPG | Induced Draft | FALSE | FALSE | 1 |  |  |  | Stack Damper | Non-Condensing | Single-Stage | Cast Iron |  |  |  |  | 210000 | 173000 | [9 empty] | 83.2 | 80 | Federally-Regulated Consumer Product | 2007-11-14
Utica Boilers | Columbia Boiler / Pottstown | CSC-4 | Water | Natural Gas | Power | FALSE | FALSE | 1 |  |  |  | None | Non-Condensing | Single-Stage | Cast Iron |  |  |  |  | 100000 | 87000 | [9 empty] | 87 | 80 | Federally-Regulated Consumer Product | 2010-03-16
Ajax Boiler, Inc. | Ajax | HFG2000W | Steam | Natural Gas | Power | FALSE | TRUE | 3 |  |  | No Match | No Match | No Match | No Match | Other | No Match |  | No Match |  | 2000000 |  | 800000 |  | 80 | 80 |  |  |  |  | 80 |  |  | Federally-Regulated Commercial & Industrial Equipment | 1997-01-07
Raypak | Raypak | H-1468A | Water | LPG | Injection Type | FALSE | FALSE | 1 |  |  | None | None | Non-Condensing | Single-Stage | Copper |  |  |  |  | 1350000 | 1107000 |  |  | 82 | 80 | 82 | [6 empty] | Federally-Regulated Commercial & Industrial Equipment | 2007-12-12
PB Heat, LLC | PB Heat, LLC | 64-11 | Steam | LPG | Injection Type | FALSE | FALSE | 1 |  | TRUE | Draft Diverter | None | Non-Condensing | Single-Stage | Cast Iron |  |  |  |  | 575000 | 459000 |  |  | 82.5 |  | 79.8 | [6 empty] | Federally-Regulated Commercial & Industrial Equipment | 2015-06-01
Parker Boiler Co. | Parker Boiler | G-528 | Water | Natural Gas | Power | FALSE | FALSE | 3 |  |  | No Match | No Match | No Match | No Match | Other | No Match |  | No Match |  | 528000 |  | 264000 |  | 80 | 80 |  |  | 4 |  | 80 |  |  | Federally-Regulated Commercial & Industrial Equipment | 1996-03-13
Raypak | Raypak | H7-1253 | Water | Natural Gas | Induced Draft | FALSE | TRUE | 1 |  |  | None | None | Non-Condensing | Single-Stage | Copper |  |  |  |  | 1250000 | 1088000 |  |  | 87 | 80 | 87 | [6 empty] | Federally-Regulated Commercial & Industrial Equipment | 2007-12-12
Burnham Corp. | Crown Boiler Co. | BSI276E | Steam | LPG | Induced Draft | FALSE | FALSE | 1 |  |  |  | Stack Damper | Non-Condensing | Single-Stage | Cast Iron |  |  |  |  | 276000 | 229000 | [9 empty] | 82.2 | 75 | Federally-Regulated Consumer Product | 2007-11-14
Harsco Industrial / Patterson-Kelley | Harsco Industrial / Patterson-Kelley | N-2500 MFD | Water | LPG | Power | FALSE | FALSE | 1 |  |  |  | None | Non-Condensing | Step Modulating | Copper |  |  |  |  | 2500000 | 2123000 |  |  | 88 | [8 empty] | Federally-Regulated Commercial & Industrial Equipment | 2015-04-20
Ajax Boiler, Inc. | Ajax | HNG300W | Steam | Natural Gas | No Match | FALSE | TRUE | 3 |  |  | No Match | No Match | No Match | No Match | Other | No Match |  | No Match |  | 300000 |  | 150000 |  | 80 | 80 |  |  |  |  | 80 |  |  | Federally-Regulated Commercial & Industrial Equipment | 1997-01-07
Raypak | Raypak | H(1,2,5)-1125* | Water | Natural Gas | Injection Type | FALSE | FALSE | 1 |  |  |  | None | Non-Condensing | Step Modulating | Copper |  |  |  |  | 1124700 | 922000 |  |  |  |  | 82 | [6 empty] | Federally-Regulated Commercial & Industrial Equipment | 2015-04-16
Burnham Corp. | Burnham Corp. | K5013SP | Steam | LPG | Induced Draft | FALSE | FALSE | 1 |  | TRUE |  | None | Non-Condensing | Single-Stage | Cast Iron |  |  |  |  | 877500 | 676000 |  |  | 80 |  | 77 | [6 empty] | Federally-Regulated Commercial & Industrial Equipment | 2014-09-05
Water Pik, Inc. | Laars | VW1825EP09CBA | Both Steam & Water | LPG | No Match | FALSE | TRUE | 3 |  |  | No Match | No Match | No Match | No Match | Copper | No Match |  | No Match |  | 1825000 |  | 1825000 |  | 82 | 80 |  |  | 5 |  | 82 |  |  | Federally-Regulated Commercial & Industrial Equipment | 2001-11-21
Ajax Boiler, Inc. | Ajax | XFG14500W | Water | Natural Gas | Power | FALSE | TRUE | 3 |  |  | No Match | No Match | No Match | No Match | Other | No Match |  | No Match |  | 14500000 |  | 5800000 |  | 80 | 80 |  |  |  |  | 80 |  |  | Federally-Regulated Commercial & Industrial Equipment | 1997-01-07
Easco Boiler Corp. | Easco | SM4-600-S015 | Both Steam & Water | Combo (Natural Gas & Oil) | Power | FALSE | FALSE | 3 |  |  | No Match | No Match | No Match | No Match | Other | No Match |  | No Match |  | 25106000 |  | 5021200 |  | 83 | 80 |  |  | 22 |  | 81 |  |  | Federally-Regulated Commercial & Industrial Equipment | 1998-06-02
U.S. Boiler Co. | New Yorker Boiler Co. | CL3-091-W | Water | Oil | Power | FALSE | FALSE | 1 |  | TRUE |  | None | Non-Condensing | Single-Stage | Cast Iron | Multiple-Speed |  |  |  | 91000 | 80000 | [9 empty] | 86.1 | 80 | Federally-Regulated Consumer Product | 2014-01-14
Smith Cast Iron Boilers | Smith Cast Iron Boilers | 6500A-*-16 | Both Steam & Water | Oil | Power | FALSE | FALSE | 1 |  |  |  | None | Non-Condensing | Single-Stage | Cast Iron |  |  |  |  | 8820000 | 7872000 |  |  | 84.2 | 83 | 82.8 | [6 empty] | Federally-Regulated Commercial & Industrial Equipment | 2007-12-12
Ajax Boiler, Inc. | Ajax | DFG125W | Water | Natural Gas | Power | FALSE | TRUE | 3 |  |  | No Match | No Match | No Match | No Match | Other | No Match |  | No Match |  | 5250000 |  | 2200000 |  | 80 | 80 |  |  |  |  | 80 |  |  | Federally-Regulated Commercial & Industrial Equipment | 1997-01-07
Cleaver-Brooks | Cleaver-Brooks | CFC-1500 | Water | Natural Gas | Power | FALSE | FALSE | 1 |  |  |  | None | Condensing | Step Modulating | Other |  |  |  |  | 1500000 | 1430000 |  |  | 93 |  | 93 | [6 empty] | Federally-Regulated Commercial & Industrial Equipment | 2014-10-23
Weil-McLain | Weil-McLain | CGi-3-PIL | Water | LPG | Induced Draft | FALSE | FALSE | 1 |  |  |  | None | Non-Condensing | Single-Stage | Cast Iron |  |  |  |  | 60300 | 51000 | [9 empty] | 85.1 | 80 | Federally-Regulated Consumer Product | 2008-09-25
Burnham Corp. | Burnham Corp. | V908 | Both Steam & Water | Natural Gas | Power | FALSE | FALSE | 1 |  |  |  | None | Non-Condensing | Single-Stage | Cast Iron |  |  |  |  | 1386000 | 1112000 |  |  | 82.3 | 80 | 80.2 | [6 empty] | Federally-Regulated Commercial & Industrial Equipment | 2010-03-16
Raypak | Raypak | H(3,4)-1826* | Water | Natural Gas | Injection Type | FALSE | FALSE | 1 |  |  |  | None | Non-Condensing | Single-Stage | Copper |  |  |  |  | 1825600 | 1497000 |  |  |  |  | 82 | [6 empty] | Federally-Regulated Commercial & Industrial Equipment | 2015-04-16
Ajax Boiler, Inc. | Ajax | XFG10000W | Water | Natural Gas | Power | FALSE | TRUE | 3 |  |  | No Match | No Match | No Match | No Match | Other | No Match |  | No Match |  | 10000000 |  | 4000000 |  | 80 | 80 |  |  |  |  | 80 |  |  | Federally-Regulated Commercial & Industrial Equipment | 1997-01-07
Ajax Boiler, Inc. | Ajax | OSGXFD525 | Steam | Natural Gas | Power | FALSE | TRUE | 3 |  |  | No Match | No Match | No Match | No Match | Other | No Match |  | No Match |  | 525000 |  | 262500 |  | 81 | 80 |  |  |  |  | 80 |  |  | Non Federally-Regulated | 1992-10-27
Laars Heating Systems Company | ENDURANCE | EDP175 | Water | LPG | Power | FALSE | FALSE | 1 | TRUE |  |  | None | Non-Condensing | Step Modulating | Copper |  |  |  |  | 175000 | 155000 | [9 empty] | 86.1 | 80 | Federally-Regulated Consumer Product | 2015-09-30
ECR International, Ltd. | ECR International, Ltd. | UBSSC-200 | Water | LPG | Pressure | FALSE | FALSE | 1 |  | TRUE |  | None | Condensing | Step Modulating | Other | Single-Speed |  |  |  | 200000 | 185000 | [9 empty] | 95 | 80 | Federally-Regulated Consumer Product | 2014-08-08
U.S. Boiler Co. | BURNHAM HYDRONICS | 308A | Water | LPG | Injection Type | FALSE | FALSE | 1 | TRUE |  |  | Stack Damper | Non-Condensing | Single-Stage | Cast Iron | Multiple-Speed |  |  |  | 245000 | 205000 | [9 empty] | 84 | 80 | Federally-Regulated Consumer Product | 2015-09-30
Ajax Boiler, Inc. | Ajax | OSGXB1500 | Steam | Natural Gas | No Match | FALSE | TRUE | 3 |  |  | No Match | No Match | No Match | No Match | Other | No Match |  | No Match |  | 1500000 |  | 1500000 |  | 80 | 80 |  |  |  |  | 80 |  |  | Federally-Regulated Commercial & Industrial Equipment | 1996-02-29
Water Pik, Inc. | Laars | PH0775MP20****** | Water | LPG | Power | FALSE | TRUE | 3 |  |  | No Match | No Match | No Match | No Match | Copper | No Match |  | No Match |  | 775000 |  | 775000 |  | 83 | 80 |  |  | 5 |  | 83 |  |  | Federally-Regulated Commercial & Industrial Equipment | 2001-11-21
English Boiler & Tube, Inc. | Bent Tube Balanced Flow | BTBF-40-150 | Steam | Natural Gas | Power | FALSE | FALSE | 3 |  |  | No Match | No Match | No Match | No Match | Other | No Match |  | No Match |  | 1680000 |  | 420000 |  | 80 | 80 |  |  | 3 |  | 80 |  |  | Federally-Regulated Commercial & Industrial Equipment | 1998-09-10
Burnham Corp. | Burnham Corp. | SP3 | Water | LPG | Induced Draft | FALSE | FALSE | 1 |  |  |  | None | Non-Condensing | Single-Stage | Cast Iron | Single-Speed | 0.04 | Standard |  | 62000 | 52000 | [9 empty] | 84 | 80 | Federally-Regulated Consumer Product | 2007-11-14
Peerless Heater Co. | Peerless | 61-04-SPRK-W | Water | Combo (Natural Gas & Oil) | No Match | FALSE | FALSE | 1 |  |  | No Match | No Match | No Match | No Match | Cast Iron | No Match |  | No Match |  | 120000 | [10 empty] | 81.7 | 80 | Federally-Regulated Consumer Product | 2001-11-01
PB Heat, LLC | PB Heat, LLC | WBV-04-095-W | Water | Oil | Power | FALSE | FALSE | 1 |  | TRUE | Barometric Regulator | None | Non-Condensing | Single-Stage | Cast Iron | Single-Speed |  | Standard |  | 133000 | 117000 | [9 empty] | 87 | 80 | Federally-Regulated Consumer Product | 2013-04-19
Burnham Corp. | Burnham Corp. | MPC-14 | Water | Natural Gas | Power | FALSE | FALSE | 1 |  |  |  | None | Non-Condensing | Single-Stage | Cast Iron |  |  |  |  | 2769000 | 2322000 |  |  | 85.8 | 80 | 83.9 | [6 empty] | Federally-Regulated Commercial & Industrial Equipment | 2010-03-16
Universal Boiler Works | Universal Boiler Works | BF300S1 | Steam | Combo (Natural Gas & Oil) | Power | FALSE | FALSE | 3 |  |  | No Match | No Match | No Match | No Match | Other | No Match |  | No Match |  | 12600000 |  | 3150000 |  | 83.5 | 80 |  |  | 10 |  | 82 |  |  | Federally-Regulated Commercial & Industrial Equipment | 2001-12-13
Water Pik, Inc. | Laars | PH0600IP09C1A | Water | LPG | No Match | FALSE | FALSE | 3 |  |  | No Match | No Match | No Match | No Match | Copper | No Match |  | No Match |  | 600000 |  | 600000 |  | 81 | 80 |  |  | 5 |  | 81 |  |  | Federally-Regulated Commercial & Industrial Equipment | 2001-05-30
Burnham Corp. | Burnham Corp. | V910A-SN | Steam | Natural Gas | Power | FALSE | FALSE | 1 |  | FALSE |  | None | Non-Condensing | Two-Stage Modulating | Cast Iron |  |  |  |  | 1905000 | 1528000 |  |  | 82.2 |  | 80.2 | [6 empty] | Federally-Regulated Commercial & Industrial Equipment | 2014-08-11
Burnham Corp. | Burnham Corp. | V904 | Both Steam & Water | Oil | Power | FALSE | FALSE | 1 |  |  |  | None | Non-Condensing | Single-Stage | Cast Iron |  |  |  |  | 588000 | 483000 |  |  | 86 | 83 | 82.1 | [6 empty] | Federally-Regulated Commercial & Industrial Equipment | 2010-03-16
Cleaver-Brooks | Cleaver-Brooks | FLX-700-400HW | Water | Natural Gas | Power | FALSE | FALSE | 3 |  |  | No Match | No Match | No Match | No Match | Other | No Match |  | No Match |  | 4000000 |  | 4000000 |  | 80 | 80 |  |  | 25 |  | 80 |  |  | Federally-Regulated Commercial & Industrial Equipment | 2001-07-31
Smith Cast Iron Boilers | Peerless | TCII-12-W-G | Water | Natural Gas | Power | FALSE | FALSE | 1 |  |  |  | None | Non-Condensing | Single-Stage | Cast Iron |  |  |  |  | 3663000 | 3040000 |  |  | 83.5 | 82 | [7 empty] | Federally-Regulated Commercial & Industrial Equipment | 2015-09-30
Ajax Boiler, Inc. | Ajax | OSGXB7000 | Steam | Natural Gas | No Match | FALSE | TRUE | 3 |  |  | No Match | No Match | No Match | No Match | Other | No Match |  | No Match |  | 7000000 |  | 7000000 |  | 80 | 80 |  |  |  |  | 80 |  |  | Federally-Regulated Commercial & Industrial Equipment | 1996-02-29
PB Heat, LLC | National HVAC Manufacturing Company, LLC | CGSA-99** | Steam | Natural Gas | Injection Type | FALSE | FALSE | 1 |  |  |  | Stack Damper | Non-Condensing | Single-Stage | Cast Iron |  |  |  |  | 118000 | 98000 | [9 empty] | 82.6 | 75 | Federally-Regulated Consumer Product | 2013-11-14
Triangle Tube | Triangle Tube | CC125s | Water | Natural Gas | Power | FALSE | FALSE | 1 |  | TRUE |  | None | Condensing | Step Modulating | Other |  |  |  |  | 124000 | 110000 | [9 empty] | 94 | 80 | Federally-Regulated Consumer Product | 2014-01-14
Laars Heating Systems Co. | Laars | HHO500EN******** | Water | Natural Gas | Induced Draft | FALSE | TRUE | 1 |  |  |  | None | Non-Condensing | Step Modulating | Copper |  |  |  |  | 500000 | 410000 | 125000 |  | 82 | 80 | 79.6 | [6 empty] | Federally-Regulated Commercial & Industrial Equipment | 2007-11-01
Crown Boiler Co. | Burnham Corp. | 304 | Water | Natural Gas | Injection Type | FALSE | FALSE | 1 |  |  | Draft Diverter | Stack Damper | Non-Condensing | Single-Stage | Cast Iron | Single-Speed |  | Standard |  | 105000 | 88000 | [9 empty] | 84 | 80 | Federally-Regulated Consumer Product | 2010-03-16
Burnham Corp. | Crown Boiler Co. | LCS100 | Steam | Oil | Power | FALSE | FALSE | 1 |  |  |  | None | Non-Condensing | Single-Stage | Cast Iron |  |  |  |  | 140000 | 119000 | [9 empty] | 83.1 | 80 | Federally-Regulated Consumer Product | 2008-04-14
Easco Boiler Corp. | Easco | FST-250-W030 | Both Steam & Water | Combo (Natural Gas & Oil) | Power | FALSE | FALSE | 3 |  |  | No Match | No Match | No Match | No Match | Other | No Match |  | No Match |  | 10461000 |  | 2092200 |  | 84 | 80 |  |  | 22 |  | 81 |  |  | Federally-Regulated Commercial & Industrial Equipment | 1998-06-02
Bosch Thermotechnology Corp. | Bosch Thermotechnology Corp. | SB615-510 | Water | Oil | Power | FALSE | FALSE | 1 |  |  | None | None | Condensing | Single-Stage | Other |  |  |  |  | 1776000 | 1645000 | 1776000 | 1645000 | 95.2 | 83 | 92.6 | [6 empty] | Federally-Regulated Commercial & Industrial Equipment | 2009-08-17
Smith Cast Iron Boilers | Smith Cast Iron Boilers | 6500A-*-16 | Both Steam & Water | Natural Gas | Power | FALSE | FALSE | 1 |  |  |  | None | Non-Condensing | Single-Stage | Cast Iron |  |  |  |  | 9805000 | 7872000 |  |  | 81.7 | 80 | 80.3 | [6 empty] | Federally-Regulated Commercial & Industrial Equipment | 2007-12-12
Lochinvar, LLC. | Lochinvar Corp. | WH(N,L)199 | Water | LPG | Power | FALSE | FALSE | 1 |  | TRUE |  | None | Condensing | Step Modulating | Other |  |  |  |  | 200000 | 184000 | [9 empty] | 95 | 80 | Federally-Regulated Consumer Product | 2014-10-23
Easco Boiler Corp. | Easco | SM4-1000-S015 | Both Steam & Water | Combo (Natural Gas & Oil) | Power | FALSE | FALSE | 3 |  |  | No Match | No Match | No Match | No Match | Other | No Match |  | No Match |  | 41844000 |  | 8368800 |  | 83 | 80 |  |  | 22 |  | 81 |  |  | Federally-Regulated Commercial & Industrial Equipment | 1998-06-02
Water Pik, Inc. | Laars | PW1200IN09CBA | Both Steam & Water | Natural Gas | No Match | FALSE | FALSE | 3 |  |  | No Match | No Match | No Match | No Match | Copper | No Match |  | No Match |  | 1200000 |  | 1200000 |  | 82 | 80 |  |  | 5 |  | 82 |  |  | Federally-Regulated Commercial & Industrial Equipment | 2001-11-21
Camus Hydronics | Camus Hydronics | DFNH-4501-MS | Water | Natural Gas | Power | FALSE | FALSE | 1 |  |  |  | None | Condensing | Step Modulating | Other |  |  |  |  | 4500000 | 3924000 |  |  | 87.2 |  | 87.2 | [6 empty] | Federally-Regulated Commercial & Industrial Equipment | 2014-08-11
Weil-McLain | Weil-McLain | 1088 | Steam | Oil | Power | FALSE | FALSE | 3 |  |  | No Match | No Match | No Match | No Match | Cast Iron | No Match |  | No Match |  | 3010000 |  | 3010000 |  | 83.6 | 83 |  |  | 147 |  | 83.6 |  |  | Federally-Regulated Commercial & Industrial Equipment | 1996-02-29
Cleaver-Brooks | Cleaver-Brooks | FLX-700-600STM | Steam | Natural Gas | Power | FALSE | FALSE | 3 |  |  | No Match | No Match | No Match | No Match | Other | No Match |  | No Match |  | 6000000 |  | 6000000 |  | 80 | 80 |  |  | 25 |  | 80 |  |  | Federally-Regulated Commercial & Industrial Equipment | 2001-07-31
Burnham Corp. | Burnham Corp. | V1122 | Both Steam & Water | Oil | Power | FALSE | FALSE | 1 |  |  |  | None | Non-Condensing | Single-Stage | Cast Iron |  |  |  |  | 5320000 | 4334000 |  |  | 83.3 | 83 | 81.5 | [6 empty] | Federally-Regulated Commercial & Industrial Equipment | 2010-03-16
Ajax Boiler, Inc. | Ajax | DRLG50 | Water | Natural Gas | Power | FALSE | TRUE | 1 |  |  | Draft Hood | Stack Damper | Non-Condensing | Two-Stage Modulating | Other | None |  | No Match |  | 2000000 | 1600000 | 1600000 | 1280000 | 80 | 80 | 79.2 | [6 empty] | Federally-Regulated Commercial & Industrial Equipment | 2007-08-15
Ajax Boiler, Inc. | Ajax | WNG2250W | Water | Natural Gas | No Match | FALSE | TRUE | 3 |  |  | No Match | No Match | No Match | No Match | Other | No Match |  | No Match |  | 2250000 |  | 1125000 |  | 80 | 80 |  |  |  |  | 80 |  |  | Federally-Regulated Commercial & Industrial Equipment | 1997-01-07
Dunkirk | Sears, Roebuck, & Co. | DKVLT-150 | Water | LPG | Pressure | FALSE | FALSE | 1 |  | TRUE |  | None | Condensing | Step Modulating | Other | Single-Speed |  |  |  | 150000 | 139000 | [9 empty] | 95 | 80 | Federally-Regulated Consumer Product | 2013-04-19
Burnham Corp. | Crown Boiler Co. | 24-12 | Both Steam & Water | LPG | Power | FALSE | FALSE | 1 |  |  |  | None | Non-Condensing | Single-Stage | Cast Iron |  |  |  |  | 2320000 | 1863000 |  |  | 82.1 | 80 | 80.3 | [6 empty] | Federally-Regulated Commercial & Industrial Equipment | 2007-12-12
Hydrotherm | Hydrotherm | HI-165/100B | Water | LPG | Power | FALSE | FALSE | 1 |  |  | No Match | No Match | No Match | No Match | Cast Iron | No Match |  | No Match |  | 165000 | [10 empty] | 83 | 80 | Federally-Regulated Consumer Product | 2000-06-07
Slant / Fin Corp. | Slant / Fin Corp. | VHS-60EP | Water | LPG | Induced Draft | FALSE | FALSE | 1 |  |  |  | Stack Damper | Non-Condensing | Single-Stage | Cast Iron |  |  |  |  | 60000 | 50000 | [9 empty] | 83.4 | 80 | Federally-Regulated Consumer Product | 2007-11-14
Axeman-Anderson Co. | Axeman-Anderson Co. | 128CPO | Water | Oil | No Match | TRUE | FALSE | 1 |  |  | No Match | No Match | No Match | No Match | Other | No Match |  | No Match |  | 282000 | [10 empty] | 80.4 | 80 | Federally-Regulated Consumer Product | 2000-06-07
Water Pik, Inc. | Laars | PH1010IN21*N* | Water | Natural Gas | No Match | FALSE | FALSE | 3 |  |  | No Match | No Match | No Match | No Match | Copper | No Match |  | No Match |  | 1010000 |  | 252500 |  | 82 | 80 |  |  | 5 |  | 82 |  |  | Federally-Regulated Commercial & Industrial Equipment | 2001-11-21
Dunkirk | Sears | K90-150 | Water | Combo (Natural Gas & Oil) | No Match | FALSE | FALSE | 1 |  |  | No Match | No Match | No Match | No Match | Other | No Match |  | No Match |  | 150000 | [10 empty] | 89.6 | 80 | Federally-Regulated Consumer Product | 2002-06-04
Parker Boiler Co. | Parker Boiler | 90R | Steam | Natural Gas | No Match | FALSE | FALSE | 3 |  |  | No Match | No Match | No Match | No Match | Other | No Match |  | No Match |  | 3780000 |  | 1890000 |  | 83 | 80 |  |  | 4 |  | 82 |  |  | Federally-Regulated Commercial & Industrial Equipment | 1996-03-13
Ajax Boiler, Inc. | Ajax | WNG15000W | Water | Natural Gas | No Match | FALSE | TRUE | 3 |  |  | No Match | No Match | No Match | No Match | Other | No Match |  | No Match |  | 15000000 |  | 7500000 |  | 80 | 80 |  |  |  |  | 80 |  |  | Federally-Regulated Commercial & Industrial Equipment | 1997-01-07
Ajax Boiler, Inc. | Ajax | SGOXFD-6500 | Steam | Natural Gas | Power | FALSE | FALSE | 3 |  |  | No Match | No Match | No Match | No Match | Other | No Match |  | No Match |  | 6500000 |  | 3250000 |  | 81 | 80 |  |  |  |  | 80 |  |  | Non Federally-Regulated | 1992-10-27
Water Pik, Inc. | Laars | HH1825IN09*1A | Water | Natural Gas | No Match | FALSE | FALSE | 3 |  |  | No Match | No Match | No Match | No Match | Copper | No Match |  | No Match |  | 1825000 |  | 456250 |  | 81 | 80 |  |  | 5 |  | 81 |  |  | Federally-Regulated Commercial & Industrial Equipment | 2001-05-16
Water Pik, Inc. | Laars | VW0500EN21*N* | Both Steam & Water | Natural Gas | No Match | FALSE | TRUE | 3 |  |  | No Match | No Match | No Match | No Match | Copper | No Match |  | No Match |  | 500000 |  | 125000 |  | 82 | 80 |  |  | 5 |  | 82 |  |  | Federally-Regulated Commercial & Industrial Equipment | 2001-11-21
PB Heat, LLC | Peerless | DE-03-SPRK | Water | Natural Gas | Injection Type | FALSE | FALSE | 1 | TRUE |  |  | None | Non-Condensing | Single-Stage | Cast Iron | Single-Speed |  |  |  | 70000 | 58000 | [9 empty] | 82.1 | 80 | Federally-Regulated Consumer Product | 2015-09-30
Ajax Boiler, Inc. | Ajax | WGOXFD-7500 | Steam | Natural Gas | Power | FALSE | FALSE | 3 |  |  | No Match | No Match | No Match | No Match | Other | No Match |  | No Match |  | 7500000 |  | 3750000 |  | 82 | 80 |  |  |  |  | 80 |  |  | Non Federally-Regulated | 1992-10-27
Slant / Fin Corp. | Slant / Fin Corp. | LWDF-2500-6-7 | Water | Oil | Power | FALSE | FALSE | 1 |  |  |  | None | Non-Condensing | Single-Stage | Cast Iron |  |  |  |  | 2520000 | 2022000 |  |  | 85.5 | 83 | 80.2 | [6 empty] | Federally-Regulated Commercial & Industrial Equipment | 2007-12-12
Ajax Boiler, Inc. | Ajax | HFG300W | Steam | Natural Gas | Power | FALSE | TRUE | 3 |  |  | No Match | No Match | No Match | No Match | Other | No Match |  | No Match |  | 300000 |  | 300000 |  | 80 | 80 |  |  |  |  | 80 |  |  | Federally-Regulated Commercial & Industrial Equipment | 1997-01-07
Burnham Corp. | Burnham Corp. | V1109 | Both Steam & Water | Oil | Power | FALSE | FALSE | 1 |  |  |  | None | Non-Condensing | Single-Stage | Cast Iron |  |  |  |  | 2072000 | 1729000 |  |  | 84.8 | 83 | 83.4 | [6 empty] | Federally-Regulated Commercial & Industrial Equipment | 2010-03-16
Lochinvar, LLC. | Lochinvar Corp. | CBN180M9 | Water | LPG | Injection Type | FALSE | FALSE | 1 |  |  |  | Stack Damper | Non-Condensing | Single-Stage | Copper |  |  |  |  | 180000 | 149000 | [9 empty] | 82 | 80 | Federally-Regulated Consumer Product | 2007-11-14
Parker Boiler Co. | Parker Boiler | T4600L | Water | Natural Gas | Power | FALSE | FALSE | 3 |  |  | No Match | No Match | No Match | No Match | Other | No Match |  | No Match |  | 4600000 |  | 2300000 |  | 80 | 80 |  |  | 4 |  | 80 |  |  | Federally-Regulated Commercial & Industrial Equipment | 1996-03-13
Smith Cast Iron Boilers | Peerless | TCII-04-W-G | Water | LPG | Power | FALSE | FALSE | 3 |  |  |  | None | Non-Condensing | Single-Stage | Cast Iron |  |  |  |  | 1143000 | 930000 |  |  |  |  | 81.4 | 80 | [5 empty] | Federally-Regulated Commercial & Industrial Equipment | 2015-09-30
Laars Heating Systems Co. | Laars | PNCH0500N******* | Water | Natural Gas | Power | FALSE | TRUE | 1 |  |  |  | None | Non-Condensing | Two-Stage Modulating | Copper |  |  |  |  | 500000 | 425000 | 249990 |  | 85 | 80 | 84 | [6 empty] | Federally-Regulated Commercial & Industrial Equipment | 2007-11-01
RBI Water Heaters | RBI Water Heaters | DB1050 | Water | Natural Gas | Power | FALSE | FALSE | 1 |  |  |  | None | Non-Condensing | Step Modulating | Copper |  |  |  |  | 1050000 | 861000 |  |  | 85 | 80 | 82 | [6 empty] | Federally-Regulated Commercial & Industrial Equipment | 2011-02-17
Parker Boiler Co. | Parker Boiler Co. | TC450 | Water | Natural Gas | Power | FALSE | FALSE | 1 |  | FALSE | None | None | Condensing | Step Modulating | Other |  |  |  |  | 1689000 | 1579000 | 321000 | 314580 | 94.7 |  | 93.5 | [6 empty] | Federally-Regulated Commercial & Industrial Equipment | 2014-08-11
PB Heat, LLC | Peerless | WBV-03-105-W | Water | Oil | Power | FALSE | FALSE | 1 | TRUE |  |  | None | Non-Condensing | Single-Stage | Cast Iron |  |  |  |  | 147000 | 126000 | [9 empty] | 85 | 84 | Federally-Regulated Consumer Product | 2015-09-30
Raypak | Raypak | H3-0502* | Water | Natural Gas | Induced Draft | FALSE | FALSE | 1 |  |  |  | None | Non-Condensing | Single-Stage | Copper |  |  |  |  | 500000 | 420000 |  |  |  |  | 84 | [6 empty] | Federally-Regulated Commercial & Industrial Equipment | 2015-04-16
Water Pik, Inc. | Laars | PH0850EP09CBA | Water | LPG | No Match | FALSE | TRUE | 3 |  |  | No Match | No Match | No Match | No Match | Copper | No Match |  | No Match |  | 850000 |  | 850000 |  | 82 | 80 |  |  | 5 |  | 82 |  |  | Federally-Regulated Commercial & Industrial Equipment | 2001-05-30
Lochinvar, LLC. | Lochinvar Corp. | FBD1500 | Water | Natural Gas | Power | FALSE | FALSE | 1 |  |  |  | None | Condensing | Step Modulating | Other |  |  |  |  | 1500000 | 1380000 |  |  |  |  | 92 | [6 empty] | Federally-Regulated Commercial & Industrial Equipment | 2015-04-20
Peerless Heater Co. | Peerless | DE-06-SPRK | Water | Combo (Natural Gas & Oil) | Power | FALSE | FALSE | 1 |  |  | No Match | No Match | No Match | No Match | Cast Iron | No Match |  | No Match |  | 165000 | [10 empty] | 82 | 80 | Federally-Regulated Consumer Product | 2001-11-01
Burnham Corp. | Burnham Corp. | V1106 | Both Steam & Water | Natural Gas | Power | FALSE | FALSE | 1 |  |  |  | None | Non-Condensing | Single-Stage | Cast Iron |  |  |  |  | 1328000 | 1069000 |  |  | 80.6 | 80 | 80.4 | [6 empty] | Federally-Regulated Commercial & Industrial Equipment | 2012-03-02
Raypak | Raypak | H7-0400* | Water | LPG | Induced Draft | FALSE | FALSE | 1 |  |  | None | None | Condensing | Step Modulating | Other |  |  |  |  | 399000 | 375060 | 79800 |  | 94.5 | 80 | 94 |  | 12 |  |  |  |  | Federally-Regulated Commercial & Industrial Equipment | 2010-10-29
Burnham Corp. | Crown Boiler Co. | AWI 095E | Water | Natural Gas | Induced Draft | FALSE | FALSE | 1 |  |  |  | Stack Damper | Non-Condensing | Single-Stage | Cast Iron | Single-Speed | 0.04 | Standard |  | 95000 | 78000 | [9 empty] | 82.3 | 80 | Federally-Regulated Consumer Product | 2007-11-14
Raypak | Raypak | H3-HD151*R | Water | LPG | Induced Draft | FALSE | FALSE | 1 | TRUE |  |  | None | Non-Condensing | Two-Stage Modulating | Copper |  |  |  |  | 150000 | 128000 | [9 empty] | 85 | 82 | Federally-Regulated Consumer Product | 2015-06-01
Ajax Boiler, Inc. | Ajax | HFG13500W | Steam | Natural Gas | Power | FALSE | TRUE | 3 |  |  | No Match | No Match | No Match | No Match | Other | No Match |  | No Match |  | 13500000 |  | 5400000 |  | 80 | 80 |  |  |  |  | 80 |  |  | Federally-Regulated Commercial & Industrial Equipment | 1997-01-07
Universal Boiler Works | Universal Boiler Works | BF10S4 | Steam | Combo (Natural Gas & Oil) | Power | FALSE | FALSE | 3 |  |  | No Match | No Match | No Match | No Match | Other | No Match |  | No Match |  | 420000 |  | 210000 |  | 83.5 | 80 |  |  | 10 |  | 82 |  |  | Federally-Regulated Commercial & Industrial Equipment | 2001-12-13
Ajax Boiler, Inc. | Ajax | WFG1500W | Water | Natural Gas | Power | FALSE | TRUE | 3 |  |  | No Match | No Match | No Match | No Match | Other | No Match |  | No Match |  | 1500000 |  | 800000 |  | 80 | 80 |  |  |  |  | 80 |  |  | Federally-Regulated Commercial & Industrial Equipment | 1997-01-07
PVI Industries | PVI | 306 EWB 150A-E | Water | Electricity | No Match | TRUE | FALSE | 3 |  |  | No Match | No Match | No Match | No Match | Other | No Match |  | No Match |  | 1044000 |  | 1044000 |  | 99.9 | [5 empty] | 99.9 |  |  | Non Federally-Regulated | 1992-09-28
Ajax Boiler, Inc. | Ajax | WNG350W | Water | Natural Gas | No Match | FALSE | TRUE | 3 |  |  | No Match | No Match | No Match | No Match | Other | No Match |  | No Match |  | 350000 |  | 175000 |  | 80 | 80 |  |  |  |  | 80 |  |  | Federally-Regulated Commercial & Industrial Equipment | 1997-01-07
Water Pik, Inc. | Laars | PW0520MP20****** | Both Steam & Water | LPG | Power | FALSE | TRUE | 3 |  |  | No Match | No Match | No Match | No Match | Copper | No Match |  | No Match |  | 520000 |  | 520000 |  | 83 | 80 |  |  | 5 |  | 83 |  |  | Federally-Regulated Commercial & Industrial Equipment | 2001-11-21
U.S. Boiler Co. | New Yorker Boiler Co. | PVCG80A | Water | Natural Gas | Induced Draft | FALSE | FALSE | 1 |  | TRUE |  | None | Non-Condensing | Single-Stage | Cast Iron | Single-Speed |  |  |  | 245000 | 208000 | [9 empty] | 84.5 | 80 | Federally-Regulated Consumer Product | 2014-01-14
Burnham Corp. | New Yorker Boiler Co. | FR147 | Water | Oil | Power | FALSE | FALSE | 1 |  |  |  | None | Non-Condensing | Single-Stage | Other | Single-Speed | 0.04 | Standard |  | 175000 | 154000 | [9 empty] | 86.7 | 80 | Federally-Regulated Consumer Product | 2007-11-14
Aerco International | Aerco International | BMK 3000 | Water | Natural Gas | Luminous | FALSE | FALSE | 3 |  |  |  | None | Condensing | Step Modulating | Other |  |  |  |  | 3000000 | 2805000 |  |  | 94 |  | 93.5 | [6 empty] | Federally-Regulated Commercial & Industrial Equipment | 2014-09-05
Camus Hydronics | Camus Hydronics | DFPH-1752-MS | Water | LPG | Power | FALSE | FALSE | 1 |  |  |  | None | Condensing | Step Modulating | Other |  |  |  |  | 1750000 | 1652000 |  |  | 94.4 |  | 94.4 | [6 empty] | Federally-Regulated Commercial & Industrial Equipment | 2014-08-11
Water Pik, Inc. | Laars | VW0500EN04*BA | Both Steam & Water | Natural Gas | No Match | FALSE | TRUE | 3 |  |  | No Match | No Match | No Match | No Match | Copper | No Match |  | No Match |  | 500000 |  | 125000 |  | 82 | 80 |  |  | 5 |  | 82 |  |  | Federally-Regulated Commercial & Industrial Equipment | 2001-11-21
Water Pik, Inc. | Laars | HH1010IN09*1A | Water | Natural Gas | No Match | FALSE | FALSE | 3 |  |  | No Match | No Match | No Match | No Match | Copper | No Match |  | No Match |  | 1010000 |  | 252500 |  | 81 | 80 |  |  | 5 |  | 81 |  |  | Federally-Regulated Commercial & Industrial Equipment | 2001-05-16
Baxi | Baxi | Luna HT 1.330 | Water | LPG | Power | FALSE | FALSE | 1 |  |  |  | None | Condensing | Step Modulating | Other |  |  |  |  | 126376 | 112601 | [9 empty] | 92.5 | 80 | Federally-Regulated Consumer Product | 2012-10-04
Raypak | Raypak | H3-0899* | Water | LPG | Induced Draft | FALSE | FALSE | 1 |  |  |  | None | Non-Condensing | Single-Stage | Copper |  |  |  |  | 900000 | 756000 |  |  |  |  | 84 | [6 empty] | Federally-Regulated Commercial & Industrial Equipment | 2015-04-16
Crown Boiler Co. | Crown | C247-400-S | Steam | Natural Gas | No Match | FALSE | FALSE | 3 |  |  | No Match | No Match | No Match | No Match | Cast Iron | No Match |  | No Match |  | 400000 |  | 400000 |  | 80 | 80 |  |  |  |  | 80 |  |  | Federally-Regulated Commercial & Industrial Equipment | 1996-03-06
PB Heat, LLC | Peerless | MIH-05-SV | Water | Natural Gas | Injection Type | FALSE | FALSE | 1 | TRUE |  |  | Stack Damper | Non-Condensing | Single-Stage | Cast Iron |  |  |  |  | 130000 | 108000 | [9 empty] | 93.3 | 80 | Federally-Regulated Consumer Product | 2015-09-30
PB Heat, LLC | PB Heat, LLC | PF-110 | Water | LPG | Power | FALSE | FALSE | 1 |  | TRUE | None | None | Condensing | Step Modulating | Other |  |  |  |  | 110000 | 103000 | 36000 | 34000 | [7 empty] | 95 | 80 | Federally-Regulated Consumer Product | 2015-03-30
Smith Cast Iron Boilers | Smith Cast Iron Boilers | 28HE-S/W-12 | Both Steam & Water | Oil | Power | FALSE | FALSE | 1 |  |  |  | None | Non-Condensing | Single-Stage | Cast Iron |  |  |  |  | 3570000 | 3040000 |  |  | 86 | 83 | 85.6 | [6 empty] | Federally-Regulated Commercial & Industrial Equipment | 2007-12-12
Smith Cast Iron Boilers | Smith Cast Iron Boilers | 3500A-*-13 | Both Steam & Water | Natural Gas | Power | FALSE | FALSE | 1 |  |  |  | None | Non-Condensing | Single-Stage | Cast Iron |  |  |  |  | 4226000 | 3352000 |  |  | 80.8 | 80 | 79.3 | [6 empty] | Federally-Regulated Commercial & Industrial Equipment | 2007-12-12
Weil-McLain | Weil-McLain | 1688 | Both Steam & Water | Oil | Power | FALSE | FALSE | 1 |  |  |  | None | Non-Condensing | Single-Stage | Cast Iron |  |  |  |  | 5000000 | 4283000 |  |  | 85.9 | 83 | 85.7 | [6 empty] | Federally-Regulated Commercial & Industrial Equipment | 2008-04-14
Water Pik, Inc. | Laars | PW1825IP04*1A | Both Steam & Water | LPG | No Match | FALSE | FALSE | 3 |  |  | No Match | No Match | No Match | No Match | Copper | No Match |  | No Match |  | 1825000 |  | 456250 |  | 81 | 80 |  |  | 5 |  | 81 |  |  | Federally-Regulated Commercial & Industrial Equipment | 2001-11-21
Bryan Steam Corp. | Bryan | LM-1050-W-G | Water | Natural Gas | No Match | TRUE | FALSE | 3 |  |  | No Match | No Match | No Match | No Match | Other | No Match |  | No Match |  | 10500000 |  | 10500000 |  | 80 | 80 |  |  |  |  | 80 |  |  | Federally-Regulated Commercial & Industrial Equipment | 1996-03-01
Weil-McLain | Williamson-Thermoflo | GWC-105-N-T | Water | Natural Gas | Power | FALSE | FALSE | 1 |  | TRUE |  | None | Condensing | Single-Stage | Cast Iron | Single-Speed |  |  |  | 105000 | 97000 | [9 empty] | 91.2 | 80 | Federally-Regulated Consumer Product | 2013-04-19
Smith Cast Iron Boilers | Smith Cast Iron Boilers | 19HE-4 | Both Steam & Water | LPG | Power | FALSE | FALSE | 1 |  | FALSE |  | None | Non-Condensing | Single-Stage | Cast Iron |  |  |  |  | 520000 | 421000 |  |  |  |  | 81.5 | [6 empty] | Federally-Regulated Commercial & Industrial Equipment | 2015-04-20
Ajax Boiler, Inc. | Ajax | OSGXB850 | Steam | Natural Gas | No Match | FALSE | TRUE | 3 |  |  | No Match | No Match | No Match | No Match | Other | No Match |  | No Match |  | 850000 |  | 850000 |  | 80 | 80 |  |  |  |  | 80 |  |  | Federally-Regulated Commercial & Industrial Equipment | 1996-02-29
Ajax Boiler, Inc. | Ajax | XFG4000W | Water | Natural Gas | Power | FALSE | TRUE | 3 |  |  | No Match | No Match | No Match | No Match | Other | No Match |  | No Match |  | 4000000 |  | 1600000 |  | 80 | 80 |  |  |  |  | 80 |  |  | Federally-Regulated Commercial & Industrial Equipment | 1997-01-07
Ajax Boiler, Inc. | Ajax | WGX-WGXB-7500-D | Steam | Natural Gas | No Match | FALSE | FALSE | 3 |  |  | No Match | No Match | No Match | No Match | Other | No Match |  | No Match |  | 7500000 |  | 7500000 |  | 80 | 80 |  |  |  |  | 80 |  |  | Federally-Regulated Commercial & Industrial Equipment | 1996-02-29
U.S. Boiler Co. | U.S. Boiler Co. | 309 | Water | LPG | Injection Type | FALSE | FALSE | 1 |  | TRUE |  | Stack Damper | Non-Condensing | Single-Stage | Cast Iron | Single-Speed |  |  |  | 280000 | 234000 | [9 empty] | 84 | 80 | Federally-Regulated Consumer Product | 2013-04-19
Ajax Boiler, Inc. | Ajax | SGXFD-8500 | Steam | Natural Gas | Power | FALSE | FALSE | 3 |  |  | No Match | No Match | No Match | No Match | Other | No Match |  | No Match |  | 8500000 |  | 4250000 |  | 81 | 80 |  |  |  |  | 80 |  |  | Non Federally-Regulated | 1992-10-27
Utica Boilers | Utica Boilers | JD-300 | Both Steam & Water | Natural Gas | Injection Type | FALSE | FALSE | 1 |  |  |  | None | Non-Condensing | Single-Stage | Cast Iron |  |  |  |  | 300000 | 241000 |  |  | 80.4 | 80 | 77.5 | [6 empty] | Federally-Regulated Commercial & Industrial Equipment | 2011-05-02
Raypak | Raypak | H4-HD401* | Water | LPG | Induced Draft | FALSE | TRUE | 1 |  |  | None | None | Non-Condensing | Single-Stage | Copper | Single-Speed |  | Standard |  | 399000 | 335160 |  |  | 84.5 | 80 | 84 |  | 12 |  |  |  |  | Federally-Regulated Commercial & Industrial Equipment | 2010-01-11
RBI Water Heaters | RBI Water Heaters | SB400 | Water | Natural Gas | Power | FALSE | FALSE | 1 |  |  |  | None | Non-Condensing | Single-Stage | Copper |  |  |  |  | 399000 | 324000 |  |  |  |  | 81.2 | [6 empty] | Federally-Regulated Commercial & Industrial Equipment | 2015-04-20
Peerless Heater Co. | Peerless | MI-09-SV | Water | Combo (Natural Gas & Oil) | No Match | FALSE | FALSE | 1 |  |  | No Match | No Match | No Match | No Match | Cast Iron | No Match |  | No Match |  | 260000 | [10 empty] | 82 | 80 | Federally-Regulated Consumer Product | 2001-11-01
Universal Boiler Works | Universal Boiler Works | BF400S4 | Steam | Combo (Natural Gas & Oil) | Power | FALSE | FALSE | 3 |  |  | No Match | No Match | No Match | No Match | Other | No Match |  | No Match |  | 16800000 |  | 4200000 |  | 83.5 | 80 |  |  | 10 |  | 82 |  |  | Federally-Regulated Commercial & Industrial Equipment | 2001-12-13
Burnham Corp. | Burnham Corp. | SCG-4 | Water | Natural Gas | Induced Draft | FALSE | FALSE | 1 |  |  |  | None | Non-Condensing | Single-Stage | Cast Iron | Single-Speed | 0.04 | Standard |  | 105000 | 90000 | [9 empty] | 85.4 | 80 | Federally-Regulated Consumer Product | 2007-11-14
U.S. Boiler Co. | U.S. Boiler Co. | FORCE07 | Water | Natural Gas | Injection Type | FALSE | FALSE | 1 |  |  |  | Stack Damper | Non-Condensing | Single-Stage | Cast Iron | Single-Speed |  |  |  | 198000 | 164000 | [9 empty] | 82 | 80 | Federally-Regulated Consumer Product | 2014-10-23
Slant / Fin Corp. | Slant / Fin Corp. | EC-25 | Water | Oil | Power | FALSE | FALSE | 1 |  |  |  | None | Non-Condensing | Single-Stage | Cast Iron |  |  |  |  | 217000 | 190000 | [9 empty] | 86.5 | 80 | Federally-Regulated Consumer Product | 2008-04-14
Laars Heating Systems Co. | Laars Heating Systems Co. | PNCH2000 | Water | LPG | Power | FALSE | FALSE | 1 |  |  |  | None | Non-Condensing | Step Modulating | Copper |  |  |  |  | 1999000 | 1701000 |  |  |  |  | 85.2 | [6 empty] | Federally-Regulated Commercial & Industrial Equipment | 2015-04-20
U.S. Boiler Co. | U.S. Boiler Co. | ES26 | Water | LPG | Injection Type | FALSE | FALSE | 1 |  | TRUE |  | Stack Damper | Non-Condensing | Single-Stage | Cast Iron | Single-Speed |  |  |  | 175000 | 149000 | [9 empty] | 85 | 80 | Federally-Regulated Consumer Product | 2014-01-14
Burnham Corp. | Burnham Corp. | V1120-SN | Steam | Natural Gas | Power | FALSE | FALSE | 3 |  |  |  | Stack Damper | Non-Condensing | Two-Stage Modulating | Cast Iron |  |  |  |  | 4979000 | 3950000 |  |  | 79.3 | 80 | 79.5 | [6 empty] | Federally-Regulated Commercial & Industrial Equipment | 2012-06-11
Parker Boiler Co. | Parker Boiler | O-16R | Steam | Oil | Power | FALSE | FALSE | 3 |  |  | No Match | No Match | No Match | No Match | Other | No Match |  | No Match |  | 688000 |  | 344000 |  | 83 | 83 |  |  | 4 |  | 82 |  |  | Federally-Regulated Commercial & Industrial Equipment | 1996-03-13
Burnham Corp. | Burnham Corp. | V1119-SO | Steam | Oil | Power | FALSE | FALSE | 3 |  |  |  | Stack Damper | Non-Condensing | Two-Stage Modulating | Cast Iron |  |  |  |  | 4550000 | 3730000 |  |  | 82 | 83 | 82.2 | [6 empty] | Federally-Regulated Commercial & Industrial Equipment | 2012-06-11
Burnham Corp. | New Yorker Boiler Co. | CL4-210 | Steam | Oil | Power | FALSE | FALSE | 1 |  |  |  | None | Non-Condensing | Single-Stage | Cast Iron |  |  |  |  | 210000 | 177000 | [9 empty] | 82.6 | 80 | Federally-Regulated Consumer Product | 2007-11-14
Burnham Corp. | Burnham Corp. | 4FHL-107A | Steam | Natural Gas | Power | FALSE | FALSE | 1 |  | FALSE |  | None | Non-Condensing | Single-Stage | Other |  |  |  |  | 895000 | 722000 |  |  | 84.6 |  | 80.7 | [6 empty] | Federally-Regulated Commercial & Industrial Equipment | 2014-08-11
Burnham Corp. | Burnham Corp. | CHG225 | Water | Natural Gas | Induced Draft | FALSE | FALSE | 1 |  |  | None | None | Condensing | Step Modulating | Other | Single-Speed | 0.13 | Standard |  | 225000 | 202000 | 75000 | 68000 | [7 empty] | 94.2 | 80 | Federally-Regulated Consumer Product | 2008-09-25
Weil-McLain | Weil-McLain | CGa-6-PIDN | Water | Natural Gas | No Match | FALSE | FALSE | 1 |  |  | No Match | No Match | No Match | No Match | Cast Iron | No Match |  | No Match |  | 175000 | [10 empty] | 83.2 | 80 | Federally-Regulated Consumer Product | 2000-09-27
Dunkirk | Carrier | BW3AAP000150ABAA | Water | LPG | Power | FALSE | FALSE | 1 |  |  | No Match | No Match | No Match | No Match | Cast Iron | No Match |  | No Match |  | 150000 | [10 empty] | 82.7 | 80 | Federally-Regulated Consumer Product | 2000-06-07
Laars Heating Systems Co. | Laars | HH4000EN******** | Water | Natural Gas | Induced Draft | FALSE | TRUE | 1 |  |  |  | None | Non-Condensing | Step Modulating | Copper |  |  |  |  | 4050000 | 3281000 | 1215000 |  | 82 | 80 | [7 empty] | Federally-Regulated Commercial & Industrial Equipment | 2007-11-01
Ajax Boiler, Inc. | Ajax | XFG15000W | Water | Natural Gas | Power | FALSE | TRUE | 3 |  |  | No Match | No Match | No Match | No Match | Other | No Match |  | No Match |  | 15000000 |  | 6000000 |  | 80 | 80 |  |  |  |  | 80 |  |  | Federally-Regulated Commercial & Industrial Equipment | 1997-01-07
Burnham Corp. | Crown Boiler Co. | 32-2470*N | Both Steam & Water | LPG | Induced Draft | FALSE | FALSE | 1 |  |  |  | None | Non-Condensing | Single-Stage | Cast Iron |  |  |  |  | 2470000 | 1976000 |  |  | 80.5 | 80 | 75.4 | [6 empty] | Federally-Regulated Commercial & Industrial Equipment | 2007-12-12
Laars Heating Systems Company | COPPER BRUTE II | BWCH0750 | Water | LPG | Power | FALSE | FALSE | 1 |  |  |  | None | Non-Condensing | Step Modulating | Copper |  |  |  |  | 750000 | 638000 |  |  |  |  | 85 | 80 | [5 empty] | Federally-Regulated Commercial & Industrial Equipment | 2015-09-30
RBI Water Heaters | RBI Water Heaters | SB300 | Water | Natural Gas | Power | FALSE | FALSE | 1 |  |  |  | None | Non-Condensing | Single-Stage | Copper |  |  |  |  | 301000 | 246000 |  |  | 82 | 80 | 82 | [6 empty] | Federally-Regulated Commercial & Industrial Equipment | 2011-08-22
Burnham Corp. | New Yorker Boiler Co. | FRHGS | Water | Oil | Power | FALSE | FALSE | 1 |  |  |  | None | Non-Condensing | Single-Stage | Other | Single-Speed | 0.04 | Standard |  | 140000 | 122000 | [9 empty] | 86.3 | 80 | Federally-Regulated Consumer Product | 2007-11-14
U.S. Boiler Co. | U.S. Boiler Co. | MPO-IQ84 | Water | Oil | Power | FALSE | FALSE | 1 |  | TRUE |  | None | Non-Condensing | Single-Stage | Cast Iron |  |  |  |  | 84000 | 74000 | [9 empty] | 87 | 80 | Federally-Regulated Consumer Product | 2014-01-14
Parker Boiler Co. | Parker Boiler | O-40R | Steam | Oil | Power | FALSE | FALSE | 3 |  |  | No Match | No Match | No Match | No Match | Other | No Match |  | No Match |  | 1680000 |  | 840000 |  | 85 | 83 |  |  | 4 |  | 82 |  |  | Federally-Regulated Commercial & Industrial Equipment | 1996-03-13
Camus Hydronics | Camus Hydronics | DMNH-0151-MPI | Water | Natural Gas | Power | FALSE | FALSE | 1 | TRUE |  |  | None | Condensing | Step Modulating | Other |  |  |  |  | 150000 | 135000 | [9 empty] | 90 | 80 | Federally-Regulated Consumer Product | 2015-09-30
Burnham Corp. | Crown Boiler Co. | 32-1330*N | Both Steam & Water | Natural Gas | Induced Draft | FALSE | FALSE | 1 |  |  |  | None | Non-Condensing | Single-Stage | Cast Iron |  |  |  |  | 1330000 | 1064000 |  |  | 80.5 | 80 | 75.4 | [6 empty] | Federally-Regulated Commercial & Industrial Equipment | 2007-12-12
Burnham Corp. | Burnham Corp. | MPC-18 | Water | Natural Gas | Power | FALSE | FALSE | 1 |  |  |  | None | Non-Condensing | Single-Stage | Cast Iron |  |  |  |  | 3657000 | 3065000 |  |  | 85.8 | 80 | 83.8 | [6 empty] | Federally-Regulated Commercial & Industrial Equipment | 2010-03-16
Water Pik, Inc. | Laars | HH2000IN18A* | Water | Natural Gas | No Match | FALSE | FALSE | 3 |  |  | No Match | No Match | No Match | No Match | Copper | No Match |  | No Match |  | 1999900 |  | 1999900 |  | 82 | 80 |  |  | 5 |  | 82 |  |  | Federally-Regulated Commercial & Industrial Equipment | 2001-05-16
Ajax Boiler, Inc. | Ajax | OSGXB900 | Steam | Natural Gas | No Match | FALSE | TRUE | 3 |  |  | No Match | No Match | No Match | No Match | Other | No Match |  | No Match |  | 900000 |  | 900000 |  | 80 | 80 |  |  |  |  | 80 |  |  | Federally-Regulated Commercial & Industrial Equipment | 1996-02-29
Parker Boiler Co. | Parker Boiler | G-150 | Steam | Natural Gas | Power | FALSE | FALSE | 3 |  |  | No Match | No Match | No Match | No Match | Other | No Match |  | No Match |  | 6300000 |  | 3150000 |  | 80 | 80 |  |  | 4 |  | 80 |  |  | Federally-Regulated Commercial & Industrial Equipment | 1996-03-13
Slant / Fin Corp. | Slant / Fin Corp. | GG-175HEDP | Water | Natural Gas | Injection Type | FALSE | FALSE | 1 |  |  |  | Stack Damper | Non-Condensing | Single-Stage | Cast Iron |  |  |  |  | 175000 | 145000 | [9 empty] | 82.4 | 80 | Federally-Regulated Consumer Product | 2007-11-14
Laars Heating Systems Co. | Laars Heating Systems Co. | MT2H0500 | Water | Natural Gas | Power | FALSE | FALSE | 1 |  |  |  | None | Non-Condensing | Two-Stage Modulating | Copper |  |  |  |  | 500000 | 425000 |  |  |  |  | 85 | [6 empty] | Federally-Regulated Commercial & Industrial Equipment | 2015-04-20
Raypak | Raypak | H(3,4)-0302* | Water | Natural Gas | Induced Draft | FALSE | FALSE | 1 |  |  |  | None | Non-Condensing | Single-Stage | Copper |  |  |  |  | 300000 | 252000 |  |  |  |  | 84 | [6 empty] | Federally-Regulated Commercial & Industrial Equipment | 2015-04-16
Bryan Steam Corp. | Bryan | K-650-S-***-LP | Steam | LPG | No Match | TRUE | FALSE | 3 |  |  | No Match | No Match | No Match | No Match | Other | No Match |  | No Match |  | 6500000 |  | 6500000 |  | 80 | 80 |  |  |  |  | 80 |  |  | Federally-Regulated Commercial & Industrial Equipment | 1996-03-01
Weil-McLain | Weil-McLain | WM97+110 | Water | Natural Gas | Pressure | FALSE | FALSE | 1 | TRUE |  |  | None | Condensing | Step Modulating | Other | Multiple-Speed |  |  |  | 110000 | 101000 | [9 empty] | 90 | 80 | Federally-Regulated Consumer Product | 2015-09-30
Parker Boiler Co. | Parker Boiler Co. | G3120R | Water | Natural Gas | Power | FALSE | FALSE | 0 |  |  |  | None | Non-Condensing | Step Modulating | Other |  |  |  |  | 3080000 | 2553000 |  |  | 82.9 |  | 82.9 | [6 empty] | Federally-Regulated Commercial & Industrial Equipment | 2014-08-11
Raypak | Raypak | H3-0499* | Water | Natural Gas | Induced Draft | FALSE | FALSE | 1 |  |  |  | None | Non-Condensing | Single-Stage | Copper |  |  |  |  | 500000 | 420000 |  |  |  |  | 84 | [6 empty] | Federally-Regulated Commercial & Industrial Equipment | 2015-04-16
RBI Water Heaters | Hamilton Engineering | HZH 01500 | Water | Natural Gas | Power | FALSE | FALSE | 1 |  |  |  | None | Non-Condensing | Two-Stage Modulating | Copper |  |  |  |  | 1500000 | 1275000 |  |  | 85 |  | 85 | [6 empty] | Federally-Regulated Commercial & Industrial Equipment | 2014-08-11
Dunkirk | Lennox | GWB8-1501E | Water | Combo (Natural Gas & Oil) | Power | FALSE | FALSE | 1 |  |  | No Match | No Match | No Match | No Match | Cast Iron | No Match |  | No Match |  | 150000 | [10 empty] | 82.7 | 80 | Federally-Regulated Consumer Product | 2001-11-01
Thermo-Dynamics Boiler Co. | Columbia Boiler / Pottstown | MCB-200ID | Water | Natural Gas | No Match | FALSE | FALSE | 1 |  |  | No Match | No Match | No Match | No Match | Cast Iron | No Match |  | No Match |  | 200000 | [10 empty] | 81.9 | 80 | Federally-Regulated Consumer Product | 2000-06-07
Burnham Corp. | Crown Boiler Co. | 24-05 | Both Steam & Water | Oil | Power | FALSE | FALSE | 1 |  |  |  | None | Non-Condensing | Single-Stage | Cast Iron |  |  |  |  | 770000 | 634000 |  |  | 85.5 | 83 | 82.4 | [6 empty] | Federally-Regulated Commercial & Industrial Equipment | 2007-12-12
Triangle Tube | Triangle Tube | CC105s | Water | Natural Gas | Power | FALSE | FALSE | 1 |  | TRUE |  | None | Condensing | Step Modulating | Other |  |  |  |  | 106000 | 94000 | [9 empty] | 94 | 80 | Federally-Regulated Consumer Product | 2014-01-14
RBI Water Heaters | RBI Water Heaters | DB600 | Water | LPG | Power | FALSE | FALSE | 1 |  |  |  | None | Non-Condensing | Step Modulating | Copper |  |  |  |  | 600000 | 490000 |  |  | 85 | 80 | 81.7 | [6 empty] | Federally-Regulated Commercial & Industrial Equipment | 2011-02-17
PB Heat, LLC | Hydrotherm | HVX-70 | Water | LPG | Injection Type | FALSE | FALSE | 1 | TRUE | TRUE |  | None | Non-Condensing | Single-Stage | Cast Iron | Single-Speed |  |  |  | 70000 | 58000 | [9 empty] | 82.1 | 82 | Federally-Regulated Consumer Product | 2015-06-01
Cemline Corp. | Cemline Corp. | VB30EHB24 | Water | Electricity | No Match | FALSE | TRUE | 1 |  |  | No Match | No Match | No Match | No Match | Cast Iron | No Match |  | No Match |  | 81960 |  |  |  | 98.4 | [8 empty] | Federally-Regulated Consumer Product | 1992-06-18
Smith Cast Iron Boilers | Smith Cast Iron Boilers | PGB200-S-3-INTD | Steam | LPG | No Match | FALSE | FALSE | 1 |  |  | No Match | No Match | No Match | No Match | Cast Iron | No Match |  | No Match |  | 85000 | [10 empty] | 82.3 | 75 | Federally-Regulated Consumer Product | 1998-12-21
PB Heat, LLC | Peerless | DE-06-SV | Water | LPG | Injection Type | FALSE | FALSE | 1 | TRUE |  |  | None | Non-Condensing | Single-Stage | Cast Iron | Single-Speed |  |  |  | 165000 | 136000 | [9 empty] | 82 | 80 | Federally-Regulated Consumer Product | 2015-09-30
Lochinvar, LLC. | Lochinvar Corp. | CBL399 | Water | Natural Gas | Injection Type | FALSE | FALSE | 1 |  |  |  | None | Non-Condensing | Two-Stage Modulating | Copper |  |  |  |  | 399000 | 327000 |  |  | 82 |  | 82 | [6 empty] | Federally-Regulated Commercial & Industrial Equipment | 2014-10-23
Smith Cast Iron Boilers | Smith Cast Iron Boilers | 28HE-S/W-09 | Both Steam & Water | Natural Gas | Power | FALSE | FALSE | 1 |  |  |  | None | Non-Condensing | Single-Stage | Cast Iron |  |  |  |  | 2718000 | 2249000 |  |  | 83.5 | 80 | 82.7 | [6 empty] | Federally-Regulated Commercial & Industrial Equipment | 2007-12-12
Burnham Corp. | Burnham Corp. | 809H | Water | LPG | Induced Draft | FALSE | FALSE | 1 |  |  |  | None | Non-Condensing | Single-Stage | Cast Iron |  |  |  |  | 491000 | 409000 |  |  | 83.4 | 80 | 79.8 | [6 empty] | Federally-Regulated Commercial & Industrial Equipment | 2010-03-16
Ajax Boiler, Inc. | Ajax | SGXFD-700 | Steam | Natural Gas | Power | FALSE | FALSE | 3 |  |  | No Match | No Match | No Match | No Match | Other | No Match |  | No Match |  | 700000 |  | 350000 |  | 81 | 80 |  |  |  |  | 80 |  |  | Non Federally-Regulated | 1992-10-27
Utica Boilers | Utica Boilers | JD-2600 | Both Steam & Water | Natural Gas | Injection Type | FALSE | FALSE | 1 |  |  |  | None | Non-Condensing | Single-Stage | Cast Iron |  |  |  |  | 2600000 | 2090000 |  |  | 80.4 | 80 | 77.5 | [6 empty] | Federally-Regulated Commercial & Industrial Equipment | 2011-02-17
U.S. Boiler Co. | BURNHAM BY U.S. BOILER | GW09 | Water | LPG | Injection Type | FALSE | FALSE | 1 | TRUE |  |  | Stack Damper | Non-Condensing | Single-Stage | Cast Iron | Single-Speed |  |  |  | 266000 | 218000 | [9 empty] | 82 | 80 | Federally-Regulated Consumer Product | 2015-09-30
Smith Cast Iron Boilers | Smith Cast Iron Boilers | 6500A-*-17 | Both Steam & Water | Natural Gas | Power | FALSE | FALSE | 1 |  |  |  | None | Non-Condensing | Single-Stage | Cast Iron |  |  |  |  | 10674000 | 8550000 |  |  | 81.6 | 80 | 80.1 | [6 empty] | Federally-Regulated Commercial & Industrial Equipment | 2007-12-12
U.S. Boiler Co. | U.S. Boiler Co. | K2-100 | Water | Natural Gas | Power | FALSE | FALSE | 1 |  |  |  | None | Condensing | Step Modulating | Other | Single-Speed |  |  |  | 100000 | 92000 | [9 empty] | 93.3 | 80 | Federally-Regulated Consumer Product | 2014-08-08
Water Pik, Inc. | Laars | VW0625MN20****** | Both Steam & Water | Natural Gas | Power | FALSE | TRUE | 3 |  |  | No Match | No Match | No Match | No Match | Copper | No Match |  | No Match |  | 625000 |  | 625000 |  | 83 | 80 |  |  | 5 |  | 83 |  |  | Federally-Regulated Commercial & Industrial Equipment | 2001-11-21
Crown Boiler Co. | Burnham Corp. | 303 | Water | Natural Gas | Injection Type | FALSE | FALSE | 1 |  |  | Draft Diverter | Stack Damper | Non-Condensing | Single-Stage | Cast Iron | Single-Speed |  | Standard |  | 70000 | 59000 | [9 empty] | 84 | 80 | Federally-Regulated Consumer Product | 2010-03-16
Universal Boiler Works | Universal Boiler Works | BF700S4 | Steam | Combo (Natural Gas & Oil) | Power | FALSE | FALSE | 3 |  |  | No Match | No Match | No Match | No Match | Other | No Match |  | No Match |  | 29400000 |  | 4900000 |  | 83.5 | 80 |  |  | 10 |  | 82 |  |  | Federally-Regulated Commercial & Industrial Equipment | 2001-12-13
Burnham Corp. | New Yorker Boiler Co. | CL5-168 | Steam | Oil | Power | FALSE | FALSE | 1 |  |  |  | None | Non-Condensing | Single-Stage | Cast Iron |  |  |  |  | 168000 | 144000 | [9 empty] | 83.7 | 80 | Federally-Regulated Consumer Product | 2007-11-14
Water Pik, Inc. | Laars | CB-M2-200 | Water | Combo (Natural Gas & Oil) | Power | FALSE | FALSE | 1 |  |  | No Match | No Match | No Match | No Match | Copper | No Match |  | No Match |  | 199900 | [10 empty] | 88.5 | 80 | Federally-Regulated Consumer Product | 2001-11-21
Ajax Boiler, Inc. | Ajax | OWGB2250 | Steam | LPG | No Match | FALSE | TRUE | 3 |  |  | No Match | No Match | No Match | No Match | Other | No Match |  | No Match |  | 2250000 |  | 2250000 |  | 80 | 80 |  |  |  |  | 80 |  |  | Federally-Regulated Commercial & Industrial Equipment | 1996-02-29
Water Pik, Inc. | Laars | PH0320MP20***** | Water | LPG | Power | FALSE | FALSE | 3 |  |  | No Match | No Match | No Match | No Match | Copper | No Match |  | No Match |  | 320000 |  | 320000 |  | 85 | 80 |  |  |  |  | 83 |  |  | Federally-Regulated Commercial & Industrial Equipment | 2001-11-21
Burnham Corp. | Crown Boiler Co. | JSE379E | Steam | Natural Gas | Induced Draft | FALSE | FALSE | 1 |  |  |  | None | Non-Condensing | Single-Stage | Cast Iron |  |  |  |  | 379000 | 299000 |  |  | 80 | 80 | 77 | [6 empty] | Federally-Regulated Commercial & Industrial Equipment | 2007-12-12
ECR International, Ltd. | Pennco, Inc. | KSC5200 | Steam | Oil | Pressure | FALSE | FALSE | 1 |  |  |  | None | Non-Condensing | Single-Stage | Cast Iron |  |  |  |  | 140000 | 120000 | [9 empty] | 85 | 80 | Federally-Regulated Consumer Product | 2010-03-16
Crown Boiler Co. | CROWN BOILER | ODV-75 | Water | Oil | Pressure | FALSE | FALSE | 1 | TRUE |  |  | None | Non-Condensing | Single-Stage | Cast Iron |  |  |  |  | 105000 | 91000 | [9 empty] | 85 | 84 | Federally-Regulated Consumer Product | 2015-09-30
PVI Industries | PVI | 18 ESB 85A-E | Steam | Electricity | No Match | TRUE | FALSE | 1 |  |  | No Match | No Match | No Match | No Match | Other | No Match |  | No Match |  | 61000 |  |  |  | 99.9 | [6 empty] | 99.9 |  | Federally-Regulated Consumer Product | 1992-10-27
Dunkirk | Dunkirk | PWX-4E | Water | Combo (Natural Gas & Oil) | No Match | FALSE | FALSE | 1 |  |  | No Match | No Match | No Match | No Match | Cast Iron | No Match |  | No Match |  | 105000 | [10 empty] | 81.5 | 80 | Federally-Regulated Consumer Product | 2002-09-30
PB Heat, LLC | Hydrotherm | HWX-140-SV | Water | Natural Gas | Injection Type | FALSE | FALSE | 1 |  |  | Draft Diverter | Stack Damper | Non-Condensing | Single-Stage | Cast Iron | Single-Speed |  | Standard |  | 140000 | 115000 | [9 empty] | 82 | 80 | Federally-Regulated Consumer Product | 2011-08-02
Burnham Corp. | Crown Boiler Co. | CWD110 | Water | LPG | Induced Draft | FALSE | FALSE | 1 |  |  |  | None | Non-Condensing | Single-Stage | Cast Iron | Single-Speed | 0.04 | Standard |  | 110000 | 94000 | [9 empty] | 85.2 | 80 | Federally-Regulated Consumer Product | 2007-11-14
English Boiler & Tube, Inc. | Bent Tube Balanced Flow | BTBF-90-15 | Steam | Natural Gas | Power | FALSE | FALSE | 3 |  |  | No Match | No Match | No Match | No Match | Other | No Match |  | No Match |  | 3780000 |  | 945000 |  | 80 | 80 |  |  | 3 |  | 80 |  |  | Federally-Regulated Commercial & Industrial Equipment | 1998-09-10
Slant / Fin Corp. | Slant / Fin Corp. | GG-175HEDS | Water | LPG | Injection Type | FALSE | FALSE | 1 |  |  |  | Stack Damper | Non-Condensing | Single-Stage | Cast Iron |  |  |  |  | 175000 | 145000 | [9 empty] | 82.4 | 80 | Federally-Regulated Consumer Product | 2007-11-14
Water Pik, Inc. | Laars | VW0600EN09*BA | Both Steam & Water | Natural Gas | No Match | FALSE | TRUE | 3 |  |  | No Match | No Match | No Match | No Match | Copper | No Match |  | No Match |  | 600000 |  | 150000 |  | 82 | 80 |  |  | 5 |  | 82 |  |  | Federally-Regulated Commercial & Industrial Equipment | 2001-11-21
Burnham Corp. | Crown Boiler Co. | LCS120 | Steam | Oil | Power | FALSE | FALSE | 1 |  |  |  | None | Non-Condensing | Single-Stage | Cast Iron |  |  |  |  | 168000 | 144000 | [9 empty] | 84.1 | 80 | Federally-Regulated Consumer Product | 2008-04-14
Weil-McLain | Weil-McLain | 788R | Water | Natural Gas | Power | FALSE | FALSE | 1 |  |  |  | None | Non-Condensing | Single-Stage | Cast Iron |  |  |  |  | 1999000 | 1661000 |  |  | 84 |  | 83.1 | [6 empty] | Federally-Regulated Commercial & Industrial Equipment | 2014-10-21
Burnham Corp. | Burnham Corp. | V1112H-WN | Water | Natural Gas | Power | FALSE | FALSE | 1 |  |  |  | None | Non-Condensing | Two-Stage Modulating | Cast Iron |  |  |  |  | 2887000 | 2373000 |  |  | 82.6 |  | 82.2 | [6 empty] | Federally-Regulated Commercial & Industrial Equipment | 2014-08-11
Weil-McLain | Weil-McLain | 1894 | Steam | Natural Gas | Power | FALSE | FALSE | 3 |  |  | No Match | No Match | No Match | No Match | Cast Iron | No Match |  | No Match |  | 6134000 |  | 6134000 |  | 81.5 | 80 |  |  | 147 |  | 81.5 |  |  | Federally-Regulated Commercial & Industrial Equipment | 1996-02-29
Slant / Fin Corp. | Slant / Fin Corp. | S-120ED | Water | LPG | Injection Type | FALSE | FALSE | 1 |  |  |  | Stack Damper | Non-Condensing | Single-Stage | Cast Iron |  |  |  |  | 120000 | 101000 | [9 empty] | 84.1 | 80 | Federally-Regulated Consumer Product | 2007-11-14
Water Pik, Inc. | Laars | VW4500EN18AC | Both Steam & Water | Natural Gas | No Match | FALSE | TRUE | 3 |  |  | No Match | No Match | No Match | No Match | Copper | No Match |  | No Match |  | 4500000 |  | 4500000 |  | 81 | 80 |  |  | 5 |  | 81 |  |  | Federally-Regulated Commercial & Industrial Equipment | 2001-11-21
Water Pik, Inc. | Laars | HH4500IN18C* | Water | Natural Gas | No Match | FALSE | FALSE | 3 |  |  | No Match | No Match | No Match | No Match | Copper | No Match |  | No Match |  | 4500000 |  | 4500000 |  | 82 | 80 |  |  | 5 |  | 82 |  |  | Federally-Regulated Commercial & Industrial Equipment | 2001-05-16
Crown Boiler Co. | CROWN BOILER | AWI 128E | Water | LPG | Induced Draft | FALSE | FALSE | 1 | TRUE |  |  | Stack Damper | Non-Condensing | Single-Stage | Cast Iron |  |  |  |  | 128000 | 105000 | [9 empty] | 82 | 80 | Federally-Regulated Consumer Product | 2015-09-30
Camus Hydronics | Camus Hydronics | DFNH-4002-MS | Water | Natural Gas | Power | FALSE | FALSE | 1 |  |  |  | None | Condensing | Step Modulating | Other |  |  |  |  | 4000000 | 3776000 |  |  | 94.4 |  | 94.4 | [6 empty] | Federally-Regulated Commercial & Industrial Equipment | 2014-08-11
Ajax Boiler, Inc. | Ajax | SFG200W | Steam | Natural Gas | Power | FALSE | TRUE | 3 |  |  | No Match | No Match | No Match | No Match | Other | No Match |  | No Match |  | 8400000 |  | 3400000 |  | 80 | 80 |  |  |  |  | 80 |  |  | Federally-Regulated Commercial & Industrial Equipment | 1997-01-07
Water Pik, Inc. | Laars | PH0600IN04*1A | Water | Natural Gas | No Match | FALSE | FALSE | 3 |  |  | No Match | No Match | No Match | No Match | Copper | No Match |  | No Match |  | 600000 |  | 150000 |  | 81 | 80 |  |  | 5 |  | 81 |  |  | Federally-Regulated Commercial & Industrial Equipment | 2001-05-16
Water Pik, Inc. | Laars | PW1010IP09*BA | Both Steam & Water | LPG | No Match | FALSE | FALSE | 3 |  |  | No Match | No Match | No Match | No Match | Copper | No Match |  | No Match |  | 1010000 |  | 252500 |  | 82 | 80 |  |  | 5 |  | 82 |  |  | Federally-Regulated Commercial & Industrial Equipment | 2001-11-21
Bryan Steam Corp. | Bryan | HECL-180-W-FDG | Water | Natural Gas | Power | FALSE | FALSE | 3 |  |  | No Match | No Match | No Match | No Match | Other | No Match |  | No Match |  | 1800000 |  | 1800000 |  | 85 | 80 |  |  |  |  | 85 |  |  | Federally-Regulated Commercial & Industrial Equipment | 1996-03-01
Burnham Corp. | Burnham Corp. | IN6PVNI- | Steam | Natural Gas | Induced Draft | FALSE | FALSE | 1 |  |  |  | Stack Damper | Non-Condensing | Single-Stage | Cast Iron |  |  |  |  | 175000 | 145000 | [9 empty] | 82.2 | 75 | Federally-Regulated Consumer Product | 2007-11-14
Ajax Boiler, Inc. | Ajax | WEC700W | Water | Combo (Natural Gas & Oil) | Power | FALSE | TRUE | 3 |  |  | No Match | No Match | No Match | No Match | Other | No Match |  | No Match |  | 665000 |  | 450000 |  | 85 | 80 |  |  |  |  | 80 |  |  | Federally-Regulated Commercial & Industrial Equipment | 1997-01-07
Ajax Boiler, Inc. | Ajax | WEO-2250 | Water | Oil | Power | FALSE | FALSE | 3 |  |  | No Match | No Match | No Match | No Match | Other | No Match |  | No Match |  | 2137000 |  | 1000000 |  | 85 | 83 |  |  |  |  | 82 |  |  | Federally-Regulated Commercial & Industrial Equipment | 1996-03-13
Laars Heating Systems Co. | Bradford-White Corp. | BLXCW125(N,P)**** | Water | LPG | Power | FALSE | FALSE | 1 |  |  |  | None | Condensing | Step Modulating | Other | Single-Speed |  |  |  | 125000 | 116000 | [9 empty] | 95 | 80 | Federally-Regulated Consumer Product | 2014-10-23
Burnham Corp. | Burnham Corp. | 4FHL-277A-O | Steam | Oil | Power | FALSE | FALSE | 1 |  | FALSE |  | None | Non-Condensing | Two-Stage Modulating | Other |  |  |  |  | 2319000 | 1895000 |  |  | 87.9 |  | 84.8 | [6 empty] | Federally-Regulated Commercial & Industrial Equipment | 2014-08-11
New York Thermal, Inc. | New York Thermal, Inc. | TFT200 | Water | LPG | Power | FALSE | FALSE | 1 |  | TRUE |  | None | Condensing | Step Modulating | Other |  |  |  |  | 200000 | 185000 | [9 empty] | 95 | 80 | Federally-Regulated Consumer Product | 2014-01-14
Viessmann Manufacturing | Viessmann Manufacturing | VD2-500 | Water | Natural Gas | Power | FALSE | FALSE | 1 |  |  | Barometric Regulator | None | Non-Condensing | Two-Stage Modulating | Cast Iron |  |  |  |  | 2031000 | 1732000 |  |  | 85.3 | 80 | 85.3 | [6 empty] | Federally-Regulated Commercial & Industrial Equipment | 2008-04-14
Triangle Tube | Triangle Tube | CC105s | Water | LPG | Power | FALSE | FALSE | 1 |  | TRUE |  | None | Condensing | Step Modulating | Other |  |  |  |  | 106000 | 94000 | [9 empty] | 94 | 80 | Federally-Regulated Consumer Product | 2014-01-14
ECR International, Ltd. | Dunkirk | ESC3100S | Steam | Oil | Pressure | FALSE | FALSE | 1 |  |  |  | None | Non-Condensing | Single-Stage | Cast Iron |  |  |  |  | 140000 | 116000 | [9 empty] | 81.5 | 80 | Federally-Regulated Consumer Product | 2010-03-16
PVI Industries | PVI | 250 SBHE 300A-TPGO | Steam | Combo (Natural Gas & Oil) | No Match | FALSE | FALSE | 3 |  |  | No Match | No Match | No Match | No Match | Other | No Match |  | No Match |  | 10000000 |  | 3334000 |  | 84 | 80 |  |  |  |  | 85 |  |  | Federally-Regulated Commercial & Industrial Equipment | 1996-03-13
Ajax Boiler, Inc. | Ajax | WG-WGB-1250-D | Steam | Natural Gas | No Match | FALSE | FALSE | 3 |  |  | No Match | No Match | No Match | No Match | Other | No Match |  | No Match |  | 1250000 |  | 1250000 |  | 80 | 80 |  |  |  |  | 80 |  |  | Federally-Regulated Commercial & Industrial Equipment | 1996-02-29
Burnham Corp. | New Yorker Boiler Co. | CGS40A*I- | Steam | Natural Gas | Induced Draft | FALSE | FALSE | 1 |  |  |  | Stack Damper | Non-Condensing | Single-Stage | Cast Iron |  |  |  |  | 105000 | 86000 | [9 empty] | 81.4 | 75 | Federally-Regulated Consumer Product | 2007-11-14
Slant / Fin Corp. | Slant / Fin Corp. | GXH-230EDPZ | Steam | Natural Gas | Injection Type | FALSE | FALSE | 1 |  |  |  | Stack Damper | Non-Condensing | Single-Stage | Cast Iron |  |  |  |  | 231000 | 189000 | [9 empty] | 81.2 | 75 | Federally-Regulated Consumer Product | 2007-11-14
Rite Engineering | Rite | 400SG | Both Steam & Water | Natural Gas | Power | FALSE | FALSE | 3 |  |  | No Match | No Match | No Match | No Match | Other | No Match |  | No Match |  | 4000000 |  | 1333333 |  | 80 | 80 |  |  |  |  | 80 |  |  | Non Federally-Regulated | 1992-10-14
PB Heat, LLC | PB Heat, LLC | PF-199-Nat | Water | Natural Gas | Power | FALSE | FALSE | 1 |  |  | None | None | Condensing | Step Modulating | Other |  |  |  |  | 199000 | 182000 | [9 empty] | 97.3 | 80 | Federally-Regulated Consumer Product | 2010-03-16
Lochinvar, LLC. | Lochinvar Corp. | KBL081 | Water | LPG | Power | FALSE | FALSE | 1 |  | TRUE | None | None | Condensing | Step Modulating | Other |  |  |  |  | 80000 | 74000 | [9 empty] | 95 | 80 | Federally-Regulated Consumer Product | 2014-10-23
Ajax Boiler, Inc. | Ajax | DRF30 | Water | Natural Gas | Power | FALSE | TRUE | 1 |  |  | Draft Hood | Stack Damper | Non-Condensing | Two-Stage Modulating | Other | None |  | No Match |  | 1250000 | 1000000 | 1000000 | 800000 | 80 | 80 | 79.2 | [6 empty] | Federally-Regulated Commercial & Industrial Equipment | 2007-08-15
Ajax Boiler, Inc. | Ajax | WNG6500W | Water | Natural Gas | No Match | FALSE | TRUE | 3 |  |  | No Match | No Match | No Match | No Match | Other | No Match |  | No Match |  | 6500000 |  | 3250000 |  | 80 | 80 |  |  |  |  | 80 |  |  | Federally-Regulated Commercial & Industrial Equipment | 1997-01-07
Allied Engineering Co. | Super Hot | AAE2880**** | Water | Natural Gas | No Match | TRUE | TRUE | 3 |  |  | No Match | No Match | No Match | No Match | Copper | No Match |  | No Match |  | 2880000 |  | 1008000 |  | 80 | 80 |  |  | 675 |  | 80 |  |  | Federally-Regulated Commercial & Industrial Equipment | 1998-04-21
Raypak | Raypak | H*0202 | Water | Natural Gas | Power | FALSE | FALSE | 1 |  |  | No Match | No Match | No Match | No Match | Other | No Match |  | No Match |  | 199000 | [10 empty] | 84 | 75 | Federally-Regulated Consumer Product | 2002-09-30
Ajax Boiler, Inc. | Ajax | HNG12000W | Steam | Natural Gas | No Match | FALSE | TRUE | 3 |  |  | No Match | No Match | No Match | No Match | Other | No Match |  | No Match |  | 12000000 |  | 6000000 |  | 80 | 80 |  |  |  |  | 80 |  |  | Federally-Regulated Commercial & Industrial Equipment | 1997-01-07
Smith Cast Iron Boilers | Smith Cast Iron Boilers | 19HE-4 | Water | Oil | Power | FALSE | FALSE | 1 |  |  |  | None | Non-Condensing | Single-Stage | Cast Iron |  |  |  |  | 504000 | 421000 |  |  | 84.3 | 83 | 84.1 | [6 empty] | Federally-Regulated Commercial & Industrial Equipment | 2010-07-21
Raypak | Raypak | H7-2005* | Water | LPG | Induced Draft | FALSE | FALSE | 1 |  |  | None | None | Condensing | Step Modulating | Copper | Single-Speed | 1 | Standard |  | 1999000 | 1919000 | 500000000 |  | 96.5 | 80 | 96 |  | 12 |  |  |  |  | Federally-Regulated Commercial & Industrial Equipment | 2010-03-16
Burnham Corp. | Crown Boiler Co. | KSZ150 | Steam | Oil | Power | FALSE | FALSE | 1 |  |  |  | None | Non-Condensing | Single-Stage | Cast Iron |  |  |  |  | 210000 | 177000 | [9 empty] | 83.1 | 80 | Federally-Regulated Consumer Product | 2007-11-14
Ajax Boiler, Inc. | Ajax | HNG8500W | Steam | Natural Gas | No Match | FALSE | TRUE | 3 |  |  | No Match | No Match | No Match | No Match | Other | No Match |  | No Match |  | 8500000 |  | 4250000 |  | 80 | 80 |  |  |  |  | 80 |  |  | Federally-Regulated Commercial & Industrial Equipment | 1997-01-07
Parker Boiler Co. | Parker Boiler | WH730LR | Water | Natural Gas | Power | FALSE | FALSE | 3 |  |  | No Match | No Match | No Match | No Match | Other | No Match |  | No Match |  | 730000 |  | 365000 |  | 83 | 80 |  |  | 4 |  | 82 |  |  | Federally-Regulated Commercial & Industrial Equipment | 1996-03-13
Water Pik, Inc. | Laars | HH0600IN09*1A | Water | Natural Gas | No Match | FALSE | FALSE | 3 |  |  | No Match | No Match | No Match | No Match | Copper | No Match |  | No Match |  | 600000 |  | 150000 |  | 81 | 80 |  |  | 5 |  | 81 |  |  | Federally-Regulated Commercial & Industrial Equipment | 2001-05-16
Smith Cast Iron Boilers | Smith Cast Iron Boilers | 4500A-*-21 | Both Steam & Water | Oil | Power | FALSE | FALSE | 1 |  |  |  | None | Non-Condensing | Single-Stage | Cast Iron |  |  |  |  | 8960000 | 7334000 |  |  | 83.2 | 83 | 81.8 | [6 empty] | Federally-Regulated Commercial & Industrial Equipment | 2008-05-08
Water Pik, Inc. | Laars | PH0850IP09C1A | Water | LPG | No Match | FALSE | FALSE | 3 |  |  | No Match | No Match | No Match | No Match | Copper | No Match |  | No Match |  | 850000 |  | 850000 |  | 81 | 80 |  |  | 5 |  | 81 |  |  | Federally-Regulated Commercial & Industrial Equipment | 2001-05-30
Burnham Corp. | Crown Boiler Co. | BWF195 | Water | Natural Gas | Induced Draft | FALSE | FALSE | 1 |  |  |  | None | Non-Condensing | Single-Stage | Cast Iron | Single-Speed | 0.04 | Standard |  | 195000 | 161000 | [9 empty] | 82.3 | 80 | Federally-Regulated Consumer Product | 2007-11-14
Smith Cast Iron Boilers | Peerless | CC-06-S-O | Steam | Oil | Power | FALSE | FALSE | 1 |  | FALSE |  | None | Non-Condensing | Single-Stage | Cast Iron |  |  |  |  | 910000 | 762000 |  |  |  |  | 83.7 | 81 | [5 empty] | Federally-Regulated Commercial & Industrial Equipment | 2015-09-30
Parker Boiler Co. | Parker Boiler | T1140R | Water | Natural Gas | No Match | FALSE | FALSE | 3 |  |  | No Match | No Match | No Match | No Match | Other | No Match |  | No Match |  | 1140000 |  | 570000 |  | 83 | 80 |  |  | 4 |  | 82 |  |  | Federally-Regulated Commercial & Industrial Equipment | 1996-03-13
Camus Hydronics | Camus Hydronics | DFNH-4001-MH | Water | Natural Gas | Power | FALSE | FALSE | 1 |  |  |  | None | Condensing | Step Modulating | Copper |  |  |  |  | 4000000 | 3488000 |  |  | 87.2 |  | 87.2 | [6 empty] | Federally-Regulated Commercial & Industrial Equipment | 2014-08-11
Ajax Boiler, Inc. | Ajax | WFG11000W | Water | Natural Gas | Power | FALSE | TRUE | 3 |  |  | No Match | No Match | No Match | No Match | Other | No Match |  | No Match |  | 11000000 |  | 4400000 |  | 80 | 80 |  |  |  |  | 80 |  |  | Federally-Regulated Commercial & Industrial Equipment | 1997-01-07
Ajax Boiler, Inc. | Ajax | WFG2500W | Water | Natural Gas | Power | FALSE | TRUE | 3 |  |  | No Match | No Match | No Match | No Match | Other | No Match |  | No Match |  | 2500000 |  | 1000000 |  | 80 | 80 |  |  |  |  | 80 |  |  | Federally-Regulated Commercial & Industrial Equipment | 1997-01-07
Ajax Boiler, Inc. | Ajax | OWGB-15000 | Water | Natural Gas | No Match | FALSE | TRUE | 3 |  |  | No Match | No Match | No Match | No Match | Other | No Match |  | No Match |  | 15000000 |  | 15000000 |  | 80 | 80 |  |  |  |  | 80 |  |  | Federally-Regulated Commercial & Industrial Equipment | 1996-02-29
Dunkirk | Dunkirk | DPFG-9-300 | Water | Combo (Natural Gas & Oil) | Power | FALSE | FALSE | 1 |  |  | No Match | No Match | No Match | No Match | Cast Iron | No Match |  | No Match |  | 299900 | [10 empty] | 83 | 80 | Federally-Regulated Consumer Product | 2001-11-01
Lochinvar, LLC. | Lochinvar Corp. | KBN600 | Water | LPG | Power | FALSE | FALSE | 1 |  |  | None | None | Condensing | Step Modulating | Other |  |  |  |  | 600000 | 567000 | 120000 |  | 95 | 80 | 94.6 | [6 empty] | Federally-Regulated Commercial & Industrial Equipment | 2008-04-14
Ajax Boiler, Inc. | Ajax | WGFD-400 | Steam | Natural Gas | Power | FALSE | FALSE | 3 |  |  | No Match | No Match | No Match | No Match | Other | No Match |  | No Match |  | 400000 |  | 200000 |  | 82 | 80 |  |  |  |  | 80 |  |  | Non Federally-Regulated | 1992-10-27
Water Pik, Inc. | Laars | PW0715IP09C1A | Both Steam & Water | LPG | No Match | FALSE | FALSE | 3 |  |  | No Match | No Match | No Match | No Match | Copper | No Match |  | No Match |  | 715000 |  | 715000 |  | 81 | 80 |  |  | 5 |  | 81 |  |  | Federally-Regulated Commercial & Industrial Equipment | 2001-11-21
Burnham Corp. | Crown Boiler Co. | CWI207E | Water | Natural Gas | Induced Draft | FALSE | FALSE | 1 |  |  |  | Stack Damper | Non-Condensing | Single-Stage | Cast Iron | Single-Speed | 0.04 | Standard |  | 207000 | 173000 | [9 empty] | 83.2 | 80 | Federally-Regulated Consumer Product | 2007-11-14
Burnham Corp. | Burnham Corp. | 4FHW-345A | Water | Natural Gas | Power | FALSE | FALSE | 3 |  |  |  | None | Non-Condensing | Two-Stage Modulating | Other |  |  |  |  | 2888000 | 2410000 |  |  | 85.4 |  | 83.4 | [6 empty] | Federally-Regulated Commercial & Industrial Equipment | 2014-08-11
Raypak | Raypak | H(1,5)-0330* | Water | LPG | Injection Type | FALSE | FALSE | 1 |  |  |  | None | Non-Condensing | Step Modulating | Copper |  |  |  |  | 334000 | 267000 |  |  |  |  | 80 | [6 empty] | Federally-Regulated Commercial & Industrial Equipment | 2015-04-16
Crown Boiler Co. | CROWN BOILER | CWI069E | Water | LPG | Induced Draft | FALSE | FALSE | 1 | TRUE |  |  | Stack Damper | Non-Condensing | Single-Stage | Cast Iron |  |  |  |  | 69000 | 58000 | [9 empty] | 83.1 | 80 | Federally-Regulated Consumer Product | 2015-09-30
Camus Hydronics | Camus Hydronics | DMPH-0151-MPI | Water | LPG | Power | FALSE | FALSE | 1 | TRUE |  |  | None | Condensing | Step Modulating | Other |  |  |  |  | 150000 | 135000 | [9 empty] | 90 | 80 | Federally-Regulated Consumer Product | 2015-09-30
Weil-McLain | Weil-McLain | EG-50-PIDN-S | Steam | Natural Gas | No Match | FALSE | FALSE | 1 |  |  | No Match | No Match | No Match | No Match | Cast Iron | No Match |  | No Match |  | 175000 | [10 empty] | 82.8 | 75 | Federally-Regulated Consumer Product | 2001-11-01
Dunkirk | Dunkirk | PWX-3E | Water | Combo (Natural Gas & Oil) | No Match | FALSE | FALSE | 1 |  |  | No Match | No Match | No Match | No Match | Cast Iron | No Match |  | No Match |  | 70000 | [10 empty] | 81.6 | 80 | Federally-Regulated Consumer Product | 2002-09-30
PB Heat, LLC | PB Heat, LLC | SC/SCT-09-W/S-N | Water | Natural Gas | Power | FALSE | FALSE | 1 |  |  |  | None | Non-Condensing | Single-Stage | Cast Iron |  |  |  |  | 722000 | 586000 |  |  | 82.7 |  | 81.2 | [6 empty] | Federally-Regulated Commercial & Industrial Equipment | 2014-09-05
Rite Engineering | Rite | 550SG | Both Steam & Water | Natural Gas | Power | FALSE | FALSE | 3 |  |  | No Match | No Match | No Match | No Match | Other | No Match |  | No Match |  | 5500000 |  | 1833333 |  | 80 | 80 |  |  |  |  | 80 |  |  | Non Federally-Regulated | 1992-10-14
New Yorker Boiler Co. | New Yorker Boiler Co. | AP-690U | Water | Oil | Pressure | FALSE | FALSE | 1 |  | TRUE |  | None | Non-Condensing | Single-Stage | Other | Single-Speed |  |  |  | 154000 | 131000 | [9 empty] | 84 | 80 | Federally-Regulated Consumer Product | 2013-04-19
Water Pik, Inc. | Laars | PW1000MN20***** | Both Steam & Water | Natural Gas | Power | FALSE | FALSE | 3 |  |  | No Match | No Match | No Match | No Match | Copper | No Match |  | No Match |  | 1000000 |  | 1000000 |  | 85 | 80 |  |  | 5 |  | 83 |  |  | Federally-Regulated Commercial & Industrial Equipment | 2001-11-21
Utica Boilers | Utica Boilers | NA100* | Water | Combo (Natural Gas & Oil) | No Match | FALSE | FALSE | 1 |  |  | No Match | No Match | No Match | No Match | Cast Iron | No Match |  | No Match |  | 100000 | [10 empty] | 84 | 80 | Federally-Regulated Consumer Product | 2002-06-04
Ajax Boiler, Inc. | Ajax | WNG14000W | Water | Natural Gas | No Match | FALSE | TRUE | 3 |  |  | No Match | No Match | No Match | No Match | Other | No Match |  | No Match |  | 14000000 |  | 7000000 |  | 80 | 80 |  |  |  |  | 80 |  |  | Federally-Regulated Commercial & Industrial Equipment | 1997-01-07
PB Heat, LLC | Peerless | WV-DV-03-085 | Water | Oil | Power | FALSE | FALSE | 1 | TRUE |  |  | None | Non-Condensing | Single-Stage | Cast Iron |  |  |  |  | 119000 | 103000 | [9 empty] | 85.9 | 84 | Federally-Regulated Consumer Product | 2015-09-30
Weil-McLain | Weil-McLain | 1294 | Steam | Oil | Power | FALSE | FALSE | 3 |  |  | No Match | No Match | No Match | No Match | Cast Iron | No Match |  | No Match |  | 3850000 |  | 3850000 |  | 83.9 | 83 |  |  | 147 |  | 83.9 |  |  | Federally-Regulated Commercial & Industrial Equipment | 1996-02-29
Water Pik, Inc. | Laars | HH1200IN04*1A | Water | Natural Gas | No Match | FALSE | FALSE | 3 |  |  | No Match | No Match | No Match | No Match | Copper | No Match |  | No Match |  | 1200000 |  | 300000 |  | 81 | 80 |  |  | 5 |  | 81 |  |  | Federally-Regulated Commercial & Industrial Equipment | 2001-05-16
Water Pik, Inc. | Laars | VW0850EN09CBA | Both Steam & Water | Natural Gas | No Match | FALSE | TRUE | 3 |  |  | No Match | No Match | No Match | No Match | Copper | No Match |  | No Match |  | 850000 |  | 850000 |  | 82 | 80 |  |  | 5 |  | 82 |  |  | Federally-Regulated Commercial & Industrial Equipment | 2001-11-21
Water Pik, Inc. | Laars | VW0715EN04*BA | Both Steam & Water | Natural Gas | No Match | FALSE | TRUE | 3 |  |  | No Match | No Match | No Match | No Match | Copper | No Match |  | No Match |  | 715000 |  | 178750 |  | 82 | 80 |  |  | 5 |  | 82 |  |  | Federally-Regulated Commercial & Industrial Equipment | 2001-11-21
Lochinvar, LLC. | Lochinvar Corp. | CBL1257 | Water | LPG | Power | FALSE | TRUE | 1 |  |  |  | None | Non-Condensing | Two-Stage Modulating | Copper |  |  |  |  | 1255000 | 1017000 |  |  |  |  | 81 | [6 empty] | Federally-Regulated Commercial & Industrial Equipment | 2015-04-20
Burnham Corp. | New Yorker Boiler Co. | CLS6 | Steam | Oil | Power | FALSE | FALSE | 1 |  |  |  | None | Non-Condensing | Single-Stage | Cast Iron |  |  |  |  | 266000 | 219000 | [9 empty] | 81.5 | 80 | Federally-Regulated Consumer Product | 2007-11-14
Laars Heating Systems Co. | Triangle Tube | KS285 | Water | Natural Gas | Induced Draft | FALSE | FALSE | 1 |  | TRUE |  | None | Condensing | Step Modulating | Other | Single-Speed |  |  |  | 285000 | 264000 | [9 empty] | 95 | 80 | Federally-Regulated Consumer Product | 2013-11-14
U.S. Boiler Co. | U.S. Boiler Co. | RSAH110 | Water | Oil | Power | FALSE | FALSE | 1 |  | TRUE |  | None | Non-Condensing | Single-Stage | Other | Single-Speed |  |  |  | 140000 | 119000 | [9 empty] | 84 | 80 | Federally-Regulated Consumer Product | 2014-01-14
Ajax Boiler, Inc. | Ajax | DRPG35 | Water | Natural Gas | Power | FALSE | TRUE | 1 |  |  | Draft Hood | Stack Damper | Non-Condensing | Two-Stage Modulating | Other | None |  | No Match |  | 1500000 | 1200000 | 1200000 | 960000 | 80 | 80 | 79.2 | [6 empty] | Federally-Regulated Commercial & Industrial Equipment | 2007-08-15
Ajax Boiler, Inc. | Ajax | OSGOXFD1275 | Steam | Natural Gas | Power | FALSE | TRUE | 3 |  |  | No Match | No Match | No Match | No Match | Other | No Match |  | No Match |  | 1275000 |  | 637500 |  | 81 | 80 |  |  |  |  | 80 |  |  | Non Federally-Regulated | 1992-10-27
U.S. Boiler Co. | BURNHAM BY U.S. BOILER | ESC5 | Water | Natural Gas | Induced Draft | FALSE | FALSE | 1 | TRUE |  |  | None | Non-Condensing | Single-Stage | Cast Iron | Single-Speed |  |  |  | 140000 | 120000 | [9 empty] | 85.3 | 80 | Federally-Regulated Consumer Product | 2015-09-30
Ajax Boiler, Inc. | Ajax | SRF225 | Steam | Natural Gas | Power | FALSE | TRUE | 1 |  |  | Draft Hood | Stack Damper | Non-Condensing | Two-Stage Modulating | Other | None |  | No Match |  | 9500000 | 7600000 | 7600000 | 6080000 | 80 | 80 | 79.2 | [6 empty] | Federally-Regulated Commercial & Industrial Equipment | 2007-08-15
Burnham Corp. | Burnham Corp. | MPC-11 | Water | Natural Gas | Power | FALSE | FALSE | 1 |  |  |  | None | Non-Condensing | Single-Stage | Cast Iron |  |  |  |  | 2103000 | 1766000 |  |  | 85.9 | 80 | 84 | [6 empty] | Federally-Regulated Commercial & Industrial Equipment | 2010-03-16
Ajax Boiler, Inc. | Ajax | WFG900W | Water | Natural Gas | Power | FALSE | TRUE | 3 |  |  | No Match | No Match | No Match | No Match | Other | No Match |  | No Match |  | 900000 |  | 600000 |  | 80 | 80 |  |  |  |  | 80 |  |  | Federally-Regulated Commercial & Industrial Equipment | 1997-01-07
Ajax Boiler, Inc. | Ajax | WNG11000W | Water | Natural Gas | No Match | FALSE | TRUE | 3 |  |  | No Match | No Match | No Match | No Match | Other | No Match |  | No Match |  | 11000000 |  | 5500000 |  | 80 | 80 |  |  |  |  | 80 |  |  | Federally-Regulated Commercial & Industrial Equipment | 1997-01-07
Water Pik, Inc. | Laars | PW1430IP09*BA | Both Steam & Water | LPG | No Match | FALSE | FALSE | 3 |  |  | No Match | No Match | No Match | No Match | Copper | No Match |  | No Match |  | 1430000 |  | 357500 |  | 82 | 80 |  |  | 5 |  | 82 |  |  | Federally-Regulated Commercial & Industrial Equipment | 2001-11-21
Ajax Boiler, Inc. | Ajax | OWGB7000 | Steam | Natural Gas | No Match | FALSE | TRUE | 3 |  |  | No Match | No Match | No Match | No Match | Other | No Match |  | No Match |  | 7000000 |  | 7000000 |  | 80 | 80 |  |  |  |  | 80 |  |  | Federally-Regulated Commercial & Industrial Equipment | 1996-02-29
HTP, Inc. | Westinghouse | WBRCLP140W | Water | LPG | Power | FALSE | FALSE | 1 | TRUE |  |  | None | Condensing | Step Modulating | Other |  |  |  |  | 140000 | 128000 | [9 empty] | 95 | 80 | Federally-Regulated Consumer Product | 2015-09-30
Ajax Boiler, Inc. | Ajax | WGX-WGXB-400-D | Steam | Natural Gas | No Match | FALSE | FALSE | 3 |  |  | No Match | No Match | No Match | No Match | Other | No Match |  | No Match |  | 400000 |  | 400000 |  | 80 | 80 |  |  |  |  | 80 |  |  | Federally-Regulated Commercial & Industrial Equipment | 1996-02-29
Parker Boiler Co. | Parker Boiler | WH970LR | Water | Natural Gas | Power | FALSE | FALSE | 3 |  |  | No Match | No Match | No Match | No Match | Other | No Match |  | No Match |  | 970000 |  | 485000 |  | 83 | 80 |  |  | 4 |  | 82 |  |  | Federally-Regulated Commercial & Industrial Equipment | 1996-03-13
Water Pik, Inc. | Laars | PW1010IN09C1A | Both Steam & Water | Natural Gas | No Match | FALSE | FALSE | 3 |  |  | No Match | No Match | No Match | No Match | Copper | No Match |  | No Match |  | 1010000 |  | 1010000 |  | 81 | 80 |  |  | 5 |  | 81 |  |  | Federally-Regulated Commercial & Industrial Equipment | 2001-11-21
Water Pik, Inc. | Laars | PW0850EP04*BA | Both Steam & Water | LPG | No Match | FALSE | TRUE | 3 |  |  | No Match | No Match | No Match | No Match | Copper | No Match |  | No Match |  | 850000 |  | 212850 |  | 82 | 80 |  |  | 5 |  | 82 |  |  | Federally-Regulated Commercial & Industrial Equipment | 2001-11-21
Parker Boiler Co. | Parker Boiler | T4600R | Water | Natural Gas | No Match | FALSE | FALSE | 3 |  |  | No Match | No Match | No Match | No Match | Other | No Match |  | No Match |  | 4600000 |  | 2300000 |  | 83 | 80 |  |  | 4 |  | 82 |  |  | Federally-Regulated Commercial & Industrial Equipment | 1996-03-13
Raypak | Raypak | W7-850*(N,P)* | Water | Natural Gas | Induced Draft | FALSE | FALSE | 1 |  |  | None | None | Condensing | Step Modulating | Copper |  |  |  |  | 850000 | 799000 | 170000 |  | 94.5 | 80 | 94 |  | 12 |  |  |  |  | Federally-Regulated Commercial & Industrial Equipment | 2009-06-22
Dunkirk | Lennox | GSB8-280E | Steam | LPG | No Match | FALSE | FALSE | 1 |  |  | No Match | No Match | No Match | No Match | Cast Iron | No Match |  | No Match |  | 280000 | [10 empty] | 81.5 | 75 | Federally-Regulated Consumer Product | 1999-10-22
PB Heat, LLC | Peerless | MI-03-SV | Water | LPG | Injection Type | FALSE | FALSE | 1 | TRUE |  |  | Stack Damper | Non-Condensing | Single-Stage | Cast Iron | Single-Speed |  |  |  | 70000 | 58000 | [9 empty] | 82.2 | 80 | Federally-Regulated Consumer Product | 2015-09-30
A O Smith Water Products | A O Smith Water Products | HW 670 300 | Water | Natural Gas | Injection Type | FALSE | FALSE | 1 |  |  |  | None | Non-Condensing | Single-Stage | Copper |  |  |  |  | 670000 | 536000 |  |  | 83 |  | 80 | [6 empty] | Federally-Regulated Commercial & Industrial Equipment | 2014-09-05
Parker Boiler Co. | Parker Boiler | T395R | Water | Natural Gas | No Match | FALSE | FALSE | 3 |  |  | No Match | No Match | No Match | No Match | Other | No Match |  | No Match |  | 395000 |  | 197500 |  | 85 | 80 |  |  | 4 |  | 82 |  |  | Federally-Regulated Commercial & Industrial Equipment | 1996-03-13
Weil-McLain | Weil-McLain | CGi-4E-PIL | Water | LPG | Induced Draft | FALSE | FALSE | 1 |  |  | None | None | Non-Condensing | Single-Stage | Cast Iron |  |  |  |  | 90000 | 76000 | [9 empty] | 85 | 80 | Federally-Regulated Consumer Product | 2008-12-24
Cleaver-Brooks | Cleaver-Brooks | CFC-1800 | Water | Natural Gas | Power | FALSE | FALSE | 1 |  |  |  | None | Condensing | Step Modulating | Other |  |  |  |  | 1800000 | 1742000 |  |  | 95 |  | 95 | [6 empty] | Federally-Regulated Commercial & Industrial Equipment | 2014-10-23
Hydrotherm | Hydrotherm | VS-85BS-PV | Steam | LPG | No Match | FALSE | FALSE | 1 |  |  | No Match | No Match | No Match | No Match | Cast Iron | No Match |  | No Match |  | 85000 | [10 empty] | 82.3 | 75 | Federally-Regulated Consumer Product | 1998-12-21
Lochinvar, LLC. | Lochinvar Corp. | KBL801 | Water | LPG | Power | FALSE | FALSE | 1 |  |  |  | None | Condensing | Step Modulating | Other |  |  |  |  | 800000 | 752000 |  |  |  |  | 94 | [6 empty] | Federally-Regulated Commercial & Industrial Equipment | 2015-04-20
Viessmann Manufacturing | Viessmann Manufacturing | VD2A-195 | Water | LPG | Power | FALSE | FALSE | 1 |  |  | Barometric Regulator | None | Non-Condensing | Two-Stage Modulating | Cast Iron |  |  |  |  | 792000 | 672000 |  |  | 84.8 | 80 | 84.8 | [6 empty] | Federally-Regulated Commercial & Industrial Equipment | 2011-12-30
Raypak | Raypak | H10133 | Water | LPG | No Match | FALSE | FALSE | 1 |  |  | No Match | No Match | No Match | No Match | Other | No Match |  | No Match |  | 136000 | [10 empty] | 82.7 | 80 | Federally-Regulated Consumer Product | 2001-11-01
Water Pik, Inc. | Laars | PH0715EP09*BA | Water | LPG | No Match | FALSE | TRUE | 3 |  |  | No Match | No Match | No Match | No Match | Copper | No Match |  | No Match |  | 715000 |  | 178750 |  | 82 | 80 |  |  | 5 |  | 82 |  |  | Federally-Regulated Commercial & Industrial Equipment | 2001-05-30
Water Pik, Inc. | Laars | PW0520MP20***** | Both Steam & Water | LPG | Power | FALSE | FALSE | 3 |  |  | No Match | No Match | No Match | No Match | Copper | No Match |  | No Match |  | 520000 |  | 520000 |  | 85 | 80 |  |  | 5 |  | 83 |  |  | Federally-Regulated Commercial & Industrial Equipment | 2001-11-21
HTP, Inc. | PB Heat, LLC | PI 140 | Water | LPG | Power | FALSE | FALSE | 1 |  |  |  | None | Condensing | Single-Stage | Other |  |  |  |  | 199000 | 183000 | [9 empty] | 95.1 | 80 | Federally-Regulated Consumer Product | 2009-02-27
Slant / Fin Corp. | Slant / Fin Corp. | VSPH-60 | Water | Natural Gas | Induced Draft | FALSE | FALSE | 1 |  |  |  | Stack Damper | Non-Condensing | Single-Stage | Cast Iron |  |  |  |  | 60000 | 52000 | [9 empty] | 86.1 | 80 | Federally-Regulated Consumer Product | 2007-11-14
Water Pik, Inc. | Laars | PH0850EN09*BA | Water | Natural Gas | No Match | FALSE | TRUE | 3 |  |  | No Match | No Match | No Match | No Match | Copper | No Match |  | No Match |  | 850000 |  | 212850 |  | 82 | 80 |  |  | 5 |  | 82 |  |  | Federally-Regulated Commercial & Industrial Equipment | 2001-05-16
Viessmann Manufacturing | Viessmann Manufacturing | B2HA-112 | Water | Natural Gas | Power | FALSE | FALSE | 1 |  |  |  | None | Condensing | Step Modulating | Other |  |  |  |  | 399000 | 371000 |  |  | 93.5 |  | 93 | [6 empty] | Federally-Regulated Commercial & Industrial Equipment | 2014-08-11
Bryan Steam Corp. | Bryan | LM-1200-W-G | Water | Natural Gas | No Match | TRUE | FALSE | 3 |  |  | No Match | No Match | No Match | No Match | Other | No Match |  | No Match |  | 12000000 |  | 12000000 |  | 80 | 80 |  |  |  |  | 80 |  |  | Federally-Regulated Commercial & Industrial Equipment | 1996-03-01
Water Pik, Inc. | Laars | PW0850IN09C1A | Both Steam & Water | Natural Gas | No Match | FALSE | FALSE | 3 |  |  | No Match | No Match | No Match | No Match | Copper | No Match |  | No Match |  | 850000 |  | 850000 |  | 81 | 80 |  |  | 5 |  | 81 |  |  | Federally-Regulated Commercial & Industrial Equipment | 2001-11-21
Laars Heating Systems Co. | Laars Heating Systems Co. | LMH125 | Water | LPG | Power | FALSE | FALSE | 1 |  |  |  | None | Condensing | Step Modulating | Other |  |  |  |  | 125000 | 114000 | [9 empty] | 95 | 80 | Federally-Regulated Consumer Product | 2011-08-02
Bryan Steam Corp. | Bryan | K-450-W-LP | Water | LPG | No Match | TRUE | FALSE | 3 |  |  | No Match | No Match | No Match | No Match | Other | No Match |  | No Match |  | 4500000 |  | 4500000 |  | 80 | 80 |  |  |  |  | 80 |  |  | Federally-Regulated Commercial & Industrial Equipment | 1996-03-01
Weil-McLain | Weil-McLain | 1888 | Steam | Oil | Power | FALSE | FALSE | 3 |  |  | No Match | No Match | No Match | No Match | Cast Iron | No Match |  | No Match |  | 5670000 |  | 5670000 |  | 83.4 | 83 |  |  | 147 |  | 83.4 |  |  | Federally-Regulated Commercial & Industrial Equipment | 1996-02-29
McKenna Boiler Co. | McKenna Boiler Co. | 20 | Steam | Natural Gas | Power | FALSE | FALSE | 3 |  |  | No Match | No Match | No Match | No Match | Other | No Match |  | No Match |  | 840000 |  | 840000 |  | 82 | 80 |  |  |  |  | 82 |  |  | Federally-Regulated Commercial & Industrial Equipment | 2002-05-14
Smith Cast Iron Boilers | Smith Cast Iron Boilers | 19A-S/W-03 | Both Steam & Water | Oil | Power | FALSE | FALSE | 1 |  |  |  | None | Non-Condensing | Single-Stage | Cast Iron |  |  |  |  | 364000 | 297000 |  |  | 84.2 | 83 | 81.6 | [6 empty] | Federally-Regulated Commercial & Industrial Equipment | 2007-12-12
Camus Hydronics | Camus Hydronics | DMNW-0082 | Water | Natural Gas | Power | FALSE | FALSE | 1 | TRUE |  |  | None | Condensing | Step Modulating | Other |  |  |  |  | 80000 | 72000 | [9 empty] | 90 | 80 | Federally-Regulated Consumer Product | 2015-09-30
RBI Water Heaters | RBI Water Heaters | MB750 | Water | Natural Gas | Power | FALSE | FALSE | 1 |  |  |  | None | Non-Condensing | Step Modulating | Copper |  |  |  |  | 750000 | 641000 |  |  | 85.4 | 80 | 85.4 | [6 empty] | Federally-Regulated Commercial & Industrial Equipment | 2010-07-21
Ajax Boiler, Inc. | Ajax | WEO-1250 | Water | Oil | Power | FALSE | FALSE | 3 |  |  | No Match | No Match | No Match | No Match | Other | No Match |  | No Match |  | 1187000 |  | 750000 |  | 85 | 83 |  |  |  |  | 82 |  |  | Federally-Regulated Commercial & Industrial Equipment | 1996-03-13
Easco Boiler Corp. | Easco | FST-70-W030 | Both Steam & Water | Combo (Natural Gas & Oil) | Power | FALSE | FALSE | 3 |  |  | No Match | No Match | No Match | No Match | Other | No Match |  | No Match |  | 2929000 |  | 976333 |  | 83 | 80 |  |  | 22 |  | 80 |  |  | Federally-Regulated Commercial & Industrial Equipment | 1998-06-02
Lochinvar, LLC. | Lochinvar Corp. | CBN645 | Water | LPG | Power | FALSE | FALSE | 1 |  |  | None | None | Non-Condensing | Two-Stage Modulating | Copper |  |  |  |  | 645000 | 522000 | 300000 | 243000 | 82 | 80 | 81 | [6 empty] | Federally-Regulated Commercial & Industrial Equipment | 2007-12-12
Ajax Boiler, Inc. | Ajax | WEC1375W | Water | Combo (Natural Gas & Oil) | Power | FALSE | TRUE | 3 |  |  | No Match | No Match | No Match | No Match | Other | No Match |  | No Match |  | 1310000 |  | 750000 |  | 85 | 80 |  |  |  |  | 80 |  |  | Federally-Regulated Commercial & Industrial Equipment | 1997-01-07
Ajax Boiler, Inc. | Ajax | XFG6500W | Water | Natural Gas | Power | FALSE | TRUE | 3 |  |  | No Match | No Match | No Match | No Match | Other | No Match |  | No Match |  | 6500000 |  | 2600000 |  | 80 | 80 |  |  |  |  | 80 |  |  | Federally-Regulated Commercial & Industrial Equipment | 1997-01-07
Water Pik, Inc. | Laars | PH0500EN21*N* | Water | Natural Gas | No Match | FALSE | TRUE | 3 |  |  | No Match | No Match | No Match | No Match | Copper | No Match |  | No Match |  | 500000 |  | 125000 |  | 82 | 80 |  |  | 5 |  | 82 |  |  | Federally-Regulated Commercial & Industrial Equipment | 2001-11-21
HTP, Inc. | HTP | UFT-120W | Water | LPG | Power | FALSE | FALSE | 1 | TRUE |  |  | None | Condensing | Step Modulating | Other |  |  |  |  | 120000 | 111000 | [9 empty] | 95.6 | 80 | Federally-Regulated Consumer Product | 2015-09-30
Raypak | Raypak | H30261 | Water | Natural Gas | Power | FALSE | FALSE | 1 |  |  | No Match | No Match | No Match | No Match | Other | No Match |  | No Match |  | 264000 | [10 empty] | 82.7 | 80 | Federally-Regulated Consumer Product | 2001-11-01
Laars Heating Systems Co. | Laars | HH5000IN******** | Water | Natural Gas | Induced Draft | FALSE | FALSE | 1 |  |  |  | None | Non-Condensing | Step Modulating | Copper |  |  |  |  | 5000000 | 4100000 | 1500000 |  | 82 | 80 | [7 empty] | Federally-Regulated Commercial & Industrial Equipment | 2007-11-01
Burnham Corp. | Burnham Corp. | V911A-SO | Steam | Oil | Power | FALSE | FALSE | 3 |  | FALSE |  | Stack Damper | Non-Condensing | Two-Stage Modulating | Cast Iron |  |  |  |  | 2072000 | 1714000 |  |  | 84.7 |  | 82.7 | [6 empty] | Federally-Regulated Commercial & Industrial Equipment | 2014-08-11
Smith Cast Iron Boilers | Smith Cast Iron Boilers | 28HE-S/W-10 | Both Steam & Water | Natural Gas | Power | FALSE | FALSE | 1 |  |  |  | None | Non-Condensing | Single-Stage | Cast Iron |  |  |  |  | 3033000 | 2513000 |  |  | 83.5 | 80 | 82.8 | [6 empty] | Federally-Regulated Commercial & Industrial Equipment | 2007-12-12
Lochinvar, LLC. | Lochinvar Corp. | CBL090F9 | Water | LPG | Injection Type | FALSE | FALSE | 1 |  |  |  | Stack Damper | Non-Condensing | Single-Stage | Copper |  |  |  |  | 90000 | 75000 | [9 empty] | 84 | 80 | Federally-Regulated Consumer Product | 2007-11-14
Camus Hydronics | Camus Hydronics | DMPH-0081-MPI | Water | LPG | Power | FALSE | FALSE | 1 | TRUE |  |  | None | Condensing | Step Modulating | Other |  |  |  |  | 80000 | 72000 | [9 empty] | 90 | 80 | Federally-Regulated Consumer Product | 2015-09-30
Raypak | Raypak | H7-3505* | Water | Natural Gas | Induced Draft | FALSE | FALSE | 1 |  |  |  | None | Condensing | Step Modulating | Copper |  |  |  |  | 3500000 | 3329000 |  |  | 95.1 |  | 95.1 | [6 empty] | Federally-Regulated Commercial & Industrial Equipment | 2015-04-02
PVI Industries | PVI | 125 SBHE 250A-TPGO | Steam | Combo (Natural Gas & Oil) | No Match | FALSE | FALSE | 3 |  |  | No Match | No Match | No Match | No Match | Other | No Match |  | No Match |  | 5000000 |  | 1667000 |  | 84 | 80 |  |  |  |  | 85 |  |  | Federally-Regulated Commercial & Industrial Equipment | 1996-03-13
HTP, Inc. | HTP | EFTC-140F | Water | Natural Gas | Power | FALSE | FALSE | 1 | TRUE |  |  | None | Condensing | Step Modulating | Other |  |  |  |  | 140000 | 126000 | [9 empty] | 93.2 | 80 | Federally-Regulated Consumer Product | 2015-09-30
U.S. Boiler Co. | New Yorker Boiler Co. | PVCG90BN | Water | Natural Gas | Induced Draft | FALSE | FALSE | 1 |  |  |  | None | Non-Condensing | Single-Stage | Cast Iron | Single-Speed |  |  |  | 280000 | 238000 | [9 empty] | 84 | 80 | Federally-Regulated Consumer Product | 2014-01-14
Burnham Corp. | Burnham Corp. | IN7 | Steam | Natural Gas | Induced Draft | FALSE | FALSE | 1 |  |  |  | Stack Damper | Non-Condensing | Single-Stage | Cast Iron |  |  |  |  | 210000 | 173000 | [9 empty] | 82.1 | 75 | Federally-Regulated Consumer Product | 2007-11-14
Aerco International | Aerco International | BMK 3.0 LN | Water | Natural Gas | Injection Type | FALSE | FALSE | 1 |  |  |  | None | Condensing | Step Modulating | Other |  |  |  |  | 3000000 | 2856000 |  |  | 95.2 | 80 | 93.9 | [6 empty] | Federally-Regulated Commercial & Industrial Equipment | 2007-12-12
Ajax Boiler, Inc. | Ajax | SNG125W | Steam | Natural Gas | No Match | FALSE | TRUE | 3 |  |  | No Match | No Match | No Match | No Match | Other | No Match |  | No Match |  | 5250000 |  | 5250000 |  | 80 | 80 |  |  |  |  | 80 |  |  | Federally-Regulated Commercial & Industrial Equipment | 1997-01-07
Hydrotherm | Hydrotherm | KN-30 | Water | Natural Gas | Power | FALSE | FALSE | 1 |  |  |  | None | Condensing | Step Modulating | Cast Iron |  |  |  |  | 3000000 | 2781000 |  |  | 85.8 | 80 | 92.7 | [6 empty] | Federally-Regulated Commercial & Industrial Equipment | 2011-02-17
PB Heat, LLC | Smith Cast Iron Boilers | GVX-70 | Water | Natural Gas | Induced Draft | FALSE | FALSE | 1 |  |  | None | None | Non-Condensing | Single-Stage | Cast Iron | Single-Speed |  | Standard |  | 70000 | 58000 | [9 empty] | 82.1 | 80 | Federally-Regulated Consumer Product | 2011-08-02
Slant / Fin Corp. | Slant / Fin Corp. | GG-225HEDP | Water | LPG | Injection Type | FALSE | FALSE | 1 |  |  |  | Stack Damper | Non-Condensing | Single-Stage | Cast Iron |  |  |  |  | 225000 | 186000 | [9 empty] | 82.5 | 80 | Federally-Regulated Consumer Product | 2007-11-14
Navien, Inc. | Navien | CH-180-ASME | Water | Natural Gas | Power | FALSE | TRUE | 1 |  |  |  | None | Condensing | Step Modulating | Other | Single-Speed |  |  |  | 150000 | 137000 | [9 empty] | 91 | 80 | Federally-Regulated Consumer Product | 2012-10-16
Water Pik, Inc. | Laars | HH0400CP30*B | Water | LPG | No Match | FALSE | TRUE | 3 |  |  | No Match | No Match | No Match | No Match | Copper | No Match |  | No Match |  | 399000 |  | 100000 |  | 82 | 80 |  |  | 5 |  | 82 |  |  | Federally-Regulated Commercial & Industrial Equipment | 2001-11-21
Weil-McLain | Weil-McLain | LGB-11 | Steam | Natural Gas | No Match | FALSE | FALSE | 3 |  |  | No Match | No Match | No Match | No Match | Cast Iron | No Match |  | No Match |  | 1300000 |  | 1300000 |  | 81 | 80 |  |  | 147 |  | 81 |  |  | Federally-Regulated Commercial & Industrial Equipment | 1996-02-29
Burnham Corp. | Burnham Corp. | V85WM | Water | Oil | Power | FALSE | FALSE | 1 |  |  |  | None | Non-Condensing | Single-Stage | Cast Iron | Single-Speed | 0.04 | Standard |  | 189000 | 164000 | [9 empty] | 86.2 | 80 | Federally-Regulated Consumer Product | 2007-11-14
Raypak | Raypak | H7-1753 | Water | LPG | Induced Draft | FALSE | TRUE | 1 |  |  | None | None | Non-Condensing | Single-Stage | Copper |  |  |  |  | 1750000 | 1523000 |  |  | 87 | 80 | 87 | [6 empty] | Federally-Regulated Commercial & Industrial Equipment | 2007-12-12
Raypak | Raypak | H(1,2,5)-1631* | Water | Natural Gas | Injection Type | FALSE | FALSE | 1 |  |  |  | None | Non-Condensing | Step Modulating | Copper |  |  |  |  | 1630000 | 1337000 |  |  |  |  | 82 | [6 empty] | Federally-Regulated Commercial & Industrial Equipment | 2015-04-16
Burnham Corp. | Burnham Corp. | V9010A-SO | Steam | Oil | Power | FALSE | FALSE | 1 |  | FALSE |  | Stack Damper | Non-Condensing | Two-Stage Modulating | Cast Iron |  |  |  |  | 1848000 | 1528000 |  |  | 84.8 |  | 82.7 | [6 empty] | Federally-Regulated Commercial & Industrial Equipment | 2014-09-05
Laars Heating Systems Co. | Laars Heating Systems Co. | MT2H1500 | Water | Natural Gas | Power | FALSE | FALSE | 1 |  |  |  | None | Non-Condensing | Two-Stage Modulating | Copper |  |  |  |  | 1500000 | 1277000 |  |  |  |  | 85.2 | [6 empty] | Federally-Regulated Commercial & Industrial Equipment | 2015-04-20
Viessmann Manufacturing | Viessmann Manufacturing | B2TA-35 | Water | Natural Gas | Power | FALSE | FALSE | 1 |  |  |  | Electro-Mechanical Inlet Dampe | Condensing | Step Modulating | Other |  |  |  |  | 125000 | 116000 | [9 empty] | 93.3 | 80 | Federally-Regulated Consumer Product | 2014-01-14
Ajax Boiler, Inc. | Ajax | OWGFD8000 | Steam | Natural Gas | Power | FALSE | TRUE | 3 |  |  | No Match | No Match | No Match | No Match | Other | No Match |  | No Match |  | 8000000 |  | 4000000 |  | 82 | 80 |  |  |  |  | 80 |  |  | Non Federally-Regulated | 1992-10-27
Advanced Thermal Hydronics | Advanced Thermal Hydronics | HVX-165 | Water | Natural Gas | Injection Type | FALSE | FALSE | 1 |  |  |  | None | Non-Condensing | Single-Stage | Cast Iron | Single-Speed |  |  |  | 165000 | 136000 | [9 empty] | 82 | 80 | Federally-Regulated Consumer Product | 2014-03-28
Ajax Boiler, Inc. | Ajax | SGOXFD-9000 | Steam | Natural Gas | Power | FALSE | FALSE | 3 |  |  | No Match | No Match | No Match | No Match | Other | No Match |  | No Match |  | 9000000 |  | 4500000 |  | 81 | 80 |  |  |  |  | 80 |  |  | Non Federally-Regulated | 1992-10-27
Smith Cast Iron Boilers | Peerless | TCII-16-S-O | Steam | Oil | Power | FALSE | FALSE | 1 |  | FALSE |  | None | Non-Condensing | Single-Stage | Cast Iron |  |  |  |  | 4760000 | 4079000 |  |  |  |  | 85.7 | 81 | [5 empty] | Federally-Regulated Commercial & Industrial Equipment | 2015-09-30
Viessmann Manufacturing | Viessmann Manufacturing | VD2-380 | Water | Oil | Power | FALSE | FALSE | 3 |  |  |  | None | Non-Condensing | Two-Stage Modulating | Cast Iron |  |  |  |  | 1498000 | 1319000 |  |  | 88 |  | 88 | [6 empty] | Federally-Regulated Commercial & Industrial Equipment | 2014-09-05
Lochinvar, LLC. | Lochinvar Corp. | FBN1751 | Water | Natural Gas | Power | FALSE | FALSE | 1 |  |  |  | None | Condensing | Step Modulating | Other |  |  |  |  | 1750000 | 1684000 |  |  |  |  | 96.2 | [6 empty] | Federally-Regulated Commercial & Industrial Equipment | 2015-03-30
Ajax Boiler, Inc. | Ajax | XNG12500W | Water | Natural Gas | No Match | FALSE | TRUE | 3 |  |  | No Match | No Match | No Match | No Match | Other | No Match |  | No Match |  | 12500000 |  | 6250000 |  | 80 | 80 |  |  |  |  | 80 |  |  | Federally-Regulated Commercial & Industrial Equipment | 1997-01-07
Newmac Manufacturing | Newmac Manufacturing | NBR 100 | Water | Oil | No Match | TRUE | FALSE | 1 |  |  | No Match | No Match | No Match | No Match | Other | No Match |  | No Match |  | 112000 | [10 empty] | 88 | 80 | Federally-Regulated Consumer Product | 2001-04-12
U.S. Boiler Co. | TDC Manufacturing | HG04 | Water | LPG | Injection Type | FALSE | FALSE | 1 |  |  |  | Stack Damper | Non-Condensing | Single-Stage | Cast Iron | Single-Speed |  |  |  | 96000 | 78000 | [9 empty] | 82 | 80 | Federally-Regulated Consumer Product | 2014-08-08
Allied Engineering Co. | Super Hot | AAE1920*** | Water | Natural Gas | No Match | FALSE | TRUE | 3 |  |  | No Match | No Match | No Match | No Match | Copper | No Match |  | No Match |  | 1920000 |  | 672000 |  | 80 | 80 |  |  |  |  | 80 |  |  | Federally-Regulated Commercial & Industrial Equipment | 1998-04-21
Hydrotherm | Hydrotherm | VGA-250BS-INT | Steam | Natural Gas | Injection Type | FALSE | FALSE | 1 |  |  |  | None | Non-Condensing | Single-Stage | Cast Iron |  |  |  |  | 250000 | 205000 | [9 empty] | 82.1 | 75 | Federally-Regulated Consumer Product | 2008-10-20
Raypak | Raypak | H3-0989* | Water | LPG | Induced Draft | FALSE | FALSE | 1 |  |  |  | None | Non-Condensing | Single-Stage | Copper |  |  |  |  | 990000 | 832000 |  |  |  |  | 84 | [6 empty] | Federally-Regulated Commercial & Industrial Equipment | 2015-04-16
Slant / Fin Corp. | Slant / Fin Corp. | EC-15DV | Water | Oil | Power | FALSE | FALSE | 1 |  | TRUE |  | None | Non-Condensing | Single-Stage | Cast Iron |  |  |  |  | 140000 | 123000 | [9 empty] | 87 | 80 | Federally-Regulated Consumer Product | 2013-04-19
Dunkirk | Dunkirk | PSB-6D | Steam | Natural Gas | No Match | FALSE | FALSE | 1 |  |  | No Match | No Match | No Match | No Match | Cast Iron | No Match |  | No Match |  | 187500 | [10 empty] | 80.9 | 75 | Federally-Regulated Consumer Product | 1998-12-21
PB Heat, LLC | Smith Cast Iron Boilers | GSX-88-INT | Steam | Natural Gas | Injection Type | FALSE | FALSE | 1 |  | TRUE | Draft Diverter | Stack Damper | Non-Condensing | Single-Stage | Cast Iron |  |  |  |  | 88500 | 74000 | [9 empty] | 83 | 75 | Federally-Regulated Consumer Product | 2013-04-19
Burnham Corp. | Burnham Corp. | 203H*I | Water | Natural Gas | Induced Draft | FALSE | FALSE | 1 |  |  |  | Stack Damper | Non-Condensing | Single-Stage | Cast Iron | Single-Speed | 0.04 | Standard |  | 62000 | 52000 | [9 empty] | 84 | 80 | Federally-Regulated Consumer Product | 2007-11-14
Raypak | Raypak | H30133 | Water | Natural Gas | No Match | FALSE | FALSE | 1 |  |  | No Match | No Match | No Match | No Match | Other | No Match |  | No Match |  | 136000 | [10 empty] | 82.7 | 80 | Federally-Regulated Consumer Product | 2001-11-01
Slant / Fin Corp. | Slant / Fin Corp. | TR-40PZ | Steam | Oil | Power | FALSE | FALSE | 1 |  |  |  | None | Non-Condensing | Single-Stage | Cast Iron |  |  |  |  | 224000 | 195000 | [9 empty] | 83.8 | 80 | Federally-Regulated Consumer Product | 2007-11-14
Bosch Thermotechnology Corp. | Buderus | GB125BE-28 | Water | Oil | Power | FALSE | FALSE | 1 |  |  | None | None | Condensing | Single-Stage | Cast Iron |  |  |  |  | 108000 | 100000 | [9 empty] | 91.1 | 80 | Federally-Regulated Consumer Product | 2009-10-19
HTP, Inc. | Westinghouse | WBRCNG140W | Water | Natural Gas | Power | FALSE | FALSE | 1 | TRUE |  |  | None | Condensing | Step Modulating | Other |  |  |  |  | 140000 | 128000 | [9 empty] | 95 | 80 | Federally-Regulated Consumer Product | 2015-09-30
Water Pik, Inc. | Laars | VW0600IP09*1A | Both Steam & Water | LPG | No Match | FALSE | FALSE | 3 |  |  | No Match | No Match | No Match | No Match | Copper | No Match |  | No Match |  | 600000 |  | 150000 |  | 81 | 80 |  |  | 5 |  | 81 |  |  | Federally-Regulated Commercial & Industrial Equipment | 2001-11-21
Lochinvar, LLC. | Lochinvar Corp. | PBL1701-B9 | Water | LPG | Power | FALSE | FALSE | 1 |  |  |  | None | Non-Condensing | Step Modulating | Copper |  |  |  |  | 1700000 | 1428000 |  |  |  |  | 84 | [6 empty] | Federally-Regulated Commercial & Industrial Equipment | 2015-04-20
Water Pik, Inc. | Laars | VW1010IP09CBA | Both Steam & Water | LPG | No Match | FALSE | FALSE | 3 |  |  | No Match | No Match | No Match | No Match | Copper | No Match |  | No Match |  | 1010000 |  | 1010000 |  | 82 | 80 |  |  | 5 |  | 82 |  |  | Federally-Regulated Commercial & Industrial Equipment | 2001-11-21
Burnham Corp. | Burnham Corp. | ALP105 | Water | Natural Gas | Power | FALSE | FALSE | 1 |  |  | None | None | Condensing | Step Modulating | Other |  |  |  |  | 105000 | 96000 | 21000000 | 20000000 | [7 empty] | 95 | 80 | Federally-Regulated Consumer Product | 2008-04-14
Thermal Hydronic Supply, Ltd. | Thermal Hydronic Supply, Ltd. | PLANET DEWY 30/50 | Water | LPG | Pressure | FALSE | FALSE | 1 |  |  |  | None | Condensing | Step Modulating | Other | Multiple-Speed |  |  |  | 110000 | 99000 | [9 empty] | 94 | 80 | Federally-Regulated Consumer Product | 2012-05-02
Water Pik, Inc. | Laars | VW3500IN18A* | Both Steam & Water | Natural Gas | No Match | FALSE | FALSE | 3 |  |  | No Match | No Match | No Match | No Match | Copper | No Match |  | No Match |  | 3500000 |  | 3500000 |  | 82 | 80 |  |  | 5 |  | 82 |  |  | Federally-Regulated Commercial & Industrial Equipment | 2001-11-21
Laars Heating Systems Co. | Laars Heating Systems Co. | MFTHW140(N,P)**** | Water | LPG | Pressure | FALSE | FALSE | 1 | TRUE |  |  | None | Condensing | Step Modulating | Other |  |  |  |  | 140000 | 129000 | [9 empty] | 95 | 82 | Federally-Regulated Consumer Product | 2015-06-01
PB Heat, LLC | Smith Cast Iron Boilers | GBX-195-INT | Water | LPG | Injection Type | FALSE | FALSE | 1 |  | TRUE | Draft Diverter | Stack Damper | Non-Condensing | Single-Stage | Cast Iron | Single-Speed |  | Standard |  | 195000 | 160000 | [9 empty] | 82 | 80 | Federally-Regulated Consumer Product | 2013-06-17
ECR International, Ltd. | ECR International, Ltd. | UBSSC-075 | Water | Natural Gas | Pressure | FALSE | FALSE | 1 |  | TRUE |  | None | Condensing | Step Modulating | Other | Single-Speed |  |  |  | 75000 | 69000 | [9 empty] | 95 | 80 | Federally-Regulated Consumer Product | 2013-04-19
Crown Boiler Co. | Burnham Corp. | FCM150 | Water | LPG | Induced Draft | FALSE | FALSE | 1 |  |  | None | None | Condensing | Step Modulating | Other | Single-Speed | 0.13 | Standard |  | 150000 | 137000 | 50000 | 47000 | [7 empty] | 95.2 | 80 | Federally-Regulated Consumer Product | 2009-09-15
HTP, Inc. | HTP | EFT-155 | Water | Natural Gas | Power | FALSE | FALSE | 1 | TRUE |  |  | None | Condensing | Step Modulating | Other |  |  |  |  | 155000 | 143000 | [9 empty] | 95.1 | 80 | Federally-Regulated Consumer Product | 2015-09-30
Raypak | Raypak | H(3,4)-0261*R | Water | Natural Gas | Induced Draft | FALSE | FALSE | 1 |  |  |  | Electro-Mechanical Flue Damper | Non-Condensing | Single-Stage | Copper |  |  |  |  | 264000 | 216000 | [9 empty] | 82.7 | 80 | Federally-Regulated Consumer Product | 2015-03-30
Hydrotherm | Hydrotherm | VS-135BS-INT | Steam | Natural Gas | Injection Type | FALSE | FALSE | 1 |  |  |  | None | Non-Condensing | Single-Stage | Cast Iron |  |  |  |  | 135000 | 110000 | [9 empty] | 81.5 | 75 | Federally-Regulated Consumer Product | 2008-10-20
Parker Boiler Co. | Parker Boiler | G-3456 | Water | Natural Gas | Power | FALSE | FALSE | 3 |  |  | No Match | No Match | No Match | No Match | Other | No Match |  | No Match |  | 3456000 |  | 1728000 |  | 80 | 80 |  |  | 4 |  | 80 |  |  | Federally-Regulated Commercial & Industrial Equipment | 1996-03-13
Water Pik, Inc. | Laars | PW1670EP09CBA | Both Steam & Water | LPG | No Match | FALSE | TRUE | 3 |  |  | No Match | No Match | No Match | No Match | Copper | No Match |  | No Match |  | 1670000 |  | 1670000 |  | 82 | 80 |  |  | 5 |  | 82 |  |  | Federally-Regulated Commercial & Industrial Equipment | 2001-11-21
Ajax Boiler, Inc. | Ajax | WEG8000W | Water | Natural Gas | Power | FALSE | TRUE | 3 |  |  | No Match | No Match | No Match | No Match | Other | No Match |  | No Match |  | 7600000 |  | 3200000 |  | 85 | 80 |  |  |  |  | 80 |  |  | Federally-Regulated Commercial & Industrial Equipment | 1997-01-07
Water Pik, Inc. | Laars | VW0400CP30*B | Both Steam & Water | LPG | No Match | FALSE | TRUE | 3 |  |  | No Match | No Match | No Match | No Match | Copper | No Match |  | No Match |  | 399000 |  | 100000 |  | 82 | 80 |  |  | 5 |  | 82 |  |  | Federally-Regulated Commercial & Industrial Equipment | 2001-11-21
Columbia Boiler / Pottstown | Boyertown Furnace Co. | SL375 | Water | Natural Gas | Power | FALSE | FALSE | 1 |  |  | Barometric Regulator | None | Non-Condensing | Single-Stage | Cast Iron |  |  |  |  | 105000 | 91000 | [9 empty] | 85 | 80 | Federally-Regulated Consumer Product | 2008-04-14
Peerless Heater Co. | Peerless | MIH-04-SV | Water | Natural Gas | No Match | FALSE | FALSE | 1 |  |  | No Match | No Match | No Match | No Match | Cast Iron | No Match |  | No Match |  | 97500 | [10 empty] | 83.1 | 80 | Federally-Regulated Consumer Product | 1999-08-20
PB Heat, LLC | Hydrotherm | HVX-70 | Water | Natural Gas | Injection Type | FALSE | FALSE | 1 | TRUE |  |  | None | Non-Condensing | Single-Stage | Cast Iron | Single-Speed |  |  |  | 70000 | 58000 | [9 empty] | 82.1 | 80 | Federally-Regulated Consumer Product | 2015-09-30
Ajax Boiler, Inc. | Ajax | HFG1500W | Steam | Natural Gas | Power | FALSE | TRUE | 3 |  |  | No Match | No Match | No Match | No Match | Other | No Match |  | No Match |  | 1500000 |  | 800000 |  | 80 | 80 |  |  |  |  | 80 |  |  | Federally-Regulated Commercial & Industrial Equipment | 1997-01-07
PB Heat, LLC | PB Heat, LLC | LCE-13-S-O | Steam | Oil | Power | FALSE | FALSE | 1 |  | FALSE |  | None | Non-Condensing | Single-Stage | Cast Iron |  |  |  |  | 2380000 | 1956000 |  |  | 83.5 |  | 82.2 | [6 empty] | Federally-Regulated Commercial & Industrial Equipment | 2014-09-05
Slant / Fin Corp. | Slant / Fin Corp. | EC-28 | Water | Natural Gas | Power | FALSE | FALSE | 1 |  |  |  | None | Non-Condensing | Single-Stage | Cast Iron |  |  |  |  | 361000 | 298000 |  |  | 84.7 | 80 | 82.7 | [6 empty] | Federally-Regulated Commercial & Industrial Equipment | 2008-04-14
Slant / Fin Corp. | Slant / Fin Corp. | TR-30P | Water | Oil | Power | FALSE | FALSE | 1 |  |  |  | None | Non-Condensing | Single-Stage | Cast Iron |  |  |  |  | 175000 | 151000 | [9 empty] | 83.5 | 80 | Federally-Regulated Consumer Product | 2007-11-14
Ajax Boiler, Inc. | Ajax | HRPG25 | Steam | Natural Gas | Power | FALSE | TRUE | 1 |  |  | Draft Hood | Stack Damper | Non-Condensing | Two-Stage Modulating | Other | None |  |  |  | 1050000 | 840000 | 840000 | 672000 | 80 | 80 | 79.2 | [6 empty] | Federally-Regulated Commercial & Industrial Equipment | 2007-08-15
Smith Cast Iron Boilers | Smith Cast Iron Boilers | GB100-W-5-HSI-D | Water | Natural Gas | No Match | FALSE | FALSE | 1 |  |  | No Match | No Match | No Match | No Match | Cast Iron | No Match |  | No Match |  | 100000 | [10 empty] | 83.5 | 80 | Federally-Regulated Consumer Product | 1998-12-21
Ajax Boiler, Inc. | Ajax | OSGOXFD4000 | Steam | Natural Gas | Power | FALSE | TRUE | 3 |  |  | No Match | No Match | No Match | No Match | Other | No Match |  | No Match |  | 4000000 |  | 2000000 |  | 81 | 80 |  |  |  |  | 80 |  |  | Non Federally-Regulated | 1992-10-27
Ajax Boiler, Inc. | Ajax | SGX-SGXB-3500-D | Steam | Natural Gas | No Match | FALSE | FALSE | 3 |  |  | No Match | No Match | No Match | No Match | Other | No Match |  | No Match |  | 3500000 |  | 3500000 |  | 80 | 80 |  |  |  |  | 80 |  |  | Federally-Regulated Commercial & Industrial Equipment | 1996-02-29
Smith Cast Iron Boilers | Smith Cast Iron Boilers | GB200-S-5-INTD | Steam | Natural Gas | No Match | FALSE | FALSE | 1 |  |  | No Match | No Match | No Match | No Match | Cast Iron | No Match |  | No Match |  | 165000 | [10 empty] | 81.2 | 75 | Federally-Regulated Consumer Product | 1998-12-21
Viessmann Manufacturing | Viessmann Manufacturing | CM2-500 | Water | Natural Gas | Power | FALSE | FALSE | 1 |  |  |  | None | Condensing | Step Modulating | Other |  |  |  |  | 1800000 | 1710000 |  |  | 95.1 |  | 95 | [6 empty] | Federally-Regulated Commercial & Industrial Equipment | 2014-08-11
RBI Water Heaters | RBI Water Heaters | SB400 | Water | LPG | Power | FALSE | FALSE | 1 |  |  |  | None | Non-Condensing | Single-Stage | Copper |  |  |  |  | 399000 | 324000 |  |  |  |  | 81.2 | [6 empty] | Federally-Regulated Commercial & Industrial Equipment | 2015-04-20
Burnham Corp. | Crown Boiler Co. | TWZ075 | Water | Oil | Power | FALSE | FALSE | 1 |  |  |  | None | Non-Condensing | Single-Stage | Cast Iron | Single-Speed | 0.04 | Standard |  | 105000 | 91000 | [9 empty] | 85.8 | 80 | Federally-Regulated Consumer Product | 2007-11-14
Hydrotherm | Hydrotherm | VS-110BS-PV | Steam | LPG | No Match | FALSE | FALSE | 1 |  |  | No Match | No Match | No Match | No Match | Cast Iron | No Match |  | No Match |  | 110000 | [10 empty] | 82 | 75 | Federally-Regulated Consumer Product | 1998-12-21
Lochinvar, LLC. | Lochinvar Corp. | KBL500 | Water | LPG | Power | FALSE | FALSE | 1 |  |  | None | None | Condensing | Step Modulating | Other |  |  |  |  | 500000 | 467000 | 100000 | 93000 | 95 | 80 | 93.3 | [6 empty] | Federally-Regulated Commercial & Industrial Equipment | 2009-08-17
Water Pik, Inc. | Laars | HH1825IN04*1A | Water | Natural Gas | No Match | FALSE | FALSE | 3 |  |  | No Match | No Match | No Match | No Match | Copper | No Match |  | No Match |  | 1825000 |  | 456250 |  | 81 | 80 |  |  | 5 |  | 81 |  |  | Federally-Regulated Commercial & Industrial Equipment | 2001-05-16
Laars Heating Systems Co. | Laars | MGH4000****** | Water | LPG | Power | FALSE | TRUE | 3 |  | FALSE | None | None | Condensing | Step Modulating | Other |  |  |  |  | 4000000 | 3724000 |  |  | 93.1 |  | 95 | [6 empty] | Federally-Regulated Commercial & Industrial Equipment | 2014-05-07
Smith Cast Iron Boilers | Peerless | TCII-12-W-O | Water | Oil | Power | FALSE | FALSE | 1 |  |  |  | None | Non-Condensing | Single-Stage | Cast Iron |  |  |  |  | 3570000 | 3040000 |  |  | 86 | 84 | [7 empty] | Federally-Regulated Commercial & Industrial Equipment | 2015-09-30
Peerless Heater Co. | Peerless | 211A-14I | Steam | Natural Gas | No Match | FALSE | FALSE | 3 |  |  | No Match | No Match | No Match | No Match | Cast Iron | No Match |  | No Match |  | 2730000 |  | 2730000 |  | 80 | 75 |  |  | 6 | 147 | 80 |  |  | Non Federally-Regulated | 1990-06-25
Lochinvar, LLC. | Lochinvar Corp. | FBN2000 | Water | Natural Gas | Power | FALSE | FALSE | 1 |  |  |  | None | Condensing | Step Modulating | Other |  |  |  |  | 2000000 | 1840000 |  |  |  |  | 92 | [6 empty] | Federally-Regulated Commercial & Industrial Equipment | 2015-04-20
Raypak | Raypak | H50090* | Water | LPG | No Match | FALSE | FALSE | 1 |  |  | No Match | No Match | No Match | No Match | Other | No Match |  | No Match |  | 90000 | [10 empty] | 82.7 | 80 | Federally-Regulated Consumer Product | 2001-11-01
Camus Hydronics | Camus Hydronics | DFNW-5014-MS | Water | Natural Gas | Power | FALSE | FALSE | 3 |  |  |  | None | Condensing | Step Modulating | Other |  |  |  |  | 5000000 | 4360000 |  |  | 87.2 |  | 87.2 | [6 empty] | Federally-Regulated Commercial & Industrial Equipment | 2014-08-11
Harsco Industrial / Patterson-Kelley | Thermific | N750-MFD | Water | Natural Gas | Power | FALSE | FALSE | 1 |  |  | None | None | Non-Condensing | Step Modulating | Copper |  |  |  |  | 750000 | 637500 | 200000 | 170000 | 85 | 80 | 84 | [6 empty] | Federally-Regulated Commercial & Industrial Equipment | 2009-03-05
Crown Boiler Co. | Crown | C247-1600-W | Water | Natural Gas | No Match | FALSE | FALSE | 3 |  |  | No Match | No Match | No Match | No Match | Cast Iron | No Match |  | No Match |  | 1600000 |  | 1600000 |  | 80 | 80 |  |  |  |  | 80 |  |  | Federally-Regulated Commercial & Industrial Equipment | 1996-03-06
Utica Boilers | Utica Boilers | JD-1600 | Both Steam & Water | Natural Gas | Injection Type | FALSE | FALSE | 1 |  |  |  | None | Non-Condensing | Single-Stage | Cast Iron |  |  |  |  | 1600000 | 1288000 |  |  | 80.5 | 80 | 77.5 | [6 empty] | Federally-Regulated Commercial & Industrial Equipment | 2011-05-02
Water Pik, Inc. | Laars | VW0325CP12*B | Both Steam & Water | LPG | No Match | FALSE | TRUE | 3 |  |  | No Match | No Match | No Match | No Match | Copper | No Match |  | No Match |  | 325000 |  | 81250 |  | 83 | 80 |  |  | 5 |  | 83 |  |  | Federally-Regulated Commercial & Industrial Equipment | 2001-11-21
Ajax Boiler, Inc. | Ajax | DRF80 | Water | Natural Gas | Power | FALSE | TRUE | 1 |  |  | Draft Hood | Stack Damper | Non-Condensing | Two-Stage Modulating | Other | None |  | No Match |  | 3350000 | 2680000 | 2680000 | 2144000 | 80 | 80 | 79.2 | [6 empty] | Federally-Regulated Commercial & Industrial Equipment | 2007-08-15
Laars Heating Systems Co. | Bradford-White Corp. | BNTH285 | Water | Natural Gas | Induced Draft | FALSE | FALSE | 1 |  | TRUE |  | None | Condensing | Step Modulating | Other | Single-Speed |  |  |  | 285000 | 264000 | [9 empty] | 95 | 80 | Federally-Regulated Consumer Product | 2013-11-14
Water Pik, Inc. | Laars | HH1010IN04*1A | Water | Natural Gas | No Match | FALSE | FALSE | 3 |  |  | No Match | No Match | No Match | No Match | Copper | No Match |  | No Match |  | 1010000 |  | 252500 |  | 81 | 80 |  |  | 5 |  | 81 |  |  | Federally-Regulated Commercial & Industrial Equipment | 2001-05-16
Water Pik, Inc. | Laars | PW1200IN09*BA | Both Steam & Water | Natural Gas | No Match | FALSE | FALSE | 3 |  |  | No Match | No Match | No Match | No Match | Copper | No Match |  | No Match |  | 1200000 |  | 300000 |  | 82 | 80 |  |  | 5 |  | 82 |  |  | Federally-Regulated Commercial & Industrial Equipment | 2001-11-21
Water Pik, Inc. | Laars | VW1825IP09CBA | Both Steam & Water | LPG | No Match | FALSE | FALSE | 3 |  |  | No Match | No Match | No Match | No Match | Copper | No Match |  | No Match |  | 1825000 |  | 1825000 |  | 82 | 80 |  |  | 5 |  | 82 |  |  | Federally-Regulated Commercial & Industrial Equipment | 2001-11-21
Burnham Corp. | Burnham Corp. | 4FHL-63A-O | Steam | Oil | Power | FALSE | FALSE | 1 |  | FALSE |  | None | Non-Condensing | Single-Stage | Other |  |  |  |  | 528000 | 425000 |  |  | 87.6 |  | 83.5 | [6 empty] | Federally-Regulated Commercial & Industrial Equipment | 2014-08-11
New Yorker Boiler Company, Inc. | New Yorker | MICROTEK3-1 | Water | Oil | Power | FALSE | FALSE | 1 | TRUE |  |  | Stack Damper | Non-Condensing | Single-Stage | Other |  |  |  |  | 84000 | 74000 | [9 empty] | 86.7 | 84 | Federally-Regulated Consumer Product | 2015-09-30
HTP, Inc. | HTP | EFTC-140W | Water | LPG | Power | FALSE | FALSE | 1 | TRUE |  |  | None | Condensing | Step Modulating | Other |  |  |  |  | 140000 | 128000 | [9 empty] | 95 | 80 | Federally-Regulated Consumer Product | 2015-09-30
Lochinvar, LLC. | Lochinvar Corp. | FBN2001 | Water | Natural Gas | Power | FALSE | FALSE | 1 |  |  |  | None | Condensing | Step Modulating | Other |  |  |  |  | 2000000 | 1924000 |  |  |  |  | 96.2 | [6 empty] | Federally-Regulated Commercial & Industrial Equipment | 2015-03-30
Ajax Boiler, Inc. | Ajax | AO75 | Water | Natural Gas | Luminous | FALSE | FALSE | 1 |  |  | None | None | Condensing | Step Modulating | Copper | None |  |  |  | 750000 | 697500 | 187500 | 181875 | 93 | 80 | 92 | [6 empty] | Federally-Regulated Commercial & Industrial Equipment | 2007-08-15
Water Pik, Inc. | Laars | VW4050IP18A* | Both Steam & Water | LPG | No Match | FALSE | FALSE | 3 |  |  | No Match | No Match | No Match | No Match | Copper | No Match |  | No Match |  | 4050000 |  | 4050000 |  | 82 | 80 |  |  | 5 |  | 82 |  |  | Federally-Regulated Commercial & Industrial Equipment | 2001-11-21
Dunkirk | Dunkirk | DPFG-9-189 | Water | Combo (Natural Gas & Oil) | Power | FALSE | FALSE | 1 |  |  | No Match | No Match | No Match | No Match | Cast Iron | No Match |  | No Match |  | 189000 | [10 empty] | 84.9 | 80 | Federally-Regulated Consumer Product | 2001-11-01
Smith Cast Iron Boilers | Smith Cast Iron Boilers | 4500A-*-11 | Both Steam & Water | Oil | Power | FALSE | FALSE | 1 |  |  |  | None | Non-Condensing | Single-Stage | Cast Iron |  |  |  |  | 4270000 | 3467000 |  |  | 84.3 | 83 | 81.2 | [6 empty] | Federally-Regulated Commercial & Industrial Equipment | 2008-05-08
U.S. Boiler Co. | U.S. Boiler Co. | OW-5-200 | Water | Oil | Power | FALSE | FALSE | 1 |  | TRUE |  | None | Non-Condensing | Single-Stage | Cast Iron | Multiple-Speed |  |  |  | 280000 | 241000 | [9 empty] | 84.7 | 80 | Federally-Regulated Consumer Product | 2014-01-14
PB Heat, LLC | National HVAC Manufacturing Company, LLC | CGSA-148** | Steam | LPG | Injection Type | FALSE | FALSE | 1 |  |  |  | Stack Damper | Non-Condensing | Single-Stage | Cast Iron |  |  |  |  | 177000 | 147000 | [9 empty] | 82.4 | 75 | Federally-Regulated Consumer Product | 2013-11-14
Camus Hydronics | Camus Hydronics | MFNH-3502-MG | Water | Natural Gas | Power | FALSE | FALSE | 1 |  |  |  | None | Condensing | Step Modulating | Copper |  |  |  |  | 3500000 | 3269000 |  |  | 93 | [8 empty] | Federally-Regulated Commercial & Industrial Equipment | 2014-10-23
Weil-McLain | Weil-McLain | LGB-16 | Steam | Natural Gas | No Match | FALSE | FALSE | 3 |  |  | No Match | No Match | No Match | No Match | Cast Iron | No Match |  | No Match |  | 1950000 |  | 1950000 |  | 81 | 80 |  |  | 147 |  | 81 |  |  | Federally-Regulated Commercial & Industrial Equipment | 1996-02-29
Ajax Boiler, Inc. | Ajax | XNG300W | Water | Natural Gas | No Match | FALSE | TRUE | 3 |  |  | No Match | No Match | No Match | No Match | Other | No Match |  | No Match |  | 300000 |  | 150000 |  | 80 | 80 |  |  |  |  | 80 |  |  | Federally-Regulated Commercial & Industrial Equipment | 1997-01-07
Parker Boiler Co. | Parker Boiler | G-70 | Steam | Natural Gas | Power | FALSE | FALSE | 3 |  |  | No Match | No Match | No Match | No Match | Other | No Match |  | No Match |  | 2940000 |  | 1470000 |  | 80 | 80 |  |  | 4 |  | 80 |  |  | Federally-Regulated Commercial & Industrial Equipment | 1996-03-13
Weil-McLain | Weil-McLain | GV-5 | Water | Combo (Natural Gas & Oil) | Power | FALSE | FALSE | 1 |  |  | No Match | No Match | No Match | No Match | Cast Iron | No Match |  | No Match |  | 140000 | [10 empty] | 87.2 | 80 | Federally-Regulated Consumer Product | 2001-11-01
Burnham Corp. | Burnham Corp. | V85W | Water | Oil | Power | FALSE | FALSE | 1 |  |  |  | None | Non-Condensing | Single-Stage | Cast Iron | Single-Speed | 0.04 | Standard |  | 231000 | 196000 | [9 empty] | 83.9 | 80 | Federally-Regulated Consumer Product | 2007-11-14
ECR International, Ltd. | ECR International, Ltd. | DKVLT-200 | Water | Natural Gas | Pressure | FALSE | FALSE | 1 |  | TRUE |  | None | Condensing | Step Modulating | Other | Single-Speed |  |  |  | 200000 | 185000 | [9 empty] | 95 | 80 | Federally-Regulated Consumer Product | 2014-08-08
Ajax Boiler, Inc. | Ajax | HNG400W | Steam | Natural Gas | No Match | FALSE | TRUE | 3 |  |  | No Match | No Match | No Match | No Match | Other | No Match |  | No Match |  | 400000 |  | 200000 |  | 80 | 80 |  |  |  |  | 80 |  |  | Federally-Regulated Commercial & Industrial Equipment | 1997-01-07
Smith Cast Iron Boilers | Smith Cast Iron Boilers | 28HE-S/W-14 | Both Steam & Water | Oil | Power | FALSE | FALSE | 1 |  |  |  | None | Non-Condensing | Single-Stage | Cast Iron |  |  |  |  | 4130000 | 3567000 |  |  | 86 | 83 | 85.7 | [6 empty] | Federally-Regulated Commercial & Industrial Equipment | 2007-12-12
Dunkirk | Pennco, Inc. | 1606HSID | Steam | LPG | No Match | FALSE | FALSE | 1 |  |  | No Match | No Match | No Match | No Match | Cast Iron | No Match |  | No Match |  | 175000 | [10 empty] | 80.9 | 75 | Federally-Regulated Consumer Product | 1998-12-21
Burnham Corp. | Crown Boiler Co. | BSI241E | Steam | Natural Gas | Induced Draft | FALSE | FALSE | 1 |  |  |  | Stack Damper | Non-Condensing | Single-Stage | Cast Iron |  |  |  |  | 241000 | 199000 | [9 empty] | 82.2 | 75 | Federally-Regulated Consumer Product | 2007-11-14
Burnham Corp. | New Yorker Boiler Co. | CG30C_I | Water | Natural Gas | Induced Draft | FALSE | FALSE | 1 |  |  |  | Stack Damper | Non-Condensing | Single-Stage | Cast Iron | Single-Speed | 0.04 | Standard |  | 62000 | 52000 | [9 empty] | 82.6 | 80 | Federally-Regulated Consumer Product | 2007-11-14
Smith Cast Iron Boilers | Smith Cast Iron Boilers | GC-160-B | Water | LPG | Power | FALSE | FALSE | 1 |  |  |  | None | Condensing | Step Modulating | Other |  |  |  |  | 160000 | 142000 | 30000000 | 28000000 | [7 empty] | 93 | 80 | Federally-Regulated Consumer Product | 2011-02-17
Peerless Heater Co. | Peerless | PSC-04-SV | Water | Combo (Natural Gas & Oil) | No Match | FALSE | FALSE | 1 |  |  | No Match | No Match | No Match | No Match | Cast Iron | No Match |  | No Match |  | 105000 | [10 empty] | 83 | 80 | Federally-Regulated Consumer Product | 2001-11-01
Cleaver-Brooks | Cleaver-Brooks | CB-700-500-***** | Steam | Natural Gas | Power | FALSE | FALSE | 3 |  |  | No Match | No Match | No Match | No Match | Other | No Match |  | No Match |  | 20930000 |  | 20930000 |  | 80 | 80 |  |  | 25 |  | 80 |  |  | Federally-Regulated Commercial & Industrial Equipment | 1996-03-06
English Boiler & Tube, Inc. | Bent Tube Balanced Flow | BTBF-40-15 | Steam | Natural Gas | Power | FALSE | FALSE | 3 |  |  | No Match | No Match | No Match | No Match | Other | No Match |  | No Match |  | 1680000 |  | 420000 |  | 80 | 80 |  |  | 3 |  | 80 |  |  | Federally-Regulated Commercial & Industrial Equipment | 1998-09-10
U.S. Boiler Co. | New Yorker | CG30E | Water | LPG | Injection Type | FALSE | FALSE | 1 | TRUE |  |  | Stack Damper | Non-Condensing | Single-Stage | Cast Iron | Single-Speed |  |  |  | 70000 | 59000 | [9 empty] | 84 | 80 | Federally-Regulated Consumer Product | 2015-09-30
Burnham Corp. | Burnham Corp. | 4FHL-78A-O | Steam | Oil | Power | FALSE | FALSE | 1 |  | FALSE |  | None | Non-Condensing | Single-Stage | Other |  |  |  |  | 653000 | 526000 |  |  | 87.6 |  | 83.6 | [6 empty] | Federally-Regulated Commercial & Industrial Equipment | 2014-08-11
Water Pik, Inc. | Laars | HH1010IN09CBA | Water | Natural Gas | No Match | FALSE | FALSE | 3 |  |  | No Match | No Match | No Match | No Match | Copper | No Match |  | No Match |  | 1010000 |  | 1010000 |  | 82 | 80 |  |  | 5 |  | 82 |  |  | Federally-Regulated Commercial & Industrial Equipment | 2001-05-16
Ajax Boiler, Inc. | Ajax | OSGXFD2500 | Steam | Natural Gas | Power | FALSE | TRUE | 3 |  |  | No Match | No Match | No Match | No Match | Other | No Match |  | No Match |  | 2500000 |  | 1250000 |  | 81 | 80 |  |  |  |  | 80 |  |  | Non Federally-Regulated | 1992-10-27
Axeman-Anderson Co. | Axeman-Anderson Co. | 87CPO | Water | Oil | No Match | TRUE | FALSE | 1 |  |  | No Match | No Match | No Match | No Match | Other | No Match |  | No Match |  | 166000 | [10 empty] | 82.3 | 80 | Federally-Regulated Consumer Product | 2000-06-07
Raypak | Raypak | H10182 | Water | LPG | No Match | FALSE | FALSE | 1 |  |  | No Match | No Match | No Match | No Match | Other | No Match |  | No Match |  | 181000 | [10 empty] | 82.6 | 80 | Federally-Regulated Consumer Product | 2001-11-01
Easco Boiler Corp. | Easco | ESP-175-S015 | Both Steam & Water | Combo (Natural Gas & Oil) | Power | FALSE | FALSE | 3 |  |  | No Match | No Match | No Match | No Match | Other | No Match |  | No Match |  | 7323000 |  | 2441000 |  | 83 | 80 |  |  | 22 |  | 81 |  |  | Federally-Regulated Commercial & Industrial Equipment | 1998-06-02
PB Heat, LLC | Hydrotherm | HVX-70 | Water | LPG | Induced Draft | FALSE | FALSE | 1 |  |  | None | None | Non-Condensing | Single-Stage | Cast Iron | Single-Speed |  | Standard |  | 70000 | 58000 | [9 empty] | 82.1 | 80 | Federally-Regulated Consumer Product | 2011-08-02
Burnham Corp. | Burnham Corp. | K5017 | Both Steam & Water | LPG | Induced Draft | FALSE | FALSE | 1 |  |  |  | None | Non-Condensing | Single-Stage | Cast Iron |  |  |  |  | 1170000 | 936000 |  |  | 80 | 80 | 77 | [6 empty] | Federally-Regulated Commercial & Industrial Equipment | 2010-03-16
Burnham Corp. | Burnham Corp. | V1112-SO | Steam | Oil | Power | FALSE | FALSE | 3 |  |  |  | Stack Damper | Non-Condensing | Two-Stage Modulating | Cast Iron |  |  |  |  | 2800000 | 2314000 |  |  | 82.7 | 83 | 83.4 | [6 empty] | Federally-Regulated Commercial & Industrial Equipment | 2012-06-11
Water Pik, Inc. | Laars | VW1430EP09*BA | Both Steam & Water | LPG | No Match | FALSE | TRUE | 3 |  |  | No Match | No Match | No Match | No Match | Copper | No Match |  | No Match |  | 1430000 |  | 357500 |  | 82 | 80 |  |  | 5 |  | 82 |  |  | Federally-Regulated Commercial & Industrial Equipment | 2001-11-21
Water Pik, Inc. | Laars | HC205 | Water | Oil | No Match | TRUE | FALSE | 1 |  |  | No Match | No Match | No Match | No Match | Other | No Match |  | No Match |  | 239000 | [10 empty] | 85.4 | 80 | Federally-Regulated Consumer Product | 2001-10-11
Weil-McLain | Weil-McLain | ULTRA 230-UE | Water | Natural Gas | Power | FALSE | FALSE | 1 | TRUE |  |  | None | Condensing | Step Modulating | Other |  |  |  |  | 230000 | 207000 | [9 empty] | 90 | 80 | Federally-Regulated Consumer Product | 2015-09-30
Smith Cast Iron Boilers | Peerless | CC-03-S-G | Steam | LPG | Power | FALSE | FALSE | 1 |  | FALSE |  | None | Non-Condensing | Single-Stage | Cast Iron |  |  |  |  | 375000 | 308000 |  |  |  |  | 82.1 | 79 | [5 empty] | Federally-Regulated Commercial & Industrial Equipment | 2015-09-30
Thermal Solutions | Thermal Solutions | EV(A,S)3000B**-*B* | Water | Natural Gas | Power | FALSE | FALSE | 3 |  |  |  | None | Non-Condensing | Step Modulating | Copper |  |  |  |  | 3000000 | 2610000 |  |  | 87 |  | 87 | [6 empty] | Federally-Regulated Commercial & Industrial Equipment | 2014-08-11
Ajax Boiler, Inc. | Ajax | A100 | Water | Natural Gas | Luminous | FALSE | FALSE | 1 |  |  | None | None | Condensing | Step Modulating | Copper | None |  |  |  | 1000000 | 930000 | 250000 | 242500 | 93 | 80 | 92 | [6 empty] | Federally-Regulated Commercial & Industrial Equipment | 2007-08-15
Aerco International | AERCO | MLX EXT 3060 | Water | Natural Gas | Luminous | FALSE | TRUE | 1 |  | FALSE | None | None | Condensing | Step Modulating | Other |  |  |  |  | 3060000 | 2754000 | 83000 |  | 90 |  | 90 | [6 empty] | Federally-Regulated Commercial & Industrial Equipment | 2014-12-11
Dunkirk | Sears | KWX-3E | Water | Natural Gas | No Match | FALSE | FALSE | 1 |  |  | No Match | No Match | No Match | No Match | Cast Iron | No Match |  | No Match |  | 70000 | [10 empty] | 81.6 | 80 | Federally-Regulated Consumer Product | 2002-06-04
Smith Cast Iron Boilers | Smith Cast Iron Boilers | 350A-*-12 | Both Steam & Water | Natural Gas | Power | FALSE | FALSE | 1 |  |  |  | None | Non-Condensing | Single-Stage | Cast Iron |  |  |  |  | 3057000 | 2474000 |  |  | 81 | 80 | 78.8 | [6 empty] | Federally-Regulated Commercial & Industrial Equipment | 2007-12-12
Ajax Boiler, Inc. | Ajax | DFG25W | Water | Natural Gas | Power | FALSE | TRUE | 3 |  |  | No Match | No Match | No Match | No Match | Other | No Match |  | No Match |  | 1050000 |  | 700000 |  | 80 | 80 |  |  |  |  | 80 |  |  | Federally-Regulated Commercial & Industrial Equipment | 1997-01-07
Water Pik, Inc. | Laars | VW2800EP18AC | Both Steam & Water | LPG | No Match | FALSE | TRUE | 3 |  |  | No Match | No Match | No Match | No Match | Copper | No Match |  | No Match |  | 2745000 |  | 2745000 |  | 81 | 80 |  |  | 5 |  | 81 |  |  | Federally-Regulated Commercial & Industrial Equipment | 2001-11-21
Burnham Corp. | Burnham Corp. | 4FHL-675A-O | Steam | Oil | Power | FALSE | FALSE | 3 |  | FALSE |  | None | Non-Condensing | Step Modulating | Other |  |  |  |  | 5650000 | 4757000 |  |  | 88.6 |  | 87.2 | [6 empty] | Federally-Regulated Commercial & Industrial Equipment | 2014-08-11
Hydrotherm | Hydrotherm | KN-2 | Water | LPG | Power | FALSE | FALSE | 1 |  |  |  | None | Condensing | Step Modulating | Cast Iron |  |  |  |  | 199000 | 173000 | [9 empty] | 92.7 | 80 | Federally-Regulated Consumer Product | 2008-04-14
Allied Engineering Co. | Super Hot | AAE1440*** | Water | Natural Gas | No Match | FALSE | TRUE | 3 |  |  | No Match | No Match | No Match | No Match | Copper | No Match |  | No Match |  | 1440000 |  | 504000 |  | 80 | 80 |  |  |  |  | 80 |  |  | Federally-Regulated Commercial & Industrial Equipment | 1998-04-21
Burnham Corp. | Crown Boiler Co. | BSI138E | Steam | LPG | Induced Draft | FALSE | FALSE | 1 |  |  |  | Stack Damper | Non-Condensing | Single-Stage | Cast Iron |  |  |  |  | 138000 | 113000 | [9 empty] | 82 | 75 | Federally-Regulated Consumer Product | 2007-11-14
Water Pik, Inc. | Laars | PH1670EN09*BA | Water | Natural Gas | No Match | FALSE | TRUE | 3 |  |  | No Match | No Match | No Match | No Match | Copper | No Match |  | No Match |  | 1670000 |  | 417500 |  | 82 | 80 |  |  | 5 |  | 82 |  |  | Federally-Regulated Commercial & Industrial Equipment | 2001-05-16
Ajax Boiler, Inc. | Ajax | DRPG100 | Water | Natural Gas | Power | FALSE | TRUE | 1 |  |  | Draft Hood | Stack Damper | Non-Condensing | Two-Stage Modulating | Other | None |  | No Match |  | 4000000 | 3200000 | 3200000 | 2560000 | 80 | 80 | 79.2 | [6 empty] | Federally-Regulated Commercial & Industrial Equipment | 2007-08-15
Ajax Boiler, Inc. | Ajax | WRLG4200 | Water | Natural Gas | Power | FALSE | TRUE | 1 |  |  | Draft Hood | Stack Damper | Non-Condensing | Two-Stage Modulating | Other | None |  | No Match |  | 4200000 | 3360000 | 3360000 | 2688000 | 80 | 80 | 79.2 | [6 empty] | Federally-Regulated Commercial & Industrial Equipment | 2007-08-15
Raypak | Raypak | H-1178A | Water | LPG | Injection Type | FALSE | FALSE | 1 |  |  | None | None | Non-Condensing | Single-Stage | Copper |  |  |  |  | 1178000 | 966000 |  |  | 82 | 80 | 82 | [6 empty] | Federally-Regulated Commercial & Industrial Equipment | 2007-12-12
Navien, Inc. | Navien America, Inc. | NCB-210 | Water | Natural Gas | Power | FALSE | FALSE | 1 |  | TRUE |  | None | Condensing | Step Modulating | Other | Single-Speed |  |  |  | 100000 | 94000 | [9 empty] | 95 | 80 | Federally-Regulated Consumer Product | 2015-03-30
Ajax Boiler, Inc. | Ajax | WGXFD-3000 | Steam | Natural Gas | Power | FALSE | FALSE | 3 |  |  | No Match | No Match | No Match | No Match | Other | No Match |  | No Match |  | 3000000 |  | 1500000 |  | 82 | 80 |  |  |  |  | 80 |  |  | Non Federally-Regulated | 1992-10-27
DDR Americas, Inc. | De Deitrich | GT 530A-21 | Water | Natural Gas | Power | FALSE | FALSE | 3 |  |  |  | Electro-Mechanical Inlet Dampe | Non-Condensing | Step Modulating | Cast Iron |  |  |  |  | 5191000 | 4423000 |  |  | 85.2 |  | 85.2 | [6 empty] | Federally-Regulated Commercial & Industrial Equipment | 2014-09-05
Ajax Boiler, Inc. | Ajax | OWG1500 | Steam | Natural Gas | No Match | FALSE | TRUE | 3 |  |  | No Match | No Match | No Match | No Match | Other | No Match |  | No Match |  | 1500000 |  | 1500000 |  | 80 | 80 |  |  |  |  | 80 |  |  | Federally-Regulated Commercial & Industrial Equipment | 1996-02-29
Laars Heating Systems Company | COPPER BRUTE II | BWCH0400 | Water | LPG | Power | FALSE | FALSE | 1 |  |  |  | None | Non-Condensing | Two-Stage Modulating | Copper |  |  |  |  | 399000 | 340000 |  |  |  |  | 85.3 | 80 | [5 empty] | Federally-Regulated Commercial & Industrial Equipment | 2015-09-30
Burnham Corp. | Burnham Corp. | V1116-SN | Steam | Natural Gas | Power | FALSE | FALSE | 3 |  |  |  | Stack Damper | Non-Condensing | Two-Stage Modulating | Cast Iron |  |  |  |  | 3897000 | 3111000 |  |  | 79.8 | 80 | 80.2 | [6 empty] | Federally-Regulated Commercial & Industrial Equipment | 2012-06-11
Ajax Boiler, Inc. | Ajax | DNG150W | Water | Natural Gas | No Match | FALSE | TRUE | 3 |  |  | No Match | No Match | No Match | No Match | Other | No Match |  | No Match |  | 6300000 |  | 6300000 |  | 80 | 80 |  |  |  |  | 80 |  |  | Federally-Regulated Commercial & Industrial Equipment | 1997-01-07
Water Pik, Inc. | Laars | PH0320MN20****** | Water | Natural Gas | Power | FALSE | TRUE | 3 |  |  | No Match | No Match | No Match | No Match | Copper | No Match |  | No Match |  | 320000 |  | 320000 |  | 83 | 80 |  |  |  |  | 83 |  |  | Federally-Regulated Commercial & Industrial Equipment | 2001-11-21
Cleaver-Brooks | Cleaver-Brooks | CBLE-700-800-***** | Steam | Natural Gas | Power | FALSE | FALSE | 3 |  |  | No Match | No Match | No Match | No Match | Other | No Match |  | No Match |  | 33480000 |  | 33480000 |  | 80 | 80 |  |  | 25 |  | 80 |  |  | Federally-Regulated Commercial & Industrial Equipment | 1999-03-02
Smith Cast Iron Boilers | Smith Cast Iron Boilers | 4500A-*-12 | Both Steam & Water | Natural Gas | Power | FALSE | FALSE | 1 |  |  |  | None | Non-Condensing | Single-Stage | Cast Iron |  |  |  |  | 4888000 | 3853000 |  |  | 81.6 | 80 | 78.8 | [6 empty] | Federally-Regulated Commercial & Industrial Equipment | 2007-12-12
Ajax Boiler, Inc. | Ajax | WRF14650 | Water | Natural Gas | Power | FALSE | TRUE | 1 |  |  | Draft Hood | Stack Damper | Non-Condensing | Two-Stage Modulating | Other | None |  | No Match |  | 14650000 | 12452500 | 12452500 | 10584625 | 85 | 80 | 84.2 | [6 empty] | Federally-Regulated Commercial & Industrial Equipment | 2007-08-15
Fulton Boiler Works | Fulton | PHP-500-****** | Steam | Natural Gas | Power | FALSE | FALSE | 3 |  |  | No Match | No Match | No Match | No Match | Other | No Match |  | No Match |  | 500000 |  | 500000 |  | 82 | 80 |  |  | 100 |  | 82 |  |  | Federally-Regulated Commercial & Industrial Equipment | 1996-02-29
Burnham Corp. | Burnham Corp. | 4FHL-63A | Steam | Natural Gas | Power | FALSE | FALSE | 1 |  | FALSE |  | None | Non-Condensing | Single-Stage | Other |  |  |  |  | 528000 | 425000 |  |  | 84.5 |  | 80.4 | [6 empty] | Federally-Regulated Commercial & Industrial Equipment | 2014-08-11
Viessmann Manufacturing | Viessmann Manufacturing | VD2-860 | Water | Oil | Power | FALSE | FALSE | 3 |  |  |  | None | Non-Condensing | Two-Stage Modulating | Cast Iron |  |  |  |  | 3387000 | 2976000 |  |  | 87.5 |  | 87.9 | [6 empty] | Federally-Regulated Commercial & Industrial Equipment | 2014-09-05
Smith Cast Iron Boilers | Smith Cast Iron Boilers | 28A-S/W-05 | Both Steam & Water | Oil | Power | FALSE | FALSE | 1 |  |  |  | None | Non-Condensing | Single-Stage | Cast Iron |  |  |  |  | 1456000 | 1166000 |  |  | 83.5 | 83 | 80.7 | [6 empty] | Federally-Regulated Commercial & Industrial Equipment | 2007-12-12
Burnham Corp. | Burnham Corp. | V1105H-SN | Steam | Natural Gas | Power | FALSE | FALSE | 1 |  | FALSE |  | None | Non-Condensing | Two-Stage Modulating | Cast Iron |  |  |  |  | 1068000 | 862000 |  |  | 82.5 |  | 80.7 | [6 empty] | Federally-Regulated Commercial & Industrial Equipment | 2014-08-11
Laars Heating Systems Co. | Laars | HH0325CP12***** | Water | LPG | Induced Draft | FALSE | FALSE | 1 |  |  |  | None | Non-Condensing | Two-Stage Modulating | Copper |  |  |  |  | 325000 | 263000 | 162500 |  | 81 | 80 | 78.6 | [6 empty] | Federally-Regulated Commercial & Industrial Equipment | 2007-11-01
Water Pik, Inc. | Laars | NP 150 | Water | Oil | No Match | TRUE | FALSE | 1 |  |  | No Match | No Match | No Match | No Match | Other | No Match |  | No Match |  | 210000 | [10 empty] | 83 | 80 | Federally-Regulated Consumer Product | 2001-10-11
Cleaver-Brooks | Cleaver-Brooks | CBH-700-25 | Steam | Natural Gas | Power | FALSE | FALSE | 3 |  |  | No Match | No Match | No Match | No Match | Other | No Match |  | No Match |  | 1046250 |  | 1046250 |  | 80 | 80 |  |  | 25 |  | 80 |  |  | Federally-Regulated Commercial & Industrial Equipment | 1996-03-06
Crown Boiler Co. | Burnham Corp. | CHG150 | Water | Natural Gas | Induced Draft | FALSE | FALSE | 1 |  |  | None | None | Condensing | Step Modulating | Other | Single-Speed | 0.13 | Standard |  | 150000 | 135000 | 30000 | 27000 | [7 empty] | 93.1 | 80 | Federally-Regulated Consumer Product | 2009-09-15
PB Heat, LLC | PB Heat, LLC | WBV-03-105S | Steam | Oil | Power | FALSE | FALSE | 1 |  |  | Barometric Regulator | None | Non-Condensing | Single-Stage | Cast Iron |  |  |  |  | 147000 | 124000 | [9 empty] | 83.6 | 80 | Federally-Regulated Consumer Product | 2008-09-25
Laars Heating Systems Company | BRUTE LX | BLXCW175(N,P)**** | Water | Natural Gas | Power | FALSE | FALSE | 1 | TRUE |  |  | None | Condensing | Step Modulating | Other | Single-Speed |  |  |  | 175000 | 166000 | [9 empty] | 95 | 80 | Federally-Regulated Consumer Product | 2015-09-30
Ajax Boiler, Inc. | Ajax | XFG400W | Water | Natural Gas | Power | FALSE | TRUE | 3 |  |  | No Match | No Match | No Match | No Match | Other | No Match |  | No Match |  | 400000 |  | 300000 |  | 80 | 80 |  |  |  |  | 80 |  |  | Federally-Regulated Commercial & Industrial Equipment | 1997-01-07
Laars Heating Systems Co. | Laars Heating Systems Co. | MT2H0750 | Water | LPG | Power | FALSE | FALSE | 1 |  |  |  | None | Non-Condensing | Two-Stage Modulating | Copper |  |  |  |  | 750000 | 638000 |  |  |  |  | 85 | [6 empty] | Federally-Regulated Commercial & Industrial Equipment | 2015-04-20
U.S. Boiler Co. | U.S. Boiler Co. | OW-4-090 | Water | Oil | Power | FALSE | FALSE | 1 |  | TRUE |  | None | Non-Condensing | Single-Stage | Cast Iron | Multiple-Speed |  |  |  | 126000 | 111000 | [9 empty] | 86 | 80 | Federally-Regulated Consumer Product | 2014-01-14
Ajax Boiler, Inc. | Ajax | WFG1125W | Water | Natural Gas | Power | FALSE | TRUE | 3 |  |  | No Match | No Match | No Match | No Match | Other | No Match |  | No Match |  | 1125000 |  | 750000 |  | 80 | 80 |  |  |  |  | 80 |  |  | Federally-Regulated Commercial & Industrial Equipment | 1997-01-07
Ajax Boiler, Inc. | Ajax | WG-WGB-3500-D | Steam | Natural Gas | No Match | FALSE | FALSE | 3 |  |  | No Match | No Match | No Match | No Match | Other | No Match |  | No Match |  | 3500000 |  | 3500000 |  | 80 | 80 |  |  |  |  | 80 |  |  | Federally-Regulated Commercial & Industrial Equipment | 1996-02-29
Burnham Corp. | Burnham Corp. | V1110H-SO | Steam | Oil | Power | FALSE | FALSE | 1 |  | FALSE |  | None | Non-Condensing | Two-Stage Modulating | Cast Iron |  |  |  |  | 2310000 | 1956000 |  |  | 85.4 |  | 84.7 | [6 empty] | Federally-Regulated Commercial & Industrial Equipment | 2014-08-11
Cleaver-Brooks | Cleaver-Brooks | MTF-700-2500-60HW | Water | Natural Gas | Power | FALSE | FALSE | 3 |  |  | No Match | No Match | No Match | No Match | Other | No Match |  | No Match |  | 2500000 |  | 2500000 |  | 80 | 80 |  |  | 25 |  | 80 |  |  | Federally-Regulated Commercial & Industrial Equipment | 2001-08-06
Ajax Boiler, Inc. | Ajax | XNG2500W | Water | Natural Gas | No Match | FALSE | TRUE | 3 |  |  | No Match | No Match | No Match | No Match | Other | No Match |  | No Match |  | 2500000 |  | 1250000 |  | 80 | 80 |  |  |  |  | 80 |  |  | Federally-Regulated Commercial & Industrial Equipment | 1997-01-07
Smith Cast Iron Boilers | Peerless | TCII-07R-S-G | Steam | Natural Gas | Power | FALSE | FALSE | 1 |  | FALSE |  | None | Non-Condensing | Single-Stage | Cast Iron |  |  |  |  | 1990000 | 1642000 |  |  |  |  | 82.5 | 79 | [5 empty] | Federally-Regulated Commercial & Industrial Equipment | 2015-09-30
HTP, Inc. | HTP | EFT-110 | Water | LPG | Power | FALSE | FALSE | 1 | TRUE |  |  | None | Condensing | Step Modulating | Other |  |  |  |  | 110000 | 102000 | [9 empty] | 95.6 | 80 | Federally-Regulated Consumer Product | 2015-09-30
Ajax Boiler, Inc. | Ajax | WRLG5250 | Water | Natural Gas | Power | FALSE | TRUE | 1 |  |  | Draft Hood | Stack Damper | Non-Condensing | Two-Stage Modulating | Other | None |  | No Match |  | 5250000 | 4200000 | 4200000 | 3600000 | 80 | 80 | 79.2 | [6 empty] | Federally-Regulated Commercial & Industrial Equipment | 2007-08-15
Slant / Fin Corp. | Slant / Fin Corp. | GG-100HEDP | Water | LPG | Injection Type | FALSE | FALSE | 1 |  |  |  | Stack Damper | Non-Condensing | Single-Stage | Cast Iron |  |  |  |  | 100000 | 83000 | [9 empty] | 82.5 | 80 | Federally-Regulated Consumer Product | 2007-11-14
Laars Heating Systems Co. | Laars Heating Systems Co. | MT2H1750 | Water | Natural Gas | Power | FALSE | FALSE | 1 |  |  |  | None | Non-Condensing | Two-Stage Modulating | Copper |  |  |  |  | 1750000 | 1489000 |  |  |  |  | 85.2 | [6 empty] | Federally-Regulated Commercial & Industrial Equipment | 2015-04-20
Smith Cast Iron Boilers | Smith Cast Iron Boilers | GB100-W-9-INT-D | Water | Natural Gas | No Match | FALSE | FALSE | 1 |  |  | No Match | No Match | No Match | No Match | Cast Iron | No Match |  | No Match |  | 200000 | [10 empty] | 83.2 | 80 | Federally-Regulated Consumer Product | 1998-12-21
Utica Boilers | ECR International, Ltd. | ECR97A-100 | Water | Natural Gas | Power | FALSE | FALSE | 1 |  |  | None | None | Condensing | Step Modulating | Other | Single-Speed |  | Standard |  | 100000 | 91000 | 20000 | 19000 | [7 empty] | 97 | 80 | Federally-Regulated Consumer Product | 2011-08-02
Navien, Inc. | Navien America, Inc. | NCB-240 | Water | LPG | Power | FALSE | FALSE | 1 |  | TRUE |  | None | Condensing | Step Modulating | Other | Single-Speed |  |  |  | 120000 | 112000 | [9 empty] | 95 | 80 | Federally-Regulated Consumer Product | 2015-03-30
Viessmann Manufacturing | Viessmann Manufacturing | CM2-620 | Water | Natural Gas | Power | FALSE | FALSE | 1 |  |  |  | None | Condensing | Step Modulating | Other |  |  |  |  | 2245000 | 2132000 |  |  | 95.1 |  | 95 | [6 empty] | Federally-Regulated Commercial & Industrial Equipment | 2014-08-11
Laars Heating Systems Co. | Laars | HH0400CN12***** | Water | Natural Gas | Induced Draft | FALSE | FALSE | 1 |  |  |  | None | Non-Condensing | Two-Stage Modulating | Copper |  |  |  |  | 399000 | 323190 | 162500 |  | 81 | 80 | 78.6 | [6 empty] | Federally-Regulated Commercial & Industrial Equipment | 2007-11-01
Aerco International | Aerco International | MLX EXT 321 | Water | Natural Gas | Luminous | FALSE | TRUE | 1 |  |  |  | None | Condensing | Step Modulating | Other |  |  |  |  | 321000 | 289000 |  |  |  |  | 90 | [6 empty] | Federally-Regulated Commercial & Industrial Equipment | 2015-04-16
Slant / Fin Corp. | Slant / Fin Corp. | LX-120 | Water | LPG | Power | FALSE | FALSE | 1 |  | TRUE | None | None | Condensing | Step Modulating | Other | Single-Speed |  | Standard |  | 120000 | 106000 | [9 empty] | 92.5 | 80 | Federally-Regulated Consumer Product | 2013-07-10
Laars Heating Systems Company | COPPER BRUTE II | BWCH1500 | Water | LPG | Power | FALSE | FALSE | 1 |  |  |  | None | Non-Condensing | Step Modulating | Copper |  |  |  |  | 1500000 | 1266000 |  |  |  |  | 85.2 | 80 | [5 empty] | Federally-Regulated Commercial & Industrial Equipment | 2015-09-30
Laars Heating Systems Co. | Bradford-White Corp. | BRHHH2000 | Water | Natural Gas | Power | FALSE | FALSE | 1 |  |  |  | None | Condensing | Step Modulating | Copper |  |  |  |  | 2000000 | 1818000 |  |  | 90.9 |  | 90.9 | [6 empty] | Federally-Regulated Commercial & Industrial Equipment | 2014-10-21
Rinnai | Rinnai | E75C | Water | LPG | Induced Draft | FALSE | FALSE | 1 |  | TRUE | None | None | Condensing | Step Modulating | Other | Multiple-Speed |  | Premium |  | 75000 | 69000 | [9 empty] | 95.5 | 80 | Federally-Regulated Consumer Product | 2013-11-14
Viessmann Manufacturing | Viessmann Manufacturing | VD2-195 | Water | LPG | Power | FALSE | FALSE | 1 |  |  | Barometric Regulator | None | Non-Condensing | Two-Stage Modulating | Cast Iron |  |  |  |  | 792000 | 672000 |  |  | 84.8 | 80 | 84.8 | [6 empty] | Federally-Regulated Commercial & Industrial Equipment | 2008-04-14
Hydrotherm | Hydrotherm | HS-130-PV | Water | LPG | No Match | FALSE | FALSE | 1 |  |  | No Match | No Match | No Match | No Match | Cast Iron | No Match |  | No Match |  | 130000 | [10 empty] | 82.4 | 80 | Federally-Regulated Consumer Product | 1998-12-21
Cleaver-Brooks | Cleaver-Brooks | MTF-700-1250-60HW | Water | Natural Gas | Power | FALSE | FALSE | 3 |  |  | No Match | No Match | No Match | No Match | Other | No Match |  | No Match |  | 1250000 |  | 1250000 |  | 80 | 80 |  |  | 25 |  | 80 |  |  | Federally-Regulated Commercial & Industrial Equipment | 2001-08-06
Smith Cast Iron Boilers | Smith Cast Iron Boilers | UHE-3000 | Water | Natural Gas | Power | FALSE | FALSE | 1 |  |  |  | None | Condensing | Step Modulating | Cast Iron |  |  |  |  | 3000000 | 2781000 |  |  | 85.8 | 80 | 92.7 | [6 empty] | Federally-Regulated Commercial & Industrial Equipment | 2011-08-22
Raypak | Raypak | H4-HD101* | Water | Natural Gas | Induced Draft | FALSE | FALSE | 1 |  |  | None | None | Non-Condensing | Single-Stage | Copper | Single-Speed |  | Standard |  | 100000 | 84000 | [9 empty] | 85 | 80 | Federally-Regulated Consumer Product | 2010-01-11
Cemline Corp. | Cemline Corp. | VB30EHB60 | Water | Electricity | No Match | FALSE | TRUE | 1 |  |  | No Match | No Match | No Match | No Match | Cast Iron | No Match |  | No Match |  | 204900 |  |  |  | 98.4 | [8 empty] | Federally-Regulated Consumer Product | 1992-06-18
New York Thermal, Inc. | New York Thermal, Inc. | TFT85 | Water | LPG | Power | FALSE | FALSE | 1 |  | TRUE |  | None | Condensing | Step Modulating | Other |  |  |  |  | 85000 | 78000 | [9 empty] | 95 | 80 | Federally-Regulated Consumer Product | 2013-06-17
Crown Boiler Co. | CROWN BOILER | AWI 095E | Water | Natural Gas | Induced Draft | FALSE | FALSE | 1 | TRUE |  |  | Stack Damper | Non-Condensing | Single-Stage | Cast Iron |  |  |  |  | 95000 | 78000 | [9 empty] | 82.3 | 80 | Federally-Regulated Consumer Product | 2015-09-30
Ajax Boiler, Inc. | Ajax | A150 | Water | Natural Gas | Luminous | FALSE | FALSE | 1 |  |  | None | None | Condensing | Step Modulating | Copper | None |  |  |  | 1500000 | 1395000 | 375000 | 363750 | 93 | 80 | 92 | [6 empty] | Federally-Regulated Commercial & Industrial Equipment | 2007-08-15
Ajax Boiler, Inc. | Ajax | WEG10500W | Water | Natural Gas | Power | FALSE | TRUE | 3 |  |  | No Match | No Match | No Match | No Match | Other | No Match |  | No Match |  | 9980000 |  | 4200000 |  | 85 | 80 |  |  |  |  | 80 |  |  | Federally-Regulated Commercial & Industrial Equipment | 1997-01-07
Water Pik, Inc. | Laars | PW0625MN20***** | Both Steam & Water | Natural Gas | Power | FALSE | FALSE | 3 |  |  | No Match | No Match | No Match | No Match | Copper | No Match |  | No Match |  | 625000 |  | 625000 |  | 85 | 80 |  |  | 5 |  | 83 |  |  | Federally-Regulated Commercial & Industrial Equipment | 2001-11-21
Bryan Steam Corp. | Bryan | HED-450-W-FDG | Water | Natural Gas | Power | FALSE | FALSE | 3 |  |  | No Match | No Match | No Match | No Match | Other | No Match |  | No Match |  | 450000 |  | 450000 |  | 85 | 80 |  |  |  |  | 85 |  |  | Federally-Regulated Commercial & Industrial Equipment | 1996-03-01
Water Pik, Inc. | Laars | PH0500EN09*BA | Water | Natural Gas | No Match | FALSE | TRUE | 3 |  |  | No Match | No Match | No Match | No Match | Copper | No Match |  | No Match |  | 500000 |  | 125000 |  | 82 | 80 |  |  | 5 |  | 82 |  |  | Federally-Regulated Commercial & Industrial Equipment | 2001-05-16
Smith Cast Iron Boilers | Peerless | TCII-18-S-G | Steam | Natural Gas | Power | FALSE | FALSE | 1 |  | FALSE |  | None | Non-Condensing | Single-Stage | Cast Iron |  |  |  |  | 5553000 | 4620000 |  |  |  |  | 83.2 | 79 | [5 empty] | Federally-Regulated Commercial & Industrial Equipment | 2015-09-30
Dunkirk | Sears | 229.9655 | Water | Natural Gas | Power | FALSE | FALSE | 1 |  |  | No Match | No Match | No Match | No Match | Cast Iron | No Match |  | No Match |  | 75000 | [10 empty] | 83.4 | 80 | Federally-Regulated Consumer Product | 2000-06-07
Burnham Corp. | Burnham Corp. | MPC-11 | Water | Oil | Power | FALSE | FALSE | 1 |  |  |  | None | Non-Condensing | Single-Stage | Cast Iron |  |  |  |  | 2103000 | 1766000 |  |  | 88.5 | 83 | 86.6 | [6 empty] | Federally-Regulated Commercial & Industrial Equipment | 2010-03-16
PB Heat, LLC | PB Heat, LLC | WBV-04-150-W | Water | Oil | Power | FALSE | FALSE | 1 |  | TRUE | Barometric Regulator | None | Non-Condensing | Single-Stage | Cast Iron | Single-Speed |  | Standard |  | 210000 | 180000 | [9 empty] | 85.1 | 80 | Federally-Regulated Consumer Product | 2013-04-19
Bryan Steam Corp. | Bryan | RW1050-S-FDGO | Both Steam & Water | Natural Gas | Power | FALSE | FALSE | 3 |  |  | No Match | No Match | No Match | No Match | Other | No Match |  | No Match |  | 10500000 |  | 3500000 |  | 82 | 80 |  |  |  |  | 81 |  |  | Federally-Regulated Commercial & Industrial Equipment | 1996-03-13
Laars Heating Systems Co. | Bradford-White Corp. | BWCH0750 | Water | Natural Gas | Power | FALSE | FALSE | 1 |  |  |  | None | Non-Condensing | Step Modulating | Copper |  |  |  |  | 750000 | 638000 |  |  |  |  | 85 | [6 empty] | Federally-Regulated Commercial & Industrial Equipment | 2015-06-01
HTP, Inc. | Westinghouse | WBRU^^120W | Water | Natural Gas | Power | FALSE | FALSE | 1 | TRUE |  |  | None | Condensing | Step Modulating | Other |  |  |  |  | 120000 | 111000 | [9 empty] | 95.6 | 80 | Federally-Regulated Consumer Product | 2015-09-30
Smith Cast Iron Boilers | Smith Cast Iron Boilers | PGV100-W-3-HSI | Water | LPG | Power | FALSE | FALSE | 1 |  |  | No Match | No Match | No Match | No Match | Cast Iron | No Match |  | No Match |  | 50000 | [10 empty] | 83.8 | 80 | Federally-Regulated Consumer Product | 2000-06-07
PB Heat, LLC | Hydrotherm | HWX-70-SV | Water | Natural Gas | Injection Type | FALSE | FALSE | 1 |  |  | Draft Diverter | Stack Damper | Non-Condensing | Single-Stage | Cast Iron | Single-Speed |  | Standard |  | 70000 | 58000 | [9 empty] | 82.2 | 80 | Federally-Regulated Consumer Product | 2011-08-02
Quietside Boilers | Quietside | QVM8-140W1-NG | Both Steam & Water | Natural Gas | Power | FALSE | FALSE | 1 |  |  | No Match | No Match | No Match | No Match | Copper | No Match |  | No Match |  | 140000 |  |  |  | 84 | [6 empty] | 82 | 80 | Federally-Regulated Consumer Product | 2002-06-12
Lochinvar, LLC. | Lochinvar Corp. | KBN211 | Water | Natural Gas | Power | FALSE | FALSE | 1 |  | TRUE |  | None | Condensing | Step Modulating | Other |  |  |  |  | 210000 | 196000 | [9 empty] | 95 | 80 | Federally-Regulated Consumer Product | 2014-10-23
Slant / Fin Corp. | Slant / Fin Corp. | GXHA-100ED | Steam | Natural Gas | Injection Type | FALSE | FALSE | 1 |  |  |  | Stack Damper | Non-Condensing | Single-Stage | Cast Iron |  |  |  |  | 100000 | 81000 | [9 empty] | 81 | 75 | Federally-Regulated Consumer Product | 2007-11-14
Smith Cast Iron Boilers | Smith Cast Iron Boilers | 6500-*-21 | Both Steam & Water | Oil | Power | FALSE | FALSE | 1 |  |  |  | None | Non-Condensing | Single-Stage | Cast Iron |  |  |  |  | 13720000 | 11263000 |  |  | 83.7 | 83 | 82.1 | [6 empty] | Federally-Regulated Commercial & Industrial Equipment | 2007-12-12
Burnham Corp. | Burnham Corp. | PVG-4 | Water | LPG | Induced Draft | FALSE | FALSE | 1 |  |  |  | None | Non-Condensing | Single-Stage | Cast Iron | Single-Speed | 0.04 | Standard |  | 105000 | 90000 | [9 empty] | 85.4 | 80 | Federally-Regulated Consumer Product | 2007-11-14
Raypak | Propak TM - By Huron Valley Sales | TD2-816* | Water | Natural Gas | Induced Draft | FALSE | TRUE | 1 |  |  |  | None | Non-Condensing | Single-Stage | Copper |  |  |  |  | 160000 | 134000 | [9 empty] | 84 | 80 | Federally-Regulated Consumer Product | 2007-11-16
Thermal Solutions | Thermal Solutions | EV(A,S)1500B**-*A* | Water | Natural Gas | Power | FALSE | FALSE | 1 |  |  |  | None | Non-Condensing | Step Modulating | Copper |  |  |  |  | 1500000 | 1251000 |  |  | 83.7 |  | 83.4 | [6 empty] | Federally-Regulated Commercial & Industrial Equipment | 2014-08-11
Ajax Boiler, Inc. | Ajax | AO75W | Water | Natural Gas | Luminous | FALSE | TRUE | 1 |  |  | None | None | Condensing | Step Modulating | Copper | None |  | No Match |  | 750000 | 697500 | 187500 | 181875 | 93 | 80 | 92 |  |  |  | 98 |  |  | Federally-Regulated Commercial & Industrial Equipment | 2007-08-15
Laars Heating Systems Co. | Laars Heating Systems Co. | MLXHW220(N,P)**** | Water | Natural Gas | Power | FALSE | FALSE | 1 |  |  |  | None | Condensing | Step Modulating | Other |  |  |  |  | 220000 | 206000 | [9 empty] | 95 | 80 | Federally-Regulated Consumer Product | 2014-10-23
Ajax Boiler, Inc. | Ajax | OWGFD3250 | Steam | Natural Gas | Power | FALSE | TRUE | 3 |  |  | No Match | No Match | No Match | No Match | Other | No Match |  | No Match |  | 3250000 |  | 1625000 |  | 82 | 80 |  |  |  |  | 80 |  |  | Non Federally-Regulated | 1992-10-27
Water Pik, Inc. | Laars | VW1010IN04*BA | Both Steam & Water | Natural Gas | No Match | FALSE | FALSE | 3 |  |  | No Match | No Match | No Match | No Match | Copper | No Match |  | No Match |  | 1010000 |  | 252500 |  | 82 | 80 |  |  | 5 |  | 82 |  |  | Federally-Regulated Commercial & Industrial Equipment | 2001-11-21
Burnham Corp. | Burnham Corp. | SCG-3 | Water | Natural Gas | Induced Draft | FALSE | FALSE | 1 |  |  |  | None | Non-Condensing | Single-Stage | Cast Iron | Single-Speed | 0.04 | Standard |  | 70000 | 60000 | [9 empty] | 85.5 | 80 | Federally-Regulated Consumer Product | 2007-11-14
Ajax Boiler, Inc. | Ajax | WEG1375W | Water | Natural Gas | Power | FALSE | TRUE | 3 |  |  | No Match | No Match | No Match | No Match | Other | No Match |  | No Match |  | 1310000 |  | 750000 |  | 85 | 80 |  |  |  |  | 80 |  |  | Federally-Regulated Commercial & Industrial Equipment | 1997-01-07
Weil-McLain | Weil-McLain | 888 | Steam | Natural Gas | Power | FALSE | FALSE | 3 |  |  | No Match | No Match | No Match | No Match | Cast Iron | No Match |  | No Match |  | 2396000 |  | 2396000 |  | 81.2 | 80 |  |  | 147 |  | 81.2 |  |  | Federally-Regulated Commercial & Industrial Equipment | 1996-02-29
Camus Hydronics | Camus Hydronics | DMPH-0051-MPI | Water | LPG | Power | FALSE | FALSE | 1 | TRUE |  |  | None | Condensing | Step Modulating | Other |  |  |  |  | 50000 | 45000 | [9 empty] | 90 | 80 | Federally-Regulated Consumer Product | 2015-09-30
Smith Cast Iron Boilers | Smith Cast Iron Boilers | GC-160-C | Water | Natural Gas | Power | FALSE | FALSE | 1 |  |  | None | None | Condensing | Step Modulating | Other |  |  |  |  | 160000 | 142000 | 30000000 | 28000000 | [7 empty] | 93 | 80 | Federally-Regulated Consumer Product | 2011-02-17
Camus Hydronics | Camus Hydronics | DFPH-2502-MG | Water | LPG | Power | FALSE | FALSE | 1 |  |  |  | None | Condensing | Step Modulating | Copper |  |  |  |  | 2500000 | 2360000 |  |  | 94.4 |  | 94.4 | [6 empty] | Federally-Regulated Commercial & Industrial Equipment | 2014-08-11
Raypak | Raypak | H4-HD401* | Water | LPG | Induced Draft | FALSE | FALSE | 1 |  |  | None | None | Non-Condensing | Single-Stage | Copper | Single-Speed |  | Standard |  | 399000 | 335160 |  |  | 84.5 | 80 | 84 |  | 12 |  |  |  |  | Federally-Regulated Commercial & Industrial Equipment | 2010-01-11
Fulton Boiler Works | Fulton | PVLP-1150 | Steam | Natural Gas | Injection Type | FALSE | FALSE | 3 |  |  | None | None | Condensing | Step Modulating | Other | No Match |  | No Match |  | 1150000 | 954500 | 250000 | 215000 | 83 | 80 | 83 |  | 380 |  | 86 |  |  | Federally-Regulated Commercial & Industrial Equipment | 2003-02-20
Raypak | Raypak | (H,W)7-0500 | Water | Natural Gas | Induced Draft | FALSE | TRUE | 1 |  |  | None | None | Condensing | Step Modulating | Other |  |  |  |  | 500000 | 470000 |  |  | 94.5 | 80 | 94 | [6 empty] | Federally-Regulated Commercial & Industrial Equipment | 2011-02-17
Water Pik, Inc. | Laars | HH0625MN20****** | Water | Natural Gas | Power | FALSE | TRUE | 3 |  |  | No Match | No Match | No Match | No Match | Copper | No Match |  | No Match |  | 625000 |  | 625000 |  | 83 | 80 |  |  | 5 |  | 83 |  |  | Federally-Regulated Commercial & Industrial Equipment | 2001-05-16
Water Pik, Inc. | Laars | HH1200IN04*BA | Water | Natural Gas | No Match | FALSE | FALSE | 3 |  |  | No Match | No Match | No Match | No Match | Copper | No Match |  | No Match |  | 1200000 |  | 300000 |  | 82 | 80 |  |  | 5 |  | 82 |  |  | Federally-Regulated Commercial & Industrial Equipment | 2001-05-30
Raypak | Raypak | H3992B-CHX | Water | Natural Gas | Induced Draft | FALSE | FALSE | 1 |  |  | None | None | Condensing | Single-Stage | Copper |  |  |  |  | 990000 | 970000 |  |  | 98 | 80 | 98 | [6 empty] | Federally-Regulated Commercial & Industrial Equipment | 2007-12-12
Slant / Fin Corp. | Slant / Fin Corp. | LDZO-1700-4-7 | Steam | Oil | Power | FALSE | FALSE | 1 |  |  |  | None | Non-Condensing | Single-Stage | Cast Iron |  |  |  |  | 1680000 | 1368000 |  |  | 85.5 | 83 | 81.5 | [6 empty] | Federally-Regulated Commercial & Industrial Equipment | 2007-12-12
Ajax Boiler, Inc. | Ajax | WGOXFD-400 | Steam | Natural Gas | Power | FALSE | FALSE | 3 |  |  | No Match | No Match | No Match | No Match | Other | No Match |  | No Match |  | 400000 |  | 200000 |  | 82 | 80 |  |  |  |  | 80 |  |  | Non Federally-Regulated | 1992-10-27
Fulton Boiler Works | Fulton | FB-0200L | Both Steam & Water | Electricity | No Match | FALSE | TRUE | 3 |  |  | No Match | No Match | No Match | No Match | Other | No Match |  | No Match |  | 669520 |  | 669520 |  | 97 |  |  |  | 210 |  | 97 |  |  | Non Federally-Regulated | 1991-02-27
McKenna Boiler Co. | McKenna Boiler Co. | 48 | Steam | Natural Gas | Power | FALSE | FALSE | 3 |  |  | No Match | No Match | No Match | No Match | Other | No Match |  | No Match |  | 1990000 |  | 1990000 |  | 82 | 80 |  |  |  |  | 82 |  |  | Federally-Regulated Commercial & Industrial Equipment | 2002-05-14
Slant / Fin Corp. | Slant / Fin Corp. | LDZO-600-2-5 | Steam | Oil | Power | FALSE | FALSE | 1 |  |  |  | None | Non-Condensing | Single-Stage | Cast Iron |  |  |  |  | 602000 | 500000 |  |  | 85.9 | 83 | 82.5 | [6 empty] | Federally-Regulated Commercial & Industrial Equipment | 2007-12-12
Slant / Fin Corp. | Slant / Fin Corp. | CHS-200 | Water | Natural Gas | Power | FALSE | FALSE | 1 |  | TRUE |  | None | Condensing | Step Modulating | Other |  |  |  |  | 200000 | 185000 | [9 empty] | 95 | 80 | Federally-Regulated Consumer Product | 2014-01-14
Bryan Steam Corp. | Bryan | LM-1350-W-G | Water | Natural Gas | No Match | TRUE | FALSE | 3 |  |  | No Match | No Match | No Match | No Match | Other | No Match |  | No Match |  | 13500000 |  | 13500000 |  | 80 | 80 |  |  |  |  | 80 |  |  | Non Federally-Regulated | 1992-10-16
Water Pik, Inc. | Laars | PH0715IP04*BA | Water | LPG | No Match | FALSE | FALSE | 3 |  |  | No Match | No Match | No Match | No Match | Copper | No Match |  | No Match |  | 715000 |  | 178750 |  | 82 | 80 |  |  | 5 |  | 82 |  |  | Federally-Regulated Commercial & Industrial Equipment | 2001-05-30
Ajax Boiler, Inc. | Ajax | OSGX675 | Steam | Natural Gas | No Match | FALSE | TRUE | 3 |  |  | No Match | No Match | No Match | No Match | Other | No Match |  | No Match |  | 675000 |  | 675000 |  | 80 | 80 |  |  |  |  | 80 |  |  | Federally-Regulated Commercial & Industrial Equipment | 1996-02-29
Water Pik, Inc. | Laars | JVS075PD(I/L) | Water | LPG | No Match | FALSE | FALSE | 1 |  |  | No Match | No Match | No Match | No Match | Copper | No Match |  | No Match |  | 75000 | [10 empty] | 85.2 | 80 | Federally-Regulated Consumer Product | 2001-12-04
PVI Industries | PVI | 432 EWB 200A-E | Water | Electricity | No Match | TRUE | FALSE | 3 |  |  | No Match | No Match | No Match | No Match | Other | No Match |  | No Match |  | 1474000 |  | 1474000 |  | 99.9 | [5 empty] | 99.9 |  |  | Non Federally-Regulated | 1992-09-28
Parker Boiler Co. | Parker Boiler | 40R | Steam | Natural Gas | No Match | FALSE | FALSE | 3 |  |  | No Match | No Match | No Match | No Match | Other | No Match |  | No Match |  | 1680000 |  | 840000 |  | 83 | 80 |  |  | 4 |  | 82 |  |  | Federally-Regulated Commercial & Industrial Equipment | 1996-03-13
Water Pik, Inc. | Laars | HH4000EN18CC | Water | Natural Gas | No Match | FALSE | TRUE | 3 |  |  | No Match | No Match | No Match | No Match | Copper | No Match |  | No Match |  | 4050000 |  | 4050000 |  | 81 | 80 |  |  | 5 |  | 81 |  |  | Federally-Regulated Commercial & Industrial Equipment | 2001-05-16
Raypak | Raypak | H9-2002* | Water | Natural Gas | Induced Draft | FALSE | FALSE | 1 |  |  |  | None | Non-Condensing | Step Modulating | Copper |  |  |  |  | 1999000 | 1679000 |  |  |  |  | 84 | [6 empty] | Federally-Regulated Commercial & Industrial Equipment | 2015-04-16
Raypak | Propak TM - By Huron Valley Sales | TD5-918* | Water | LPG | Injection Type | FALSE | TRUE | 1 |  |  |  | Electro-Mechanical Flue Damper | Non-Condensing | Single-Stage | Copper |  |  |  |  | 181000 | 148000 | [9 empty] | 82.6 | 80 | Federally-Regulated Consumer Product | 2007-11-16
Ajax Boiler, Inc. | Ajax | DRPG125 | Water | Natural Gas | Power | FALSE | TRUE | 1 |  |  | Draft Hood | Stack Damper | Non-Condensing | Two-Stage Modulating | Other | None |  | No Match |  | 5000000 | 4000000 | 4000000 | 3200000 | 80 | 80 | 79.2 | [6 empty] | Federally-Regulated Commercial & Industrial Equipment | 2007-08-15
Advanced Thermal Hydronics | Advanced Thermal Hydronics | HVX-70 | Water | Natural Gas | Injection Type | FALSE | FALSE | 1 |  |  |  | None | Non-Condensing | Single-Stage | Cast Iron | Single-Speed |  |  |  | 70000 | 58000 | [9 empty] | 82.1 | 80 | Federally-Regulated Consumer Product | 2014-03-28
Ajax Boiler, Inc. | Ajax | XNG8500W | Water | Natural Gas | No Match | FALSE | TRUE | 3 |  |  | No Match | No Match | No Match | No Match | Other | No Match |  | No Match |  | 8500000 |  | 4250000 |  | 80 | 80 |  |  |  |  | 80 |  |  | Federally-Regulated Commercial & Industrial Equipment | 1997-01-07
Viessmann Manufacturing | Viessmann Manufacturing | WB1B-26 | Water | Natural Gas | Power | FALSE | FALSE | 1 |  |  |  | None | Condensing | Step Modulating | Other |  |  |  |  | 91000 | 83000 | [9 empty] | 95.2 | 80 | Federally-Regulated Consumer Product | 2009-09-15
Water Pik, Inc. | Laars | PH1010EP04*BA | Water | LPG | No Match | FALSE | TRUE | 3 |  |  | No Match | No Match | No Match | No Match | Copper | No Match |  | No Match |  | 1010000 |  | 252500 |  | 82 | 80 |  |  | 5 |  | 82 |  |  | Federally-Regulated Commercial & Industrial Equipment | 2001-05-30
Ajax Boiler, Inc. | Ajax | OSGXH350 | Steam | Natural Gas | No Match | FALSE | TRUE | 3 |  |  | No Match | No Match | No Match | No Match | Other | No Match |  | No Match |  | 350000 |  | 350000 |  | 80 | 80 |  |  |  |  | 80 |  |  | Federally-Regulated Commercial & Industrial Equipment | 1996-02-29
New York Thermal, Inc. | New York Thermal, Inc. | M100V | Water | LPG | Power | FALSE | FALSE | 1 |  | TRUE |  | None | Condensing | Step Modulating | Other |  |  |  |  | 150000 | 136000 | [9 empty] | 93.5 | 80 | Federally-Regulated Consumer Product | 2013-06-17
Laars Heating Systems Co. | Laars | MGH3000****** | Water | LPG | Power | FALSE | TRUE | 3 |  | FALSE | None | None | Condensing | Step Modulating | Other |  |  |  |  | 3000000 | 2814000 |  |  | 93.8 |  | 95 | [6 empty] | Federally-Regulated Commercial & Industrial Equipment | 2014-05-07
Smith Cast Iron Boilers | Smith Cast Iron Boilers | PGB100-W-8-HSI-D | Water | LPG | No Match | FALSE | FALSE | 1 |  |  | No Match | No Match | No Match | No Match | Cast Iron | No Match |  | No Match |  | 175000 | [10 empty] | 83.2 | 80 | Federally-Regulated Consumer Product | 1998-12-21
Allied Engineering Co. | Super Hot | AAE1920**** | Water | Natural Gas | No Match | TRUE | TRUE | 3 |  |  | No Match | No Match | No Match | No Match | Copper | No Match |  | No Match |  | 1920000 |  | 672000 |  | 80 | 80 |  |  | 450 |  | 80 |  |  | Federally-Regulated Commercial & Industrial Equipment | 1998-04-21
Crown Boiler Co. | Crown Boiler Co. | TWZ090 | Water | Oil | Power | FALSE | FALSE | 1 |  | TRUE |  | None | Non-Condensing | Single-Stage | Cast Iron | Single-Speed | 0.04 | Standard |  | 126000 | 111000 | [9 empty] | 86 | 80 | Federally-Regulated Consumer Product | 2013-04-19
PB Heat, LLC | RBI Water Heaters | IE-399 | Water | LPG | Power | FALSE | FALSE | 1 |  | FALSE | None | None | Condensing | Step Modulating | Other |  |  |  |  | 399000 | 373000 | 199000 | 186000 | 95.5 |  | 93.4 | [6 empty] | Federally-Regulated Commercial & Industrial Equipment | 2014-08-11
ECR International, Ltd. | ECR International, Ltd. | OLSSC-150 | Water | Natural Gas | Pressure | FALSE | FALSE | 1 |  | TRUE |  | None | Condensing | Step Modulating | Other | Single-Speed |  |  |  | 150000 | 139000 | [9 empty] | 95 | 80 | Federally-Regulated Consumer Product | 2013-04-19
Water Pik, Inc. | Laars | PW0625MP20***** | Both Steam & Water | LPG | Power | FALSE | FALSE | 3 |  |  | No Match | No Match | No Match | No Match | Copper | No Match |  | No Match |  | 625000 |  | 625000 |  | 85 | 80 |  |  | 5 |  | 83 |  |  | Federally-Regulated Commercial & Industrial Equipment | 2001-11-21
Laars Heating Systems Co. | Laars | PH1200EN******** | Water | Natural Gas | Induced Draft | FALSE | TRUE | 1 |  |  |  | None | Non-Condensing | Step Modulating | Copper | Single-Speed |  | Standard |  | 1200000 | 984000 | 300000 |  | 82 | 80 | 79.6 | [6 empty] | Federally-Regulated Commercial & Industrial Equipment | 2007-11-01
Laars Heating Systems Co. | Laars | PH0400CP12***** | Water | LPG | Induced Draft | FALSE | FALSE | 1 |  |  |  | None | Non-Condensing | Two-Stage Modulating | Copper | Single-Speed |  | Standard |  | 399000 | 323190 | 162500 |  | 81 | 80 | 78.6 | [6 empty] | Federally-Regulated Commercial & Industrial Equipment | 2007-11-01
Smith Cast Iron Boilers | Smith Cast Iron Boilers | GV100-W-4-HSI | Water | Natural Gas | Power | FALSE | FALSE | 1 |  |  | No Match | No Match | No Match | No Match | Cast Iron | No Match |  | No Match |  | 75000 | [10 empty] | 84.3 | 80 | Federally-Regulated Consumer Product | 2000-06-07
Water Pik, Inc. | Laars | VW4050IN18C* | Both Steam & Water | Natural Gas | No Match | FALSE | FALSE | 3 |  |  | No Match | No Match | No Match | No Match | Copper | No Match |  | No Match |  | 4050000 |  | 4050000 |  | 82 | 80 |  |  | 5 |  | 82 |  |  | Federally-Regulated Commercial & Industrial Equipment | 2001-11-21
English Boiler & Tube, Inc. | Bent Tube Balanced Flow | BTBF-1300-15 | Steam | Natural Gas | Power | FALSE | FALSE | 3 |  |  | No Match | No Match | No Match | No Match | Other | No Match |  | No Match |  | 55500000 |  | 13875000 |  | 80 | 80 |  |  | 3 |  | 80 |  |  | Federally-Regulated Commercial & Industrial Equipment | 1998-09-10
Weil-McLain | Weil-McLain | CGi-2.5-PIN | Water | Natural Gas | Power | FALSE | FALSE | 1 |  |  | No Match | No Match | No Match | No Match | Cast Iron | No Match |  | No Match |  | 50000 | [10 empty] | 84 | 80 | Federally-Regulated Consumer Product | 2000-06-07
Water Pik, Inc. | Laars | VW4050IN18A* | Both Steam & Water | Natural Gas | No Match | FALSE | FALSE | 3 |  |  | No Match | No Match | No Match | No Match | Copper | No Match |  | No Match |  | 4050000 |  | 4050000 |  | 82 | 80 |  |  | 5 |  | 82 |  |  | Federally-Regulated Commercial & Industrial Equipment | 2001-11-21
Laars Heating Systems Co. | Laars Heating Systems Co. | DMAX 165 | Water | Oil | Power | FALSE | FALSE | 1 |  |  | None | None | Non-Condensing | Single-Stage | Other |  |  |  |  | 230000 | 195000 | [9 empty] | 85 | 80 | Federally-Regulated Consumer Product | 2007-11-14
Crown Boiler Co. | Burnham Corp. | 305 | Water | LPG | Injection Type | FALSE | FALSE | 1 |  |  | Draft Diverter | Stack Damper | Non-Condensing | Single-Stage | Cast Iron | Single-Speed |  | Standard |  | 140000 | 117000 | [9 empty] | 84 | 80 | Federally-Regulated Consumer Product | 2010-03-16
Camus Hydronics | Camus Hydronics | DFNH-1501-MS | Water | Natural Gas | Power | FALSE | FALSE | 1 |  |  |  | None | Condensing | Step Modulating | Other |  |  |  |  | 1500000 | 1308000 |  |  | 87.2 |  | 87.2 | [6 empty] | Federally-Regulated Commercial & Industrial Equipment | 2014-08-11
Burnham Corp. | Burnham Corp. | MPO84 | Water | Oil | Power | FALSE | FALSE | 1 |  |  | Barometric Regulator | None | Non-Condensing | Single-Stage | Cast Iron | Single-Speed | 0.04 | Standard |  | 84000 | 74000 | [9 empty] | 87 | 80 | Federally-Regulated Consumer Product | 2008-09-25
Smith Cast Iron Boilers | Smith Cast Iron Boilers | 28A-S/W-04 | Both Steam & Water | Oil | Power | FALSE | FALSE | 1 |  |  |  | None | Non-Condensing | Single-Stage | Cast Iron |  |  |  |  | 1120000 | 900000 |  |  | 83.5 | 83 | 80.4 | [6 empty] | Federally-Regulated Commercial & Industrial Equipment | 2007-12-12
Parker Boiler Co. | Parker Boiler | 10LR | Steam | Natural Gas | Power | FALSE | FALSE | 3 |  |  | No Match | No Match | No Match | No Match | Other | No Match |  | No Match |  | 430000 |  | 215000 |  | 83 | 80 |  |  | 4 |  | 82 |  |  | Federally-Regulated Commercial & Industrial Equipment | 1996-03-13
Raypak | Raypak | XPak-85 | Water | LPG | Induced Draft | FALSE | FALSE | 1 |  |  | None | None | Condensing | Step Modulating | Other | Multiple-Speed |  | Standard |  | 87000 | 76600 | 25600 | 25200 | [7 empty] | 91.8 | 80 | Federally-Regulated Consumer Product | 2009-04-27
Water Pik, Inc. | Laars | VW0250CN22***** | Both Steam & Water | Natural Gas | No Match | FALSE | TRUE | 1 |  |  | No Match | No Match | No Match | No Match | Copper | No Match |  | No Match |  | 250000 | [10 empty] | 82 | 80 | Federally-Regulated Consumer Product | 2001-11-21
Utica Boilers | Pennco, Inc. | 41J-1200 | Both Steam & Water | Natural Gas | Injection Type | FALSE | FALSE | 1 |  |  |  | None | Non-Condensing | Single-Stage | Cast Iron |  |  |  |  | 1200000 | 966000 |  |  | 80.5 | 80 | 77.5 | [6 empty] | Federally-Regulated Commercial & Industrial Equipment | 2011-05-02
Viessmann Manufacturing | Viessmann Manufacturing | WB1 8-30 | Water | Natural Gas | Power | FALSE | FALSE | 1 |  |  | None | None | Condensing | Step Modulating | Other |  |  |  |  | 100000 | 90000 | 36000 | 32000 | [7 empty] | 95.1 | 80 | Federally-Regulated Consumer Product | 2007-11-14
Raypak | Raypak | H7-0500* | Water | Natural Gas | Induced Draft | FALSE | FALSE | 1 |  |  | None | None | Condensing | Step Modulating | Other |  |  |  |  | 500000 | 470000 | 100000 |  | 94.5 | 80 | 94 |  | 12 |  |  |  |  | Federally-Regulated Commercial & Industrial Equipment | 2010-10-29
Lochinvar, LLC. | Lochinvar Corp. | CBL1797 | Water | LPG | Power | FALSE | TRUE | 1 |  |  |  | None | Non-Condensing | Two-Stage Modulating | Copper |  |  |  |  | 1795000 | 1454000 |  |  |  |  | 81 | [6 empty] | Federally-Regulated Commercial & Industrial Equipment | 2015-04-20
Parker Boiler Co. | Parker Boiler | 15R | Steam | Natural Gas | No Match | FALSE | FALSE | 3 |  |  | No Match | No Match | No Match | No Match | Other | No Match |  | No Match |  | 645000 |  | 322500 |  | 83 | 80 |  |  | 4 |  | 82 |  |  | Federally-Regulated Commercial & Industrial Equipment | 1996-03-13
Water Pik, Inc. | Laars | HH0325CP12*B | Water | LPG | No Match | FALSE | TRUE | 3 |  |  | No Match | No Match | No Match | No Match | Copper | No Match |  | No Match |  | 325000 |  | 81250 |  | 83 | 80 |  |  | 5 |  | 82 |  |  | Federally-Regulated Commercial & Industrial Equipment | 2001-05-30
Ajax Boiler, Inc. | Ajax | B4G | Water | Natural Gas | Luminous | FALSE | FALSE | 1 |  |  | None | None | Non-Condensing | Step Modulating | Copper | Single-Speed | 0.75 |  |  | 420000 | 330000 | 330000 | 268800 | 80 | 80 | 79.2 | [6 empty] | Federally-Regulated Commercial & Industrial Equipment | 2007-08-15
Thermo-Dynamics Boiler Co. | Thermo-Dynamics Boiler Co. | LMGD-105 | Water | Natural Gas | No Match | FALSE | FALSE | 1 |  |  | No Match | No Match | No Match | No Match | Other | No Match |  | No Match |  | 105000 | [10 empty] | 83.7 | 80 | Federally-Regulated Consumer Product | 1999-10-22
Parker Boiler Co. | Parker Boiler | G-90 | Steam | Natural Gas | Power | FALSE | FALSE | 3 |  |  | No Match | No Match | No Match | No Match | Other | No Match |  | No Match |  | 3780000 |  | 1890000 |  | 80 | 80 |  |  | 4 |  | 80 |  |  | Federally-Regulated Commercial & Industrial Equipment | 1996-03-13
Water Pik, Inc. | Laars | HH4500IN18A* | Water | Natural Gas | No Match | FALSE | FALSE | 3 |  |  | No Match | No Match | No Match | No Match | Copper | No Match |  | No Match |  | 4500000 |  | 4500000 |  | 82 | 80 |  |  | 5 |  | 82 |  |  | Federally-Regulated Commercial & Industrial Equipment | 2001-05-16
Crown Boiler Co. | CROWN BOILER | AWI 229E | Water | LPG | Induced Draft | FALSE | FALSE | 1 | TRUE |  |  | Stack Damper | Non-Condensing | Single-Stage | Cast Iron |  |  |  |  | 229000 | 186000 | [9 empty] | 81.2 | 80 | Federally-Regulated Consumer Product | 2015-09-30
U.S. Boiler Co. | New Yorker Boiler Co. | CL4-126-W | Water | Oil | Power | FALSE | FALSE | 1 |  | TRUE |  | None | Non-Condensing | Single-Stage | Cast Iron | Multiple-Speed |  |  |  | 126000 | 111000 | [9 empty] | 86 | 80 | Federally-Regulated Consumer Product | 2014-01-14
Raypak | Raypak | H40133 | Water | Natural Gas | No Match | FALSE | FALSE | 1 |  |  | No Match | No Match | No Match | No Match | Other | No Match |  | No Match |  | 136000 | [10 empty] | 82.7 | 80 | Federally-Regulated Consumer Product | 2001-11-01
Ajax Boiler, Inc. | Ajax | WGX-WGXB-525-D | Steam | Natural Gas | No Match | FALSE | FALSE | 3 |  |  | No Match | No Match | No Match | No Match | Other | No Match |  | No Match |  | 525000 |  | 525000 |  | 80 | 80 |  |  |  |  | 80 |  |  | Federally-Regulated Commercial & Industrial Equipment | 1996-02-29
Viessmann Manufacturing | Viessmann Manufacturing | VD2-440G | Water | Natural Gas | Power | FALSE | FALSE | 3 |  |  |  | None | Non-Condensing | Two-Stage Modulating | Cast Iron |  |  |  |  | 1787000 | 1526000 |  |  | 85.4 |  | 85.4 | [6 empty] | Federally-Regulated Commercial & Industrial Equipment | 2014-09-05
Bryan Steam Corp. | Bryan | CL-270-W-FDG* | Water | Natural Gas | Power | FALSE | FALSE | 3 |  |  | No Match | No Match | No Match | No Match | Other | No Match |  | No Match |  | 2700000 |  | 2700000 |  | 81 | 80 |  |  |  |  | 81 |  |  | Federally-Regulated Commercial & Industrial Equipment | 1996-02-29
Smith Cast Iron Boilers | Smith Cast Iron Boilers | 28HE-S/W-17 | Both Steam & Water | Natural Gas | Power | FALSE | FALSE | 1 |  |  |  | None | Non-Condensing | Single-Stage | Cast Iron |  |  |  |  | 5238000 | 4358000 |  |  | 83.4 | 80 | 83.2 | [6 empty] | Federally-Regulated Commercial & Industrial Equipment | 2007-12-12
Burnham Corp. | Crown Boiler Co. | BWF061 | Water | LPG | Induced Draft | FALSE | FALSE | 1 |  |  |  | None | Non-Condensing | Single-Stage | Cast Iron | Single-Speed | 0.04 | Standard |  | 61000 | 51000 | [9 empty] | 83.3 | 80 | Federally-Regulated Consumer Product | 2007-11-14
English Boiler & Tube, Inc. | Bent Tube Balanced Flow | BTBF-300-160 | Water | Natural Gas | Power | FALSE | FALSE | 3 |  |  | No Match | No Match | No Match | No Match | Other | No Match |  | No Match |  | 12600000 |  | 3150000 |  | 80 | 80 |  |  | 3 |  | 80 |  |  | Federally-Regulated Commercial & Industrial Equipment | 1998-09-10
Smith Cast Iron Boilers | Smith Cast Iron Boilers | 28A-S/W-10 | Both Steam & Water | Natural Gas | Power | FALSE | FALSE | 1 |  |  |  | None | Non-Condensing | Single-Stage | Cast Iron |  |  |  |  | 3172000 | 2498000 |  |  | 81 | 80 | 78.8 | [6 empty] | Federally-Regulated Commercial & Industrial Equipment | 2007-12-12
Burnham Corp. | Burnham Corp. | V1111H-SO | Steam | Oil | Power | FALSE | FALSE | 1 |  | FALSE |  | None | Non-Condensing | Two-Stage Modulating | Cast Iron |  |  |  |  | 2562000 | 2175000 |  |  | 85.4 |  | 84.9 | [6 empty] | Federally-Regulated Commercial & Industrial Equipment | 2014-08-11
Burnham Corp. | Crown Boiler Co. | CWI172E | Water | LPG | Induced Draft | FALSE | FALSE | 1 |  |  |  | Stack Damper | Non-Condensing | Single-Stage | Cast Iron | Single-Speed | 0.04 | Standard |  | 172000 | 144000 | [9 empty] | 83.2 | 80 | Federally-Regulated Consumer Product | 2007-11-14
Ajax Boiler, Inc. | Ajax | OWGFD2000 | Steam | Natural Gas | Power | FALSE | TRUE | 3 |  |  | No Match | No Match | No Match | No Match | Other | No Match |  | No Match |  | 2000000 |  | 1000000 |  | 82 | 80 |  |  |  |  | 80 |  |  | Non Federally-Regulated | 1992-10-27
Laars Heating Systems Company | BRUTE LX | BLXHW075(N,P)**** | Water | Natural Gas | Power | FALSE | FALSE | 1 | TRUE |  |  | None | Condensing | Step Modulating | Other | Single-Speed |  |  |  | 75000 | 70000 | [9 empty] | 95 | 80 | Federally-Regulated Consumer Product | 2015-09-30
Cleaver-Brooks | Cleaver-Brooks | CBW-700-750-***** | Steam | Natural Gas | Power | FALSE | FALSE | 3 |  |  | No Match | No Match | No Match | No Match | Other | No Match |  | No Match |  | 31380000 |  | 31380000 |  | 80 | 80 |  |  | 25 |  | 80 |  |  | Federally-Regulated Commercial & Industrial Equipment | 1999-03-02
Burnham Corp. | Burnham Corp. | V1117 | Both Steam & Water | Oil | Power | FALSE | FALSE | 1 |  |  |  | None | Non-Condensing | Single-Stage | Cast Iron |  |  |  |  | 4060000 | 3353000 |  |  | 84.2 | 83 | 82.6 | [6 empty] | Federally-Regulated Commercial & Industrial Equipment | 2010-03-16
Triangle Tube | Triangle Tube | SOLO 399 | Water | Natural Gas | Power | FALSE | FALSE | 1 |  |  |  | None | Condensing | Step Modulating | Other |  |  |  |  | 399000 | 379000 |  |  | 94 |  | 94 | [6 empty] | Federally-Regulated Commercial & Industrial Equipment | 2014-10-23
Burnham Corp. | Crown Boiler Co. | BSI207E | Steam | Natural Gas | Induced Draft | FALSE | FALSE | 1 |  |  |  | Stack Damper | Non-Condensing | Single-Stage | Cast Iron |  |  |  |  | 207000 | 171000 | [9 empty] | 82.1 | 75 | Federally-Regulated Consumer Product | 2007-11-14
Ajax Boiler, Inc. | Ajax | DFG70W | Water | Natural Gas | Power | FALSE | TRUE | 3 |  |  | No Match | No Match | No Match | No Match | Other | No Match |  | No Match |  | 2930000 |  | 1200000 |  | 80 | 80 |  |  |  |  | 80 |  |  | Federally-Regulated Commercial & Industrial Equipment | 1997-01-07
Slant / Fin Corp. | Slant / Fin Corp. | LDWO-2900-7-7 | Water | Oil | Power | FALSE | FALSE | 1 |  |  |  | None | Non-Condensing | Single-Stage | Cast Iron |  |  |  |  | 2940000 | 2394000 |  |  | 85.5 | 83 | 81.5 | [6 empty] | Federally-Regulated Commercial & Industrial Equipment | 2007-12-12
Lochinvar, LLC. | Lochinvar Corp. | WBL050 | Water | Natural Gas | Power | FALSE | FALSE | 1 |  |  | None | None | Condensing | Step Modulating | Other |  |  |  |  | 50000 | 45000 | [9 empty] | 95.3 | 80 | Federally-Regulated Consumer Product | 2008-04-14
Weil-McLain | Weil-McLain | 2094 | Steam | Oil | Power | FALSE | FALSE | 3 |  |  | No Match | No Match | No Match | No Match | Cast Iron | No Match |  | No Match |  | 6650000 |  | 6650000 |  | 84 | 83 |  |  | 147 |  | 84 |  |  | Federally-Regulated Commercial & Industrial Equipment | 1996-02-29
Raypak | Raypak | H3-HD301* | Water | Natural Gas | Induced Draft | FALSE | FALSE | 1 |  |  | None | None | Non-Condensing | Two-Stage Modulating | Copper | Single-Speed |  | Standard |  | 299000 | 251160 | 179400 | [8 empty] | 85 | 80 | Federally-Regulated Consumer Product | 2010-01-11
Slant / Fin Corp. | Slant / Fin Corp. | GXH-190EDPZ | Steam | Natural Gas | Injection Type | FALSE | FALSE | 1 |  |  |  | Stack Damper | Non-Condensing | Single-Stage | Cast Iron |  |  |  |  | 189000 | 155000 | [9 empty] | 81.1 | 75 | Federally-Regulated Consumer Product | 2007-11-14
Water Pik, Inc. | Laars | PH0320MN20***** | Water | Natural Gas | Power | FALSE | FALSE | 3 |  |  | No Match | No Match | No Match | No Match | Copper | No Match |  | No Match |  | 320000 |  | 320000 |  | 85 | 80 |  |  |  |  | 83 |  |  | Federally-Regulated Commercial & Industrial Equipment | 2001-11-21
Lochinvar, LLC. | Lochinvar Corp. | CBL2067 | Water | LPG | Power | FALSE | TRUE | 1 |  |  |  | None | Non-Condensing | Two-Stage Modulating | Copper |  |  |  |  | 2065000 | 1673000 |  |  |  |  | 81 | [6 empty] | Federally-Regulated Commercial & Industrial Equipment | 2015-04-20
PB Heat, LLC | PB Heat, LLC | GM-08-SPRK | Water | Natural Gas | Injection Type | FALSE | FALSE | 1 |  |  |  | Stack Damper | Non-Condensing | Single-Stage | Cast Iron |  |  |  |  | 399000 | 320000 |  |  | 82.5 |  | 80.3 | [6 empty] | Federally-Regulated Commercial & Industrial Equipment | 2015-06-01
Water Pik, Inc. | Laars | VW1670IP09*BA | Both Steam & Water | LPG | No Match | FALSE | FALSE | 3 |  |  | No Match | No Match | No Match | No Match | Copper | No Match |  | No Match |  | 1670000 |  | 417500 |  | 82 | 80 |  |  | 5 |  | 82 |  |  | Federally-Regulated Commercial & Industrial Equipment | 2001-11-21
Burnham Corp. | Burnham Corp. | MPC-12 | Water | Natural Gas | Power | FALSE | FALSE | 1 |  |  |  | None | Non-Condensing | Single-Stage | Cast Iron |  |  |  |  | 2325000 | 1951000 |  |  | 85.8 | 80 | 83.9 | [6 empty] | Federally-Regulated Commercial & Industrial Equipment | 2010-03-16
PVI Industries | PVI | 360 ESB 150A-E | Steam | Electricity | No Match | TRUE | FALSE | 3 |  |  | No Match | No Match | No Match | No Match | Other | No Match |  | No Match |  | 1229000 |  | 1229000 |  | 99.9 | [5 empty] | 99.9 |  |  | Non Federally-Regulated | 1992-09-28
Smith Cast Iron Boilers | Smith Cast Iron Boilers | 28HE-S/W-13 | Both Steam & Water | Natural Gas | Power | FALSE | FALSE | 1 |  |  |  | None | Non-Condensing | Single-Stage | Cast Iron |  |  |  |  | 3978000 | 3304000 |  |  | 83.5 | 80 | 83 | [6 empty] | Federally-Regulated Commercial & Industrial Equipment | 2007-12-12
Slant / Fin Corp. | Slant / Fin Corp. | LDZO-900-3-5 | Steam | Oil | Power | FALSE | FALSE | 1 |  |  |  | None | Non-Condensing | Single-Stage | Cast Iron |  |  |  |  | 896000 | 750000 |  |  | 85.9 | 83 | 82.5 | [6 empty] | Federally-Regulated Commercial & Industrial Equipment | 2007-12-12
Dunkirk | Caribe | BWMAAN000150AAAA | Water | Natural Gas | Pressure | FALSE | FALSE | 1 |  | TRUE |  | None | Condensing | Step Modulating | Other | Single-Speed |  |  |  | 150000 | 139000 | [9 empty] | 95 | 80 | Federally-Regulated Consumer Product | 2013-04-19
Cleaver-Brooks | Cleaver-Brooks | FLX-700-1100HW | Water | Natural Gas | Power | FALSE | FALSE | 3 |  |  | No Match | No Match | No Match | No Match | Other | No Match |  | No Match |  | 11000000 |  | 11000000 |  | 80 | 80 |  |  | 25 |  | 80 |  |  | Federally-Regulated Commercial & Industrial Equipment | 2001-07-31
Smith Cast Iron Boilers | Smith Cast Iron Boilers | 19-S/W-09 | Both Steam & Water | Oil | Power | FALSE | FALSE | 1 |  |  |  | None | Non-Condensing | Single-Stage | Cast Iron |  |  |  |  | 1190000 | 992000 |  |  | 85.1 | 83 | 83.6 | [6 empty] | Federally-Regulated Commercial & Industrial Equipment | 2007-12-12
Allied Engineering Co. | Super Hot | AAE600*** | Water | Natural Gas | No Match | FALSE | TRUE | 3 |  |  | No Match | No Match | No Match | No Match | Copper | No Match |  | No Match |  | 600000 |  | 210000 |  | 80 | 80 |  |  |  |  | 80 |  |  | Federally-Regulated Commercial & Industrial Equipment | 1998-04-21
Lochinvar, LLC. | Lochinvar Corp. | CBL0497 | Water | LPG | Power | FALSE | TRUE | 1 |  |  |  | None | Non-Condensing | Two-Stage Modulating | Copper |  |  |  |  | 495000 | 401000 |  |  |  |  | 81 | [6 empty] | Federally-Regulated Commercial & Industrial Equipment | 2015-04-20
Smith Cast Iron Boilers | Smith Cast Iron Boilers | 19HE-12 | Both Steam & Water | LPG | Power | FALSE | FALSE | 1 |  | FALSE |  | None | Non-Condensing | Single-Stage | Cast Iron |  |  |  |  | 2165000 | 1750000 |  |  |  |  | 83.3 | [6 empty] | Federally-Regulated Commercial & Industrial Equipment | 2015-04-20
Water Pik, Inc. | Laars | PH1010IP09*BA | Water | LPG | No Match | FALSE | FALSE | 3 |  |  | No Match | No Match | No Match | No Match | Copper | No Match |  | No Match |  | 1010000 |  | 252500 |  | 82 | 80 |  |  | 5 |  | 82 |  |  | Federally-Regulated Commercial & Industrial Equipment | 2001-05-30
Bryan Steam Corp. | Bryan | LM-750-W-G | Water | Natural Gas | No Match | TRUE | FALSE | 3 |  |  | No Match | No Match | No Match | No Match | Other | No Match |  | No Match |  | 7500000 |  | 7500000 |  | 80 | 80 |  |  |  |  | 80 |  |  | Non Federally-Regulated | 1992-10-16
Camus Hydronics | Camus Hydronics | DFPH-3501-MH | Water | LPG | Power | FALSE | FALSE | 1 |  |  |  | None | Condensing | Step Modulating | Copper |  |  |  |  | 3500000 | 3052000 |  |  | 87.2 |  | 87.2 | [6 empty] | Federally-Regulated Commercial & Industrial Equipment | 2014-08-11
Laars Heating Systems Co. | Laars | HH2000IN******** | Water | Natural Gas | Induced Draft | FALSE | FALSE | 1 |  |  |  | None | Non-Condensing | Step Modulating | Copper |  |  |  |  | 1999000 | 1640000 | 599970 |  | 82 | 80 | 78 | [6 empty] | Federally-Regulated Commercial & Industrial Equipment | 2007-11-01
Burnham Corp. | Crown Boiler Co. | 32-2660*N | Both Steam & Water | Natural Gas | Induced Draft | FALSE | FALSE | 1 |  |  |  | None | Non-Condensing | Single-Stage | Cast Iron |  |  |  |  | 2660000 | 2128000 |  |  | 80.5 | 80 | 75.4 | [6 empty] | Federally-Regulated Commercial & Industrial Equipment | 2007-12-12
Ajax Boiler, Inc. | Ajax | OWGH400 | Steam | Natural Gas | No Match | FALSE | TRUE | 3 |  |  | No Match | No Match | No Match | No Match | Other | No Match |  | No Match |  | 400000 |  | 400000 |  | 80 | 80 |  |  |  |  | 80 |  |  | Federally-Regulated Commercial & Industrial Equipment | 1996-02-29
Parker Boiler Co. | Parker Boiler | G-4032R | Water | Natural Gas | Power | FALSE | FALSE | 3 |  |  | No Match | No Match | No Match | No Match | Other | No Match |  | No Match |  | 4032000 |  | 2016000 |  | 85 | 80 |  |  | 4 |  | 82 |  |  | Federally-Regulated Commercial & Industrial Equipment | 1996-03-13
Lochinvar, LLC. | Lochinvar Corp. | PBN2001-M9 | Water | Natural Gas | Power | FALSE | FALSE | 1 |  |  |  | None | Non-Condensing | Step Modulating | Copper |  |  |  |  | 2000000 | 1700000 |  |  |  |  | 85 | [6 empty] | Federally-Regulated Commercial & Industrial Equipment | 2015-04-20
Ajax Boiler, Inc. | Ajax | XFG7500W | Water | Natural Gas | Power | FALSE | TRUE | 3 |  |  | No Match | No Match | No Match | No Match | Other | No Match |  | No Match |  | 7500000 |  | 3000000 |  | 80 | 80 |  |  |  |  | 80 |  |  | Federally-Regulated Commercial & Industrial Equipment | 1997-01-07
ECR International, Ltd. | ECR International, Ltd. | DKVLT-075 | Water | LPG | Pressure | FALSE | FALSE | 1 |  | TRUE |  | None | Condensing | Step Modulating | Other | Single-Speed |  |  |  | 75000 | 69000 | [9 empty] | 95 | 80 | Federally-Regulated Consumer Product | 2013-04-19
Water Pik, Inc. | Laars | MAX 75 | Water | Oil | No Match | TRUE | FALSE | 1 |  |  | No Match | No Match | No Match | No Match | Other | No Match |  | No Match |  | 105000 | [10 empty] | 87 | 80 | Federally-Regulated Consumer Product | 2001-10-11
Raypak | Raypak | (H,W)7-0700 * | Water | Natural Gas | Induced Draft | FALSE | FALSE | 1 |  |  |  | None | Condensing | Step Modulating | Other |  |  |  |  | 700000 | 658000 |  |  |  |  | 94 | [6 empty] | Federally-Regulated Commercial & Industrial Equipment | 2015-04-16
Laars Heating Systems Co. | Laars | HH2450IP******** | Water | LPG | Induced Draft | FALSE | FALSE | 1 |  |  |  | None | Non-Condensing | Step Modulating | Copper |  |  |  |  | 2450000 | 2009000 | 735000 |  | 82 | 80 | 78 | [6 empty] | Federally-Regulated Commercial & Industrial Equipment | 2007-11-01
Slant / Fin Corp. | Slant / Fin Corp. | EG-16* | Water | LPG | Power | FALSE | FALSE | 1 |  |  |  | None | Non-Condensing | Single-Stage | Cast Iron |  |  |  |  | 175000 | 147000 | [9 empty] | 84.5 | 80 | Federally-Regulated Consumer Product | 2008-04-14
Ajax Boiler, Inc. | Ajax | WGX-WGXB-7000-D | Steam | Natural Gas | No Match | FALSE | FALSE | 3 |  |  | No Match | No Match | No Match | No Match | Other | No Match |  | No Match |  | 7000000 |  | 7000000 |  | 80 | 80 |  |  |  |  | 80 |  |  | Federally-Regulated Commercial & Industrial Equipment | 1996-02-29
Slant / Fin Corp. | Slant / Fin Corp. | TRDV-30-1.00PT | Water | Oil | Power | FALSE | FALSE | 1 |  | TRUE |  | None | Non-Condensing | Single-Stage | Cast Iron | Single-Speed |  |  |  | 140000 | 121000 | [9 empty] | 86.5 | 80 | Federally-Regulated Consumer Product | 2013-04-19
Allied Engineering Co. | Super Hot | AAE480*** | Water | Natural Gas | No Match | FALSE | TRUE | 3 |  |  | No Match | No Match | No Match | No Match | Copper | No Match |  | No Match |  | 480000 |  | 168000 |  | 80 | 80 |  |  |  |  | 80 |  |  | Federally-Regulated Commercial & Industrial Equipment | 1998-04-21
Burnham Corp. | Burnham Corp. | IN9L*I | Water | Natural Gas | Induced Draft | FALSE | FALSE | 1 |  |  |  | Stack Damper | Non-Condensing | Single-Stage | Cast Iron |  |  |  |  | 280000 | 231000 | [9 empty] | 83.2 | 80 | Federally-Regulated Consumer Product | 2007-11-14
Crown Boiler Co. | Burnham Corp. | ES25 | Water | LPG | Injection Type | FALSE | FALSE | 1 |  |  | Draft Diverter | Stack Damper | Non-Condensing | Single-Stage | Cast Iron | Single-Speed | 0.04 | Standard |  | 140000 | 119000 | [9 empty] | 85 | 80 | Federally-Regulated Consumer Product | 2010-03-16
Cemline Corp. | Cemline Corp. | VB30EHB81 | Water | Electricity | No Match | FALSE | TRUE | 1 |  |  | No Match | No Match | No Match | No Match | Cast Iron | No Match |  | No Match |  | 276615 |  |  |  | 98.4 | [8 empty] | Federally-Regulated Consumer Product | 1992-06-18
Easco Boiler Corp. | Easco | ESP-125-W030 | Both Steam & Water | Combo (Natural Gas & Oil) | Power | FALSE | FALSE | 3 |  |  | No Match | No Match | No Match | No Match | Other | No Match |  | No Match |  | 5230000 |  | 1743333 |  | 84 | 80 |  |  | 22 |  | 82 |  |  | Federally-Regulated Commercial & Industrial Equipment | 1998-06-02
Burnham Corp. | New Yorker Boiler Co. | CGS70A*I- | Steam | Natural Gas | Induced Draft | FALSE | FALSE | 1 |  |  |  | Stack Damper | Non-Condensing | Single-Stage | Cast Iron |  |  |  |  | 210000 | 172000 | [9 empty] | 81.5 | 75 | Federally-Regulated Consumer Product | 2007-11-14
Dunkirk | Dunkirk | DPFG-8T-175 | Water | Combo (Natural Gas & Oil) | Power | FALSE | FALSE | 1 |  |  | No Match | No Match | No Match | No Match | Cast Iron | No Match |  | No Match |  | 175000 | [10 empty] | 85 | 80 | Federally-Regulated Consumer Product | 2001-11-01
U.S. Boiler Co. | U.S. Boiler Co. | V8H8S | Steam | Oil | Power | FALSE | FALSE | 1 |  | TRUE |  | None | Non-Condensing | Single-Stage | Cast Iron |  |  |  |  | 329000 | 266000 |  |  | 84.2 |  | 81.4 | [6 empty] | Federally-Regulated Commercial & Industrial Equipment | 2014-09-05
Harsco Industrial / Patterson-Kelley | Thermific | N1000-MFD | Water | Natural Gas | Power | FALSE | TRUE | 1 |  |  | None | None | Non-Condensing | Step Modulating | Copper | Single-Speed |  |  |  | 1000000 | 850000 | 200000 | 170000 | 85 | 80 | 84 | [6 empty] | Federally-Regulated Commercial & Industrial Equipment | 2009-03-14
Slant / Fin Corp. | Slant / Fin Corp. | TRDV-30-1.10PT | Water | Oil | Power | FALSE | FALSE | 1 |  | TRUE |  | None | Non-Condensing | Single-Stage | Cast Iron | Single-Speed |  |  |  | 154000 | 133000 | [9 empty] | 86.2 | 80 | Federally-Regulated Consumer Product | 2013-04-19
Aerco International | Aerco International | MLX EXT 802 | Water | Natural Gas | Luminous | FALSE | TRUE | 1 |  |  |  | None | Condensing | Step Modulating | Other |  |  |  |  | 802000 | 722000 |  |  |  |  | 90 | [6 empty] | Federally-Regulated Commercial & Industrial Equipment | 2015-04-16
PB Heat, LLC | National HVAC Manufacturing Company, LLC | E5-OW*-235 | Water | Oil | Power | FALSE | FALSE | 1 |  |  |  | None | Non-Condensing | Single-Stage | Cast Iron | Single-Speed |  |  |  | 273000 | 235000 | [9 empty] | 85 | 80 | Federally-Regulated Consumer Product | 2013-11-14
Ajax Boiler, Inc. | Ajax | WGX-WGXB-2250-D | Steam | Natural Gas | No Match | FALSE | FALSE | 3 |  |  | No Match | No Match | No Match | No Match | Other | No Match |  | No Match |  | 2250000 |  | 2250000 |  | 80 | 80 |  |  |  |  | 80 |  |  | Federally-Regulated Commercial & Industrial Equipment | 1996-02-29
Water Pik, Inc. | Laars | PW1825EN21*N* | Both Steam & Water | Natural Gas | No Match | FALSE | TRUE | 3 |  |  | No Match | No Match | No Match | No Match | Copper | No Match |  | No Match |  | 1825000 |  | 456250 |  | 82 | 80 |  |  | 5 |  | 82 |  |  | Federally-Regulated Commercial & Industrial Equipment | 2001-11-21
Harsco Industrial / Patterson-Kelley | Mach | C-2500 | Water | Natural Gas | Power | FALSE | FALSE | 1 |  |  |  | None | Condensing | Step Modulating | Other |  |  |  |  | 2500000 | 2375000 | 500000 | 475000 | 94.2 | 80 | 93.4 | [6 empty] | Federally-Regulated Commercial & Industrial Equipment | 2010-01-21
Laars Heating Systems Co. | Bradford-White Corp. | BWCH0750 | Water | LPG | Power | FALSE | FALSE | 1 |  |  |  | None | Non-Condensing | Step Modulating | Copper |  |  |  |  | 750000 | 638000 |  |  |  |  | 85 | [6 empty] | Federally-Regulated Commercial & Industrial Equipment | 2015-06-01
U.S. Boiler Co. | U.S. Boiler Co. | FORCE05 | Water | Natural Gas | Injection Type | FALSE | FALSE | 1 |  |  |  | Stack Damper | Non-Condensing | Single-Stage | Cast Iron | Single-Speed |  |  |  | 130000 | 106000 | [9 empty] | 82 | 80 | Federally-Regulated Consumer Product | 2014-10-23
Weil-McLain | Weil-McLain | CGi-3-PIN | Water | Natural Gas | Induced Draft | FALSE | FALSE | 1 |  |  |  | None | Non-Condensing | Single-Stage | Cast Iron |  |  |  |  | 60300 | 51000 | [9 empty] | 85.1 | 80 | Federally-Regulated Consumer Product | 2008-09-25
Raypak | Raypak | H8-1259* | Water | LPG | Induced Draft | FALSE | FALSE | 1 |  |  |  | None | Non-Condensing | Step Modulating | Copper |  |  |  |  | 1260000 | 1058000 |  |  |  |  | 84 | [6 empty] | Federally-Regulated Commercial & Industrial Equipment | 2015-04-16
Crown Boiler Co. | CROWN BOILER | AWI 128E | Water | Natural Gas | Induced Draft | FALSE | FALSE | 1 | TRUE |  |  | Stack Damper | Non-Condensing | Single-Stage | Cast Iron |  |  |  |  | 128000 | 105000 | [9 empty] | 82 | 80 | Federally-Regulated Consumer Product | 2015-09-30
Laars Heating Systems Co. | Bradford-White Corp. | BWCH1750 | Water | LPG | Power | FALSE | FALSE | 1 |  |  |  | None | Non-Condensing | Step Modulating | Copper |  |  |  |  | 1750000 | 1489000 |  |  |  |  | 85.2 | [6 empty] | Federally-Regulated Commercial & Industrial Equipment | 2015-06-01
PB Heat, LLC | Peerless | DE-04-SV | Water | LPG | Injection Type | FALSE | FALSE | 1 | TRUE |  |  | None | Non-Condensing | Single-Stage | Cast Iron | Single-Speed |  |  |  | 105000 | 87000 | [9 empty] | 82 | 80 | Federally-Regulated Consumer Product | 2015-09-30
ECR International, Ltd. | ECR International, Ltd. | VX-100 | Water | Natural Gas | Power | FALSE | FALSE | 1 |  |  |  | None | Condensing | Step Modulating | Other |  |  |  |  | 100000 | 92000 | [9 empty] | 95 | 80 | Federally-Regulated Consumer Product | 2014-08-08
PB Heat, LLC | National HVAC Manufacturing Company, LLC | CGWA-140** | Water | Natural Gas | Injection Type | FALSE | FALSE | 1 |  |  |  | Stack Damper | Non-Condensing | Single-Stage | Cast Iron | Single-Speed |  |  |  | 140000 | 115000 | [9 empty] | 82 | 80 | Federally-Regulated Consumer Product | 2013-11-14
Burnham Corp. | Burnham Corp. | V1123H-WN | Water | Natural Gas | Power | FALSE | FALSE | 3 |  |  |  | None | Non-Condensing | Two-Stage Modulating | Cast Iron |  |  |  |  | 5773000 | 4763000 |  |  | 82.6 |  | 82.5 | [6 empty] | Federally-Regulated Commercial & Industrial Equipment | 2014-08-11
Water Pik, Inc. | Laars | VW0325CN30*B | Both Steam & Water | Natural Gas | No Match | FALSE | TRUE | 3 |  |  | No Match | No Match | No Match | No Match | Copper | No Match |  | No Match |  | 325000 |  | 81250 |  | 83 | 80 |  |  | 5 |  | 83 |  |  | Federally-Regulated Commercial & Industrial Equipment | 2001-11-21
Viessmann Manufacturing | Viessmann Manufacturing | CT3-37 | Water | LPG | Power | FALSE | FALSE | 1 |  |  |  | None | Condensing | Step Modulating | Other |  |  |  |  | 1389000 | 1350000 |  |  | 97.2 | 80 | 97.2 | [6 empty] | Federally-Regulated Commercial & Industrial Equipment | 2008-04-14
Crown Boiler Co. | Crown Boiler Co. | AWR070 | Water | LPG | Injection Type | FALSE | FALSE | 1 |  | TRUE |  | Stack Damper | Non-Condensing | Single-Stage | Cast Iron | Single-Speed |  |  |  | 70000 | 58000 | [9 empty] | 82.9 | 80 | Federally-Regulated Consumer Product | 2013-04-19
Ajax Boiler, Inc. | Ajax | WGB-4250-D | Steam | Natural Gas | No Match | FALSE | FALSE | 3 |  |  | No Match | No Match | No Match | No Match | Other | No Match |  | No Match |  | 4250000 |  | 4250000 |  | 80 | 80 |  |  |  |  | 80 |  |  | Federally-Regulated Commercial & Industrial Equipment | 1996-02-29
Water Pik, Inc. | Laars | VW2000IN18C* | Both Steam & Water | Natural Gas | No Match | FALSE | FALSE | 3 |  |  | No Match | No Match | No Match | No Match | Copper | No Match |  | No Match |  | 1999900 |  | 1999900 |  | 82 | 80 |  |  | 5 |  | 82 |  |  | Federally-Regulated Commercial & Industrial Equipment | 2001-11-21
Ajax Boiler, Inc. | Ajax | OWGB2000 | Steam | LPG | No Match | FALSE | TRUE | 3 |  |  | No Match | No Match | No Match | No Match | Other | No Match |  | No Match |  | 2000000 |  | 2000000 |  | 80 | 80 |  |  |  |  | 80 |  |  | Federally-Regulated Commercial & Industrial Equipment | 1996-02-29
Smith Cast Iron Boilers | Smith Cast Iron Boilers | 28A-S/W-15 | Both Steam & Water | Oil | Power | FALSE | FALSE | 1 |  |  |  | None | Non-Condensing | Single-Stage | Cast Iron |  |  |  |  | 4690000 | 3830000 |  |  | 83.5 | 83 | 81.4 | [6 empty] | Federally-Regulated Commercial & Industrial Equipment | 2007-12-12
Peerless Heater Co. | Peerless | 211A-27I | Steam | Natural Gas | No Match | FALSE | FALSE | 3 |  |  | No Match | No Match | No Match | No Match | Cast Iron | No Match |  | No Match |  | 5460000 |  | 5460000 |  | 80 | 75 |  |  | 12 | 147 | 80 |  |  | Non Federally-Regulated | 1990-06-25
Water Pik, Inc. | Laars | HH1010IN04*BA | Water | Natural Gas | No Match | FALSE | FALSE | 3 |  |  | No Match | No Match | No Match | No Match | Copper | No Match |  | No Match |  | 1010000 |  | 252500 |  | 82 | 80 |  |  | 5 |  | 82 |  |  | Federally-Regulated Commercial & Industrial Equipment | 2001-05-30
HTP, Inc. | HTP | EFT-155 | Water | LPG | Power | FALSE | FALSE | 1 | TRUE |  |  | None | Condensing | Step Modulating | Other |  |  |  |  | 155000 | 143000 | [9 empty] | 95.1 | 80 | Federally-Regulated Consumer Product | 2015-09-30
Weil-McLain | Weil-McLain | 588 | Both Steam & Water | Natural Gas | Power | FALSE | FALSE | 1 |  |  |  | None | Non-Condensing | Single-Stage | Cast Iron |  |  |  |  | 1356000 | 1126000 |  |  | 84.4 | 80 | 83.1 | [6 empty] | Federally-Regulated Commercial & Industrial Equipment | 2008-04-14
U.S. Boiler Co. | U.S. Boiler Co. | ES29 | Water | Natural Gas | Injection Type | FALSE | FALSE | 1 |  | TRUE |  | Stack Damper | Non-Condensing | Single-Stage | Cast Iron | Single-Speed |  |  |  | 280000 | 238000 | [9 empty] | 85 | 80 | Federally-Regulated Consumer Product | 2014-01-14
U.S. Boiler Co. | New Yorker Boiler Co. | PVCG50A | Water | Natural Gas | Induced Draft | FALSE | FALSE | 1 |  | TRUE |  | None | Non-Condensing | Single-Stage | Cast Iron | Single-Speed |  |  |  | 140000 | 120000 | [9 empty] | 85.3 | 80 | Federally-Regulated Consumer Product | 2014-01-14
Water Pik, Inc. | Laars | JVH160PD(I/L) | Water | LPG | No Match | FALSE | FALSE | 1 |  |  | No Match | No Match | No Match | No Match | Copper | No Match |  | No Match |  | 160000 | [10 empty] | 83 | 80 | Federally-Regulated Consumer Product | 2001-11-21
Raypak | Raypak | H(3,4)-1571* | Water | Natural Gas | Injection Type | FALSE | TRUE | 1 |  |  |  | None | Non-Condensing | Single-Stage | Copper |  |  |  |  | 1570000 | 1287000 |  |  |  |  | 82 | [6 empty] | Federally-Regulated Commercial & Industrial Equipment | 2015-04-16
Easco Boiler Corp. | Easco | ESP-80-W030 | Both Steam & Water | Combo (Natural Gas & Oil) | Power | FALSE | FALSE | 3 |  |  | No Match | No Match | No Match | No Match | Other | No Match |  | No Match |  | 3348000 |  | 1116000 |  | 83 | 80 |  |  | 22 |  | 81 |  |  | Federally-Regulated Commercial & Industrial Equipment | 1998-06-02
New York Thermal, Inc. | New York Thermal, Inc. | TFT250 | Water | Natural Gas | Power | FALSE | FALSE | 1 |  | TRUE |  | None | Condensing | Step Modulating | Other |  |  |  |  | 250000 | 230000 | [9 empty] | 95 | 80 | Federally-Regulated Consumer Product | 2014-01-14
Lochinvar, LLC. | Lochinvar Corp. | FBD2500 | Water | Natural Gas | Power | FALSE | FALSE | 1 |  |  |  | None | Condensing | Step Modulating | Other |  |  |  |  | 2500000 | 2300000 |  |  | 92 | [8 empty] | Federally-Regulated Commercial & Industrial Equipment | 2015-04-20
Camus Hydronics | Camus Hydronics | DFPH-4002-MH | Water | LPG | Power | FALSE | FALSE | 1 |  |  |  | None | Condensing | Step Modulating | Copper |  |  |  |  | 4000000 | 3776000 |  |  | 94.4 |  | 94.4 | [6 empty] | Federally-Regulated Commercial & Industrial Equipment | 2014-08-11
Ajax Boiler, Inc. | Ajax | WGXFD-300 | Steam | Natural Gas | Power | FALSE | FALSE | 3 |  |  | No Match | No Match | No Match | No Match | Other | No Match |  | No Match |  | 300000 |  | 300000 |  | 82 | 80 |  |  |  |  | 82 |  |  | Federally-Regulated Commercial & Industrial Equipment | 1996-02-29
Bryan Steam Corp. | Bryan | LM-1050-S-***-G | Steam | Natural Gas | No Match | TRUE | FALSE | 3 |  |  | No Match | No Match | No Match | No Match | Other | No Match |  | No Match |  | 10500000 |  | 10500000 |  | 80 | 80 |  |  |  |  | 80 |  |  | Federally-Regulated Commercial & Industrial Equipment | 1996-03-01
PB Heat, LLC | Peerless | GM-05-SV | Water | Natural Gas | Injection Type | FALSE | FALSE | 1 | TRUE |  |  | Stack Damper | Non-Condensing | Single-Stage | Cast Iron |  |  |  |  | 228000 | 187000 | [9 empty] | 82.1 | 80 | Federally-Regulated Consumer Product | 2015-09-30
Smith Cast Iron Boilers | Smith Cast Iron Boilers | 6500A-*-15 | Both Steam & Water | Natural Gas | Power | FALSE | FALSE | 1 |  |  |  | None | Non-Condensing | Single-Stage | Cast Iron |  |  |  |  | 8936000 | 7194000 |  |  | 81.9 | 80 | 80.5 | [6 empty] | Federally-Regulated Commercial & Industrial Equipment | 2007-12-12
Weil-McLain | Weil-McLain | PEG-55-PIDN-S | Steam | Natural Gas | No Match | FALSE | FALSE | 1 |  |  | No Match | No Match | No Match | No Match | Cast Iron | No Match |  | No Match |  | 200000 | [10 empty] | 82.8 | 75 | Federally-Regulated Consumer Product | 2001-04-12
Water Pik, Inc. | Laars | PH0400MN20***** | Water | Natural Gas | Power | FALSE | FALSE | 3 |  |  | No Match | No Match | No Match | No Match | Copper | No Match |  | No Match |  | 399000 |  | 320000 |  | 85 | 80 |  |  | 5 |  | 83 |  |  | Federally-Regulated Commercial & Industrial Equipment | 2001-11-21
Quietside Boilers | Quietside | QXM8-150F1-OL | Both Steam & Water | Oil | Power | FALSE | FALSE | 1 |  |  | No Match | No Match | No Match | No Match | Other | No Match |  | No Match |  | 153000 |  |  |  | 90 | [6 empty] | 86 | 80 | Federally-Regulated Consumer Product | 2002-06-12
Axeman-Anderson Co. | Axeman-Anderson Co. | PVT-119H | Water | Oil | No Match | TRUE | FALSE | 1 |  |  | No Match | No Match | No Match | No Match | Other | No Match |  | No Match |  | 119000 | [10 empty] | 84.3 | 80 | Federally-Regulated Consumer Product | 2001-04-12
New York Thermal, Inc. | New York Thermal, Inc. | LX500 | Water | Natural Gas | Power | FALSE | FALSE | 1 |  |  |  | None | Condensing | Step Modulating | Other |  |  |  |  | 500000 | 470000 |  |  | 95 |  | 94 | [6 empty] | Federally-Regulated Commercial & Industrial Equipment | 2014-09-05
Water Pik, Inc. | Laars | HH1430EN04*BA | Water | Natural Gas | No Match | FALSE | TRUE | 3 |  |  | No Match | No Match | No Match | No Match | Copper | No Match |  | No Match |  | 1430000 |  | 357500 |  | 82 | 80 |  |  | 5 |  | 82 |  |  | Federally-Regulated Commercial & Industrial Equipment | 2001-05-16
PB Heat, LLC | Peerless | WBV-05-195-W | Water | Oil | Power | FALSE | FALSE | 1 | TRUE |  |  | None | Non-Condensing | Single-Stage | Cast Iron |  |  |  |  | 273000 | 235000 | [9 empty] | 85 | 84 | Federally-Regulated Consumer Product | 2015-09-30
Smith Cast Iron Boilers | Smith Cast Iron Boilers | 28A-S/W-17 | Both Steam & Water | Oil | Power | FALSE | FALSE | 1 |  |  |  | None | Non-Condensing | Single-Stage | Cast Iron |  |  |  |  | 5390000 | 4362000 |  |  | 83.5 | 83 | 81.4 | [6 empty] | Federally-Regulated Commercial & Industrial Equipment | 2007-12-12
Water Pik, Inc. | Laars | PW0325CP12*B | Both Steam & Water | LPG | No Match | FALSE | TRUE | 3 |  |  | No Match | No Match | No Match | No Match | Copper | No Match |  | No Match |  | 325000 |  | 81250 |  | 83 | 80 |  |  | 5 |  | 83 |  |  | Federally-Regulated Commercial & Industrial Equipment | 2001-11-21
Universal Boiler Works | Universal Boiler Works | BF2250S1 | Steam | Combo (Natural Gas & Oil) | Power | FALSE | FALSE | 3 |  |  | No Match | No Match | No Match | No Match | Other | No Match |  | No Match |  | 94500000 |  | 9450000 |  | 83.5 | 80 |  |  | 10 |  | 82 |  |  | Federally-Regulated Commercial & Industrial Equipment | 2001-12-13
Advanced Thermal Hydronics | Advanced Thermal Hydronics | HWX-140-INT | Water | Natural Gas | Injection Type | FALSE | FALSE | 1 |  |  |  | Stack Damper | Non-Condensing | Single-Stage | Cast Iron | Single-Speed |  |  |  | 140000 | 115000 | [9 empty] | 82 | 80 | Federally-Regulated Consumer Product | 2014-03-28
Allied Engineering Co. | Allied Engineering Co. | SG-225-P-E | Water | LPG | Injection Type | FALSE | FALSE | 1 |  | TRUE |  | Stack Damper | Non-Condensing | Single-Stage | Other |  |  |  |  | 225000 | 191000 | [9 empty] | 85 | 80 | Federally-Regulated Consumer Product | 2014-08-08
Slant / Fin Corp. | Slant / Fin Corp. | LDWO-750-2-6 | Water | Oil | Power | FALSE | FALSE | 1 |  |  |  | None | Non-Condensing | Single-Stage | Cast Iron |  |  |  |  | 728000 | 596000 |  |  | 85.8 | 83 | 81.9 | [6 empty] | Federally-Regulated Commercial & Industrial Equipment | 2007-12-12
Laars Heating Systems Co. | Laars | PNCH1500N******* | Water | Natural Gas | Power | FALSE | TRUE | 1 |  |  |  | None | Non-Condensing | Step Modulating | Copper |  |  |  |  | 1500000 | 1275000 | 499980 |  | 85 | 80 | 84 | [6 empty] | Federally-Regulated Commercial & Industrial Equipment | 2007-11-01
Ajax Boiler, Inc. | Ajax | WGX-WGXB-850-D | Steam | Natural Gas | No Match | FALSE | FALSE | 3 |  |  | No Match | No Match | No Match | No Match | Other | No Match |  | No Match |  | 850000 |  | 850000 |  | 80 | 80 |  |  |  |  | 80 |  |  | Federally-Regulated Commercial & Industrial Equipment | 1996-02-29
Ajax Boiler, Inc. | Ajax | OSGXFD4500 | Steam | Natural Gas | Power | FALSE | TRUE | 3 |  |  | No Match | No Match | No Match | No Match | Other | No Match |  | No Match |  | 4500000 |  | 2250000 |  | 81 | 80 |  |  |  |  | 80 |  |  | Non Federally-Regulated | 1992-10-27
Water Pik, Inc. | Laars | HH1670EN04*BA | Water | Natural Gas | No Match | FALSE | TRUE | 3 |  |  | No Match | No Match | No Match | No Match | Copper | No Match |  | No Match |  | 1670000 |  | 417500 |  | 82 | 80 |  |  | 5 |  | 82 |  |  | Federally-Regulated Commercial & Industrial Equipment | 2001-05-16
Hydrotherm | Hydrotherm | R-250C-PV | Water | Natural Gas | Injection Type | FALSE | FALSE | 1 |  |  |  | None | Non-Condensing | Single-Stage | Cast Iron |  |  |  |  | 250000 | 206000 | [9 empty] | 82 | 80 | Federally-Regulated Consumer Product | 2008-10-20
Laars Heating Systems Co. | Laars | HH1010EP******** | Water | LPG | Induced Draft | FALSE | TRUE | 1 |  |  |  | None | Non-Condensing | Step Modulating | Copper |  |  |  |  | 1010000 | 829000 | 252500 |  | 82 | 80 | 79.6 | [6 empty] | Federally-Regulated Commercial & Industrial Equipment | 2007-11-01
U.S. Boiler Co. | U.S. Boiler Co. | V8H9W | Water | Oil | Power | FALSE | FALSE | 1 |  |  |  | None | Non-Condensing | Single-Stage | Cast Iron |  |  |  |  | 364000 | 299000 |  |  | 84.1 |  | 82.3 | [6 empty] | Federally-Regulated Commercial & Industrial Equipment | 2014-09-05
Hydrotherm | Hydrotherm | HI-85/50B | Water | LPG | Power | FALSE | FALSE | 1 |  |  | No Match | No Match | No Match | No Match | Cast Iron | No Match |  | No Match |  | 85000 | [10 empty] | 83.3 | 80 | Federally-Regulated Consumer Product | 2000-06-07
Ajax Boiler, Inc. | Ajax | HFG3250W | Steam | Natural Gas | Power | FALSE | TRUE | 3 |  |  | No Match | No Match | No Match | No Match | Other | No Match |  | No Match |  | 3250000 |  | 1300000 |  | 80 | 80 |  |  |  |  | 80 |  |  | Federally-Regulated Commercial & Industrial Equipment | 1997-01-07
Laars Heating Systems Co. | Laars Heating Systems Co. | MT2H0750 | Water | Natural Gas | Power | FALSE | FALSE | 1 |  |  |  | None | Non-Condensing | Two-Stage Modulating | Copper |  |  |  |  | 750000 | 638000 |  |  |  |  | 85 | [6 empty] | Federally-Regulated Commercial & Industrial Equipment | 2015-04-20
Ajax Boiler, Inc. | Ajax | WGXFD-800 | Steam | Natural Gas | Power | FALSE | FALSE | 3 |  |  | No Match | No Match | No Match | No Match | Other | No Match |  | No Match |  | 800000 |  | 400000 |  | 82 | 80 |  |  |  |  | 80 |  |  | Non Federally-Regulated | 1992-10-27
Raypak | Raypak | W7-0850* | Water | Natural Gas | Induced Draft | FALSE | FALSE | 1 |  |  | None | None | Condensing | Step Modulating | Other |  |  |  |  | 850000 | 799000 | 170000 |  | 94.5 | 80 | 94 |  | 12 |  |  |  |  | Federally-Regulated Commercial & Industrial Equipment | 2010-10-29
Lochinvar, LLC. | Lochinvar Corp. | CHL1802 | Water | LPG | Power | FALSE | TRUE | 1 |  |  |  | None | Non-Condensing | Step Modulating | Copper |  |  |  |  | 1800000 | 1530000 |  |  |  |  | 85 | [6 empty] | Federally-Regulated Commercial & Industrial Equipment | 2015-04-20
Ajax Boiler, Inc. | Ajax | DNG25W | Water | Natural Gas | No Match | FALSE | TRUE | 3 |  |  | No Match | No Match | No Match | No Match | Other | No Match |  | No Match |  | 1050000 |  | 1046000 |  | 80 | 80 |  |  |  |  | 80 |  |  | Federally-Regulated Commercial & Industrial Equipment | 1997-01-07
Water Pik, Inc. | Laars | HH0600EN09CBA | Water | Natural Gas | No Match | FALSE | TRUE | 3 |  |  | No Match | No Match | No Match | No Match | Copper | No Match |  | No Match |  | 600000 |  | 600000 |  | 82 | 80 |  |  | 5 |  | 82 |  |  | Federally-Regulated Commercial & Industrial Equipment | 2001-05-16
Dunkirk | Dunkirk | DPFG-5T-212 | Water | Combo (Natural Gas & Oil) | Power | FALSE | FALSE | 1 |  |  | No Match | No Match | No Match | No Match | Cast Iron | No Match |  | No Match |  | 212000 | [10 empty] | 82.1 | 80 | Federally-Regulated Consumer Product | 2001-11-01
Ajax Boiler, Inc. | Ajax | WRF19000 | Water | Natural Gas | Power | FALSE | TRUE | 1 |  |  | Draft Hood | Stack Damper | Non-Condensing | Two-Stage Modulating | Other | None |  | No Match |  | 19000000 | 16150000 | 16150000 | 13727500 | 85 | 80 | 84.2 | [6 empty] | Federally-Regulated Commercial & Industrial Equipment | 2007-08-15
Peerless Heater Co. | Peerless | 211A-13I | Steam | Natural Gas | No Match | FALSE | FALSE | 3 |  |  | No Match | No Match | No Match | No Match | Cast Iron | No Match |  | No Match |  | 2520000 |  | 2520000 |  | 80 | 75 |  |  | 6 | 147 | 80 |  |  | Non Federally-Regulated | 1990-06-25
Navien, Inc. | Navien America, Inc. | NHB-055 | Water | LPG | Power | FALSE | FALSE | 1 |  | TRUE |  | None | Condensing | Step Modulating | Other |  |  |  |  | 55000 | 51000 | [9 empty] | 95 | 80 | Federally-Regulated Consumer Product | 2015-03-30
Ajax Boiler, Inc. | Ajax | OWGOFD400 | Steam | Natural Gas | Power | FALSE | TRUE | 3 |  |  | No Match | No Match | No Match | No Match | Other | No Match |  | No Match |  | 400000 |  | 200000 |  | 82 | 80 |  |  |  |  | 80 |  |  | Non Federally-Regulated | 1992-10-27
Raypak | Raypak | H(1,2,5)-1223* | Water | Natural Gas | Injection Type | FALSE | FALSE | 1 |  |  |  | None | Non-Condensing | Step Modulating | Copper |  |  |  |  | 1222500 | 1002000 |  |  |  |  | 82 | [6 empty] | Federally-Regulated Commercial & Industrial Equipment | 2015-04-16
Ajax Boiler, Inc. | Ajax | WGOFD-3750 | Steam | Natural Gas | Power | FALSE | FALSE | 3 |  |  | No Match | No Match | No Match | No Match | Other | No Match |  | No Match |  | 3750000 |  | 1875000 |  | 82 | 80 |  |  |  |  | 80 |  |  | Non Federally-Regulated | 1992-10-27
Rite Engineering | Rite | 48S | Both Steam & Water | Natural Gas | No Match | FALSE | FALSE | 3 |  |  | No Match | No Match | No Match | No Match | Other | No Match |  | No Match |  | 480000 |  | 240000 |  | 80 | 80 |  |  |  |  | 80 |  |  | Non Federally-Regulated | 1992-10-14
Water Pik, Inc. | Laars | HC100 | Water | Oil | No Match | TRUE | FALSE | 1 |  |  | No Match | No Match | No Match | No Match | Other | No Match |  | No Match |  | 119000 | [10 empty] | 84.2 | 80 | Federally-Regulated Consumer Product | 2001-10-11
Lochinvar, LLC. | Lochinvar Corp. | EBN150 | Water | LPG | Power | FALSE | FALSE | 1 |  |  |  | None | Non-Condensing | Single-Stage | Copper |  |  |  |  | 150000 | 129000 | [9 empty] | 83.2 | 80 | Federally-Regulated Consumer Product | 2007-11-14
Weil-McLain | Weil-McLain | 1588 | Both Steam & Water | Natural Gas | Power | FALSE | FALSE | 1 |  |  |  | None | Non-Condensing | Single-Stage | Cast Iron |  |  |  |  | 4809000 | 3996000 |  |  | 83.3 | 80 | 83.1 | [6 empty] | Federally-Regulated Commercial & Industrial Equipment | 2008-04-14
Laars Heating Systems Company | BRUTE LX | BLXCW150(N,P)**** | Water | Natural Gas | Power | FALSE | FALSE | 1 | TRUE |  |  | None | Condensing | Step Modulating | Other | Single-Speed |  |  |  | 150000 | 139000 | [9 empty] | 95 | 80 | Federally-Regulated Consumer Product | 2015-09-30
RBI Water Heaters | RBI Water Heaters | DB300 | Water | Natural Gas | Power | FALSE | FALSE | 1 |  |  |  | None | Non-Condensing | Step Modulating | Copper |  |  |  |  | 300000 | 255000 |  |  | 85 | 80 | 80.2 | [6 empty] | Federally-Regulated Commercial & Industrial Equipment | 2010-03-16
Smith Cast Iron Boilers | Smith Cast Iron Boilers | GB100-W-3-INT-D | Water | Natural Gas | No Match | FALSE | FALSE | 1 |  |  | No Match | No Match | No Match | No Match | Cast Iron | No Match |  | No Match |  | 50000 | [10 empty] | 84.3 | 80 | Federally-Regulated Consumer Product | 1998-12-21
Burnham Corp. | Burnham Corp. | V909A-SO | Steam | Oil | Power | FALSE | FALSE | 1 |  | FALSE |  | Stack Damper | Non-Condensing | Two-Stage Modulating | Cast Iron |  |  |  |  | 1624000 | 1342000 |  |  | 84.8 |  | 82.7 | [6 empty] | Federally-Regulated Commercial & Industrial Equipment | 2014-08-11
Burnham Corp. | New Yorker Boiler Co. | CGS80A*I- | Steam | LPG | Induced Draft | FALSE | FALSE | 1 |  |  |  | Stack Damper | Non-Condensing | Single-Stage | Cast Iron |  |  |  |  | 245000 | 201000 | [9 empty] | 81.5 | 75 | Federally-Regulated Consumer Product | 2007-11-14
Rite Engineering | Rite | 500SG | Both Steam & Water | Natural Gas | Power | FALSE | FALSE | 3 |  |  | No Match | No Match | No Match | No Match | Other | No Match |  | No Match |  | 5000000 |  | 1666667 |  | 80 | 80 |  |  |  |  | 80 |  |  | Non Federally-Regulated | 1992-10-14
Weil-McLain | Weil-McLain | 988R | Both Steam & Water | Oil | Power | FALSE | FALSE | 1 |  |  |  | None | Non-Condensing | Single-Stage | Cast Iron |  |  |  |  | 2408000 | 2062000 |  |  | 86.2 | 83 | 85.6 | [6 empty] | Federally-Regulated Commercial & Industrial Equipment | 2008-04-14
Cleaver-Brooks | Cleaver-Brooks | CBW-700-700-***** | Steam | Natural Gas | Power | FALSE | FALSE | 3 |  |  | No Match | No Match | No Match | No Match | Other | No Match |  | No Match |  | 29290000 |  | 29290000 |  | 80 | 80 |  |  | 25 |  | 80 |  |  | Federally-Regulated Commercial & Industrial Equipment | 1999-03-02
ECR International, Ltd. | ECR International, Ltd. | DKVLT-200 | Water | LPG | Pressure | FALSE | FALSE | 1 |  | TRUE |  | None | Condensing | Step Modulating | Other | Single-Speed |  |  |  | 200000 | 185000 | [9 empty] | 95 | 80 | Federally-Regulated Consumer Product | 2014-08-08
Water Pik, Inc. | Laars | HH0175CN12KB | Water | Natural Gas | No Match | FALSE | TRUE | 1 |  |  | No Match | No Match | No Match | No Match | Copper | No Match |  | No Match |  | 175000 | [10 empty] | 82 | 80 | Federally-Regulated Consumer Product | 2001-11-21
Laars Heating Systems Co. | Laars | HH2450IN******** | Water | Natural Gas | Induced Draft | FALSE | FALSE | 1 |  |  |  | None | Non-Condensing | Step Modulating | Copper |  |  |  |  | 2450000 | 2009000 | 735000 |  | 82 | 80 | 78 | [6 empty] | Federally-Regulated Commercial & Industrial Equipment | 2007-11-01
Burnham Corp. | New Yorker Boiler Co. | microTEK3-1 | Water | Oil | Power | FALSE | FALSE | 1 |  |  |  | None | Non-Condensing | Single-Stage | Other | Single-Speed | 0.04 | Standard |  | 84000 | 74000 | [9 empty] | 86.7 | 80 | Federally-Regulated Consumer Product | 2007-11-14
Water Pik, Inc. | Laars | HH0715IN09*1A | Water | Natural Gas | No Match | FALSE | FALSE | 3 |  |  | No Match | No Match | No Match | No Match | Copper | No Match |  | No Match |  | 715000 |  | 178750 |  | 81 | 80 |  |  | 5 |  | 81 |  |  | Federally-Regulated Commercial & Industrial Equipment | 2001-05-16
Crown Boiler Co. | Crown Boiler Co. | CWI138E | Water | Natural Gas | Induced Draft | FALSE | FALSE | 1 |  | TRUE |  | Stack Damper | Non-Condensing | Single-Stage | Cast Iron | Single-Speed |  |  |  | 138000 | 115000 | [9 empty] | 83.1 | 80 | Federally-Regulated Consumer Product | 2013-04-19
Raypak | Raypak | H(1,2,5)-1826* | Water | Natural Gas | Injection Type | FALSE | FALSE | 1 |  |  |  | None | Non-Condensing | Step Modulating | Copper |  |  |  |  | 1825600 | 1497000 |  |  |  |  | 82 | [6 empty] | Federally-Regulated Commercial & Industrial Equipment | 2015-04-16
ECR International, Ltd. | ECR International, Ltd. | DKVLT-150 | Water | LPG | Pressure | FALSE | FALSE | 1 |  | TRUE |  | None | Condensing | Step Modulating | Other | Single-Speed |  |  |  | 150000 | 139000 | [9 empty] | 95 | 80 | Federally-Regulated Consumer Product | 2013-04-19
Ajax Boiler, Inc. | Ajax | HRF175 | Steam | Natural Gas | Power | FALSE | TRUE | 1 |  |  | Draft Hood | Stack Damper | Non-Condensing | Two-Stage Modulating | Other | None |  | No Match |  | 7350000 | 5880000 | 5880000 | 4704000 | 80 | 80 | 79.2 | [6 empty] | Federally-Regulated Commercial & Industrial Equipment | 2007-08-15
Smith Cast Iron Boilers | Smith Cast Iron Boilers | 19HE-9 | Water | Natural Gas | Power | FALSE | FALSE | 1 |  |  |  | None | Non-Condensing | Single-Stage | Cast Iron |  |  |  |  | 1559000 | 1262000 |  |  | 84 |  | 84 | [6 empty] | Federally-Regulated Commercial & Industrial Equipment | 2014-10-23
PB Heat, LLC | RBI Water Heaters | IE-399 | Water | Natural Gas | Power | FALSE | FALSE | 1 |  | FALSE | None | None | Condensing | Step Modulating | Other |  |  |  |  | 399000 | 373000 | 199000 | 186000 | 95.5 |  | 93.4 | [6 empty] | Federally-Regulated Commercial & Industrial Equipment | 2014-08-11
Slant / Fin Corp. | Slant / Fin Corp. | EG-14 | Water | Natural Gas | Power | FALSE | FALSE | 1 |  |  |  | None | Non-Condensing | Single-Stage | Cast Iron |  |  |  |  | 112000 | 95000 | [9 empty] | 84.5 | 80 | Federally-Regulated Consumer Product | 2008-04-14
Peerless Heater Co. | Peerless | 211A-09I | Steam | Natural Gas | No Match | FALSE | FALSE | 3 |  |  | No Match | No Match | No Match | No Match | Cast Iron | No Match |  | No Match |  | 1680000 |  | 1680000 |  | 80 | 75 |  |  | 3 | 147 | 80 |  |  | Non Federally-Regulated | 1990-06-25
Smith Cast Iron Boilers | Peerless | TCII-05-S-G | Steam | LPG | Power | FALSE | FALSE | 1 |  | FALSE |  | None | Non-Condensing | Single-Stage | Cast Iron |  |  |  |  | 1458000 | 1194000 |  |  |  |  | 81.9 | 79 | [5 empty] | Federally-Regulated Commercial & Industrial Equipment | 2015-09-30
Ajax Boiler, Inc. | Ajax | OSGOXFD5000 | Steam | Natural Gas | Power | FALSE | TRUE | 3 |  |  | No Match | No Match | No Match | No Match | Other | No Match |  | No Match |  | 5000000 |  | 2500000 |  | 81 | 80 |  |  |  |  | 80 |  |  | Non Federally-Regulated | 1992-10-27
Burnham Corp. | Burnham Corp. | V1106 | Both Steam & Water | Oil | Power | FALSE | FALSE | 1 |  |  |  | None | Non-Condensing | Single-Stage | Cast Iron |  |  |  |  | 1288000 | 1069000 |  |  | 83 | 83 | 83 | [6 empty] | Federally-Regulated Commercial & Industrial Equipment | 2012-03-02
Camus Hydronics | Camus Hydronics | DFNH-5014-MH | Water | Natural Gas | Power | FALSE | FALSE | 3 |  |  |  | None | Condensing | Step Modulating | Copper |  |  |  |  | 5000000 | 4360000 |  |  | 87.2 |  | 87.2 | [6 empty] | Federally-Regulated Commercial & Industrial Equipment | 2014-08-11
Ajax Boiler, Inc. | Ajax | OWGH900 | Steam | Natural Gas | No Match | FALSE | TRUE | 3 |  |  | No Match | No Match | No Match | No Match | Other | No Match |  | No Match |  | 900000 |  | 900000 |  | 80 | 80 |  |  |  |  | 80 |  |  | Federally-Regulated Commercial & Industrial Equipment | 1996-02-29
Viessmann Manufacturing | Viessmann Manufacturing | B2TA-35 | Water | LPG | Power | FALSE | FALSE | 1 |  |  |  | Electro-Mechanical Inlet Dampe | Condensing | Step Modulating | Other |  |  |  |  | 125000 | 116000 | [9 empty] | 93.3 | 80 | Federally-Regulated Consumer Product | 2014-01-14
Viessmann Manufacturing | Viessmann Manufacturing | CT3-17 | Water | Natural Gas | Power | FALSE | FALSE | 1 |  |  |  | None | Condensing | Step Modulating | Other |  |  |  |  | 638000 | 626000 |  |  | 98.3 | 80 | 98.1 | [6 empty] | Federally-Regulated Commercial & Industrial Equipment | 2008-04-14
Parker Boiler Co. | Parker Boiler | G-2640 | Water | Natural Gas | Power | FALSE | FALSE | 3 |  |  | No Match | No Match | No Match | No Match | Other | No Match |  | No Match |  | 2640000 |  | 1320000 |  | 80 | 80 |  |  | 4 |  | 80 |  |  | Federally-Regulated Commercial & Industrial Equipment | 1996-03-13
Slant / Fin Corp. | Slant / Fin Corp. | SE-105EDP | Water | LPG | Injection Type | FALSE | FALSE | 1 |  |  |  | Stack Damper | Non-Condensing | Single-Stage | Cast Iron |  |  |  |  | 105000 | 87000 | [9 empty] | 82.1 | 80 | Federally-Regulated Consumer Product | 2007-11-14
Ajax Boiler, Inc. | Ajax | WGOFD-7500 | Steam | Natural Gas | Power | FALSE | FALSE | 3 |  |  | No Match | No Match | No Match | No Match | Other | No Match |  | No Match |  | 7500000 |  | 3750000 |  | 82 | 80 |  |  |  |  | 80 |  |  | Non Federally-Regulated | 1992-10-27
Lochinvar, LLC. | Lochinvar Corp. | CHL0652 | Water | LPG | Power | FALSE | TRUE | 1 |  |  |  | None | Non-Condensing | Step Modulating | Copper |  |  |  |  | 650000 | 553000 |  |  |  |  | 85 | [6 empty] | Federally-Regulated Commercial & Industrial Equipment | 2015-04-20
Parker Boiler Co. | Parker Boiler | T3900R | Water | Natural Gas | No Match | FALSE | FALSE | 3 |  |  | No Match | No Match | No Match | No Match | Other | No Match |  | No Match |  | 3900000 |  | 1950000 |  | 83 | 80 |  |  | 4 |  | 82 |  |  | Federally-Regulated Commercial & Industrial Equipment | 1996-03-13
Raypak | Raypak | H30182 | Water | LPG | No Match | FALSE | FALSE | 1 |  |  | No Match | No Match | No Match | No Match | Other | No Match |  | No Match |  | 181000 | [10 empty] | 82.6 | 80 | Federally-Regulated Consumer Product | 2001-11-01
Columbia Boiler / Pottstown | Columbia Boiler / Pottstown | SL7175 | Water | Natural Gas | Power | FALSE | FALSE | 1 |  |  | Barometric Regulator | None | Non-Condensing | Single-Stage | Cast Iron |  |  |  |  | 245000 | 204000 | [9 empty] | 83.4 | 80 | Federally-Regulated Consumer Product | 2008-04-14
Water Pik, Inc. | Laars | PH0325CP30*B | Water | LPG | No Match | FALSE | TRUE | 3 |  |  | No Match | No Match | No Match | No Match | Copper | No Match |  | No Match |  | 325000 |  | 81250 |  | 82 | 80 |  |  | 5 |  | 82 |  |  | Federally-Regulated Commercial & Industrial Equipment | 2001-11-21
Water Pik, Inc. | Laars | HH1200IP09*BA | Water | LPG | No Match | FALSE | FALSE | 3 |  |  | No Match | No Match | No Match | No Match | Copper | No Match |  | No Match |  | 1200000 |  | 300000 |  | 82 | 80 |  |  | 5 |  | 82 |  |  | Federally-Regulated Commercial & Industrial Equipment | 2001-05-30
Bryan Steam Corp. | Bryan | K-350-W-G | Water | Natural Gas | No Match | TRUE | FALSE | 3 |  |  | No Match | No Match | No Match | No Match | Other | No Match |  | No Match |  | 3500000 |  | 3500000 |  | 80 | 80 |  |  |  |  | 80 |  |  | Federally-Regulated Commercial & Industrial Equipment | 1996-03-01
HTP, Inc. | PB Heat, LLC | PI-T50 | Water | LPG | Power | FALSE | FALSE | 1 |  |  |  | None | Condensing | Single-Stage | Other |  |  |  |  | 50000 | 46000 | [9 empty] | 95.1 | 80 | Federally-Regulated Consumer Product | 2009-02-27
Crown Boiler Co. | Crown | C247-1400-W | Water | Natural Gas | No Match | FALSE | FALSE | 3 |  |  | No Match | No Match | No Match | No Match | Cast Iron | No Match |  | No Match |  | 1400000 |  | 1400000 |  | 80 | 80 |  |  |  |  | 80 |  |  | Federally-Regulated Commercial & Industrial Equipment | 1996-03-06
Easco Boiler Corp. | Easco | SM4-300-S015 | Both Steam & Water | Combo (Natural Gas & Oil) | Power | FALSE | FALSE | 3 |  |  | No Match | No Match | No Match | No Match | Other | No Match |  | No Match |  | 12554000 |  | 2510800 |  | 83 | 80 |  |  | 22 |  | 81 |  |  | Federally-Regulated Commercial & Industrial Equipment | 1998-06-02
Burnham Corp. | Burnham Corp. | V1111H-WN | Water | Natural Gas | Power | FALSE | FALSE | 1 |  |  |  | None | Non-Condensing | Two-Stage Modulating | Cast Iron |  |  |  |  | 2656000 | 2181000 |  |  | 82.6 |  | 82.1 | [6 empty] | Federally-Regulated Commercial & Industrial Equipment | 2014-08-11
New Yorker Boiler Company, Inc. | New Yorker | CG70_I | Water | LPG | Induced Draft | FALSE | FALSE | 1 | TRUE |  |  | Stack Damper | Non-Condensing | Single-Stage | Cast Iron |  |  |  |  | 198000 | 164000 | [9 empty] | 82 | 80 | Federally-Regulated Consumer Product | 2015-09-30
Ajax Boiler, Inc. | Ajax | OSGX750 | Steam | Natural Gas | No Match | FALSE | TRUE | 3 |  |  | No Match | No Match | No Match | No Match | Other | No Match |  | No Match |  | 750000 |  | 750000 |  | 80 | 80 |  |  |  |  | 80 |  |  | Federally-Regulated Commercial & Industrial Equipment | 1996-02-29
Laars Heating Systems Co. | Laars | MGH4000****** | Water | LPG | Power | FALSE | FALSE | 3 |  | FALSE | None | None | Condensing | Step Modulating | Other |  |  |  |  | 4000000 | 3724000 |  |  | 93.1 |  | 95 | [6 empty] | Federally-Regulated Commercial & Industrial Equipment | 2014-05-21
PB Heat, LLC | Peerless | DE-06-SPRK | Water | Natural Gas | Injection Type | FALSE | FALSE | 1 | TRUE |  |  | None | Non-Condensing | Single-Stage | Cast Iron | Single-Speed |  |  |  | 165000 | 136000 | [9 empty] | 82 | 80 | Federally-Regulated Consumer Product | 2015-09-30
Burnham Corp. | Crown Boiler Co. | 32-1805*N | Both Steam & Water | LPG | Induced Draft | FALSE | FALSE | 1 |  |  |  | None | Non-Condensing | Single-Stage | Cast Iron |  |  |  |  | 1805000 | 1444000 |  |  | 80.5 | 80 | 75.4 | [6 empty] | Federally-Regulated Commercial & Industrial Equipment | 2007-12-12
Laars Heating Systems Co. | Laars | HH4000EP******** | Water | LPG | Induced Draft | FALSE | TRUE | 1 |  |  |  | None | Non-Condensing | Step Modulating | Copper |  |  |  |  | 4050000 | 3281000 | 1215000 |  | 82 | 80 | [7 empty] | Federally-Regulated Commercial & Industrial Equipment | 2007-11-01
U.S. Boiler Co. | BURNHAM HYDRONICS | 309A | Water | Natural Gas | Injection Type | FALSE | FALSE | 1 | TRUE |  |  | Stack Damper | Non-Condensing | Single-Stage | Cast Iron | Multiple-Speed |  |  |  | 280000 | 234000 | [9 empty] | 84 | 80 | Federally-Regulated Consumer Product | 2015-09-30
PB Heat, LLC | Hydrotherm | HVX-105 | Water | LPG | Induced Draft | FALSE | FALSE | 1 |  |  | None | None | Non-Condensing | Single-Stage | Cast Iron | Single-Speed |  | Standard |  | 105000 | 87000 | [9 empty] | 82 | 80 | Federally-Regulated Consumer Product | 2011-08-02
Ajax Boiler, Inc. | Ajax | SGOXFD-800 | Steam | Natural Gas | Power | FALSE | FALSE | 3 |  |  | No Match | No Match | No Match | No Match | Other | No Match |  | No Match |  | 800000 |  | 400000 |  | 81 | 80 |  |  |  |  | 80 |  |  | Non Federally-Regulated | 1992-10-27
U.S. Boiler Co. | New Yorker Boiler Co. | CI-HGS-167B | Water | Oil | Power | FALSE | FALSE | 1 |  |  |  | None | Non-Condensing | Single-Stage | Cast Iron |  |  |  |  | 189000 | 167000 | [9 empty] | 87 | 80 | Federally-Regulated Consumer Product | 2014-12-01
Raypak | Raypak | H4-0042*R | Water | Natural Gas | Induced Draft | FALSE | FALSE | 1 |  |  |  | Electro-Mechanical Flue Damper | Non-Condensing | Single-Stage | Copper |  |  |  |  | 42000 | 35000 | [9 empty] | 84 | 80 | Federally-Regulated Consumer Product | 2015-03-30
Parker Boiler Co. | Parker Boiler | G-22R | Steam | Natural Gas | Power | FALSE | FALSE | 3 |  |  | No Match | No Match | No Match | No Match | Other | No Match |  | No Match |  | 946000 |  | 473000 |  | 83 | 80 |  |  | 4 |  | 82 |  |  | Federally-Regulated Commercial & Industrial Equipment | 1996-03-13
Burnham Corp. | Burnham Corp. | 4FHW-360A-O | Water | Oil | Power | FALSE | FALSE | 3 |  |  |  | None | Non-Condensing | Two-Stage Modulating | Other |  |  |  |  | 3013000 | 2517000 |  |  | 88.4 |  | 86.6 | [6 empty] | Federally-Regulated Commercial & Industrial Equipment | 2014-08-11
Laars Heating Systems Co. | Bradford-White Corp. | BMT2H2000 | Water | Natural Gas | Power | FALSE | FALSE | 1 |  |  |  | None | Non-Condensing | Two-Stage Modulating | Copper |  |  |  |  | 1999000 | 1701000 |  |  | 85.1 |  | 85.1 | [6 empty] | Federally-Regulated Commercial & Industrial Equipment | 2014-10-21
Water Pik, Inc. | Laars | EBP175 | Water | Combo (Natural Gas & Oil) | Power | FALSE | FALSE | 1 |  |  | No Match | No Match | No Match | No Match | Copper | No Match |  | No Match |  | 175300 | [10 empty] | 86.1 | 80 | Federally-Regulated Consumer Product | 2001-11-21
Crown Boiler Co. | Crown Boiler Co. | CWD165 | Water | LPG | Induced Draft | FALSE | FALSE | 1 |  | TRUE |  | None | Non-Condensing | Single-Stage | Cast Iron | Single-Speed |  |  |  | 165000 | 142000 | [9 empty] | 85.2 | 80 | Federally-Regulated Consumer Product | 2013-04-19
Laars Heating Systems Co. | Laars | PNCH1750P******* | Water | LPG | Power | FALSE | TRUE | 1 |  |  |  | None | Non-Condensing | Step Modulating | Copper |  |  |  |  | 1750000 | 1487500 | 500000 |  | 85 | 80 | 84 | [6 empty] | Federally-Regulated Commercial & Industrial Equipment | 2007-11-01
Utica Boilers | Pennco, Inc. | 41J-1600 | Both Steam & Water | Natural Gas | Injection Type | FALSE | FALSE | 1 |  |  |  | None | Non-Condensing | Single-Stage | Cast Iron |  |  |  |  | 1600000 | 1288000 |  |  | 80.5 | 80 | 77.5 | [6 empty] | Federally-Regulated Commercial & Industrial Equipment | 2011-05-02
Laars Heating Systems Co. | Triangle Tube | SOLO 175 | Water | LPG | Power | FALSE | FALSE | 1 |  |  |  | None | Condensing | Step Modulating | Other |  |  |  |  | 170000 | 154000 | [9 empty] | 96 | 80 | Federally-Regulated Consumer Product | 2012-07-06
Burnham Corp. | New Yorker Boiler Co. | FR265W | Water | Oil | Power | FALSE | FALSE | 1 |  |  |  | None | Non-Condensing | Single-Stage | Other | Single-Speed |  | Standard |  | 329000 | 265000 |  |  | 84.9 | 83 | 82.2 | [6 empty] | Federally-Regulated Commercial & Industrial Equipment | 2007-12-12
Ajax Boiler, Inc. | Ajax | OSGOXFD3750 | Steam | Natural Gas | Power | FALSE | TRUE | 3 |  |  | No Match | No Match | No Match | No Match | Other | No Match |  | No Match |  | 3750000 |  | 1875000 |  | 81 | 80 |  |  |  |  | 80 |  |  | Non Federally-Regulated | 1992-10-27
Cemline Corp. | Cemline Corp. | VB120EHB150 | Water | Electricity | No Match | FALSE | TRUE | 3 |  |  | No Match | No Match | No Match | No Match | Cast Iron | No Match |  | No Match |  | 512250 |  | 512250 |  | 98.4 | [5 empty] | 98.4 |  |  | Non Federally-Regulated | 1992-06-18
Smith Cast Iron Boilers | Smith Cast Iron Boilers | 650A-*-23 | Both Steam & Water | Oil | Power | FALSE | FALSE | 1 |  |  |  | None | Non-Condensing | Single-Stage | Cast Iron |  |  |  |  | 10780000 | 9650000 |  |  | 85 | 83 | 83.3 | [6 empty] | Federally-Regulated Commercial & Industrial Equipment | 2007-12-12
PB Heat, LLC | Peerless | MI-05-SPRK | Water | LPG | Injection Type | FALSE | FALSE | 1 | TRUE |  |  | Stack Damper | Non-Condensing | Single-Stage | Cast Iron | Single-Speed |  |  |  | 140000 | 115000 | [9 empty] | 82 | 80 | Federally-Regulated Consumer Product | 2015-09-30
PB Heat, LLC | PB Heat, LLC | 63-03L-SPRK-W | Water | Natural Gas | Injection Type | FALSE | FALSE | 1 |  | TRUE | Draft Diverter | Stack Damper | Non-Condensing | Single-Stage | Cast Iron | Single-Speed |  | Standard |  | 88500 | 73000 | [9 empty] | 82.4 | 80 | Federally-Regulated Consumer Product | 2014-08-08
Allied Engineering Co. | Super Hot | AAE1200**** | Water | Natural Gas | No Match | TRUE | TRUE | 3 |  |  | No Match | No Match | No Match | No Match | Copper | No Match |  | No Match |  | 1200000 |  | 420000 |  | 80 | 80 |  |  | 450 |  | 80 |  |  | Federally-Regulated Commercial & Industrial Equipment | 1998-04-21
Lochinvar, LLC. | Lochinvar | SBN1300 | Both Steam & Water | Natural Gas | Power | FALSE | FALSE | 1 |  |  | None | None | Condensing | Step Modulating | Other |  |  |  |  | 1300000 | 1232400 | 130000 | 123240 | 94.8 | 80 | 94.8 | [6 empty] | Federally-Regulated Commercial & Industrial Equipment | 2010-06-07
Ajax Boiler, Inc. | Ajax | WGB-7500-D | Steam | Natural Gas | No Match | FALSE | FALSE | 3 |  |  | No Match | No Match | No Match | No Match | Other | No Match |  | No Match |  | 7500000 |  | 7500000 |  | 80 | 80 |  |  |  |  | 80 |  |  | Federally-Regulated Commercial & Industrial Equipment | 1996-02-29
Smith Cast Iron Boilers | Smith Cast Iron Boilers | GB100-W-8-INT-D | Water | Natural Gas | No Match | FALSE | FALSE | 1 |  |  | No Match | No Match | No Match | No Match | Cast Iron | No Match |  | No Match |  | 175000 | [10 empty] | 83.2 | 80 | Federally-Regulated Consumer Product | 1998-12-21
Ajax Boiler, Inc. | Ajax | XFG525W | Water | Natural Gas | Power | FALSE | TRUE | 3 |  |  | No Match | No Match | No Match | No Match | Other | No Match |  | No Match |  | 525000 |  | 350000 |  | 80 | 80 |  |  |  |  | 80 |  |  | Federally-Regulated Commercial & Industrial Equipment | 1997-01-07
Water Pik, Inc. | Laars | PW0250CP12*B | Both Steam & Water | LPG | No Match | FALSE | TRUE | 1 |  |  | No Match | No Match | No Match | No Match | Copper | No Match |  | No Match |  | 250000 | [10 empty] | 82 | 80 | Federally-Regulated Consumer Product | 2001-11-21
Burnham Corp. | Crown Boiler Co. | 32-1995*N | Both Steam & Water | Natural Gas | Induced Draft | FALSE | FALSE | 1 |  |  |  | None | Non-Condensing | Single-Stage | Cast Iron |  |  |  |  | 1995000 | 1596000 |  |  | 80.5 | 80 | 75.4 | [6 empty] | Federally-Regulated Commercial & Industrial Equipment | 2007-12-12
Water Pik, Inc. | Laars | PW1010IN21*N* | Both Steam & Water | Natural Gas | No Match | FALSE | FALSE | 3 |  |  | No Match | No Match | No Match | No Match | Copper | No Match |  | No Match |  | 1010000 |  | 252500 |  | 82 | 80 |  |  | 5 |  | 82 |  |  | Federally-Regulated Commercial & Industrial Equipment | 2001-11-21
Burnham Corp. | New Yorker Boiler Co. | FR173 | Water | Oil | Power | FALSE | FALSE | 1 |  |  |  | None | Non-Condensing | Single-Stage | Other | Single-Speed | 0.04 | Standard |  | 210000 | 184000 | [9 empty] | 85.9 | 80 | Federally-Regulated Consumer Product | 2007-11-14
DDR Americas, Inc. | De Deitrich | GT 530A-25 | Water | Natural Gas | Power | FALSE | FALSE | 3 |  | FALSE |  | Electro-Mechanical Inlet Dampe | Non-Condensing | Step Modulating | Cast Iron |  |  |  |  | 6201000 | 5283000 |  |  | 85.2 |  | 85.2 | [6 empty] | Federally-Regulated Commercial & Industrial Equipment | 2014-08-11
Water Pik, Inc. | Laars | VW0320MN20****** | Both Steam & Water | Natural Gas | Power | FALSE | TRUE | 3 |  |  | No Match | No Match | No Match | No Match | Copper | No Match |  | No Match |  | 320000 |  | 320000 |  | 83 | 80 |  |  | 5 |  | 83 |  |  | Federally-Regulated Commercial & Industrial Equipment | 2001-11-21
Easco Boiler Corp. | Easco | SM4-175-S015 | Both Steam & Water | Combo (Natural Gas & Oil) | Power | FALSE | FALSE | 3 |  |  | No Match | No Match | No Match | No Match | Other | No Match |  | No Match |  | 7323000 |  | 2441000 |  | 83 | 80 |  |  | 22 |  | 81 |  |  | Federally-Regulated Commercial & Industrial Equipment | 1998-06-02
Raypak | Raypak | H7-1753 * | Water | LPG | Induced Draft | FALSE | FALSE | 1 |  |  |  | None | Non-Condensing | Step Modulating | Copper |  |  |  |  | 1750000 | 1509000 |  |  |  |  | 86.2 | [6 empty] | Federally-Regulated Commercial & Industrial Equipment | 2015-04-16
Water Pik, Inc. | Laars | HH1430IP09C1A | Water | LPG | No Match | FALSE | FALSE | 3 |  |  | No Match | No Match | No Match | No Match | Copper | No Match |  | No Match |  | 1430000 |  | 1430000 |  | 81 | 80 |  |  | 5 |  | 81 |  |  | Federally-Regulated Commercial & Industrial Equipment | 2001-05-30
Burnham Corp. | Burnham Corp. | V1104 | Both Steam & Water | Oil | Power | FALSE | FALSE | 1 |  |  |  | None | Non-Condensing | Single-Stage | Cast Iron |  |  |  |  | 812000 | 667000 |  |  | 83.3 | 83 | 82.2 | [6 empty] | Federally-Regulated Commercial & Industrial Equipment | 2012-03-02
Lochinvar, LLC. | Lochinvar Corp. | FBL2500 | Water | LPG | Power | FALSE | FALSE | 1 |  |  |  | None | Condensing | Step Modulating | Other |  |  |  |  | 2500000 | 2300000 |  |  | 92 | [8 empty] | Federally-Regulated Commercial & Industrial Equipment | 2015-04-20
PB Heat, LLC | PB Heat, LLC | 211A-05 | Steam | LPG | Injection Type | FALSE | FALSE | 1 |  | TRUE |  | None | Non-Condensing | Single-Stage | Cast Iron |  |  |  |  | 820000 | 635000 |  |  |  |  | 77.4 | [6 empty] | Federally-Regulated Commercial & Industrial Equipment | 2015-06-01
New York Thermal, Inc. | New York Thermal, Inc. | LX300 | Water | LPG | Power | FALSE | FALSE | 1 |  | TRUE |  | None | Condensing | Step Modulating | Other |  |  |  |  | 275000 | 251000 | [9 empty] | 93.7 | 80 | Federally-Regulated Consumer Product | 2013-06-17
PB Heat, LLC | Peerless | MIHII-05-SPRK | Water | Natural Gas | Injection Type | FALSE | FALSE | 1 | TRUE |  |  | Stack Damper | Non-Condensing | Single-Stage | Cast Iron | Single-Speed |  |  |  | 130000 | 110000 | [9 empty] | 84 | 80 | Federally-Regulated Consumer Product | 2015-09-30
U.S. Boiler Co. | U.S. Boiler Co. | 202X*I | Water | Natural Gas | Induced Draft | FALSE | FALSE | 1 |  | TRUE |  | Stack Damper | Non-Condensing | Single-Stage | Cast Iron | Single-Speed |  |  |  | 50000 | 42000 | [9 empty] | 83.2 | 80 | Federally-Regulated Consumer Product | 2014-01-14
Laars Heating Systems Co. | Laars | HH1430IP******** | Water | LPG | Induced Draft | FALSE | FALSE | 1 |  |  |  | None | Non-Condensing | Step Modulating | Copper |  |  |  |  | 1430000 | 1158300 | 357500 |  | 81 | 80 | 78.6 | [6 empty] | Federally-Regulated Commercial & Industrial Equipment | 2007-11-01
Utica Boilers | Utica Boilers | JD-1900 | Both Steam & Water | Natural Gas | Injection Type | FALSE | FALSE | 1 |  |  |  | None | Non-Condensing | Single-Stage | Cast Iron |  |  |  |  | 1900000 | 1530000 |  |  | 80.5 | 80 | 77.5 | [6 empty] | Federally-Regulated Commercial & Industrial Equipment | 2011-05-02
Weil-McLain | Weil-McLain | 888 | Steam | Oil | Power | FALSE | FALSE | 3 |  |  | No Match | No Match | No Match | No Match | Cast Iron | No Match |  | No Match |  | 2324000 |  | 2324000 |  | 83.7 | 83 |  |  | 147 |  | 83.7 |  |  | Federally-Regulated Commercial & Industrial Equipment | 1996-02-29
PB Heat, LLC | PB Heat, LLC | MI-04-SPRK | Water | Natural Gas | Injection Type | FALSE | FALSE | 1 |  | TRUE |  | Stack Damper | Non-Condensing | Single-Stage | Cast Iron | Single-Speed |  |  |  | 105000 | 86000 | [9 empty] | 82.1 | 80 | Federally-Regulated Consumer Product | 2013-04-19
Water Pik, Inc. | Laars | VW4500IN18C* | Both Steam & Water | Natural Gas | No Match | FALSE | FALSE | 3 |  |  | No Match | No Match | No Match | No Match | Copper | No Match |  | No Match |  | 4500000 |  | 4500000 |  | 82 | 80 |  |  | 5 |  | 82 |  |  | Federally-Regulated Commercial & Industrial Equipment | 2001-11-21
Ajax Boiler, Inc. | Ajax | WGOXFD-2500 | Steam | Natural Gas | Power | FALSE | FALSE | 3 |  |  | No Match | No Match | No Match | No Match | Other | No Match |  | No Match |  | 2500000 |  | 1250000 |  | 82 | 80 |  |  |  |  | 80 |  |  | Non Federally-Regulated | 1992-10-27
Utica Boilers | Dunkirk | D248-1900 | Both Steam & Water | Natural Gas | Injection Type | FALSE | FALSE | 1 |  |  |  | None | Non-Condensing | Single-Stage | Cast Iron |  |  |  |  | 1900000 | 1530000 |  |  | 80.5 | 80 | 77.5 | [6 empty] | Federally-Regulated Commercial & Industrial Equipment | 2011-05-02
Ajax Boiler, Inc. | Ajax | XFG11500W | Water | Natural Gas | Power | FALSE | TRUE | 3 |  |  | No Match | No Match | No Match | No Match | Other | No Match |  | No Match |  | 11500000 |  | 4600000 |  | 80 | 80 |  |  |  |  | 80 |  |  | Federally-Regulated Commercial & Industrial Equipment | 1997-01-07
Ajax Boiler, Inc. | Ajax | WEC7000W | Water | Combo (Natural Gas & Oil) | Power | FALSE | TRUE | 3 |  |  | No Match | No Match | No Match | No Match | Other | No Match |  | No Match |  | 6650000 |  | 2800000 |  | 85 | 80 |  |  |  |  | 80 |  |  | Federally-Regulated Commercial & Industrial Equipment | 1997-01-07
Raypak | Raypak | H10182 | Water | Natural Gas | No Match | FALSE | FALSE | 1 |  |  | No Match | No Match | No Match | No Match | Other | No Match |  | No Match |  | 181000 | [10 empty] | 82.6 | 80 | Federally-Regulated Consumer Product | 2001-11-01
Ajax Boiler, Inc. | Ajax | DRPG12 | Water | Natural Gas | Power | FALSE | TRUE | 1 |  |  | Draft Hood | Stack Damper | Non-Condensing | Two-Stage Modulating | Other | None |  | No Match |  | 500000 | 400000 | 400000 | 320000 | 80 | 80 | 79.2 | [6 empty] | Federally-Regulated Commercial & Industrial Equipment | 2007-08-15
Raypak | Raypak | H3652B-CHX | Water | LPG | Induced Draft | FALSE | FALSE | 1 |  |  | None | None | Condensing | Single-Stage | Copper |  |  |  |  | 650000 | 637000 |  |  | 98 | 80 | 98 | [6 empty] | Federally-Regulated Commercial & Industrial Equipment | 2007-12-12
Water Pik, Inc. | Laars | PNCH1750N******* | Water | Natural Gas | Induced Draft | FALSE | TRUE | 3 |  |  | None | None | Non-Condensing | Step Modulating | Copper | Single-Speed | 1 | Standard |  | 1750000 | 1470000 | 500000 |  | 85.1 | 80 | 85.1 | [6 empty] | Federally-Regulated Commercial & Industrial Equipment | 2004-11-05
ECR International, Ltd. | ECR International, Ltd. | OLSSC-200 | Water | Natural Gas | Pressure | FALSE | FALSE | 1 |  | TRUE |  | None | Condensing | Step Modulating | Other | Single-Speed |  |  |  | 200000 | 185000 | [9 empty] | 95 | 80 | Federally-Regulated Consumer Product | 2014-08-08
Raypak | Raypak | H-1178A | Water | Natural Gas | Injection Type | FALSE | FALSE | 1 |  |  | None | None | Non-Condensing | Single-Stage | Copper |  |  |  |  | 1178000 | 966000 |  |  | 82 | 80 | 82 | [6 empty] | Federally-Regulated Commercial & Industrial Equipment | 2007-12-12
Utica Boilers | Columbia Boiler / Pottstown | CSC-3 | Water | LPG | Power | FALSE | FALSE | 1 |  |  |  | None | Non-Condensing | Single-Stage | Cast Iron |  |  |  |  | 50000 | 44000 | [9 empty] | 87 | 80 | Federally-Regulated Consumer Product | 2010-03-16
RBI Water Heaters | RBI Water Heaters | DB600 | Water | Natural Gas | Power | FALSE | FALSE | 1 |  |  |  | None | Non-Condensing | Step Modulating | Copper |  |  |  |  | 600000 | 490000 |  |  | 85 | 80 | 81.7 | [6 empty] | Federally-Regulated Commercial & Industrial Equipment | 2011-02-17
Ajax Boiler, Inc. | Ajax | WG-WGB-1750-D | Steam | Natural Gas | No Match | FALSE | FALSE | 3 |  |  | No Match | No Match | No Match | No Match | Other | No Match |  | No Match |  | 1750000 |  | 1750000 |  | 80 | 80 |  |  |  |  | 80 |  |  | Federally-Regulated Commercial & Industrial Equipment | 1996-02-29
Viessmann Manufacturing | Viessmann Manufacturing | VD2A-270G | Water | Natural Gas | Power | FALSE | FALSE | 3 |  |  |  | None | Non-Condensing | Two-Stage Modulating | Cast Iron |  |  |  |  | 1096000 | 928000 |  |  | 84.8 |  | 84.7 | [6 empty] | Federally-Regulated Commercial & Industrial Equipment | 2014-09-05
PB Heat, LLC | PB Heat, LLC | 63-04-SPRK-S | Steam | Natural Gas | Injection Type | FALSE | FALSE | 1 |  | TRUE | Draft Diverter | Stack Damper | Non-Condensing | Single-Stage | Cast Iron |  |  |  |  | 177000 | 147000 | [9 empty] | 82.4 | 75 | Federally-Regulated Consumer Product | 2013-04-19
Ajax Boiler, Inc. | Ajax | HRLG70 | Steam | Natural Gas | Power | FALSE | TRUE | 1 |  |  | Draft Hood | Stack Damper | Non-Condensing | Two-Stage Modulating | Other | None |  | No Match |  | 3000000 | 2400000 | 2400000 | 1920000 | 80 | 80 | 79.2 | [6 empty] | Federally-Regulated Commercial & Industrial Equipment | 2007-08-15
Ajax Boiler, Inc. | Ajax | SGX-SGXB-5000-D | Steam | Natural Gas | No Match | FALSE | FALSE | 3 |  |  | No Match | No Match | No Match | No Match | Other | No Match |  | No Match |  | 5000000 |  | 5000000 |  | 80 | 80 |  |  |  |  | 80 |  |  | Federally-Regulated Commercial & Industrial Equipment | 1996-02-29
Camus Hydronics | Camus Hydronics | DFNW-2502-MS | Water | Natural Gas | Power | FALSE | FALSE | 1 |  |  |  | None | Condensing | Step Modulating | Other |  |  |  |  | 2500000 | 2360000 |  |  | 94.4 |  | 94.4 | [6 empty] | Federally-Regulated Commercial & Industrial Equipment | 2014-08-11
Raypak | Raypak | H4-HD251* | Water | Natural Gas | Induced Draft | FALSE | TRUE | 1 |  |  | None | None | Non-Condensing | Single-Stage | Copper | Single-Speed |  | Standard |  | 250000 | 210000 | [9 empty] | 85 | 80 | Federally-Regulated Consumer Product | 2010-01-11
Water Pik, Inc. | Laars | PH0715IP04*1A | Water | LPG | No Match | FALSE | FALSE | 3 |  |  | No Match | No Match | No Match | No Match | Copper | No Match |  | No Match |  | 715000 |  | 178750 |  | 81 | 80 |  |  | 5 |  | 81 |  |  | Federally-Regulated Commercial & Industrial Equipment | 2001-05-30
Thermal Solutions | Evolution | EVH-1000 | Water | Natural Gas | Power | FALSE | FALSE | 3 |  |  | No Match | No Match | No Match | No Match | Copper | No Match |  | No Match |  | 1000000 |  | 1000000 |  | 88 | 80 |  |  | 60 |  | 88 |  |  | Federally-Regulated Commercial & Industrial Equipment | 1998-06-01
Weil-McLain | Weil-McLain | 1894 | Steam | Oil | Power | FALSE | FALSE | 3 |  |  | No Match | No Match | No Match | No Match | Cast Iron | No Match |  | No Match |  | 5950000 |  | 5950000 |  | 84 | 83 |  |  | 147 |  | 84 |  |  | Federally-Regulated Commercial & Industrial Equipment | 1996-02-29
Water Pik, Inc. | Laars | PW1670IN04*1A | Both Steam & Water | Natural Gas | No Match | FALSE | FALSE | 3 |  |  | No Match | No Match | No Match | No Match | Copper | No Match |  | No Match |  | 1670000 |  | 417500 |  | 81 | 80 |  |  | 5 |  | 81 |  |  | Federally-Regulated Commercial & Industrial Equipment | 2001-11-21
U.S. Boiler Co. | U.S. Boiler Co. | K2-120 | Water | LPG | Power | FALSE | FALSE | 1 |  |  |  | None | Condensing | Step Modulating | Other | Single-Speed |  |  |  | 120000 | 111000 | [9 empty] | 93 | 80 | Federally-Regulated Consumer Product | 2014-08-08
Allied Engineering Co. | Super Hot | AAE2640**** | Water | Natural Gas | No Match | TRUE | TRUE | 3 |  |  | No Match | No Match | No Match | No Match | Copper | No Match |  | No Match |  | 2640000 |  | 924000 |  | 80 | 80 |  |  | 675 |  | 80 |  |  | Federally-Regulated Commercial & Industrial Equipment | 1998-04-21
Smith Cast Iron Boilers | Embassy Industries | OX-160C | Water | LPG | Power | FALSE | FALSE | 1 |  | TRUE |  | None | Condensing | Step Modulating | Other | Multiple-Speed |  |  |  | 160000 | 142000 | [9 empty] | 91.1 | 80 | Federally-Regulated Consumer Product | 2013-11-14
Slant / Fin Corp. | Slant / Fin Corp. | SE-245EDP | Water | LPG | Injection Type | FALSE | FALSE | 1 |  |  |  | Stack Damper | Non-Condensing | Single-Stage | Cast Iron |  |  |  |  | 245000 | 202000 | [9 empty] | 82.3 | 80 | Federally-Regulated Consumer Product | 2007-11-14
Laars Heating Systems Co. | Bradford-White Corp. | BWCH0400 | Water | Natural Gas | Power | FALSE | FALSE | 1 |  |  |  | None | Non-Condensing | Two-Stage Modulating | Copper |  |  |  |  | 399000 | 340000 |  |  |  |  | 85.3 | [6 empty] | Federally-Regulated Commercial & Industrial Equipment | 2015-06-01
Water Pik, Inc. | Laars | VW1430IP04*BA | Both Steam & Water | LPG | No Match | FALSE | FALSE | 3 |  |  | No Match | No Match | No Match | No Match | Copper | No Match |  | No Match |  | 1430000 |  | 357500 |  | 82 | 80 |  |  | 5 |  | 82 |  |  | Federally-Regulated Commercial & Industrial Equipment | 2001-11-21
Burnham Corp. | Burnham Corp. | V1112H-SN | Steam | Natural Gas | Power | FALSE | FALSE | 1 |  | FALSE |  | None | Non-Condensing | Two-Stage Modulating | Cast Iron |  |  |  |  | 2887000 | 2370000 |  |  | 82.2 |  | 82.1 | [6 empty] | Federally-Regulated Commercial & Industrial Equipment | 2014-08-11
Ajax Boiler, Inc. | Ajax | XNG6000W | Water | Natural Gas | No Match | FALSE | TRUE | 3 |  |  | No Match | No Match | No Match | No Match | Other | No Match |  | No Match |  | 6000000 |  | 3000000 |  | 80 | 80 |  |  |  |  | 80 |  |  | Federally-Regulated Commercial & Industrial Equipment | 1997-01-07
New Yorker Boiler Co. | New Yorker | PVCG50(N/P)I- | Water | Combo (Natural Gas & Oil) | Power | FALSE | FALSE | 1 |  |  | No Match | No Match | No Match | No Match | Cast Iron | No Match |  | No Match |  | 130000 | [10 empty] | 82 | 80 | Federally-Regulated Consumer Product | 2003-05-23
Water Pik, Inc. | Laars | VW0600IN09*1A | Both Steam & Water | Natural Gas | No Match | FALSE | FALSE | 3 |  |  | No Match | No Match | No Match | No Match | Copper | No Match |  | No Match |  | 600000 |  | 150000 |  | 81 | 80 |  |  | 5 |  | 81 |  |  | Federally-Regulated Commercial & Industrial Equipment | 2001-11-21
Camus Hydronics | Camus Hydronics | DFPH-4504-MH | Water | LPG | Power | FALSE | FALSE | 1 |  |  |  | None | Non-Condensing | Step Modulating | Copper |  |  |  |  | 4500000 | 3825000 |  |  | 85 |  | 85 | [6 empty] | Federally-Regulated Commercial & Industrial Equipment | 2014-08-11
Burnham Corp. | Burnham Corp. | 4FHW-78A-O | Water | Oil | Power | FALSE | FALSE | 1 |  |  |  | None | Non-Condensing | Single-Stage | Other |  |  |  |  | 653000 | 533000 |  |  | 87.7 |  | 84.7 | [6 empty] | Federally-Regulated Commercial & Industrial Equipment | 2014-08-11
Raypak | Raypak | W7-0500* | Water | LPG | Induced Draft | FALSE | FALSE | 1 |  |  | None | None | Condensing | Step Modulating | Other |  |  |  |  | 500000 | 470000 | 100000 |  | 94.5 | 80 | 94 |  | 12 |  |  |  |  | Federally-Regulated Commercial & Industrial Equipment | 2010-10-29
Water Pik, Inc. | Laars | HH0500IN04*1A | Water | Natural Gas | No Match | FALSE | FALSE | 3 |  |  | No Match | No Match | No Match | No Match | Copper | No Match |  | No Match |  | 500000 |  | 125000 |  | 81 | 80 |  |  | 5 |  | 81 |  |  | Federally-Regulated Commercial & Industrial Equipment | 2001-05-16
Water Pik, Inc. | Laars | HH1670IN09*BA | Water | Natural Gas | No Match | FALSE | FALSE | 3 |  |  | No Match | No Match | No Match | No Match | Copper | No Match |  | No Match |  | 1670000 |  | 417500 |  | 82 | 80 |  |  | 5 |  | 82 |  |  | Federally-Regulated Commercial & Industrial Equipment | 2001-05-30
Universal Boiler Works | Universal Boiler Works | BF400W4 | Water | Combo (Natural Gas & Oil) | Power | FALSE | FALSE | 3 |  |  | No Match | No Match | No Match | No Match | Other | No Match |  | No Match |  | 16800000 |  | 4200000 |  | 86 | 80 |  |  | 10 |  | 84 |  |  | Federally-Regulated Commercial & Industrial Equipment | 2001-12-13
Raypak | Raypak | H7-1005 * | Water | Natural Gas | Induced Draft | FALSE | FALSE | 1 |  |  |  | None | Condensing | Step Modulating | Copper |  |  |  |  | 999000 | 959000 |  |  |  |  | 96 | [6 empty] | Federally-Regulated Commercial & Industrial Equipment | 2015-04-16
Burnham Corp. | Crown Boiler Co. | TWZ120 | Water | Oil | Power | FALSE | FALSE | 1 |  |  |  | None | Non-Condensing | Single-Stage | Cast Iron | Single-Speed | 0.04 | Standard |  | 168000 | 147000 | [9 empty] | 86 | 80 | Federally-Regulated Consumer Product | 2007-11-14
Water Pik, Inc. | Laars | PH0715EN09*BA | Water | Natural Gas | No Match | FALSE | TRUE | 3 |  |  | No Match | No Match | No Match | No Match | Copper | No Match |  | No Match |  | 715000 |  | 178750 |  | 82 | 80 |  |  | 5 |  | 82 |  |  | Federally-Regulated Commercial & Industrial Equipment | 2001-05-16
DDR Americas, Inc. | De Deitrich | GT 337A | Water | Natural Gas | Power | FALSE | FALSE | 1 |  | FALSE |  | Electro-Mechanical Inlet Dampe | Non-Condensing | Step Modulating | Cast Iron |  |  |  |  | 1024000 | 870000 |  |  | 85.2 |  | 85.2 | [6 empty] | Federally-Regulated Commercial & Industrial Equipment | 2014-08-11
Ajax Boiler, Inc. | Ajax | WRF95000 | Water | Natural Gas | Power | FALSE | TRUE | 1 |  |  | Draft Hood | Stack Damper | Non-Condensing | Two-Stage Modulating | Other | None |  | No Match |  | 9500000 | 8075000 | 8075000 | 6863750 | 85 | 80 | 84.2 | [6 empty] | Federally-Regulated Commercial & Industrial Equipment | 2007-08-15
Smith Cast Iron Boilers | Peerless | TCII-08-S-G | Steam | Natural Gas | Power | FALSE | FALSE | 1 |  | FALSE |  | None | Non-Condensing | Single-Stage | Cast Iron |  |  |  |  | 2403000 | 1984000 |  |  |  |  | 82.6 | 79 | [5 empty] | Federally-Regulated Commercial & Industrial Equipment | 2015-09-30
Water Pik, Inc. | Laars | HH2000IP18C* | Water | LPG | No Match | FALSE | FALSE | 3 |  |  | No Match | No Match | No Match | No Match | Copper | No Match |  | No Match |  | 1999900 |  | 1999900 |  | 82 | 80 |  |  | 5 |  | 82 |  |  | Federally-Regulated Commercial & Industrial Equipment | 2001-05-30
Cleaver-Brooks | Cleaver-Brooks | P-700-25-***** | Steam | Natural Gas | Power | FALSE | FALSE | 3 |  |  | No Match | No Match | No Match | No Match | Other | No Match |  | No Match |  | 1046250 |  | 1046250 |  | 80 | 80 |  |  | 25 |  | 80 |  |  | Federally-Regulated Commercial & Industrial Equipment | 1996-03-06
Dunkirk | Carrier | BW3AAN000112ABAA | Water | Natural Gas | Power | FALSE | FALSE | 1 |  |  | No Match | No Match | No Match | No Match | Cast Iron | No Match |  | No Match |  | 112500 | [10 empty] | 83 | 80 | Federally-Regulated Consumer Product | 2000-06-07
Smith Cast Iron Boilers | Smith Cast Iron Boilers | 350A-*-10 | Both Steam & Water | Natural Gas | Power | FALSE | FALSE | 1 |  |  |  | None | Non-Condensing | Single-Stage | Cast Iron |  |  |  |  | 2469000 | 1939000 |  |  | 81 | 80 | 78.6 | [6 empty] | Federally-Regulated Commercial & Industrial Equipment | 2007-12-12
Laars Heating Systems Co. | Bradford-White Corp. | BLXHW175(N,P)**** | Water | LPG | Power | FALSE | FALSE | 1 |  |  |  | None | Condensing | Step Modulating | Other | Single-Speed |  |  |  | 175000 | 166000 | [9 empty] | 95 | 80 | Federally-Regulated Consumer Product | 2014-10-23
Raypak | Raypak | H7-300*(N,P)* | Water | Natural Gas | Induced Draft | FALSE | TRUE | 1 |  |  | None | None | Condensing | Step Modulating | Copper |  |  |  |  | 300000 | 282000 | 60000 |  | 94.5 | 80 | 94 |  | 12 |  |  |  |  | Federally-Regulated Commercial & Industrial Equipment | 2009-06-22
Raypak | Raypak | H(1,2,5)-0624* | Water | Natural Gas | Injection Type | FALSE | FALSE | 1 |  |  |  | None | Non-Condensing | Step Modulating | Copper |  |  |  |  | 627000 | 514000 |  |  |  |  | 82 | [6 empty] | Federally-Regulated Commercial & Industrial Equipment | 2015-04-16
Ajax Boiler, Inc. | Ajax | WNG300W | Water | Natural Gas | No Match | FALSE | TRUE | 3 |  |  | No Match | No Match | No Match | No Match | Other | No Match |  | No Match |  | 300000 |  | 150000 |  | 80 | 80 |  |  |  |  | 80 |  |  | Federally-Regulated Commercial & Industrial Equipment | 1997-01-07
Burnham Corp. | Burnham Corp. | V1115H-SO | Steam | Oil | Power | FALSE | FALSE | 1 |  | FALSE |  | None | Non-Condensing | Two-Stage Modulating | Cast Iron |  |  |  |  | 3542000 | 3004000 |  |  | 85.3 |  | 84.8 | [6 empty] | Federally-Regulated Commercial & Industrial Equipment | 2014-08-11
Crown Boiler Co. | Crown Boiler Co. | BWC151 | Water | Natural Gas | Induced Draft | FALSE | FALSE | 1 |  | TRUE | None | None | Condensing | Step Modulating | Other | Single-Speed | 0.13 | Standard |  | 150000 | 135000 | 50000 | 47000 | [7 empty] | 90.5 | 80 | Federally-Regulated Consumer Product | 2013-04-19
Ajax Boiler, Inc. | Ajax | DRPG150 | Water | Natural Gas | Power | FALSE | TRUE | 1 |  |  | Draft Hood | Stack Damper | Non-Condensing | Two-Stage Modulating | Other | None |  | No Match |  | 6000000 | 4800000 | 4800000 | 3840000 | 80 | 80 | 79.2 | [6 empty] | Federally-Regulated Commercial & Industrial Equipment | 2007-08-15
Water Pik, Inc. | Laars | PH0400MP20***** | Water | LPG | Power | FALSE | FALSE | 3 |  |  | No Match | No Match | No Match | No Match | Copper | No Match |  | No Match |  | 399000 |  | 320000 |  | 85 | 80 |  |  | 5 |  | 83 |  |  | Federally-Regulated Commercial & Industrial Equipment | 2001-11-21
Ajax Boiler, Inc. | Ajax | XFG300W | Water | Natural Gas | Power | FALSE | TRUE | 3 |  |  | No Match | No Match | No Match | No Match | Other | No Match |  | No Match |  | 300000 |  | 300000 |  | 80 | 80 |  |  |  |  | 80 |  |  | Federally-Regulated Commercial & Industrial Equipment | 1997-01-07
Fulton Boiler Works | Fulton | PHP-700-****** | Steam | Natural Gas | Power | FALSE | FALSE | 3 |  |  | No Match | No Match | No Match | No Match | Other | No Match |  | No Match |  | 700000 |  | 700000 |  | 80 | 80 |  |  | 100 |  | 80 |  |  | Federally-Regulated Commercial & Industrial Equipment | 1996-02-29
Smith Cast Iron Boilers | Peerless | CC-07-S-O | Steam | Oil | Power | FALSE | FALSE | 1 |  | FALSE |  | None | Non-Condensing | Single-Stage | Cast Iron |  |  |  |  | 1106000 | 924000 |  |  |  |  | 83.5 | 81 | [5 empty] | Federally-Regulated Commercial & Industrial Equipment | 2015-09-30
Burnham Corp. | Burnham Corp. | V1114-SO | Steam | Oil | Power | FALSE | FALSE | 3 |  |  |  | Stack Damper | Non-Condensing | Two-Stage Modulating | Cast Iron |  |  |  |  | 3290000 | 2713000 |  |  | 82.5 | 83 | 83 | [6 empty] | Federally-Regulated Commercial & Industrial Equipment | 2012-06-11
Parker Boiler Co. | Parker Boiler Co. | TC1450 | Water | Natural Gas | Power | FALSE | FALSE | 1 |  |  | None | None | Condensing | Step Modulating | Other |  |  |  |  | 5443000 | 5026000 | 1136000 | 1113280 | 92.2 | 80 | 92.1 | [6 empty] | Federally-Regulated Commercial & Industrial Equipment | 2012-03-19
Laars Heating Systems Co. | Laars | PH1010IP******** | Water | LPG | Induced Draft | FALSE | FALSE | 1 |  |  |  | None | Non-Condensing | Step Modulating | Copper | Single-Speed |  | Standard |  | 1010000 | 818100 | 252500 |  | 81 | 80 | 78.6 | [6 empty] | Federally-Regulated Commercial & Industrial Equipment | 2007-11-01
HTP, Inc. | HTP, Inc. | EL-110 | Water | Natural Gas | Power | FALSE | FALSE | 1 |  |  |  | None | Condensing | Step Modulating | Other |  |  |  |  | 110000 | 102000 | [9 empty] | 95.7 | 80 | Federally-Regulated Consumer Product | 2014-10-23
Raypak | Raypak | H3-HD401* | Water | LPG | Induced Draft | FALSE | FALSE | 1 |  |  | None | None | Non-Condensing | Two-Stage Modulating | Copper | Single-Speed |  | Standard |  | 399000 | 335160 | 239400 |  | 84.5 | 80 | 84 |  | 12 |  |  |  |  | Federally-Regulated Commercial & Industrial Equipment | 2010-01-11
Smith Cast Iron Boilers | Smith Cast Iron Boilers | 6500-*-20 | Both Steam & Water | Oil | Power | FALSE | FALSE | 1 |  |  |  | None | Non-Condensing | Single-Stage | Cast Iron |  |  |  |  | 12880000 | 10585000 |  |  | 83.8 | 83 | 82.2 | [6 empty] | Federally-Regulated Commercial & Industrial Equipment | 2007-12-12
PB Heat, LLC | Peerless | MI-07-SPRK | Water | Natural Gas | Injection Type | FALSE | FALSE | 1 | TRUE |  |  | Stack Damper | Non-Condensing | Single-Stage | Cast Iron | Single-Speed |  |  |  | 195000 | 160000 | [9 empty] | 82 | 80 | Federally-Regulated Consumer Product | 2015-09-30
PVI Industries | PVI | 396 EWB 200A-E | Water | Electricity | No Match | TRUE | FALSE | 3 |  |  | No Match | No Match | No Match | No Match | Other | No Match |  | No Match |  | 1352000 |  | 1352000 |  | 99.9 | [5 empty] | 99.9 |  |  | Non Federally-Regulated | 1992-09-28
Bryan Steam Corp. | Bryan | TF250 | Water | Natural Gas | Power | FALSE | FALSE | 1 |  |  |  | None | Condensing | Step Modulating | Other |  |  |  |  | 2500000 | 2250000 |  |  | 91.2 | 80 | 92.8 | [6 empty] | Federally-Regulated Commercial & Industrial Equipment | 2011-02-17
Peerless Heater Co. | Peerless | 211A-32I | Steam | Natural Gas | No Match | FALSE | FALSE | 3 |  |  | No Match | No Match | No Match | No Match | Cast Iron | No Match |  | No Match |  | 6510000 |  | 6510000 |  | 80 | 75 |  |  | 12 | 147 | 80 |  |  | Non Federally-Regulated | 1990-06-25
Water Pik, Inc. | Laars | PW1200EN09CBA | Both Steam & Water | Natural Gas | No Match | FALSE | TRUE | 3 |  |  | No Match | No Match | No Match | No Match | Copper | No Match |  | No Match |  | 1200000 |  | 1200000 |  | 82 | 80 |  |  | 5 |  | 82 |  |  | Federally-Regulated Commercial & Industrial Equipment | 2001-11-21
Easco Boiler Corp. | Easco | FST-700-W030 | Both Steam & Water | Combo (Natural Gas & Oil) | Power | FALSE | FALSE | 3 |  |  | No Match | No Match | No Match | No Match | Other | No Match |  | No Match |  | 29291000 |  | 5858200 |  | 84 | 80 |  |  | 22 |  | 81 |  |  | Federally-Regulated Commercial & Industrial Equipment | 1998-06-02
New York Thermal, Inc. | New York Thermal, Inc. | TX51 | Water | Natural Gas | Power | FALSE | FALSE | 1 |  | TRUE |  | None | Condensing | Step Modulating | Other |  |  |  |  | 57000 | 52000 | [9 empty] | 94 | 80 | Federally-Regulated Consumer Product | 2014-10-23
Lochinvar, LLC. | Lochinvar Corp. | CBN495 | Water | Natural Gas | Power | FALSE | FALSE | 1 |  | FALSE | None | None | Non-Condensing | Two-Stage Modulating | Copper |  |  |  |  | 495000 | 401000 | 250000 | 203000 | 82 |  | 81 | [6 empty] | Federally-Regulated Commercial & Industrial Equipment | 2014-08-11
Ajax Boiler, Inc. | Ajax | WEG2000W | Water | Natural Gas | Power | FALSE | TRUE | 3 |  |  | No Match | No Match | No Match | No Match | Other | No Match |  | No Match |  | 1900000 |  | 800000 |  | 85 | 80 |  |  |  |  | 80 |  |  | Federally-Regulated Commercial & Industrial Equipment | 1997-01-07
Laars Heating Systems Co. | Laars | HHO600EP******** | Water | LPG | Induced Draft | FALSE | TRUE | 1 |  |  |  | None | Non-Condensing | Step Modulating | Copper |  |  |  |  | 600000 | 492000 | 150000 |  | 82 | 80 | 79.6 | [6 empty] | Federally-Regulated Commercial & Industrial Equipment | 2007-11-01
Slant / Fin Corp. | Slant / Fin Corp. | LX-85 | Water | Natural Gas | Injection Type | FALSE | FALSE | 1 |  |  |  | None | Condensing | Step Modulating | Other |  |  |  |  | 85000 | 76000 | [9 empty] | 94 | 80 | Federally-Regulated Consumer Product | 2008-04-14
Bryan Steam Corp. | Bryan | CL-120-S-***-G | Steam | Natural Gas | No Match | TRUE | FALSE | 3 |  |  | No Match | No Match | No Match | No Match | Other | No Match |  | No Match |  | 1200000 |  | 1200000 |  | 80 | 80 |  |  |  |  | 80 |  |  | Federally-Regulated Commercial & Industrial Equipment | 1996-02-29
Lochinvar, LLC. | Lochinvar Corp. | CBN215M9 | Water | LPG | Injection Type | FALSE | FALSE | 1 |  |  |  | Stack Damper | Non-Condensing | Single-Stage | Copper |  |  |  |  | 215000 | 178000 | [9 empty] | 82 | 80 | Federally-Regulated Consumer Product | 2007-11-14
Water Pik, Inc. | Laars | HH1430IN09*BA | Water | Natural Gas | No Match | FALSE | FALSE | 3 |  |  | No Match | No Match | No Match | No Match | Copper | No Match |  | No Match |  | 1430000 |  | 357500 |  | 82 | 80 |  |  | 5 |  | 82 |  |  | Federally-Regulated Commercial & Industrial Equipment | 2001-05-30
Camus Hydronics | Camus Hydronics | DFNW-1500-MS | Water | Natural Gas | Power | FALSE | FALSE | 1 |  |  |  | None | Non-Condensing | Step Modulating | Other |  |  |  |  | 1500000 | 1275000 |  |  | 85 |  | 85 | [6 empty] | Federally-Regulated Commercial & Industrial Equipment | 2014-08-11
Lochinvar, LLC. | Lochinvar Corp. | PBL0752 | Water | LPG | Power | FALSE | FALSE | 1 |  |  |  | None | Non-Condensing | Step Modulating | Copper |  |  |  |  | 750000 | 637000 |  |  |  |  | 85 | [6 empty] | Federally-Regulated Commercial & Industrial Equipment | 2015-04-20
Burnham Corp. | Burnham Corp. | RSAE85 | Water | Oil | Power | FALSE | FALSE | 1 |  |  |  | None | Non-Condensing | Single-Stage | Other | Single-Speed | 0.04 | Standard |  | 70000 | 60000 | [9 empty] | 86 | 80 | Federally-Regulated Consumer Product | 2007-11-14
Ajax Boiler, Inc. | Ajax | WEG8500W | Water | Natural Gas | Power | FALSE | TRUE | 3 |  |  | No Match | No Match | No Match | No Match | Other | No Match |  | No Match |  | 8080000 |  | 3400000 |  | 85 | 80 |  |  |  |  | 80 |  |  | Federally-Regulated Commercial & Industrial Equipment | 1997-01-07
Dunkirk | Sears | K90-100 | Water | Combo (Natural Gas & Oil) | No Match | FALSE | FALSE | 1 |  |  | No Match | No Match | No Match | No Match | Other | No Match |  | No Match |  | 100000 | [10 empty] | 90 | 80 | Federally-Regulated Consumer Product | 2002-06-04
Laars Heating Systems Co. | Laars Heating Systems Co. | RHCH2000 | Water | Natural Gas | Power | FALSE | TRUE | 1 |  |  |  | None | Non-Condensing | Single-Stage | Copper |  |  |  |  | 2000000 | 1714000 |  |  |  |  | 86.7 | [6 empty] | Federally-Regulated Commercial & Industrial Equipment | 2015-04-20
Raypak | Raypak | H4-HD201* | Water | Natural Gas | Induced Draft | FALSE | FALSE | 1 |  |  | None | None | Non-Condensing | Single-Stage | Copper | Single-Speed |  | Standard |  | 199000 | 167160 | [9 empty] | 85 | 80 | Federally-Regulated Consumer Product | 2010-01-11
Ajax Boiler, Inc. | Ajax | HNG450W | Steam | Natural Gas | No Match | FALSE | TRUE | 3 |  |  | No Match | No Match | No Match | No Match | Other | No Match |  | No Match |  | 450000 |  | 225000 |  | 80 | 80 |  |  |  |  | 80 |  |  | Federally-Regulated Commercial & Industrial Equipment | 1997-01-07
Water Pik, Inc. | Laars | HH1430EN21*N* | Water | Natural Gas | No Match | FALSE | TRUE | 3 |  |  | No Match | No Match | No Match | No Match | Copper | No Match |  | No Match |  | 1430000 |  | 357500 |  | 82 | 80 |  |  | 5 |  | 82 |  |  | Federally-Regulated Commercial & Industrial Equipment | 2001-11-21
Axeman-Anderson Co. | Axeman-Anderson Co. | 149POU-2 | Water | Oil | No Match | TRUE | FALSE | 1 |  |  | No Match | No Match | No Match | No Match | Other | No Match |  | No Match |  | 240000 | [10 empty] | 83.5 | 80 | Federally-Regulated Consumer Product | 2000-08-01
Raypak | Raypak | H(3,4)-0330* | Water | Natural Gas | Injection Type | FALSE | FALSE | 1 |  |  |  | None | Non-Condensing | Single-Stage | Copper |  |  |  |  | 334000 | 267000 |  |  |  |  | 80 | [6 empty] | Federally-Regulated Commercial & Industrial Equipment | 2015-04-16
Universal Boiler Works | Universal Boiler Works | BF700W4 | Water | Combo (Natural Gas & Oil) | Power | FALSE | FALSE | 3 |  |  | No Match | No Match | No Match | No Match | Other | No Match |  | No Match |  | 29400000 |  | 4900000 |  | 86 | 80 |  |  | 10 |  | 84 |  |  | Federally-Regulated Commercial & Industrial Equipment | 2001-12-13
Parker Boiler Co. | Parker Boiler | T1460LR | Water | Natural Gas | Power | FALSE | FALSE | 3 |  |  | No Match | No Match | No Match | No Match | Other | No Match |  | No Match |  | 1460000 |  | 730000 |  | 85 | 80 |  |  | 4 |  | 82 |  |  | Federally-Regulated Commercial & Industrial Equipment | 1996-03-13
Viessmann Manufacturing | Viessmann Manufacturing | VD2-440 | Water | Natural Gas | Power | FALSE | FALSE | 1 |  |  | Barometric Regulator | None | Non-Condensing | Two-Stage Modulating | Cast Iron |  |  |  |  | 1787000 | 1526000 |  |  | 85.4 | 80 | 85.4 | [6 empty] | Federally-Regulated Commercial & Industrial Equipment | 2008-04-14
Lochinvar, LLC. | Lochinvar Corp. | FBL4000 | Water | LPG | Power | FALSE | FALSE | 1 |  |  |  | None | Condensing | Step Modulating | Other |  |  |  |  | 4000000 | 3728000 |  |  | 93.2 | [8 empty] | Federally-Regulated Commercial & Industrial Equipment | 2015-04-20
HTP, Inc. | Munchkin | 399VWH | Water | Natural Gas | Power | FALSE | FALSE | 1 |  |  |  | None | Condensing | Single-Stage | Other |  |  |  |  | 299000 | 279000 | [9 empty] | 93 | 80 | Federally-Regulated Consumer Product | 2009-02-27
Camus Hydronics | Camus Hydronics | DFNH-0750-MS | Water | Natural Gas | Power | FALSE | FALSE | 1 |  |  |  | None | Non-Condensing | Step Modulating | Other |  |  |  |  | 750000 | 638000 |  |  | 85 |  | 85 | [6 empty] | Federally-Regulated Commercial & Industrial Equipment | 2014-08-11
PB Heat, LLC | PB Heat, LLC | MIHII-05-SPRK | Water | Natural Gas | Injection Type | FALSE | FALSE | 1 |  | TRUE |  | Stack Damper | Non-Condensing | Single-Stage | Cast Iron | Single-Speed |  |  |  | 130000 | 110000 | [9 empty] | 84 | 80 | Federally-Regulated Consumer Product | 2013-04-19
Raypak | Raypak | H7-278AR* | Water | Natural Gas | Power | FALSE | FALSE | 1 | TRUE |  |  | None | Condensing | Step Modulating | Other |  |  |  |  | 275000 | 255000 | [9 empty] | 94.8 | 82 | Federally-Regulated Consumer Product | 2015-06-01
Ajax Boiler, Inc. | Ajax | WGFD-900 | Steam | Natural Gas | Power | FALSE | FALSE | 3 |  |  | No Match | No Match | No Match | No Match | Other | No Match |  | No Match |  | 900000 |  | 450000 |  | 82 | 80 |  |  |  |  | 80 |  |  | Non Federally-Regulated | 1992-10-27
Lochinvar, LLC. | Lochinvar Corp. | EBL150 | Water | Natural Gas | Power | FALSE | FALSE | 1 |  |  |  | None | Non-Condensing | Single-Stage | Copper |  |  |  |  | 150000 | 129000 | [9 empty] | 83.2 | 80 | Federally-Regulated Consumer Product | 2007-11-14
Raypak | Raypak | H(3,4)-1083 * | Water | LPG | Injection Type | FALSE | TRUE | 1 |  |  |  | None | Non-Condensing | Single-Stage | Copper |  |  |  |  | 1035000 | 849000 |  |  |  |  | 82 | [6 empty] | Federally-Regulated Commercial & Industrial Equipment | 2015-04-16
RBI Water Heaters | Hamilton Engineering | HZH 01250 | Water | Natural Gas | Power | FALSE | FALSE | 1 |  |  |  | None | Non-Condensing | Two-Stage Modulating | Copper |  |  |  |  | 1250000 | 1062000 |  |  | 85 |  | 85 | [6 empty] | Federally-Regulated Commercial & Industrial Equipment | 2014-08-11
Raypak | Raypak | H(3,4)-1414 * | Water | LPG | Injection Type | FALSE | TRUE | 1 |  |  |  | None | Non-Condensing | Single-Stage | Copper |  |  |  |  | 1350000 | 1107000 |  |  |  |  | 82 | [6 empty] | Federally-Regulated Commercial & Industrial Equipment | 2015-04-16
Raypak | Raypak | H7-1104 * | Water | Natural Gas | Induced Draft | FALSE | FALSE | 1 |  |  |  | None | Non-Condensing | Step Modulating | Copper |  |  |  |  | 1100000 | 924000 |  |  |  |  | 84 | [6 empty] | Federally-Regulated Commercial & Industrial Equipment | 2015-04-16
Laars Heating Systems Company | BRUTE | BNTH399 | Water | LPG | Power | FALSE | FALSE | 1 |  |  |  | None | Condensing | Step Modulating | Other |  |  |  |  | 399000 | 386000 |  |  |  |  | 96.5 | 80 | [5 empty] | Federally-Regulated Commercial & Industrial Equipment | 2015-09-30
Water Pik, Inc. | Laars | HH1430IN04*1A | Water | Natural Gas | No Match | FALSE | FALSE | 3 |  |  | No Match | No Match | No Match | No Match | Copper | No Match |  | No Match |  | 1430000 |  | 357500 |  | 81 | 80 |  |  | 5 |  | 81 |  |  | Federally-Regulated Commercial & Industrial Equipment | 2001-05-16
Camus Hydronics | Camus Hydronics | MFNH-3502-2G | Water | Natural Gas | Power | FALSE | FALSE | 1 |  |  |  | None | Condensing | Two-Stage Modulating | Copper |  |  |  |  | 3500000 | 3269000 |  |  | 93 | [8 empty] | Federally-Regulated Commercial & Industrial Equipment | 2014-10-23
Weil-McLain | Weil-McLain | SF 550 | Water | Natural Gas | Induced Draft | FALSE | FALSE | 1 |  |  |  | None | Condensing | Step Modulating | Other |  |  |  |  | 550000 | 516000 |  |  | 94.7 |  | 93.9 | [6 empty] | Federally-Regulated Commercial & Industrial Equipment | 2014-08-11
Ajax Boiler, Inc. | Ajax | WEC4500W | Water | Combo (Natural Gas & Oil) | Power | FALSE | TRUE | 3 |  |  | No Match | No Match | No Match | No Match | Other | No Match |  | No Match |  | 4280000 |  | 1800000 |  | 85 | 80 |  |  |  |  | 80 |  |  | Federally-Regulated Commercial & Industrial Equipment | 1997-01-07
Raypak | Raypak | (H,W)7-500(N,P)Z | Water | LPG | Induced Draft | FALSE | FALSE | 1 |  |  | None | None | Condensing | Step Modulating | Other |  |  |  |  | 500000 | 473000 | 100000000 | 94500000 | 94.5 | 80 | 94 | [6 empty] | Federally-Regulated Commercial & Industrial Equipment | 2010-03-16
Raypak | Raypak | H3-0502* | Water | LPG | Induced Draft | FALSE | FALSE | 1 |  |  |  | None | Non-Condensing | Single-Stage | Copper |  |  |  |  | 500000 | 420000 |  |  |  |  | 84 | [6 empty] | Federally-Regulated Commercial & Industrial Equipment | 2015-04-16
Burnham Corp. | Burnham Corp. | RVII3 | Water | LPG | Induced Draft | FALSE | FALSE | 1 |  |  |  | None | Condensing | Single-Stage | Cast Iron | Single-Speed | 0.08 | Standard |  | 62000 | 57000 | [9 empty] | 91.2 | 80 | Federally-Regulated Consumer Product | 2007-11-14
ECR International, Ltd. | Dunkirk | ESC5200S | Steam | Oil | Pressure | FALSE | FALSE | 1 |  |  |  | None | Non-Condensing | Single-Stage | Cast Iron |  |  |  |  | 280000 | 227000 | [9 empty] | 82 | 80 | Federally-Regulated Consumer Product | 2010-03-16
HTP, Inc. | HTP, Inc. | EFT-80 | Water | LPG | Power | FALSE | FALSE | 1 |  | TRUE |  | None | Condensing | Step Modulating | Other |  |  |  |  | 80000 | 74000 | [9 empty] | 96 | 80 | Federally-Regulated Consumer Product | 2015-03-30
Ajax Boiler, Inc. | Ajax | WGB-12500 | Water | Natural Gas | No Match | FALSE | FALSE | 3 |  |  | No Match | No Match | No Match | No Match | Other | No Match |  | No Match |  | 12500000 |  | 12500000 |  | 80 | 80 |  |  |  |  | 80 |  |  | Federally-Regulated Commercial & Industrial Equipment | 1996-02-29
Raypak | Raypak | (H,W)7-0500 * | Water | LPG | Induced Draft | FALSE | FALSE | 1 |  |  |  | None | Condensing | Step Modulating | Other |  |  |  |  | 500000 | 470000 |  |  |  |  | 94 | [6 empty] | Federally-Regulated Commercial & Industrial Equipment | 2015-04-16
Utica Boilers | Utica Boilers | JD-1100 | Both Steam & Water | Natural Gas | Injection Type | FALSE | FALSE | 1 |  |  |  | None | Non-Condensing | Single-Stage | Cast Iron |  |  |  |  | 1100000 | 884000 |  |  | 80.4 | 80 | 77.5 | [6 empty] | Federally-Regulated Commercial & Industrial Equipment | 2011-05-02
Dunkirk | Dunkirk | WPSB-8D | Water | Natural Gas | No Match | FALSE | FALSE | 1 |  |  | No Match | No Match | No Match | No Match | Cast Iron | No Match |  | No Match |  | 262500 | [10 empty] | 83.9 | 80 | Federally-Regulated Consumer Product | 1998-12-21
Raypak | Raypak | H(3,4)-0824 * | Water | LPG | Injection Type | FALSE | FALSE | 1 |  |  |  | None | Non-Condensing | Single-Stage | Copper |  |  |  |  | 775000 | 636000 |  |  |  |  | 82 | [6 empty] | Federally-Regulated Commercial & Industrial Equipment | 2015-04-16
Ajax Boiler, Inc. | Ajax | OWGOFD4000 | Steam | Natural Gas | Power | FALSE | TRUE | 3 |  |  | No Match | No Match | No Match | No Match | Other | No Match |  | No Match |  | 4000000 |  | 2000000 |  | 82 | 80 |  |  |  |  | 80 |  |  | Non Federally-Regulated | 1992-10-27
Camus Hydronics | Camus Hydronics | DFNW-3002-MS | Water | Natural Gas | Power | FALSE | FALSE | 1 |  |  |  | None | Condensing | Step Modulating | Other |  |  |  |  | 3000000 | 2832000 |  |  | 94.4 |  | 94.4 | [6 empty] | Federally-Regulated Commercial & Industrial Equipment | 2014-08-11
PB Heat, LLC | Peerless | PF-110 | Water | Natural Gas | Power | FALSE | FALSE | 1 | TRUE |  |  | None | Condensing | Step Modulating | Other |  |  |  |  | 110000 | 103000 | [9 empty] | 95 | 80 | Federally-Regulated Consumer Product | 2015-09-30
Burnham Corp. | Burnham Corp. | V1116H-WN | Water | Natural Gas | Power | FALSE | FALSE | 3 |  |  |  | None | Non-Condensing | Two-Stage Modulating | Cast Iron |  |  |  |  | 3897000 | 3208000 |  |  | 82.6 |  | 82.3 | [6 empty] | Federally-Regulated Commercial & Industrial Equipment | 2014-08-11
Laars Heating Systems Company | BRUTE LX | BLXHW125(N,P)**** | Water | LPG | Power | FALSE | FALSE | 1 | TRUE |  |  | None | Condensing | Step Modulating | Other | Single-Speed |  |  |  | 125000 | 116000 | [9 empty] | 95 | 80 | Federally-Regulated Consumer Product | 2015-09-30
Ajax Boiler, Inc. | Ajax | XFG4500W | Water | Natural Gas | Power | FALSE | TRUE | 3 |  |  | No Match | No Match | No Match | No Match | Other | No Match |  | No Match |  | 4500000 |  | 1800000 |  | 80 | 80 |  |  |  |  | 80 |  |  | Federally-Regulated Commercial & Industrial Equipment | 1997-01-07
Camus Hydronics | Camus Hydronics | DFPH-3002-MS | Water | LPG | Power | FALSE | FALSE | 1 |  |  |  | None | Condensing | Step Modulating | Other |  |  |  |  | 3000000 | 2832000 |  |  | 94.4 |  | 94.4 | [6 empty] | Federally-Regulated Commercial & Industrial Equipment | 2014-08-11
U.S. Boiler Co. | U.S. Boiler Co. | 204I | Water | Natural Gas | Induced Draft | FALSE | FALSE | 1 |  | TRUE |  | Stack Damper | Non-Condensing | Single-Stage | Cast Iron | Single-Speed |  |  |  | 96000 | 80000 | [9 empty] | 82.3 | 80 | Federally-Regulated Consumer Product | 2014-01-14
Raypak | Raypak | H-1083A | Water | Natural Gas | Injection Type | FALSE | FALSE | 1 |  |  | None | None | Non-Condensing | Single-Stage | Copper |  |  |  |  | 1083000 | 889000 |  |  | 82 | 80 | 82 | [6 empty] | Federally-Regulated Commercial & Industrial Equipment | 2007-12-12
Parker Boiler Co. | Parker Boiler | T760L | Water | Natural Gas | Power | FALSE | FALSE | 3 |  |  | No Match | No Match | No Match | No Match | Other | No Match |  | No Match |  | 760000 |  | 380000 |  | 80 | 80 |  |  | 4 |  | 80 |  |  | Federally-Regulated Commercial & Industrial Equipment | 1996-03-13
PB Heat, LLC | Peerless | 63-05L-SPRK-S | Steam | Natural Gas | Injection Type | FALSE | FALSE | 1 |  | TRUE |  | Stack Damper | Non-Condensing | Single-Stage | Cast Iron |  |  |  |  | 206500 | 171000 | [9 empty] | 82.3 | 80 | Federally-Regulated Consumer Product | 2015-09-30
Burnham Corp. | New Yorker Boiler Co. | FRHGSII | Water | Oil | Power | FALSE | FALSE | 1 |  |  |  | None | Non-Condensing | Single-Stage | Other | Single-Speed | 0.04 | Standard |  | 182000 | 158000 | [9 empty] | 85 | 80 | Federally-Regulated Consumer Product | 2007-11-14
Lochinvar, LLC. | Lochinvar Corp. | CBN399 | Water | Natural Gas | Injection Type | FALSE | FALSE | 1 |  |  |  | None | Non-Condensing | Two-Stage Modulating | Copper |  |  |  |  | 399000 | 327000 |  |  | 82 |  | 82 | [6 empty] | Federally-Regulated Commercial & Industrial Equipment | 2014-10-23
Lochinvar, LLC. | Lochinvar Corp. | FBD2000 | Water | Natural Gas | Power | FALSE | FALSE | 1 |  |  |  | None | Condensing | Step Modulating | Other |  |  |  |  | 2000000 | 1840000 |  |  |  |  | 92 | [6 empty] | Federally-Regulated Commercial & Industrial Equipment | 2015-04-20
Burnham Corp. | Burnham Corp. | V1123H-SO | Steam | Oil | Power | FALSE | FALSE | 3 |  | FALSE |  | None | Non-Condensing | Two-Stage Modulating | Cast Iron |  |  |  |  | 5572000 | 4680000 |  |  | 85.2 |  | 84 | [6 empty] | Federally-Regulated Commercial & Industrial Equipment | 2014-08-11
Ajax Boiler, Inc. | Ajax | WGX-WGXB-5500-D | Steam | Natural Gas | No Match | FALSE | FALSE | 3 |  |  | No Match | No Match | No Match | No Match | Other | No Match |  | No Match |  | 5500000 |  | 5500000 |  | 80 | 80 |  |  |  |  | 80 |  |  | Federally-Regulated Commercial & Industrial Equipment | 1996-02-29
Lochinvar, LLC. | Lochinvar Corp. | PBL1302 | Water | LPG | Power | FALSE | FALSE | 1 |  |  |  | None | Non-Condensing | Step Modulating | Copper |  |  |  |  | 1300000 | 1105000 |  |  |  |  | 85 | [6 empty] | Federally-Regulated Commercial & Industrial Equipment | 2015-04-20
Raypak | Raypak | H(3,4)-3500* | Water | Natural Gas | Injection Type | FALSE | FALSE | 1 |  |  |  | None | Non-Condensing | Single-Stage | Copper |  |  |  |  | 3500000 | 2870000 |  |  | 82 | [8 empty] | Federally-Regulated Commercial & Industrial Equipment | 2015-04-16
Ajax Boiler, Inc. | Ajax | HFG2500W | Steam | Natural Gas | Power | FALSE | TRUE | 3 |  |  | No Match | No Match | No Match | No Match | Other | No Match |  | No Match |  | 2500000 |  | 1000000 |  | 80 | 80 |  |  |  |  | 80 |  |  | Federally-Regulated Commercial & Industrial Equipment | 1997-01-07
Camus Hydronics | Camus Hydronics | MFNH-2502-2G | Water | Natural Gas | Power | FALSE | FALSE | 1 |  |  |  | None | Condensing | Two-Stage Modulating | Copper |  |  |  |  | 2500000 | 2335000 |  |  | 93 | [8 empty] | Federally-Regulated Commercial & Industrial Equipment | 2014-10-23
PB Heat, LLC | PB Heat, LLC | MI-03-SPRK | Water | Natural Gas | Injection Type | FALSE | FALSE | 1 |  | TRUE |  | Stack Damper | Non-Condensing | Single-Stage | Cast Iron | Single-Speed |  |  |  | 70000 | 58000 | [9 empty] | 82.2 | 80 | Federally-Regulated Consumer Product | 2013-04-19
Burnham Corp. | Burnham Corp. | K5012 | Both Steam & Water | Natural Gas | Induced Draft | TRUE | FALSE | 1 |  |  |  | None | Non-Condensing | Single-Stage | Cast Iron |  |  |  |  | 858000 | 687000 |  |  | 80 | 80 | 77 | [6 empty] | Federally-Regulated Commercial & Industrial Equipment | 2010-03-16
Ajax Boiler, Inc. | Ajax | HNG12500W | Steam | Natural Gas | No Match | FALSE | TRUE | 3 |  |  | No Match | No Match | No Match | No Match | Other | No Match |  | No Match |  | 12500000 |  | 6250000 |  | 80 | 80 |  |  |  |  | 80 |  |  | Federally-Regulated Commercial & Industrial Equipment | 1997-01-07
Burnham Corp. | Burnham Corp. | 4FHL-240A-O | Steam | Oil | Power | FALSE | FALSE | 1 |  | FALSE |  | None | Non-Condensing | Two-Stage Modulating | Other |  |  |  |  | 2009000 | 1637000 |  |  | 87.9 |  | 84.6 | [6 empty] | Federally-Regulated Commercial & Industrial Equipment | 2014-08-11
Water Pik, Inc. | Laars | PH1430IP04*1A | Water | LPG | No Match | FALSE | FALSE | 3 |  |  | No Match | No Match | No Match | No Match | Copper | No Match |  | No Match |  | 1430000 |  | 357500 |  | 81 | 80 |  |  | 5 |  | 81 |  |  | Federally-Regulated Commercial & Industrial Equipment | 2001-05-30
U.S. Boiler Co. | U.S. Boiler Co. | FORCE03 | Water | LPG | Injection Type | FALSE | FALSE | 1 |  |  |  | Stack Damper | Non-Condensing | Single-Stage | Cast Iron | Single-Speed |  |  |  | 62000 | 50000 | [9 empty] | 82 | 80 | Federally-Regulated Consumer Product | 2014-10-23
Ajax Boiler, Inc. | Ajax | WGB-15000 | Water | Natural Gas | No Match | FALSE | FALSE | 3 |  |  | No Match | No Match | No Match | No Match | Other | No Match |  | No Match |  | 15000000 |  | 15000000 |  | 80 | 80 |  |  |  |  | 80 |  |  | Federally-Regulated Commercial & Industrial Equipment | 1996-02-29
Smith Cast Iron Boilers | Smith Cast Iron Boilers | 19HE-12 | Water | Oil | Power | FALSE | FALSE | 1 |  |  |  | None | Non-Condensing | Single-Stage | Cast Iron |  |  |  |  | 2100000 | 1750000 |  |  | 83.4 | 83 | 83.4 | [6 empty] | Federally-Regulated Commercial & Industrial Equipment | 2010-07-21
Slant / Fin Corp. | Slant / Fin Corp. | LD50P | Water | Oil | Power | FALSE | FALSE | 1 |  |  |  | None | Non-Condensing | Single-Stage | Cast Iron |  |  |  |  | 294000 | 256000 | [9 empty] | 84 | 80 | Federally-Regulated Consumer Product | 2007-11-14
Cleaver-Brooks | Cleaver-Brooks | CFC-2500 | Water | Natural Gas | Power | FALSE | FALSE | 1 |  |  |  | None | Condensing | Step Modulating | Other |  |  |  |  | 2500000 | 2475000 |  |  | 96.7 |  | 99.1 | [6 empty] | Federally-Regulated Commercial & Industrial Equipment | 2014-09-05
Ajax Boiler, Inc. | Ajax | WNG3000W | Water | Natural Gas | No Match | FALSE | TRUE | 3 |  |  | No Match | No Match | No Match | No Match | Other | No Match |  | No Match |  | 3000000 |  | 1500000 |  | 80 | 80 |  |  |  |  | 80 |  |  | Federally-Regulated Commercial & Industrial Equipment | 1997-01-07
Thermal Solutions | Thermal Solutions | EV(A,S)2000SB**-*F* | Water | Natural Gas | Power | FALSE | FALSE | 1 |  |  |  | None | Non-Condensing | Step Modulating | Copper |  |  |  |  | 2000000 | 1732000 |  |  | 86.4 |  | 86.4 | [6 empty] | Federally-Regulated Commercial & Industrial Equipment | 2014-10-21
Cleaver-Brooks | Cleaver-Brooks | CB-700-80-***** | Steam | Natural Gas | Power | FALSE | FALSE | 3 |  |  | No Match | No Match | No Match | No Match | Other | No Match |  | No Match |  | 3350000 |  | 3350000 |  | 80 | 80 |  |  | 25 |  | 80 |  |  | Federally-Regulated Commercial & Industrial Equipment | 1996-03-06
Ajax Boiler, Inc. | Ajax | WFG7500W | Water | Natural Gas | Power | FALSE | TRUE | 3 |  |  | No Match | No Match | No Match | No Match | Other | No Match |  | No Match |  | 7500000 |  | 3000000 |  | 80 | 80 |  |  |  |  | 80 |  |  | Federally-Regulated Commercial & Industrial Equipment | 1997-01-07
Smith Cast Iron Boilers | Smith Cast Iron Boilers | 19HE-5 | Water | Oil | Power | FALSE | FALSE | 1 |  |  |  | None | Non-Condensing | Single-Stage | Cast Iron |  |  |  |  | 700000 | 587000 |  |  | 84 | 83 | 83.9 | [6 empty] | Federally-Regulated Commercial & Industrial Equipment | 2010-07-21
Lochinvar, LLC. | Lochinvar Corp. | CBL0647 | Water | LPG | Power | FALSE | TRUE | 1 |  |  |  | None | Non-Condensing | Two-Stage Modulating | Copper |  |  |  |  | 645000 | 522000 |  |  |  |  | 81 | [6 empty] | Federally-Regulated Commercial & Industrial Equipment | 2015-04-20
Water Pik, Inc. | Laars | PW1200IN04*1A | Both Steam & Water | Natural Gas | No Match | FALSE | FALSE | 3 |  |  | No Match | No Match | No Match | No Match | Copper | No Match |  | No Match |  | 1200000 |  | 300000 |  | 81 | 80 |  |  | 5 |  | 81 |  |  | Federally-Regulated Commercial & Industrial Equipment | 2001-11-21
U.S. Boiler Co. | U.S. BOILER | MPO115 | Water | Oil | Power | FALSE | FALSE | 1 | TRUE |  |  | None | Non-Condensing | Single-Stage | Cast Iron |  |  |  |  | 115000 | 101000 | [9 empty] | 87 | 84 | Federally-Regulated Consumer Product | 2015-09-30
Water Pik, Inc. | Laars | HH1825EP09CBA | Water | LPG | No Match | FALSE | TRUE | 3 |  |  | No Match | No Match | No Match | No Match | Copper | No Match |  | No Match |  | 1825000 |  | 1825000 |  | 82 | 80 |  |  | 5 |  | 82 |  |  | Federally-Regulated Commercial & Industrial Equipment | 2001-05-30
Crown Boiler Co. | Crown Boiler Co. | CWD220 | Water | Natural Gas | Induced Draft | FALSE | FALSE | 1 |  | TRUE |  | None | Non-Condensing | Single-Stage | Cast Iron | Single-Speed |  |  |  | 220000 | 189000 | [9 empty] | 85.2 | 80 | Federally-Regulated Consumer Product | 2013-04-19
Laars Heating Systems Co. | Laars | PH1200IP******** | Water | LPG | Induced Draft | FALSE | FALSE | 1 |  |  |  | None | Non-Condensing | Step Modulating | Copper | Single-Speed |  | Standard |  | 1200000 | 972000 | 300000 |  | 81 | 80 | 78.6 | [6 empty] | Federally-Regulated Commercial & Industrial Equipment | 2007-11-01
Water Pik, Inc. | Laars | PW0175CP12*B | Both Steam & Water | LPG | No Match | FALSE | TRUE | 1 |  |  | No Match | No Match | No Match | No Match | Copper | No Match |  | No Match |  | 175000 | [10 empty] | 82 | 80 | Federally-Regulated Consumer Product | 2001-11-21
Water Pik, Inc. | Laars | HH0500IP09C1A | Water | LPG | No Match | FALSE | FALSE | 3 |  |  | No Match | No Match | No Match | No Match | Copper | No Match |  | No Match |  | 500000 |  | 500000 |  | 81 | 80 |  |  | 5 |  | 81 |  |  | Federally-Regulated Commercial & Industrial Equipment | 2001-05-30
Viessmann Manufacturing | Viessmann Manufacturing | VD2A-195 | Water | Natural Gas | Power | FALSE | FALSE | 1 |  |  | Barometric Regulator | None | Non-Condensing | Two-Stage Modulating | Cast Iron |  |  |  |  | 792000 | 672000 |  |  | 84.8 | 80 | 84.8 | [6 empty] | Federally-Regulated Commercial & Industrial Equipment | 2011-12-30
Ajax Boiler, Inc. | Ajax | WRPG525 | Water | Natural Gas | Power | FALSE | TRUE | 1 |  |  | Draft Hood | Stack Damper | Non-Condensing | Two-Stage Modulating | Other | None |  | No Match |  | 525000 | 430500 | 430500 | 350010 | 82 | 80 | 81.2 | [6 empty] | Federally-Regulated Commercial & Industrial Equipment | 2007-08-15
Weil-McLain | Weil-McLain | PEG-35-PIDN-S | Steam | Natural Gas | No Match | FALSE | FALSE | 1 |  |  | No Match | No Match | No Match | No Match | Cast Iron | No Match |  | No Match |  | 100000 | [10 empty] | 82.9 | 75 | Federally-Regulated Consumer Product | 2002-09-30
Lochinvar, LLC. | Lochinvar Corp. | CCL120 | Water | LPG | Power | FALSE | FALSE | 1 |  | TRUE |  | None | Condensing | Step Modulating | Other |  |  |  |  | 120000 | 111000 | [9 empty] | 94 | 80 | Federally-Regulated Consumer Product | 2014-10-23
Slant / Fin Corp. | Slant / Fin Corp. | EG-15 | Water | LPG | Power | FALSE | FALSE | 1 |  |  |  | None | Non-Condensing | Single-Stage | Cast Iron |  |  |  |  | 140000 | 117000 | [9 empty] | 84.5 | 80 | Federally-Regulated Consumer Product | 2008-04-14
Crown Boiler Co. | Burnham Corp. | IN12 | Water | Natural Gas | Induced Draft | TRUE | FALSE | 1 |  |  |  | None | Non-Condensing | Single-Stage | Cast Iron |  |  |  |  | 385000 | 342000 |  |  | 83.5 | 80 | 80.5 | [6 empty] | Federally-Regulated Commercial & Industrial Equipment | 2010-03-16
Ajax Boiler, Inc. | Ajax | WFG8500W | Water | Natural Gas | Power | FALSE | TRUE | 3 |  |  | No Match | No Match | No Match | No Match | Other | No Match |  | No Match |  | 8500000 |  | 3400000 |  | 80 | 80 |  |  |  |  | 80 |  |  | Federally-Regulated Commercial & Industrial Equipment | 1997-01-07
Ajax Boiler, Inc. | Ajax | DFG80W | Water | Natural Gas | Power | FALSE | TRUE | 3 |  |  | No Match | No Match | No Match | No Match | Other | No Match |  | No Match |  | 3360000 |  | 1400000 |  | 80 | 80 |  |  |  |  | 80 |  |  | Federally-Regulated Commercial & Industrial Equipment | 1997-01-07
Burnham Corp. | Burnham Corp. | 4FHL-78A | Steam | Natural Gas | Power | FALSE | FALSE | 1 |  | FALSE |  | None | Non-Condensing | Single-Stage | Other |  |  |  |  | 653000 | 526000 |  |  | 84.6 |  | 80.5 | [6 empty] | Federally-Regulated Commercial & Industrial Equipment | 2014-08-11
PB Heat, LLC | PB Heat, LLC | MIHII-04-SPRK | Water | Natural Gas | Injection Type | FALSE | FALSE | 1 |  | TRUE |  | Stack Damper | Non-Condensing | Single-Stage | Cast Iron | Single-Speed |  |  |  | 97500 | 82000 | [9 empty] | 84.1 | 80 | Federally-Regulated Consumer Product | 2013-04-19
PB Heat, LLC | PB Heat, LLC | PF-399 NAT | Water | Natural Gas | Power | FALSE | FALSE | 1 |  |  |  | None | Condensing | Step Modulating | Other |  |  |  |  | 399000 | 373000 |  |  | 95.5 |  | 93.4 | [6 empty] | Federally-Regulated Commercial & Industrial Equipment | 2014-08-15
Water Pik, Inc. | Laars | VW0715IN21*N* | Both Steam & Water | Natural Gas | Power | FALSE | FALSE | 3 |  |  | No Match | No Match | No Match | No Match | Copper | No Match |  | No Match |  | 715000 |  | 178750 |  | 82 | 80 |  |  | 5 |  | 82 |  |  | Federally-Regulated Commercial & Industrial Equipment | 2001-11-21
HTP, Inc. | Westinghouse | WBR^^199 | Water | LPG | Power | FALSE | FALSE | 1 | TRUE |  |  | None | Condensing | Step Modulating | Other |  |  |  |  | 199000 | 184000 | [9 empty] | 95.3 | 80 | Federally-Regulated Consumer Product | 2015-09-30
Laars Heating Systems Company | ENDURANCE | EDP110 | Water | LPG | Power | FALSE | FALSE | 1 | TRUE |  |  | None | Non-Condensing | Step Modulating | Copper |  |  |  |  | 107000 | 94000 | [9 empty] | 85.5 | 80 | Federally-Regulated Consumer Product | 2015-09-30
U.S. Boiler Co. | U.S. Boiler Co. | ES25 | Water | LPG | Injection Type | FALSE | FALSE | 1 |  | TRUE |  | Stack Damper | Non-Condensing | Single-Stage | Cast Iron | Single-Speed |  |  |  | 140000 | 119000 | [9 empty] | 85 | 80 | Federally-Regulated Consumer Product | 2014-01-14
Burnham Corp. | Crown Boiler Co. | TWI095EN | Water | LPG | Induced Draft | FALSE | FALSE | 1 |  |  |  | None | Non-Condensing | Single-Stage | Cast Iron | Single-Speed | 0.04 | Standard |  | 95000 | 79000 | [9 empty] | 83 | 80 | Federally-Regulated Consumer Product | 2007-11-14
PB Heat, LLC | PB Heat, LLC | MI-08-SPRK | Water | Natural Gas | Injection Type | FALSE | FALSE | 1 |  | TRUE |  | Stack Damper | Non-Condensing | Single-Stage | Cast Iron | Single-Speed |  |  |  | 227500 | 186000 | [9 empty] | 82 | 80 | Federally-Regulated Consumer Product | 2013-04-19
Cleaver-Brooks | Cleaver-Brooks | CEW-700-350-***** | Steam | Natural Gas | Power | FALSE | FALSE | 3 |  |  | No Match | No Match | No Match | No Match | Other | No Match |  | No Match |  | 14650000 |  | 14650000 |  | 80 | 80 |  |  | 25 |  | 80 |  |  | Federally-Regulated Commercial & Industrial Equipment | 1999-03-02
Water Pik, Inc. | Laars | PH1010IN09*1A | Water | Natural Gas | No Match | FALSE | FALSE | 3 |  |  | No Match | No Match | No Match | No Match | Copper | No Match |  | No Match |  | 1010000 |  | 252500 |  | 81 | 80 |  |  | 5 |  | 81 |  |  | Federally-Regulated Commercial & Industrial Equipment | 2001-05-16
Burnham Corp. | Burnham Corp. | RV3 | Water | Natural Gas | Induced Draft | FALSE | FALSE | 1 |  |  |  | None | Non-Condensing | Single-Stage | Cast Iron | Single-Speed | 0.08 | Standard |  | 62000 | 55000 | [9 empty] | 88 | 80 | Federally-Regulated Consumer Product | 2007-11-14
A O Smith Water Products | A O Smith Water Products | XW 1700 | Water | LPG | Induced Draft | FALSE | FALSE | 1 |  |  | None | None | Condensing | Single-Stage | Other | Single-Speed |  | Standard |  | 1700000 | 1581000 |  |  | 94.4 | 80 | 93 | [6 empty] | Federally-Regulated Commercial & Industrial Equipment | 2011-08-22
Newmac Manufacturing | Newmac Manufacturing | NBR 140V | Water | Oil | No Match | TRUE | FALSE | 1 |  |  | No Match | No Match | No Match | No Match | Other | No Match |  | No Match |  | 165000 | [10 empty] | 86.8 | 80 | Federally-Regulated Consumer Product | 2001-04-12
Crown Boiler Co. | Crown Boiler Co. | TWZ175 | Water | Oil | Power | FALSE | FALSE | 1 |  | TRUE |  | None | Non-Condensing | Single-Stage | Cast Iron | Single-Speed | 0.04 | Standard |  | 245000 | 212000 | [9 empty] | 85.1 | 80 | Federally-Regulated Consumer Product | 2013-04-19
Raypak | Raypak | H40042 | Water | LPG | No Match | FALSE | FALSE | 1 |  |  | No Match | No Match | No Match | No Match | Other | No Match |  | No Match |  | 42000 | [10 empty] | 84 | 80 | Federally-Regulated Consumer Product | 2001-11-01
Weil-McLain | Weil-McLain | 1094 | Steam | Oil | Power | FALSE | FALSE | 3 |  |  | No Match | No Match | No Match | No Match | Cast Iron | No Match |  | No Match |  | 3150000 |  | 3150000 |  | 83.8 | 83 |  |  | 147 |  | 83.8 |  |  | Federally-Regulated Commercial & Industrial Equipment | 1996-02-29
Ajax Boiler, Inc. | Ajax | HNG525W | Steam | Natural Gas | No Match | FALSE | TRUE | 3 |  |  | No Match | No Match | No Match | No Match | Other | No Match |  | No Match |  | 525000 |  | 262500 |  | 80 | 80 |  |  |  |  | 80 |  |  | Federally-Regulated Commercial & Industrial Equipment | 1997-01-07
Ajax Boiler, Inc. | Ajax | HFG9500W | Steam | Natural Gas | Power | FALSE | TRUE | 3 |  |  | No Match | No Match | No Match | No Match | Other | No Match |  | No Match |  | 9500000 |  | 3800000 |  | 80 | 80 |  |  |  |  | 80 |  |  | Federally-Regulated Commercial & Industrial Equipment | 1997-01-07
Laars Heating Systems Co. | Laars Heating Systems Co. | DMAX 75 | Water | Oil | Power | FALSE | FALSE | 1 |  |  | None | None | Non-Condensing | Single-Stage | Other |  |  |  |  | 105000 | 91000 | [9 empty] | 87 | 80 | Federally-Regulated Consumer Product | 2007-11-14
Parker Boiler Co. | Parker Boiler | T600R | Water | Natural Gas | No Match | FALSE | FALSE | 3 |  |  | No Match | No Match | No Match | No Match | Other | No Match |  | No Match |  | 600000 |  | 300000 |  | 85 | 80 |  |  | 4 |  | 82 |  |  | Federally-Regulated Commercial & Industrial Equipment | 1996-03-13
Ajax Boiler, Inc. | Ajax | OSGXFD9000 | Steam | Natural Gas | Power | FALSE | TRUE | 3 |  |  | No Match | No Match | No Match | No Match | Other | No Match |  | No Match |  | 9000000 |  | 4500000 |  | 81 | 80 |  |  |  |  | 80 |  |  | Non Federally-Regulated | 1992-10-27
Water Pik, Inc. | Laars | HH0850EP04*BA | Water | LPG | No Match | FALSE | TRUE | 3 |  |  | No Match | No Match | No Match | No Match | Copper | No Match |  | No Match |  | 850000 |  | 212850 |  | 82 | 80 |  |  | 5 |  | 82 |  |  | Federally-Regulated Commercial & Industrial Equipment | 2001-05-30
Thermal Solutions | Thermal Solutions | EV(A,S)2000B**-*E* | Water | Natural Gas | Power | FALSE | FALSE | 3 |  |  |  | None | Non-Condensing | Step Modulating | Copper |  |  |  |  | 2000000 | 1696000 |  |  | 84.7 |  | 84.7 | [6 empty] | Federally-Regulated Commercial & Industrial Equipment | 2014-10-21
Burnham Corp. | Burnham Corp. | RV3 | Water | LPG | Induced Draft | FALSE | FALSE | 1 |  |  |  | None | Non-Condensing | Single-Stage | Cast Iron | Single-Speed | 0.08 | Standard |  | 62000 | 55000 | [9 empty] | 88 | 80 | Federally-Regulated Consumer Product | 2007-11-14
Water Pik, Inc. | Laars | HH1430IN04*BA | Water | Natural Gas | No Match | FALSE | FALSE | 3 |  |  | No Match | No Match | No Match | No Match | Copper | No Match |  | No Match |  | 1430000 |  | 357500 |  | 82 | 80 |  |  | 5 |  | 82 |  |  | Federally-Regulated Commercial & Industrial Equipment | 2001-05-30
PVI Industries | PVI | 216 ESB 125A-E | Steam | Electricity | No Match | TRUE | FALSE | 3 |  |  | No Match | No Match | No Match | No Match | Other | No Match |  | No Match |  | 737000 |  | 737000 |  | 99.9 | [5 empty] | 99.9 |  |  | Non Federally-Regulated | 1992-09-28
Burnham Corp. | Burnham Corp. | V1119H-WN | Water | Natural Gas | Power | FALSE | FALSE | 3 |  |  |  | None | Non-Condensing | Two-Stage Modulating | Cast Iron |  |  |  |  | 4691000 | 3865000 |  |  | 82.6 |  | 82.4 | [6 empty] | Federally-Regulated Commercial & Industrial Equipment | 2014-08-11
Utica Boilers | Utica Boilers | JD-2100 | Both Steam & Water | Natural Gas | Injection Type | FALSE | FALSE | 1 |  |  |  | None | Non-Condensing | Single-Stage | Cast Iron |  |  |  |  | 2100000 | 1688000 |  |  | 80.4 | 80 | 77.5 | [6 empty] | Federally-Regulated Commercial & Industrial Equipment | 2011-05-02
Smith Cast Iron Boilers | Peerless | TCII-05-W-O | Water | Oil | Power | FALSE | FALSE | 1 |  |  |  | None | Non-Condensing | Single-Stage | Cast Iron |  |  |  |  | 1428000 | 1194000 |  |  |  |  | 84.4 | 82 | [5 empty] | Federally-Regulated Commercial & Industrial Equipment | 2015-09-30
PB Heat, LLC | Peerless | 63-05L-SPRK-W | Water | Natural Gas | Injection Type | FALSE | FALSE | 1 | TRUE |  |  | Stack Damper | Non-Condensing | Single-Stage | Cast Iron |  |  |  |  | 206500 | 172000 | [9 empty] | 82.9 | 80 | Federally-Regulated Consumer Product | 2015-09-30
Laars Heating Systems Co. | Laars | HH1670EP******** | Water | LPG | Induced Draft | FALSE | TRUE | 1 |  |  |  | None | Non-Condensing | Step Modulating | Copper |  |  |  |  | 1670000 | 1370000 | 417500 |  | 82 | 80 | 79.6 | [6 empty] | Federally-Regulated Commercial & Industrial Equipment | 2007-11-01
Raypak | Raypak | H3-0652* | Water | Natural Gas | Induced Draft | FALSE | FALSE | 1 |  |  |  | None | Non-Condensing | Single-Stage | Copper |  |  |  |  | 650000 | 546000 |  |  |  |  | 84 | [6 empty] | Federally-Regulated Commercial & Industrial Equipment | 2015-04-16
Universal Boiler Works | Universal Boiler Works | BF500S4 | Steam | Combo (Natural Gas & Oil) | Power | FALSE | FALSE | 3 |  |  | No Match | No Match | No Match | No Match | Other | No Match |  | No Match |  | 21000000 |  | 3500000 |  | 83.5 | 80 |  |  | 10 |  | 82 |  |  | Federally-Regulated Commercial & Industrial Equipment | 2001-12-13
U.S. Boiler Co. | New Yorker Boiler Co. | CL3-140-W | Water | Oil | Power | FALSE | FALSE | 1 |  | TRUE |  | None | Non-Condensing | Single-Stage | Cast Iron | Multiple-Speed |  |  |  | 140000 | 120000 | [9 empty] | 84.3 | 80 | Federally-Regulated Consumer Product | 2014-01-14
Heat Cell Technologies, Inc. / ECO Heating Systems | Hamilton Engineering - EVO Duo | HWHN0599ASME | Water | Natural Gas | Power | FALSE | TRUE | 1 |  |  | None | None | Condensing | Two-Stage Modulating | Other | No Match |  | No Match |  | 630000 | 598500 | 147500 | 138950 | 94.7 | 80 | 2.8 | [6 empty] | Federally-Regulated Commercial & Industrial Equipment | 2006-03-29
Ajax Boiler, Inc. | Ajax | HFG700W | Steam | Natural Gas | Power | FALSE | TRUE | 3 |  |  | No Match | No Match | No Match | No Match | Other | No Match |  | No Match |  | 700000 |  | 450000 |  | 80 | 80 |  |  |  |  | 80 |  |  | Federally-Regulated Commercial & Industrial Equipment | 1997-01-07
PB Heat, LLC | National HVAC Manufacturing Company, LLC | CGSA-148** | Steam | Natural Gas | Injection Type | FALSE | FALSE | 1 |  |  |  | Stack Damper | Non-Condensing | Single-Stage | Cast Iron |  |  |  |  | 177000 | 147000 | [9 empty] | 82.4 | 75 | Federally-Regulated Consumer Product | 2013-11-14
Hydrotherm | Hydrotherm | KN-16 | Water | Natural Gas | Power | FALSE | FALSE | 1 |  |  |  | None | Condensing | Step Modulating | Cast Iron |  |  |  |  | 1600000 | 1483000 |  |  |  |  | 92.7 | [6 empty] | Federally-Regulated Commercial & Industrial Equipment | 2015-04-20
Crown Boiler Co. | Crown Boiler Co. | PHNTM150 | Water | Natural Gas | Power | FALSE | FALSE | 1 |  |  |  | None | Condensing | Step Modulating | Other | Single-Speed |  |  |  | 150000 | 141000 | [9 empty] | 94 | 80 | Federally-Regulated Consumer Product | 2014-08-08
Ajax Boiler, Inc. | Ajax | WEG2750W | Water | Natural Gas | Power | FALSE | TRUE | 3 |  |  | No Match | No Match | No Match | No Match | Other | No Match |  | No Match |  | 2610000 |  | 1100000 |  | 85 | 80 |  |  |  |  | 80 |  |  | Federally-Regulated Commercial & Industrial Equipment | 1997-01-07
Parker Boiler Co. | Parker Boiler | G-5000 | Water | Natural Gas | Power | FALSE | FALSE | 3 |  |  | No Match | No Match | No Match | No Match | Other | No Match |  | No Match |  | 5000000 |  | 2500000 |  | 80 | 80 |  |  | 4 |  | 80 |  |  | Federally-Regulated Commercial & Industrial Equipment | 1996-03-13
Bryan Steam Corp. | Bryan | CL-210-W-G | Water | Natural Gas | No Match | TRUE | FALSE | 3 |  |  | No Match | No Match | No Match | No Match | Other | No Match |  | No Match |  | 2100000 |  | 2100000 |  | 80 | 80 |  |  |  |  | 80 |  |  | Federally-Regulated Commercial & Industrial Equipment | 1996-02-29
Burnham Corp. | Crown Boiler Co. | CWI276E | Water | LPG | Induced Draft | FALSE | FALSE | 1 |  |  |  | Stack Damper | Non-Condensing | Single-Stage | Cast Iron | Single-Speed | 0.04 | Standard |  | 276000 | 230000 | [9 empty] | 83.2 | 80 | Federally-Regulated Consumer Product | 2007-11-14
Raypak | Propak TM - By Huron Valley Sales | TD5-413* | Water | Natural Gas | Injection Type | FALSE | TRUE | 1 |  |  |  | Electro-Mechanical Flue Damper | Non-Condensing | Single-Stage | Copper |  |  |  |  | 136000 | 112000 | [9 empty] | 82.7 | 80 | Federally-Regulated Consumer Product | 2007-11-16
Navien, Inc. | Navien | CH-240-ASME | Water | Natural Gas | Power | FALSE | TRUE | 1 |  |  |  | None | Condensing | Step Modulating | Other | Single-Speed |  |  |  | 199000 | 186000 | [9 empty] | 91 | 80 | Federally-Regulated Consumer Product | 2012-10-16
Crown Boiler Co. | Crown Boiler Co. | AWR210 | Water | LPG | Injection Type | FALSE | FALSE | 1 |  | TRUE |  | Stack Damper | Non-Condensing | Single-Stage | Cast Iron | Single-Speed |  |  |  | 210000 | 175000 | [9 empty] | 83.1 | 80 | Federally-Regulated Consumer Product | 2013-04-19
Dunkirk | Ultimate Engineering / Division of Dunkirk | PFG-8T-175 | Water | Combo (Natural Gas & Oil) | Power | FALSE | FALSE | 1 |  |  | No Match | No Match | No Match | No Match | Cast Iron | No Match |  | No Match |  | 175000 | [10 empty] | 85 | 80 | Federally-Regulated Consumer Product | 2001-11-01
U.S. Boiler Co. | BURNHAM BY U.S. BOILER | ESC7 | Water | Natural Gas | Induced Draft | FALSE | FALSE | 1 | TRUE |  |  | None | Non-Condensing | Single-Stage | Cast Iron | Single-Speed |  |  |  | 210000 | 179000 | [9 empty] | 85 | 80 | Federally-Regulated Consumer Product | 2015-09-30
Universal Boiler Works | Universal Boiler Works | BF125S1 | Steam | Combo (Natural Gas & Oil) | Power | FALSE | FALSE | 3 |  |  | No Match | No Match | No Match | No Match | Other | No Match |  | No Match |  | 5250000 |  | 1750000 |  | 83.5 | 80 |  |  | 10 |  | 82 |  |  | Federally-Regulated Commercial & Industrial Equipment | 2001-12-13
Water Pik, Inc. | Laars | VW0500EP09*BA | Both Steam & Water | LPG | No Match | FALSE | TRUE | 3 |  |  | No Match | No Match | No Match | No Match | Copper | No Match |  | No Match |  | 500000 |  | 125000 |  | 82 | 80 |  |  | 5 |  | 82 |  |  | Federally-Regulated Commercial & Industrial Equipment | 2001-11-21
Dunkirk | Carrier | BS2AAN000150ABAA | Steam | Natural Gas | No Match | FALSE | FALSE | 1 |  |  | No Match | No Match | No Match | No Match | Cast Iron | No Match |  | No Match |  | 150000 | [10 empty] | 80.6 | 75 | Federally-Regulated Consumer Product | 1999-10-22
English Boiler & Tube, Inc. | Bent Tube Balanced Flow | BTBF-175-15 | Steam | Natural Gas | Power | FALSE | FALSE | 3 |  |  | No Match | No Match | No Match | No Match | Other | No Match |  | No Match |  | 7350000 |  | 1837500 |  | 80 | 80 |  |  | 3 |  | 80 |  |  | Federally-Regulated Commercial & Industrial Equipment | 1998-09-10
Burnham Corp. | Burnham Corp. | MPC-10 | Water | Natural Gas | Power | FALSE | FALSE | 1 |  |  |  | None | Non-Condensing | Single-Stage | Cast Iron |  |  |  |  | 1881000 | 1580000 |  |  | 85.9 | 80 | 84 | [6 empty] | Federally-Regulated Commercial & Industrial Equipment | 2010-03-16
Raypak | Raypak | H(3,4)-0400* | Water | LPG | Injection Type | FALSE | FALSE | 1 |  |  |  | None | Non-Condensing | Single-Stage | Copper |  |  |  |  | 399000 | 319000 |  |  |  |  | 80 | [6 empty] | Federally-Regulated Commercial & Industrial Equipment | 2015-04-16
Burnham Corp. | Burnham Corp. | 4FHL-311A | Steam | Natural Gas | Power | FALSE | FALSE | 3 |  | FALSE |  | None | Non-Condensing | Two-Stage Modulating | Other |  |  |  |  | 2603000 | 2133000 |  |  | 84.9 |  | 82 | [6 empty] | Federally-Regulated Commercial & Industrial Equipment | 2014-08-11
Columbia Boiler / Pottstown | Boyertown Furnace Co. | SL7175 | Water | LPG | Power | FALSE | FALSE | 1 |  |  | Barometric Regulator | None | Non-Condensing | Single-Stage | Cast Iron |  |  |  |  | 245000 | 208000 | [9 empty] | 83.4 | 80 | Federally-Regulated Consumer Product | 2008-04-14
Columbia Boiler / Pottstown | PurePro | P3 | Water | Natural Gas | Power | FALSE | FALSE | 1 |  |  | Barometric Regulator | None | Non-Condensing | Single-Stage | Cast Iron |  |  |  |  | 105000 | 91000 | [9 empty] | 85 | 80 | Federally-Regulated Consumer Product | 2008-05-08
Raypak | Raypak | H(3,4)-0135*R | Water | Natural Gas | Induced Draft | FALSE | FALSE | 1 |  |  |  | Electro-Mechanical Flue Damper | Non-Condensing | Single-Stage | Copper |  |  |  |  | 135000 | 109000 | [9 empty] | 82.8 | 80 | Federally-Regulated Consumer Product | 2015-03-30
Dunkirk | Caribe | BWMAAN000075 | Water | Natural Gas | Pressure | FALSE | FALSE | 1 |  | TRUE |  | None | Condensing | Step Modulating | Other | Single-Speed |  |  |  | 75000 | 69000 | [9 empty] | 95 | 80 | Federally-Regulated Consumer Product | 2013-04-19
U.S. Boiler Co. | U.S. Boiler Co. | 209I | Water | LPG | Induced Draft | FALSE | FALSE | 1 |  | TRUE |  | Stack Damper | Non-Condensing | Single-Stage | Cast Iron | Single-Speed |  |  |  | 266000 | 219000 | [9 empty] | 82 | 80 | Federally-Regulated Consumer Product | 2014-01-14
Laars Heating Systems Co. | Laars | PNCH1000N******* | Water | Natural Gas | Power | FALSE | TRUE | 1 |  |  |  | None | Non-Condensing | Step Modulating | Copper |  |  |  |  | 999000 | 849000 | 333320 |  | 85 | 80 | 84 | [6 empty] | Federally-Regulated Commercial & Industrial Equipment | 2007-11-01
New York Thermal, Inc. | New York Thermal, Inc. | LX150E | Water | Natural Gas | Power | FALSE | FALSE | 1 |  | TRUE |  | None | Condensing | Step Modulating | Other |  |  |  |  | 150000 | 136000 | [9 empty] | 93.5 | 80 | Federally-Regulated Consumer Product | 2013-06-17
HTP, Inc. | Westinghouse | WBRNG055WPU | Water | Natural Gas | Power | FALSE | FALSE | 1 | TRUE |  |  | None | Condensing | Step Modulating | Other | Multiple-Speed |  |  |  | 55000 | 51000 | [9 empty] | 96.3 | 80 | Federally-Regulated Consumer Product | 2015-09-30
Smith Cast Iron Boilers | Smith Cast Iron Boilers | 28HE-S/W-04 | Both Steam & Water | Oil | Power | FALSE | FALSE | 1 |  |  |  | None | Non-Condensing | Single-Stage | Cast Iron |  |  |  |  | 1106000 | 931000 |  |  | 86.2 | 83 | 83.9 | [6 empty] | Federally-Regulated Commercial & Industrial Equipment | 2007-12-12
Ajax Boiler, Inc. | Ajax | OWGOFD350 | Steam | Natural Gas | Power | FALSE | TRUE | 3 |  |  | No Match | No Match | No Match | No Match | Other | No Match |  | No Match |  | 350000 |  | 175000 |  | 82 | 80 |  |  |  |  | 80 |  |  | Non Federally-Regulated | 1992-10-27
Burnham Corp. | Crown Boiler Co. | BWC151 | Water | LPG | Induced Draft | FALSE | FALSE | 1 |  |  | None | None | Condensing | Step Modulating | Other | Single-Speed | 0.13 | Standard |  | 150000 | 137000 | 50000 | 47000 | [7 empty] | 95.2 | 80 | Federally-Regulated Consumer Product | 2008-09-25
Water Pik, Inc. | Laars | RHCH2400P******* | Both Steam & Water | LPG | Power | FALSE | TRUE | 3 |  |  | No Match | No Match | No Match | No Match | Copper | No Match |  | No Match |  | 2400000 |  | 1200000 |  | 85 | 80 |  |  | 12 |  | 88 |  |  | Federally-Regulated Commercial & Industrial Equipment | 2002-08-22
Thermal Solutions | Thermal Solutions | EV(A,S)0750B**-*E* | Water | Natural Gas | Power | FALSE | FALSE | 3 |  |  |  | None | Non-Condensing | Step Modulating | Copper |  |  |  |  | 750000 | 623000 |  |  | 83.6 |  | 83 | [6 empty] | Federally-Regulated Commercial & Industrial Equipment | 2014-08-11
Laars Heating Systems Company | Magnatherm | MGH1600****** | Water | LPG | Power | FALSE | TRUE | 1 |  | FALSE | None | None | Condensing | Step Modulating | No Match |  |  |  |  | 1600000 | 1510000 |  |  | 96 |  | 94.4 | 80 | [5 empty] | Federally-Regulated Commercial & Industrial Equipment | 2015-08-24
U.S. Boiler Co. | PUREPRO ADVANTAGE | AO-3-075D | Water | Oil | Power | FALSE | FALSE | 1 | TRUE |  |  | None | Non-Condensing | Single-Stage | Cast Iron | Single-Speed |  |  |  | 105000 | 92000 | [9 empty] | 87.8 | 84 | Federally-Regulated Consumer Product | 2015-09-30
Smith Cast Iron Boilers | Smith Cast Iron Boilers | 19A-S/W-03 | Both Steam & Water | Natural Gas | Power | FALSE | FALSE | 1 |  |  |  | None | Non-Condensing | Single-Stage | Cast Iron |  |  |  |  | 375000 | 297000 |  |  | 81.6 | 80 | 79.2 | [6 empty] | Federally-Regulated Commercial & Industrial Equipment | 2007-12-12
Weil-McLain | Weil-McLain | 988 | Both Steam & Water | Oil | Power | FALSE | FALSE | 1 |  |  |  | None | Non-Condensing | Single-Stage | Cast Iron |  |  |  |  | 2655000 | 2274000 |  |  | 86.2 | 83 | 85.6 | [6 empty] | Federally-Regulated Commercial & Industrial Equipment | 2008-04-14
Axeman-Anderson Co. | Axeman-Anderson Co. | 108NPO-U | Water | Oil | No Match | TRUE | FALSE | 1 |  |  | No Match | No Match | No Match | No Match | Other | No Match |  | No Match |  | 175000 | [10 empty] | 85.9 | 80 | Federally-Regulated Consumer Product | 2000-06-07
Parker Boiler Co. | Parker Boiler | GO-40R | Steam | Combo (Natural Gas & Oil) | Power | FALSE | FALSE | 3 |  |  | No Match | No Match | No Match | No Match | Other | No Match |  | No Match |  | 1680000 |  | 840000 |  | 83 | 80 |  |  | 4 |  | 82 |  |  | Federally-Regulated Commercial & Industrial Equipment | 1996-03-13
Dunkirk | Sears | K90-75 | Water | Combo (Natural Gas & Oil) | No Match | FALSE | FALSE | 1 |  |  | No Match | No Match | No Match | No Match | Other | No Match |  | No Match |  | 75000 | [10 empty] | 90 | 80 | Federally-Regulated Consumer Product | 2002-06-04
Ajax Boiler, Inc. | Ajax | SFG350W | Steam | Natural Gas | Power | FALSE | TRUE | 3 |  |  | No Match | No Match | No Match | No Match | Other | No Match |  | No Match |  | 14700000 |  | 5800000 |  | 80 | 80 |  |  |  |  | 80 |  |  | Federally-Regulated Commercial & Industrial Equipment | 1997-01-07
U.S. Boiler Co. | F.W. Webb | AO-5-200 | Water | Oil | Power | FALSE | FALSE | 1 |  | TRUE |  | None | Non-Condensing | Single-Stage | Cast Iron | Multiple-Speed |  |  |  | 280000 | 241000 | [9 empty] | 84.7 | 80 | Federally-Regulated Consumer Product | 2014-01-14
HTP, Inc. | Westinghouse | WBRLP199WPU | Water | LPG | Power | FALSE | FALSE | 1 | TRUE |  |  | None | Condensing | Step Modulating | Other | Multiple-Speed |  |  |  | 199000 | 184000 | [9 empty] | 95.3 | 80 | Federally-Regulated Consumer Product | 2015-09-30
Crown Boiler Co. | Crown Boiler Co. | BWF128 | Water | LPG | Induced Draft | FALSE | FALSE | 1 |  | TRUE |  | None | Non-Condensing | Single-Stage | Cast Iron | Single-Speed |  |  |  | 128000 | 106000 | [9 empty] | 82.8 | 80 | Federally-Regulated Consumer Product | 2013-04-19
Water Pik, Inc. | Laars | PH0600IP04*1A | Water | LPG | No Match | FALSE | FALSE | 3 |  |  | No Match | No Match | No Match | No Match | Copper | No Match |  | No Match |  | 600000 |  | 150000 |  | 81 | 80 |  |  | 5 |  | 81 |  |  | Federally-Regulated Commercial & Industrial Equipment | 2001-05-30
Burnham Corp. | Burnham Corp. | 4FHL-127A | Steam | Natural Gas | Power | FALSE | FALSE | 1 |  | FALSE |  | None | Non-Condensing | Two-Stage Modulating | Other |  |  |  |  | 1063000 | 859000 |  |  | 84.6 |  | 80.8 | [6 empty] | Federally-Regulated Commercial & Industrial Equipment | 2014-08-11
Smith Cast Iron Boilers | Smith Cast Iron Boilers | 350A-*-08 | Both Steam & Water | Oil | Power | FALSE | FALSE | 1 |  |  |  | None | Non-Condensing | Single-Stage | Cast Iron |  |  |  |  | 1820000 | 1470000 |  |  | 83.5 | 83 | 80.6 | [6 empty] | Federally-Regulated Commercial & Industrial Equipment | 2007-12-12
Smith Cast Iron Boilers | Smith Cast Iron Boilers | 19HE-3 | Water | Oil | Power | FALSE | FALSE | 1 |  |  |  | None | Non-Condensing | Single-Stage | Cast Iron |  |  |  |  | 364000 | 308000 |  |  | 84.8 | 83 | 84.6 | [6 empty] | Federally-Regulated Commercial & Industrial Equipment | 2010-07-21
Weil-McLain | Weil-McLain | GV-4 | Water | Combo (Natural Gas & Oil) | Power | FALSE | FALSE | 1 |  |  | No Match | No Match | No Match | No Match | Cast Iron | No Match |  | No Match |  | 105000 | [10 empty] | 87.3 | 80 | Federally-Regulated Consumer Product | 2001-11-01
Slant / Fin Corp. | Slant / Fin Corp. | TRF-50 | Water | Natural Gas | Power | FALSE | FALSE | 1 |  |  |  | None | Non-Condensing | Single-Stage | Cast Iron |  |  |  |  | 339000 | 271000 |  |  | 82.3 | 80 | 79.9 | [6 empty] | Federally-Regulated Commercial & Industrial Equipment | 2007-12-12
Hydrotherm | Hydrotherm | HC-65D-PV | Water | LPG | No Match | FALSE | FALSE | 1 |  |  | No Match | No Match | No Match | No Match | Cast Iron | No Match |  | No Match |  | 65000 | [10 empty] | 82.1 | 80 | Federally-Regulated Consumer Product | 1998-12-21
Water Pik, Inc. | Laars | VW0850IP09CBA | Both Steam & Water | LPG | No Match | FALSE | FALSE | 3 |  |  | No Match | No Match | No Match | No Match | Copper | No Match |  | No Match |  | 850000 |  | 850000 |  | 82 | 80 |  |  | 5 |  | 82 |  |  | Federally-Regulated Commercial & Industrial Equipment | 2001-11-21
Camus Hydronics | Camus Hydronics | DFNH-4514-MH | Water | Natural Gas | Power | FALSE | FALSE | 1 |  |  |  | None | Condensing | Step Modulating | Copper |  |  |  |  | 4500000 | 3924000 |  |  | 87.2 |  | 87.2 | [6 empty] | Federally-Regulated Commercial & Industrial Equipment | 2014-08-11
PB Heat, LLC | PB Heat, LLC | 63.04L-SPRK-W | Water | Natural Gas | Injection Type | FALSE | FALSE | 1 |  | TRUE | Draft Diverter | Stack Damper | Non-Condensing | Single-Stage | Cast Iron | Single-Speed |  | Standard |  | 147500 | 123000 | [9 empty] | 82.7 | 80 | Federally-Regulated Consumer Product | 2013-04-19
Crown Boiler Co. | Crown Boiler Co. | 16H-505 | Water | Natural Gas | Induced Draft | FALSE | FALSE | 1 |  |  |  | None | Non-Condensing | Single-Stage | Cast Iron |  |  |  |  | 505000 | 406000 |  |  | 83.2 |  | 80.5 | [6 empty] | Federally-Regulated Commercial & Industrial Equipment | 2014-01-14
Ajax Boiler, Inc. | Ajax | WEC2500W | Water | Combo (Natural Gas & Oil) | Power | FALSE | TRUE | 3 |  |  | No Match | No Match | No Match | No Match | Other | No Match |  | No Match |  | 2380000 |  | 1000000 |  | 85 | 80 |  |  |  |  | 80 |  |  | Federally-Regulated Commercial & Industrial Equipment | 1997-01-07
RBI Water Heaters | RBI Water Heaters | DB400 | Water | Natural Gas | Power | FALSE | FALSE | 1 |  |  |  | None | Non-Condensing | Step Modulating | Copper |  |  |  |  | 399000 | 322000 |  |  | 85 | 80 | 80.8 | [6 empty] | Federally-Regulated Commercial & Industrial Equipment | 2011-02-17
Lochinvar, LLC. | Lochinvar Corp. | KBL105 | Water | Natural Gas | Power | FALSE | FALSE | 1 |  |  |  | None | Condensing | Step Modulating | Other |  |  |  |  | 105000 | 94000 | [9 empty] | 95.4 | 80 | Federally-Regulated Consumer Product | 2008-04-14
Weil-McLain | Weil-McLain | EGH-125-PI | Steam | Natural Gas | No Match | FALSE | FALSE | 3 |  |  | No Match | No Match | No Match | No Match | Cast Iron | No Match |  | No Match |  | 550000 |  | 550000 |  | 80 | 80 |  |  | 10 |  | 80 |  |  | Federally-Regulated Commercial & Industrial Equipment | 1996-02-29
Parker Boiler Co. | Parker Boiler | G-3120 | Water | Natural Gas | Power | FALSE | FALSE | 3 |  |  | No Match | No Match | No Match | No Match | Other | No Match |  | No Match |  | 3120000 |  | 1560000 |  | 80 | 80 |  |  | 4 |  | 80 |  |  | Federally-Regulated Commercial & Industrial Equipment | 1996-03-13
Dunkirk | Lennox | GWM-100IE | Water | Natural Gas | Pressure | FALSE | FALSE | 1 |  | TRUE |  | None | Condensing | Step Modulating | Other | Single-Speed |  |  |  | 100000 | 91000 | [9 empty] | 95 | 80 | Federally-Regulated Consumer Product | 2013-04-19
Thermal Hydronic Supply, Ltd. | Thermal Hydronic Supply, Ltd. | MURELLE EV HE 30 | Water | LPG | Pressure | FALSE | FALSE | 1 |  |  |  | None | Condensing | Step Modulating | Other | Multiple-Speed |  |  |  | 110000 | 100000 | [9 empty] | 95.1 | 80 | Federally-Regulated Consumer Product | 2012-05-02
Newmac Manufacturing | Newmac Manufacturing | NBR 144V | Water | Oil | No Match | TRUE | FALSE | 1 |  |  | No Match | No Match | No Match | No Match | Other | No Match |  | No Match |  | 168000 | [10 empty] | 87 | 80 | Federally-Regulated Consumer Product | 2001-04-12
Ajax Boiler, Inc. | Ajax | B7E0 | Water | Natural Gas | Luminous | FALSE | TRUE | 1 |  |  | None | None | Non-Condensing | Step Modulating | Copper | Single-Speed | 0.75 | No Match |  | 670000 | 530000 | 530000 | 448000 | 80 | 80 | 79.2 | [6 empty] | Federally-Regulated Commercial & Industrial Equipment | 2007-08-15
Ajax Boiler, Inc. | Ajax | WEC10500W | Water | Combo (Natural Gas & Oil) | Power | FALSE | TRUE | 3 |  |  | No Match | No Match | No Match | No Match | Other | No Match |  | No Match |  | 9980000 |  | 4200000 |  | 85 | 80 |  |  |  |  | 80 |  |  | Federally-Regulated Commercial & Industrial Equipment | 1997-01-07
Water Pik, Inc. | Laars | HH0850IN09*1A | Water | Natural Gas | No Match | FALSE | FALSE | 3 |  |  | No Match | No Match | No Match | No Match | Copper | No Match |  | No Match |  | 850000 |  | 212850 |  | 81 | 80 |  |  | 5 |  | 81 |  |  | Federally-Regulated Commercial & Industrial Equipment | 2001-05-16
PB Heat, LLC | Peerless | MI-03-SPRK | Water | Natural Gas | Injection Type | FALSE | FALSE | 1 | TRUE |  |  | Stack Damper | Non-Condensing | Single-Stage | Cast Iron | Single-Speed |  |  |  | 70000 | 58000 | [9 empty] | 82.2 | 80 | Federally-Regulated Consumer Product | 2015-09-30
Raypak | Raypak | H(3,4)-0399* | Water | Natural Gas | Induced Draft | FALSE | FALSE | 1 |  |  |  | None | Non-Condensing | Single-Stage | Copper |  |  |  |  | 399000 | 335000 |  |  |  |  | 84 | [6 empty] | Federally-Regulated Commercial & Industrial Equipment | 2015-04-16
Laars Heating Systems Co. | Laars Heating Systems Co. | JVS160PD* | Water | LPG | Pressure | FALSE | FALSE | 1 |  |  |  | None | Non-Condensing | Single-Stage | Copper |  |  |  |  | 160000 | 136000 | [9 empty] | 85 | 80 | Federally-Regulated Consumer Product | 2011-08-02
PVI Industries | PVI | 18 EWB 85A-E | Water | Electricity | No Match | TRUE | FALSE | 1 |  |  | No Match | No Match | No Match | No Match | Other | No Match |  | No Match |  | 61000 |  |  |  | 99.9 | [6 empty] | 99.9 |  | Federally-Regulated Consumer Product | 1992-09-30
Ajax Boiler, Inc. | Ajax | WFG3000W | Water | Natural Gas | Power | FALSE | TRUE | 3 |  |  | No Match | No Match | No Match | No Match | Other | No Match |  | No Match |  | 3000000 |  | 1200000 |  | 80 | 80 |  |  |  |  | 80 |  |  | Federally-Regulated Commercial & Industrial Equipment | 1997-01-07
Rite Engineering | Rite | 150SG | Both Steam & Water | Natural Gas | Power | FALSE | FALSE | 3 |  |  | No Match | No Match | No Match | No Match | Other | No Match |  | No Match |  | 1500000 |  | 500000 |  | 80 | 80 |  |  |  |  | 80 |  |  | Non Federally-Regulated | 1992-10-14
Ajax Boiler, Inc. | Ajax | WNG12500W | Water | Natural Gas | No Match | FALSE | TRUE | 3 |  |  | No Match | No Match | No Match | No Match | Other | No Match |  | No Match |  | 12500000 |  | 6250000 |  | 80 | 80 |  |  |  |  | 80 |  |  | Federally-Regulated Commercial & Industrial Equipment | 1997-01-07
PB Heat, LLC | Peerless | MI-06-SPRK | Water | Natural Gas | Injection Type | FALSE | FALSE | 1 | TRUE |  |  | Stack Damper | Non-Condensing | Single-Stage | Cast Iron | Single-Speed |  |  |  | 175000 | 143000 | [9 empty] | 82 | 80 | Federally-Regulated Consumer Product | 2015-09-30
Viessmann Manufacturing Co., Inc. | VIESSMANN | B2HB-35 | Water | LPG | Power | FALSE | FALSE | 1 | TRUE |  |  | Electro-Mechanical Inlet Dampe | Condensing | Step Modulating | Other |  |  |  |  | 125000 | 117000 | [9 empty] | 95 | 80 | Federally-Regulated Consumer Product | 2015-09-24
Axeman-Anderson Co. | Axeman-Anderson Co. | OL-119 | Water | Oil | No Match | TRUE | FALSE | 1 |  |  | No Match | No Match | No Match | No Match | Other | No Match |  | No Match |  | 119000 | [10 empty] | 83.9 | 80 | Federally-Regulated Consumer Product | 2000-06-07
RBI Water Heaters | RBI Water Heaters | MB1250 | Water | LPG | Power | FALSE | FALSE | 1 |  |  |  | None | Non-Condensing | Step Modulating | Copper |  |  |  |  | 1250000 | 1066000 |  |  | 85.3 | 80 | 85.3 | [6 empty] | Federally-Regulated Commercial & Industrial Equipment | 2010-07-21
Ajax Boiler, Inc. | Ajax | WG-WGB-3000-D | Steam | Natural Gas | No Match | FALSE | FALSE | 3 |  |  | No Match | No Match | No Match | No Match | Other | No Match |  | No Match |  | 3000000 |  | 3000000 |  | 80 | 80 |  |  |  |  | 80 |  |  | Federally-Regulated Commercial & Industrial Equipment | 1996-02-29
PB Heat, LLC | Peerless | GM-06-SPRK | Water | LPG | Injection Type | FALSE | FALSE | 1 | TRUE |  |  | Stack Damper | Non-Condensing | Single-Stage | Cast Iron |  |  |  |  | 285000 | 238000 | [9 empty] | 82.8 | 80 | Federally-Regulated Consumer Product | 2015-09-30
Parker Boiler Co. | Parker Boiler | G-30 | Steam | Natural Gas | Power | FALSE | FALSE | 3 |  |  | No Match | No Match | No Match | No Match | Other | No Match |  | No Match |  | 1260000 |  | 630000 |  | 80 | 80 |  |  | 4 |  | 80 |  |  | Federally-Regulated Commercial & Industrial Equipment | 1996-03-13
Camus Hydronics | Camus Hydronics | DFPH-0752-MS | Water | LPG | Power | FALSE | FALSE | 1 |  |  |  | None | Condensing | Step Modulating | Other |  |  |  |  | 750000 | 708000 |  |  | 94.4 |  | 94.4 | [6 empty] | Federally-Regulated Commercial & Industrial Equipment | 2014-08-11
PB Heat, LLC | PB Heat, LLC | MI-09-SPRK | Water | LPG | Injection Type | FALSE | FALSE | 1 |  | TRUE |  | Stack Damper | Non-Condensing | Single-Stage | Cast Iron | Single-Speed |  |  |  | 260000 | 211000 | [9 empty] | 82 | 80 | Federally-Regulated Consumer Product | 2013-04-19
Burnham Corp. | Burnham Corp. | 807H | Water | LPG | Induced Draft | FALSE | FALSE | 1 |  |  |  | None | Non-Condensing | Single-Stage | Cast Iron |  |  |  |  | 374000 | 311000 |  |  | 83.2 | 80 | 80 | [6 empty] | Federally-Regulated Commercial & Industrial Equipment | 2010-03-16
Raypak | Raypak | H3-0749* | Water | LPG | Induced Draft | FALSE | FALSE | 1 |  |  |  | None | Non-Condensing | Single-Stage | Copper |  |  |  |  | 750000 | 630000 |  |  |  |  | 84 | [6 empty] | Federally-Regulated Commercial & Industrial Equipment | 2015-04-16
Burnham Corp. | Burnham Corp. | 206PV*I- | Water | Natural Gas | Induced Draft | FALSE | FALSE | 1 |  |  |  | Stack Damper | Non-Condensing | Single-Stage | Cast Iron | Single-Speed | 0.04 | Standard |  | 164000 | 135000 | [9 empty] | 82 | 80 | Federally-Regulated Consumer Product | 2007-11-14
Ajax Boiler, Inc. | Ajax | OWGB-13500 | Water | Natural Gas | No Match | FALSE | TRUE | 3 |  |  | No Match | No Match | No Match | No Match | Other | No Match |  | No Match |  | 13500000 |  | 13500000 |  | 80 | 80 |  |  |  |  | 80 |  |  | Federally-Regulated Commercial & Industrial Equipment | 1996-02-29
Smith Cast Iron Boilers | Peerless | CC-10-W-G | Water | LPG | Power | FALSE | FALSE | 1 |  |  |  | None | Non-Condensing | Single-Stage | Cast Iron |  |  |  |  | 1761000 | 1424000 |  |  |  |  | 83.4 | 80 | [5 empty] | Federally-Regulated Commercial & Industrial Equipment | 2015-09-30
U.S. Boiler Co. | BURNHAM HYDRONICS | 303A | Water | LPG | Injection Type | FALSE | FALSE | 1 | TRUE |  |  | Stack Damper | Non-Condensing | Single-Stage | Cast Iron | Multiple-Speed |  |  |  | 70000 | 59000 | [9 empty] | 84 | 80 | Federally-Regulated Consumer Product | 2015-09-30
Burnham Corp. | Burnham Corp. | 807H | Water | Natural Gas | Induced Draft | FALSE | FALSE | 1 |  |  |  | None | Non-Condensing | Single-Stage | Cast Iron |  |  |  |  | 374000 | 311000 |  |  | 83.2 | 80 | 80 | [6 empty] | Federally-Regulated Commercial & Industrial Equipment | 2010-03-16
Lochinvar, LLC. | Lochinvar Corp. | WBN050 | Water | LPG | Power | FALSE | FALSE | 1 |  |  | None | None | Condensing | Step Modulating | Other |  |  |  |  | 50000 | 45000 | [9 empty] | 95.3 | 80 | Federally-Regulated Consumer Product | 2008-04-14
Water Pik, Inc. | Laars | VW1000MP20****** | Both Steam & Water | LPG | Power | FALSE | TRUE | 3 |  |  | No Match | No Match | No Match | No Match | Copper | No Match |  | No Match |  | 1000000 |  | 1000000 |  | 83 | 80 |  |  | 5 |  | 83 |  |  | Federally-Regulated Commercial & Industrial Equipment | 2001-11-21
Burnham Corp. | Burnham Corp. | V1116-SO | Steam | Oil | Power | FALSE | FALSE | 3 |  |  |  | Stack Damper | Non-Condensing | Two-Stage Modulating | Cast Iron |  |  |  |  | 3780000 | 3113000 |  |  | 82.4 | 83 | 82.7 | [6 empty] | Federally-Regulated Commercial & Industrial Equipment | 2012-06-11
U.S. Boiler Co. | U.S. Boiler Co. | OW-3-065 | Water | Oil | Power | FALSE | FALSE | 1 |  | TRUE |  | None | Non-Condensing | Single-Stage | Cast Iron | Multiple-Speed |  |  |  | 91000 | 80000 | [9 empty] | 86.1 | 80 | Federally-Regulated Consumer Product | 2014-01-14
Burnham Corp. | New Yorker Boiler Co. | CGS30A*I- | Steam | Natural Gas | Induced Draft | FALSE | FALSE | 1 |  |  |  | Stack Damper | Non-Condensing | Single-Stage | Cast Iron |  |  |  |  | 70000 | 57000 | [9 empty] | 81.4 | 75 | Federally-Regulated Consumer Product | 2007-11-14
Burnham Corp. | Burnham Corp. | K5018SP | Steam | LPG | Induced Draft | FALSE | FALSE | 1 |  | TRUE |  | None | Non-Condensing | Single-Stage | Cast Iron |  |  |  |  | 1243100 | 957000 |  |  | 80 |  | 77 | [6 empty] | Federally-Regulated Commercial & Industrial Equipment | 2014-09-05
Raypak | Raypak | H7-2005* | Water | Natural Gas | Induced Draft | FALSE | FALSE | 1 |  |  | None | None | Condensing | Step Modulating | Copper | Single-Speed | 1 | Standard |  | 1999000 | 1919000 | 500000000 |  | 96.5 | 80 | 96 |  | 12 |  |  |  |  | Federally-Regulated Commercial & Industrial Equipment | 2010-03-16
U.S. Boiler Co. | New Yorker Boiler Co. | PVCG40A | Water | LPG | Induced Draft | FALSE | FALSE | 1 |  | TRUE |  | None | Non-Condensing | Single-Stage | Cast Iron | Single-Speed |  |  |  | 105000 | 90000 | [9 empty] | 85.4 | 80 | Federally-Regulated Consumer Product | 2014-01-14
Water Pik, Inc. | Laars | PW1010IP04*BA | Both Steam & Water | LPG | No Match | FALSE | FALSE | 3 |  |  | No Match | No Match | No Match | No Match | Copper | No Match |  | No Match |  | 1010000 |  | 252500 |  | 82 | 80 |  |  | 5 |  | 82 |  |  | Federally-Regulated Commercial & Industrial Equipment | 2001-11-21
HTP, Inc. | HTP, Inc. | 140M | Water | LPG | Power | FALSE | FALSE | 1 |  |  |  | None | Condensing | Step Modulating | Other |  |  |  |  | 140000 | 129000 | [9 empty] | 90 | 80 | Federally-Regulated Consumer Product | 2014-08-08
Slant / Fin Corp. | Slant / Fin Corp. | VHS-120EP | Water | LPG | Induced Draft | FALSE | FALSE | 1 |  |  |  | Stack Damper | Non-Condensing | Single-Stage | Cast Iron |  |  |  |  | 120000 | 100000 | [9 empty] | 82.2 | 80 | Federally-Regulated Consumer Product | 2007-11-14
Rite Engineering | Rite | 425WG | Both Steam & Water | Natural Gas | Power | FALSE | FALSE | 3 |  |  | No Match | No Match | No Match | No Match | Other | No Match |  | No Match |  | 4250000 |  | 1416667 |  | 80 | 80 |  |  |  |  | 80 |  |  | Non Federally-Regulated | 1992-10-14
Parker Boiler Co. | Parker Boiler | T2600LR | Water | Natural Gas | Power | FALSE | FALSE | 3 |  |  | No Match | No Match | No Match | No Match | Other | No Match |  | No Match |  | 2600000 |  | 1300000 |  | 85 | 80 |  |  | 4 |  | 82 |  |  | Federally-Regulated Commercial & Industrial Equipment | 1996-03-13
Crown Boiler Co. | Crown Boiler Co. | 16H-460 | Water | Natural Gas | Induced Draft | FALSE | FALSE | 1 |  |  |  | None | Non-Condensing | Single-Stage | Cast Iron |  |  |  |  | 460000 | 370000 |  |  | 83.5 |  | 80.4 | [6 empty] | Federally-Regulated Commercial & Industrial Equipment | 2014-01-14
Lochinvar, LLC. | Lochinvar Corp. | FBN3000 | Water | Natural Gas | Power | FALSE | FALSE | 1 |  |  |  | None | Condensing | Step Modulating | Other |  |  |  |  | 3000000 | 2760000 |  |  | 92 | [8 empty] | Federally-Regulated Commercial & Industrial Equipment | 2015-04-20
Bryan Steam Corp. | Bryan | RW1900-S-FDGO | Both Steam & Water | Natural Gas | Power | FALSE | FALSE | 3 |  |  | No Match | No Match | No Match | No Match | Other | No Match |  | No Match |  | 19000000 |  | 6333333 |  | 82 | 80 |  |  |  |  | 81 |  |  | Federally-Regulated Commercial & Industrial Equipment | 1996-03-13
Water Pik, Inc. | Laars | PW0320MP20****** | Both Steam & Water | LPG | Power | FALSE | TRUE | 3 |  |  | No Match | No Match | No Match | No Match | Copper | No Match |  | No Match |  | 320000 |  | 320000 |  | 83 | 80 |  |  | 5 |  | 83 |  |  | Federally-Regulated Commercial & Industrial Equipment | 2001-11-21
Camus Hydronics | Camus Hydronics | DFPH-4514-MH | Water | LPG | Power | FALSE | FALSE | 1 |  |  |  | None | Condensing | Step Modulating | Copper |  |  |  |  | 4500000 | 3924000 |  |  | 87.2 |  | 87.2 | [6 empty] | Federally-Regulated Commercial & Industrial Equipment | 2014-08-11
Raypak | Raypak | H(1,5)-0330* | Water | Natural Gas | Injection Type | FALSE | FALSE | 1 |  |  |  | None | Non-Condensing | Step Modulating | Copper |  |  |  |  | 334000 | 267000 |  |  |  |  | 80 | [6 empty] | Federally-Regulated Commercial & Industrial Equipment | 2015-04-16
Water Pik, Inc. | Laars | HH1010EN21*N* | Water | Natural Gas | No Match | FALSE | TRUE | 3 |  |  | No Match | No Match | No Match | No Match | Copper | No Match |  | No Match |  | 1010000 |  | 252500 |  | 82 | 80 |  |  | 5 |  | 82 |  |  | Federally-Regulated Commercial & Industrial Equipment | 2001-11-21
Ajax Boiler, Inc. | Ajax | WGOXFD-4750 | Steam | Natural Gas | Power | FALSE | FALSE | 3 |  |  | No Match | No Match | No Match | No Match | Other | No Match |  | No Match |  | 4750000 |  | 2375000 |  | 82 | 80 |  |  |  |  | 80 |  |  | Non Federally-Regulated | 1992-10-27
Ajax Boiler, Inc. | Ajax | WEG12500W | Water | Natural Gas | Power | FALSE | TRUE | 3 |  |  | No Match | No Match | No Match | No Match | Other | No Match |  | No Match |  | 11900000 |  | 5000000 |  | 85 | 80 |  |  |  |  | 80 |  |  | Federally-Regulated Commercial & Industrial Equipment | 1997-01-07
PB Heat, LLC | PB Heat, LLC | DE-05-SPRK | Water | Natural Gas | Injection Type | FALSE | FALSE | 1 |  | TRUE |  | None | Non-Condensing | Single-Stage | Cast Iron | Single-Speed |  |  |  | 140000 | 116000 | [9 empty] | 82 | 80 | Federally-Regulated Consumer Product | 2013-04-19
Smith Cast Iron Boilers | Smith Cast Iron Boilers | 28A-S/W-12 | Both Steam & Water | Natural Gas | Power | FALSE | FALSE | 1 |  |  |  | None | Non-Condensing | Single-Stage | Cast Iron |  |  |  |  | 3844000 | 3031000 |  |  | 81 | 80 | 78.8 | [6 empty] | Federally-Regulated Commercial & Industrial Equipment | 2007-12-12
Water Pik, Inc. | Laars | PW0520MN20***** | Both Steam & Water | Natural Gas | Power | FALSE | FALSE | 3 |  |  | No Match | No Match | No Match | No Match | Copper | No Match |  | No Match |  | 520000 |  | 520000 |  | 85 | 80 |  |  | 5 |  | 83 |  |  | Federally-Regulated Commercial & Industrial Equipment | 2001-11-21
Smith Cast Iron Boilers | Smith Cast Iron Boilers | 28HE-S/W-06 | Both Steam & Water | Natural Gas | Power | FALSE | FALSE | 1 |  |  |  | None | Non-Condensing | Single-Stage | Cast Iron |  |  |  |  | 1773000 | 1458000 |  |  | 83.5 | 80 | 82.2 | [6 empty] | Federally-Regulated Commercial & Industrial Equipment | 2007-12-12
Parker Boiler Co. | Parker Boiler | G-2640R | Water | Natural Gas | Power | FALSE | FALSE | 3 |  |  | No Match | No Match | No Match | No Match | Other | No Match |  | No Match |  | 2640000 |  | 1320000 |  | 85 | 80 |  |  | 4 |  | 82 |  |  | Federally-Regulated Commercial & Industrial Equipment | 1996-03-13
Raypak | Raypak | H(1,2,5)-1083 * | Water | LPG | Injection Type | FALSE | TRUE | 1 |  |  |  | None | Non-Condensing | Step Modulating | Copper |  |  |  |  | 1035000 | 849000 |  |  |  |  | 82 | [6 empty] | Federally-Regulated Commercial & Industrial Equipment | 2015-04-16
Burnham Corp. | Crown Boiler Co. | BSi310S | Both Steam & Water | Natural Gas | Induced Draft | TRUE | FALSE | 1 |  |  |  | None | Non-Condensing | Single-Stage | Cast Iron |  |  |  |  | 310000 | 256000 |  |  | 82.5 | 80 | 79.5 | [6 empty] | Federally-Regulated Commercial & Industrial Equipment | 2007-12-12
Burnham Corp. | Crown Boiler Co. | BSI379E | Both Steam & Water | LPG | Induced Draft | FALSE | FALSE | 1 |  |  |  | None | Non-Condensing | Single-Stage | Cast Iron |  |  |  |  | 379000 | 313000 |  |  | 82.5 | 80 | 79.5 | [6 empty] | Federally-Regulated Commercial & Industrial Equipment | 2007-12-12
Water Pik, Inc. | Laars | VW5000IN18A* | Both Steam & Water | Natural Gas | No Match | FALSE | FALSE | 3 |  |  | No Match | No Match | No Match | No Match | Copper | No Match |  | No Match |  | 5000000 |  | 5000000 |  | 82 | 80 |  |  | 5 |  | 82 |  |  | Federally-Regulated Commercial & Industrial Equipment | 2001-11-21
Slant / Fin Corp. | Slant / Fin Corp. | GG-275HEDS | Water | Natural Gas | Injection Type | FALSE | FALSE | 1 |  |  |  | Stack Damper | Non-Condensing | Single-Stage | Cast Iron |  |  |  |  | 275000 | 228000 | [9 empty] | 82.5 | 80 | Federally-Regulated Consumer Product | 2007-11-14
Water Pik, Inc. | Laars | VW0715EN21*N* | Both Steam & Water | Natural Gas | No Match | FALSE | TRUE | 3 |  |  | No Match | No Match | No Match | No Match | Copper | No Match |  | No Match |  | 715000 |  | 178750 |  | 82 | 80 |  |  | 5 |  | 82 |  |  | Federally-Regulated Commercial & Industrial Equipment | 2001-11-21
PB Heat, LLC | PB Heat, LLC | 63-05L-SPRK-W | Water | LPG | Injection Type | FALSE | FALSE | 1 |  | TRUE | Draft Diverter | Stack Damper | Non-Condensing | Single-Stage | Cast Iron | Single-Speed |  | Standard |  | 206500 | 172000 | [9 empty] | 82.9 | 80 | Federally-Regulated Consumer Product | 2013-04-19
RBI Water Heaters | RBI Water Heaters | MB2000 | Water | Natural Gas | Power | FALSE | FALSE | 1 |  |  |  | None | Non-Condensing | Step Modulating | Copper |  |  |  |  | 2000000 | 1704000 |  |  | 85.2 | 80 | 85.2 | [6 empty] | Federally-Regulated Commercial & Industrial Equipment | 2010-07-21
PB Heat, LLC | Peerless | PSC-06-SV | Water | LPG | Injection Type | FALSE | FALSE | 1 | TRUE |  |  | None | Non-Condensing | Single-Stage | Cast Iron |  |  |  |  | 175000 | 146000 | [9 empty] | 83 | 80 | Federally-Regulated Consumer Product | 2015-09-30
Water Pik, Inc. | Laars | EDP110 | Water | Combo (Natural Gas & Oil) | Power | FALSE | FALSE | 1 |  |  | No Match | No Match | No Match | No Match | Copper | No Match |  | No Match |  | 108200 | [10 empty] | 85.5 | 80 | Federally-Regulated Consumer Product | 2001-11-21
Harsco Industrial / Patterson-Kelley | Harsco Industrial / Patterson-Kelley | N-2000-2 | Water | Natural Gas | Pressure | FALSE | FALSE | 1 |  |  |  | None | Non-Condensing | Two-Stage Modulating | Copper |  |  |  |  | 2000000 | 1700000 |  |  |  |  | 85 | [6 empty] | Federally-Regulated Commercial & Industrial Equipment | 2014-09-05
Easco Boiler Corp. | Easco | ESP-300-S015 | Both Steam & Water | Combo (Natural Gas & Oil) | Power | FALSE | FALSE | 3 |  |  | No Match | No Match | No Match | No Match | Other | No Match |  | No Match |  | 12554000 |  | 2510800 |  | 83 | 80 |  |  | 22 |  | 81 |  |  | Federally-Regulated Commercial & Industrial Equipment | 1998-06-02
Burnham Corp. | Burnham Corp. | PVG-7 | Water | Natural Gas | Induced Draft | FALSE | FALSE | 1 |  |  |  | None | Non-Condensing | Single-Stage | Cast Iron | Single-Speed | 0.04 | Standard |  | 210000 | 179000 | [9 empty] | 85 | 80 | Federally-Regulated Consumer Product | 2007-11-14
Parker Boiler Co. | Parker Boiler | G-6250R | Water | Natural Gas | Power | FALSE | FALSE | 3 |  |  | No Match | No Match | No Match | No Match | Other | No Match |  | No Match |  | 6250000 |  | 3125000 |  | 85 | 80 |  |  | 4 |  | 82 |  |  | Federally-Regulated Commercial & Industrial Equipment | 1996-03-13
Weil-McLain | Weil-McLain | EG-75-PIN | Steam | Natural Gas | No Match | FALSE | FALSE | 3 |  |  | No Match | No Match | No Match | No Match | Cast Iron | No Match |  | No Match |  | 300000 |  | 300000 |  | 80 | 80 |  |  | 10 |  | 80 |  |  | Federally-Regulated Commercial & Industrial Equipment | 1996-02-29
Allied Engineering Co. | Allied Engineering Co. | HSE-125-P | Water | LPG | Power | FALSE | FALSE | 1 |  | TRUE |  | None | Condensing | Step Modulating | Other | Multiple-Speed |  |  |  | 124000 | 111000 | [9 empty] | 93 | 80 | Federally-Regulated Consumer Product | 2014-08-08
Raypak | Raypak | H4-HD101* | Water | Natural Gas | Induced Draft | FALSE | TRUE | 1 |  |  | None | None | Non-Condensing | Single-Stage | Copper | Single-Speed |  | Standard |  | 100000 | 84000 | [9 empty] | 85 | 80 | Federally-Regulated Consumer Product | 2010-01-11
Crown Boiler Co. | Burnham Corp. | 304 | Water | LPG | Injection Type | FALSE | FALSE | 1 |  |  | Draft Diverter | Stack Damper | Non-Condensing | Single-Stage | Cast Iron | Single-Speed |  | Standard |  | 105000 | 88000 | [9 empty] | 84 | 80 | Federally-Regulated Consumer Product | 2010-03-16
Ajax Boiler, Inc. | Ajax | SFG40W | Steam | Natural Gas | Power | FALSE | TRUE | 3 |  |  | No Match | No Match | No Match | No Match | Other | No Match |  | No Match |  | 1670000 |  | 800000 |  | 80 | 80 |  |  |  |  | 80 |  |  | Federally-Regulated Commercial & Industrial Equipment | 1997-01-07
Viessmann Manufacturing | Viessmann Manufacturing | CT3-72 | Water | Natural Gas | Power | FALSE | FALSE | 1 |  |  |  | None | Condensing | Step Modulating | Other |  |  |  |  | 2702000 | 2616000 |  |  | 96.8 | 80 | 96.8 | [6 empty] | Federally-Regulated Commercial & Industrial Equipment | 2008-04-14
Water Pik, Inc. | Laars | PH1825IP09*1A | Water | LPG | No Match | FALSE | FALSE | 3 |  |  | No Match | No Match | No Match | No Match | Copper | No Match |  | No Match |  | 1825000 |  | 456250 |  | 81 | 80 |  |  | 5 |  | 81 |  |  | Federally-Regulated Commercial & Industrial Equipment | 2001-05-30
Bryan Steam Corp. | Bryan | K-650-W-LP | Water | LPG | No Match | TRUE | FALSE | 3 |  |  | No Match | No Match | No Match | No Match | Other | No Match |  | No Match |  | 6500000 |  | 6500000 |  | 80 | 80 |  |  |  |  | 80 |  |  | Federally-Regulated Commercial & Industrial Equipment | 1996-03-01
Crown Boiler Co. | Burnham Corp. | FCM120 | Water | LPG | Induced Draft | FALSE | FALSE | 1 |  |  | None | None | Condensing | Step Modulating | Other | Single-Speed | 0.13 | Standard |  | 120000 | 107000 | 40000 | 37000 | [7 empty] | 95.2 | 80 | Federally-Regulated Consumer Product | 2007-11-14
Burnham Corp. | Crown Boiler Co. | CWI310S | Water | Natural Gas | Induced Draft | TRUE | FALSE | 1 |  |  |  | None | Non-Condensing | Single-Stage | Cast Iron |  |  |  |  | 310000 | 259000 |  |  | 83.5 | 80 | 80.5 | [6 empty] | Federally-Regulated Commercial & Industrial Equipment | 2007-12-12
Dunkirk | Sears | 229.9655 | Water | Natural Gas | Power | FALSE | FALSE | 1 |  |  | No Match | No Match | No Match | No Match | Cast Iron | No Match |  | No Match |  | 112500 | [10 empty] | 83 | 80 | Federally-Regulated Consumer Product | 2000-06-07
Slant / Fin Corp. | Slant / Fin Corp. | TRF-70 | Both Steam & Water | Oil | Power | FALSE | FALSE | 1 |  |  |  | None | Non-Condensing | Single-Stage | Cast Iron |  |  |  |  | 420000 | 337000 |  |  | 84.8 | 83 | 80.2 | [6 empty] | Federally-Regulated Commercial & Industrial Equipment | 2008-04-14
Ajax Boiler, Inc. | Ajax | WGXFD-7500 | Steam | Natural Gas | Power | FALSE | FALSE | 3 |  |  | No Match | No Match | No Match | No Match | Other | No Match |  | No Match |  | 7500000 |  | 3750000 |  | 82 | 80 |  |  |  |  | 80 |  |  | Non Federally-Regulated | 1992-10-27
Ajax Boiler, Inc. | Ajax | OSGOXFD350 | Steam | Natural Gas | Power | FALSE | TRUE | 3 |  |  | No Match | No Match | No Match | No Match | Other | No Match |  | No Match |  | 350000 |  | 175000 |  | 81 | 80 |  |  |  |  | 80 |  |  | Non Federally-Regulated | 1992-10-27
Zurn Industries | Zurn Energy Division | ZURN-KEYSTONE | Steam | Natural Gas | Power | FALSE | FALSE | 3 |  |  | No Match | No Match | No Match | No Match | Other | No Match |  | No Match |  | 48576000 |  | 12150000 |  | 82 | 80 |  |  |  |  | 82 |  |  | Federally-Regulated Commercial & Industrial Equipment | 1996-03-13
Ajax Boiler, Inc. | Ajax | WNG8000W | Water | Natural Gas | No Match | FALSE | TRUE | 3 |  |  | No Match | No Match | No Match | No Match | Other | No Match |  | No Match |  | 8000000 |  | 4000000 |  | 80 | 80 |  |  |  |  | 80 |  |  | Federally-Regulated Commercial & Industrial Equipment | 1997-01-07
Newmac Manufacturing | Newmac Manufacturing | NBR 145 | Water | Oil | No Match | TRUE | FALSE | 1 |  |  | No Match | No Match | No Match | No Match | Other | No Match |  | No Match |  | 171000 | [10 empty] | 85.7 | 80 | Federally-Regulated Consumer Product | 2001-04-12
Bosch Thermotechnology Corp. | Bosch Thermotechnology Corp. | GB162-100 L.B. | Water | Natural Gas | Pressure | FALSE | FALSE | 1 |  |  |  | None | Condensing | Single-Stage | Other |  |  |  |  | 333000 | 302000 |  |  | 90.8 |  | 90.8 | [6 empty] | Federally-Regulated Commercial & Industrial Equipment | 2015-04-02
Burnham Corp. | Burnham Corp. | V84WM | Water | Oil | Power | FALSE | FALSE | 1 |  |  |  | None | Non-Condensing | Single-Stage | Cast Iron | Single-Speed | 0.04 | Standard |  | 147000 | 127000 | [9 empty] | 86.1 | 80 | Federally-Regulated Consumer Product | 2007-11-14
Ajax Boiler, Inc. | Ajax | WGXFD-3500 | Steam | Natural Gas | Power | FALSE | FALSE | 3 |  |  | No Match | No Match | No Match | No Match | Other | No Match |  | No Match |  | 3500000 |  | 1750000 |  | 82 | 80 |  |  |  |  | 80 |  |  | Non Federally-Regulated | 1992-10-27
Crown Boiler Co. | Crown | C247-800-S | Steam | Natural Gas | No Match | FALSE | FALSE | 3 |  |  | No Match | No Match | No Match | No Match | Cast Iron | No Match |  | No Match |  | 800000 |  | 800000 |  | 80 | 80 |  |  |  |  | 80 |  |  | Federally-Regulated Commercial & Industrial Equipment | 1996-03-06
Thermal Solutions | Thermal Solutions | EV(A,S)1000B**-*A* | Water | Natural Gas | Power | FALSE | FALSE | 1 |  |  |  | None | Non-Condensing | Step Modulating | Copper |  |  |  |  | 1000000 | 819000 |  |  | 82.7 |  | 81.9 | [6 empty] | Federally-Regulated Commercial & Industrial Equipment | 2014-08-11
Cleaver-Brooks | Cleaver-Brooks | CBW-700-125-***** | Steam | Natural Gas | Power | FALSE | FALSE | 3 |  |  | No Match | No Match | No Match | No Match | Other | No Match |  | No Match |  | 5230000 |  | 5230000 |  | 80 | 80 |  |  | 25 |  | 80 |  |  | Federally-Regulated Commercial & Industrial Equipment | 1999-03-02
Raypak | Raypak | H-1414A | Water | Natural Gas | Injection Type | FALSE | FALSE | 1 |  |  | None | None | Non-Condensing | Single-Stage | Copper |  |  |  |  | 1413000 | 1159000 |  |  | 82 | 80 | 82 | [6 empty] | Federally-Regulated Commercial & Industrial Equipment | 2007-12-12
Aerco International | Benchmark | BMK 1500 | Water | LPG | Power | FALSE | FALSE | 1 |  | FALSE | None | None | Condensing | Step Modulating | Other |  |  |  |  | 2000000 | 1922000 | 100000 |  | 95.1 |  | 94.6 | [6 empty] | Federally-Regulated Commercial & Industrial Equipment | 2014-09-02
Water Pik, Inc. | Laars | HH1430IP09CBA | Water | LPG | No Match | FALSE | FALSE | 3 |  |  | No Match | No Match | No Match | No Match | Copper | No Match |  | No Match |  | 1430000 |  | 1430000 |  | 82 | 80 |  |  | 5 |  | 82 |  |  | Federally-Regulated Commercial & Industrial Equipment | 2001-05-30
Slant / Fin Corp. | Slant / Fin Corp. | TR-40HPZ | Steam | Oil | Power | FALSE | FALSE | 1 |  |  |  | None | Non-Condensing | Single-Stage | Cast Iron |  |  |  |  | 210000 | 179000 | [9 empty] | 84 | 80 | Federally-Regulated Consumer Product | 2007-11-14
Lochinvar, LLC. | Lochinvar Corp. | OKL286 | Water | LPG | Power | FALSE | TRUE | 1 |  | TRUE |  | None | Condensing | Step Modulating | Other |  |  |  |  | 285000 | 266000 | [9 empty] | 94 | 80 | Federally-Regulated Consumer Product | 2014-10-23
Burnham Corp. | Burnham Corp. | K5006SN | Steam | Natural Gas | Induced Draft | TRUE | FALSE | 1 |  |  |  | None | Non-Condensing | Single-Stage | Cast Iron |  |  |  |  | 401000 | 309000 |  |  | 80 | 80 | 77 | [6 empty] | Federally-Regulated Commercial & Industrial Equipment | 2012-06-11
Burnham Corp. | Burnham Corp. | ALP500 | Water | Natural Gas | Power | FALSE | FALSE | 1 |  |  | None | None | Condensing | Step Modulating | Other |  |  |  |  | 500000 | 475000 | 100000000 |  | 95 | 80 | 95 | [6 empty] | Federally-Regulated Commercial & Industrial Equipment | 2009-08-17
Water Pik, Inc. | Laars | VW0500IN09*1A | Both Steam & Water | Natural Gas | No Match | FALSE | FALSE | 3 |  |  | No Match | No Match | No Match | No Match | Copper | No Match |  | No Match |  | 500000 |  | 125000 |  | 81 | 80 |  |  | 5 |  | 81 |  |  | Federally-Regulated Commercial & Industrial Equipment | 2001-11-21
Camus Hydronics | Camus Hydronics | DFPH-6014-MS | Water | LPG | Power | FALSE | FALSE | 3 |  |  |  | None | Non-Condensing | Step Modulating | Other |  |  |  |  | 6000000 | 5232000 |  |  | 87.2 |  | 87.2 | [6 empty] | Federally-Regulated Commercial & Industrial Equipment | 2014-08-11
Lochinvar, LLC. | Lochinvar Corp. | WH(N,L)055 | Water | Natural Gas | Power | FALSE | FALSE | 1 |  | TRUE |  | None | Condensing | Step Modulating | Other |  |  |  |  | 55000 | 51000 | [9 empty] | 95 | 80 | Federally-Regulated Consumer Product | 2014-10-23
Harsco Industrial / Patterson-Kelley | Harsco Industrial / Patterson-Kelley | C-3000 | Water | Natural Gas | Power | FALSE | FALSE | 3 |  |  |  | None | Condensing | Step Modulating | Other |  |  |  |  | 3000000 | 2775000 |  |  | 92.5 |  | 92.5 | [6 empty] | Federally-Regulated Commercial & Industrial Equipment | 2015-04-02
Thermal Solutions | Thermal Solutions | EV(A,S)2000SB**-*C* | Water | Natural Gas | Power | FALSE | FALSE | 3 |  |  |  | None | Non-Condensing | Step Modulating | Copper |  |  |  |  | 2000000 | 1732000 |  |  | 86.4 |  | 86.4 | [6 empty] | Federally-Regulated Commercial & Industrial Equipment | 2014-10-21
Laars Heating Systems Co. | Laars | RHHH2400P******* | Water | LPG | Power | FALSE | TRUE | 1 |  |  |  | None | Condensing | Step Modulating | Copper | Single-Speed |  | Standard |  | 2400000 | 2160000 | 600000 |  | 90 | 80 | 89.5 | [6 empty] | Federally-Regulated Commercial & Industrial Equipment | 2007-11-20
Water Pik, Inc. | Laars | PW0775MP20****** | Both Steam & Water | LPG | Power | FALSE | TRUE | 3 |  |  | No Match | No Match | No Match | No Match | Copper | No Match |  | No Match |  | 775000 |  | 775000 |  | 83 | 80 |  |  | 5 |  | 83 |  |  | Federally-Regulated Commercial & Industrial Equipment | 2001-11-21
Camus Hydronics | Camus Hydronics | DFPH-5002-MH | Water | LPG | Power | FALSE | FALSE | 3 |  |  |  | None | Condensing | Step Modulating | Copper |  |  |  |  | 5000000 | 4720000 |  |  | 94.4 |  | 94.4 | [6 empty] | Federally-Regulated Commercial & Industrial Equipment | 2014-08-11
Cleaver-Brooks | Cleaver-Brooks | FLX-700-550STM | Steam | Natural Gas | Power | FALSE | FALSE | 3 |  |  | No Match | No Match | No Match | No Match | Other | No Match |  | No Match |  | 5500000 |  | 5500000 |  | 80 | 80 |  |  | 25 |  | 80 |  |  | Federally-Regulated Commercial & Industrial Equipment | 2001-07-31
Water Pik, Inc. | Laars | PH0850IP09*BA | Water | LPG | No Match | FALSE | FALSE | 3 |  |  | No Match | No Match | No Match | No Match | Copper | No Match |  | No Match |  | 850000 |  | 212850 |  | 82 | 80 |  |  | 5 |  | 82 |  |  | Federally-Regulated Commercial & Industrial Equipment | 2001-05-30
Water Pik, Inc. | Laars | VW0850EN09*BA | Both Steam & Water | Natural Gas | No Match | FALSE | TRUE | 3 |  |  | No Match | No Match | No Match | No Match | Copper | No Match |  | No Match |  | 850000 |  | 212850 |  | 82 | 80 |  |  | 5 |  | 82 |  |  | Federally-Regulated Commercial & Industrial Equipment | 2001-11-21
Smith Cast Iron Boilers | Peerless | TCII-07R-W-G | Water | Natural Gas | Power | FALSE | FALSE | 1 |  |  |  | None | Non-Condensing | Single-Stage | Cast Iron |  |  |  |  | 1990000 | 1642000 |  |  |  |  | 82.5 | 80 | [5 empty] | Federally-Regulated Commercial & Industrial Equipment | 2015-09-30
Crown Boiler Co. | Crown Boiler Co. | BWC425 | Water | Natural Gas | Pressure | FALSE | FALSE | 1 |  |  |  | None | Condensing | Step Modulating | Other | Single-Speed |  |  |  | 425000 | 367000 |  |  |  |  | 86.5 | [6 empty] | Federally-Regulated Commercial & Industrial Equipment | 2015-04-20
Slant / Fin Corp. | Slant / Fin Corp. | CHS-175 | Water | LPG | Power | FALSE | FALSE | 1 |  | TRUE |  | None | Condensing | Step Modulating | Other |  |  |  |  | 175000 | 163000 | [9 empty] | 95 | 80 | Federally-Regulated Consumer Product | 2014-01-14
Cleaver-Brooks | Cleaver-Brooks | CBLE-700-500-***** | Steam | Natural Gas | Power | FALSE | FALSE | 3 |  |  | No Match | No Match | No Match | No Match | Other | No Match |  | No Match |  | 20930000 |  | 20930000 |  | 80 | 80 |  |  | 25 |  | 80 |  |  | Federally-Regulated Commercial & Industrial Equipment | 1999-03-02
Water Pik, Inc. | Laars | HH1010EN09*BA | Water | Natural Gas | No Match | FALSE | TRUE | 3 |  |  | No Match | No Match | No Match | No Match | Copper | No Match |  | No Match |  | 1010000 |  | 252500 |  | 82 | 80 |  |  | 5 |  | 82 |  |  | Federally-Regulated Commercial & Industrial Equipment | 2001-05-16
Laars Heating Systems Company | BRUTE LX | BLXHW220(N,P)**** | Water | LPG | Power | FALSE | FALSE | 1 | TRUE |  |  | None | Condensing | Step Modulating | Other |  |  |  |  | 220000 | 206000 | [9 empty] | 95 | 80 | Federally-Regulated Consumer Product | 2015-09-30
U.S. Boiler Co. | U.S. Boiler Co. | FCM120 | Water | LPG | Induced Draft | FALSE | FALSE | 1 |  | TRUE |  | None | Condensing | Step Modulating | Other | Single-Speed |  |  |  | 120000 | 108000 | [9 empty] | 92.8 | 80 | Federally-Regulated Consumer Product | 2014-01-14
Ajax Boiler, Inc. | Ajax | WGOXFD-350 | Steam | Natural Gas | Power | FALSE | FALSE | 3 |  |  | No Match | No Match | No Match | No Match | Other | No Match |  | No Match |  | 350000 |  | 175000 |  | 82 | 80 |  |  |  |  | 80 |  |  | Non Federally-Regulated | 1992-10-27
Crown Boiler Co. | Burnham Corp. | FMC090 | Water | LPG | Induced Draft | FALSE | FALSE | 1 |  |  | None | None | Condensing | Step Modulating | Other | Single-Speed | 0.13 | Standard |  | 90000 | 80000 | 30000 | 27000 | [7 empty] | 94.5 | 80 | Federally-Regulated Consumer Product | 2007-11-14
Universal Boiler Works | Universal Boiler Works | BF10S1 | Steam | Combo (Natural Gas & Oil) | Power | FALSE | FALSE | 3 |  |  | No Match | No Match | No Match | No Match | Other | No Match |  | No Match |  | 420000 |  | 210000 |  | 83.5 | 80 |  |  | 10 |  | 82 |  |  | Federally-Regulated Commercial & Industrial Equipment | 2001-12-13
Water Pik, Inc. | Laars | PH1200IP04*BA | Water | LPG | No Match | FALSE | FALSE | 3 |  |  | No Match | No Match | No Match | No Match | Copper | No Match |  | No Match |  | 1200000 |  | 300000 |  | 82 | 80 |  |  | 5 |  | 82 |  |  | Federally-Regulated Commercial & Industrial Equipment | 2001-05-30
Laars Heating Systems Co. | Laars Heating Systems Co. | RHHH2000 | Water | Natural Gas | Power | FALSE | FALSE | 1 |  |  |  | None | Condensing | Step Modulating | Copper | Single-Speed |  |  |  | 2000000 | 1818000 |  |  |  |  | 92.1 | [6 empty] | Federally-Regulated Commercial & Industrial Equipment | 2015-04-20
Raypak | Raypak | (H,W)7-0400 | Water | LPG | Induced Draft | FALSE | TRUE | 1 |  |  | None | None | Condensing | Step Modulating | Other |  |  |  |  | 399000 | 375000 |  |  | 94.5 | 80 | 94 | [6 empty] | Federally-Regulated Commercial & Industrial Equipment | 2011-02-17
Ajax Boiler, Inc. | Ajax | SGXFD-300 | Steam | Natural Gas | Power | FALSE | FALSE | 3 |  |  | No Match | No Match | No Match | No Match | Other | No Match |  | No Match |  | 300000 |  | 300000 |  | 81 | 80 |  |  |  |  | 81 |  |  | Federally-Regulated Commercial & Industrial Equipment | 1996-02-29
Water Pik, Inc. | Laars | VW3200EN18CC | Both Steam & Water | Natural Gas | No Match | FALSE | TRUE | 3 |  |  | No Match | No Match | No Match | No Match | Copper | No Match |  | No Match |  | 3150000 |  | 3150000 |  | 81 | 80 |  |  | 5 |  | 81 |  |  | Federally-Regulated Commercial & Industrial Equipment | 2001-11-21
PB Heat, LLC | PB Heat, LLC | LCE-14-S-N | Steam | Natural Gas | Power | FALSE | FALSE | 1 |  | FALSE |  | None | Non-Condensing | Single-Stage | Cast Iron |  |  |  |  | 2657000 | 2125000 |  |  | 81 |  | 80 | [6 empty] | Federally-Regulated Commercial & Industrial Equipment | 2014-09-05
Camus Hydronics | Camus Hydronics | DFPH-1750-MS | Water | LPG | Power | TRUE | FALSE | 1 |  |  |  | None | Non-Condensing | Step Modulating | Other |  |  |  |  | 1750000 | 1487000 |  |  | 85 |  | 85 | [6 empty] | Federally-Regulated Commercial & Industrial Equipment | 2014-08-11
Water Pik, Inc. | Laars | PW0600IP04*BA | Both Steam & Water | LPG | No Match | FALSE | FALSE | 3 |  |  | No Match | No Match | No Match | No Match | Copper | No Match |  | No Match |  | 600000 |  | 150000 |  | 82 | 80 |  |  | 5 |  | 82 |  |  | Federally-Regulated Commercial & Industrial Equipment | 2001-11-21
Universal Boiler Works | Universal Boiler Works | BF80W4 | Water | Combo (Natural Gas & Oil) | Power | FALSE | FALSE | 3 |  |  | No Match | No Match | No Match | No Match | Other | No Match |  | No Match |  | 3360000 |  | 1120000 |  | 86 | 80 |  |  | 10 |  | 84 |  |  | Federally-Regulated Commercial & Industrial Equipment | 2001-12-13
Water Pik, Inc. | Laars | VW4500IP18C* | Both Steam & Water | LPG | No Match | FALSE | FALSE | 3 |  |  | No Match | No Match | No Match | No Match | Copper | No Match |  | No Match |  | 4500000 |  | 4500000 |  | 82 | 80 |  |  | 5 |  | 82 |  |  | Federally-Regulated Commercial & Industrial Equipment | 2001-11-21
Laars Heating Systems Company | BRUTE | BNTH850 | Water | LPG | Power | FALSE | FALSE | 1 |  |  |  | None | Condensing | Step Modulating | Other |  |  |  |  | 850000 | 813000 |  |  |  |  | 95.7 | 80 | [5 empty] | Federally-Regulated Commercial & Industrial Equipment | 2015-09-30
Universal Boiler Works | Universal Boiler Works | BF60S4 | Steam | Combo (Natural Gas & Oil) | Power | FALSE | FALSE | 3 |  |  | No Match | No Match | No Match | No Match | Other | No Match |  | No Match |  | 2520000 |  | 1260000 |  | 83.5 | 80 |  |  | 10 |  | 82 |  |  | Federally-Regulated Commercial & Industrial Equipment | 2001-12-13
Ajax Boiler, Inc. | Ajax | DFG10W | Water | Natural Gas | Power | FALSE | TRUE | 3 |  |  | No Match | No Match | No Match | No Match | Other | No Match |  | No Match |  | 418000 |  | 300000 |  | 80 | 80 |  |  |  |  | 80 |  |  | Federally-Regulated Commercial & Industrial Equipment | 1997-01-07
Weil-McLain | Weil-McLain | EG-55-PIDN-W | Water | Natural Gas | No Match | FALSE | FALSE | 1 |  |  | No Match | No Match | No Match | No Match | Cast Iron | No Match |  | No Match |  | 200000 | [10 empty] | 83.3 | 80 | Federally-Regulated Consumer Product | 2002-09-30
Smith Cast Iron Boilers | Smith Cast Iron Boilers | 19HE-S-10 | Steam | Oil | Power | FALSE | FALSE | 1 |  |  |  | None | Non-Condensing | Single-Stage | Cast Iron |  |  |  |  | 1708000 | 1424000 |  |  | 83.4 | 83 | 83.4 | [6 empty] | Federally-Regulated Commercial & Industrial Equipment | 2010-07-21
Ajax Boiler, Inc. | Ajax | SRF100 | Steam | Natural Gas | Power | FALSE | TRUE | 1 |  |  | Draft Hood | Stack Damper | Non-Condensing | Two-Stage Modulating | Other | None |  | No Match |  | 4200000 | 3360000 | 3360000 | 2688000 | 80 | 80 | 79.2 | [6 empty] | Federally-Regulated Commercial & Industrial Equipment | 2007-08-15
PB Heat, LLC | PB Heat, LLC | LC-4 | Steam | Natural Gas | Power | FALSE | FALSE | 1 |  | FALSE |  | None | Non-Condensing | Single-Stage | Cast Iron |  |  |  |  | 686000 | 547000 |  |  | 81.2 |  | 79.8 | [6 empty] | Federally-Regulated Commercial & Industrial Equipment | 2014-09-05
Water Pik, Inc. | Laars | PH0250CP12CB | Water | LPG | Power | FALSE | TRUE | 1 |  |  | No Match | No Match | No Match | No Match | Copper | No Match |  | No Match |  | 250000 | [10 empty] | 82.2 | 80 | Federally-Regulated Consumer Product | 2001-11-21
Ajax Boiler, Inc. | Ajax | XNG1050W | Water | Natural Gas | No Match | FALSE | TRUE | 3 |  |  | No Match | No Match | No Match | No Match | Other | No Match |  | No Match |  | 1050000 |  | 525000 |  | 80 | 80 |  |  |  |  | 80 |  |  | Federally-Regulated Commercial & Industrial Equipment | 1997-01-07
Camus Hydronics | Camus Hydronics | DFPH-4002-MS | Water | LPG | Power | FALSE | FALSE | 1 |  |  |  | None | Condensing | Step Modulating | Other |  |  |  |  | 4000000 | 3776000 |  |  | 94.4 |  | 94.4 | [6 empty] | Federally-Regulated Commercial & Industrial Equipment | 2014-08-11
Ajax Boiler, Inc. | Ajax | HNG2750W | Steam | Natural Gas | No Match | FALSE | TRUE | 3 |  |  | No Match | No Match | No Match | No Match | Other | No Match |  | No Match |  | 2750000 |  | 1375000 |  | 80 | 80 |  |  |  |  | 80 |  |  | Federally-Regulated Commercial & Industrial Equipment | 1997-01-07
Burnham Corp. | Burnham Corp. | V1110H-WO | Water | Oil | Power | FALSE | FALSE | 1 |  |  |  | None | Non-Condensing | Two-Stage Modulating | Cast Iron |  |  |  |  | 2310000 | 1965000 |  |  | 85.6 |  | 85.2 | [6 empty] | Federally-Regulated Commercial & Industrial Equipment | 2014-08-11
ECR International, Ltd. | Pennco, Inc. | KSC0365 | Steam | Oil | Pressure | FALSE | FALSE | 1 |  |  |  | None | Non-Condensing | Single-Stage | Cast Iron |  |  |  |  | 91000 | 79000 | [9 empty] | 85 | 80 | Federally-Regulated Consumer Product | 2010-03-16
U.S. Boiler Co. | U.S. Boiler Co. | OW-3-075 | Water | Oil | Power | FALSE | FALSE | 1 |  | TRUE |  | None | Non-Condensing | Single-Stage | Cast Iron | Multiple-Speed |  |  |  | 105000 | 92000 | [9 empty] | 86 | 80 | Federally-Regulated Consumer Product | 2014-01-14
Ajax Boiler, Inc. | Ajax | OSGXB3250 | Steam | Natural Gas | No Match | FALSE | TRUE | 3 |  |  | No Match | No Match | No Match | No Match | Other | No Match |  | No Match |  | 3250000 |  | 3250000 |  | 80 | 80 |  |  |  |  | 80 |  |  | Federally-Regulated Commercial & Industrial Equipment | 1996-02-29
Burnham Corp. | Burnham Corp. | V1110 | Both Steam & Water | Natural Gas | Power | FALSE | FALSE | 1 |  |  |  | None | Non-Condensing | Single-Stage | Cast Iron |  |  |  |  | 2396000 | 1941000 |  |  | 82.2 | 80 | 81 | [6 empty] | Federally-Regulated Commercial & Industrial Equipment | 2010-03-16
Lochinvar, LLC. | Lochinvar Corp. | PBN1302-F9 | Water | Natural Gas | Power | FALSE | FALSE | 1 |  |  |  | None | Non-Condensing | Single-Stage | Copper |  |  |  |  | 1300000 | 1105000 |  |  |  |  | 85 | [6 empty] | Federally-Regulated Commercial & Industrial Equipment | 2015-04-20
HTP, Inc. | Munchkin | T50M | Water | LPG | Power | FALSE | FALSE | 1 |  |  |  | None | Condensing | Single-Stage | Other |  |  |  |  | 50000 | 46000 | [9 empty] | 95.1 | 80 | Federally-Regulated Consumer Product | 2009-02-27
Hydrotherm | Hydrotherm | R-250C-PV | Water | LPG | No Match | FALSE | FALSE | 1 |  |  | No Match | No Match | No Match | No Match | Cast Iron | No Match |  | No Match |  | 235000 | [10 empty] | 83 | 80 | Federally-Regulated Consumer Product | 1998-12-21
Parker Boiler Co. | Parker Boiler | 48R | Steam | Natural Gas | No Match | FALSE | FALSE | 3 |  |  | No Match | No Match | No Match | No Match | Other | No Match |  | No Match |  | 1995000 |  | 997500 |  | 83 | 80 |  |  | 4 |  | 82 |  |  | Federally-Regulated Commercial & Industrial Equipment | 1996-03-13
Raypak | Propak TM - By Huron Valley Sales | TD5-926* | Water | Natural Gas | Injection Type | FALSE | TRUE | 1 |  |  |  | Electro-Mechanical Flue Damper | Non-Condensing | Single-Stage | Copper |  |  |  |  | 264000 | 216000 | [9 empty] | 82.7 | 80 | Federally-Regulated Consumer Product | 2007-11-16
Ajax Boiler, Inc. | Ajax | OWGB3250 | Steam | Natural Gas | No Match | FALSE | TRUE | 3 |  |  | No Match | No Match | No Match | No Match | Other | No Match |  | No Match |  | 3250000 |  | 3250000 |  | 80 | 80 |  |  |  |  | 80 |  |  | Federally-Regulated Commercial & Industrial Equipment | 1996-02-29
PB Heat, LLC | Peerless | MI-03-SV | Water | Natural Gas | Injection Type | FALSE | FALSE | 1 | TRUE |  |  | Stack Damper | Non-Condensing | Single-Stage | Cast Iron | Single-Speed |  |  |  | 70000 | 58000 | [9 empty] | 82.2 | 80 | Federally-Regulated Consumer Product | 2015-09-30
RBI Water Heaters | RBI Water Heaters | MB2000 | Water | LPG | Induced Draft | TRUE | TRUE | 1 |  |  |  | None | Non-Condensing | Single-Stage | Copper |  |  |  |  | 1999000 | 1704000 |  |  | 85.2 | 80 | 85.2 | [6 empty] | Federally-Regulated Commercial & Industrial Equipment | 2007-12-12
U.S. Boiler Co. | U.S. BOILER | MPO147 | Water | Oil | Power | FALSE | FALSE | 1 | TRUE |  |  | None | Non-Condensing | Single-Stage | Cast Iron |  |  |  |  | 147000 | 129000 | [9 empty] | 87 | 84 | Federally-Regulated Consumer Product | 2015-09-30
PB Heat, LLC | PB Heat, LLC | EC/ECT-04-150W | Water | Oil | Power | FALSE | FALSE | 1 |  | TRUE |  | None | Non-Condensing | Single-Stage | Cast Iron | Single-Speed |  |  |  | 210000 | 181000 | [9 empty] | 85.2 | 80 | Federally-Regulated Consumer Product | 2013-04-19
PVI Industries | PVI | 200 SBHE 250A-TPGO | Steam | Combo (Natural Gas & Oil) | No Match | FALSE | FALSE | 3 |  |  | No Match | No Match | No Match | No Match | Other | No Match |  | No Match |  | 8000000 |  | 2667000 |  | 84 | 80 |  |  |  |  | 85 |  |  | Federally-Regulated Commercial & Industrial Equipment | 1996-03-13
Allied Engineering Co. | Super Hot | AAE3000*** | Water | Natural Gas | No Match | FALSE | TRUE | 3 |  |  | No Match | No Match | No Match | No Match | Copper | No Match |  | No Match |  | 3000000 |  | 1050000 |  | 80 | 80 |  |  |  |  | 80 |  |  | Federally-Regulated Commercial & Industrial Equipment | 1998-04-21
Water Pik, Inc. | Laars | VW0850EP09CBA | Both Steam & Water | LPG | No Match | FALSE | TRUE | 3 |  |  | No Match | No Match | No Match | No Match | Copper | No Match |  | No Match |  | 850000 |  | 850000 |  | 82 | 80 |  |  | 5 |  | 82 |  |  | Federally-Regulated Commercial & Industrial Equipment | 2001-11-21
Utica Boilers | Utica Boilers | DVB50 | Water | Combo (Natural Gas & Oil) | Power | FALSE | FALSE | 1 |  |  | No Match | No Match | No Match | No Match | Cast Iron | No Match |  | No Match |  | 50000 | [10 empty] | 83 | 80 | Federally-Regulated Consumer Product | 2001-11-01
Dunkirk | Caribe | BWMAAN000075AAAA | Water | Natural Gas | Pressure | FALSE | FALSE | 1 |  | TRUE |  | None | Condensing | Step Modulating | Other | Single-Speed |  |  |  | 75000 | 69000 | [9 empty] | 95 | 80 | Federally-Regulated Consumer Product | 2013-04-19
Water Pik, Inc. | Laars | HH1010IN09C1A | Water | Natural Gas | No Match | FALSE | FALSE | 3 |  |  | No Match | No Match | No Match | No Match | Copper | No Match |  | No Match |  | 1010000 |  | 1010000 |  | 81 | 80 |  |  | 5 |  | 81 |  |  | Federally-Regulated Commercial & Industrial Equipment | 2001-05-16
Viessmann Manufacturing Co., Inc. | VIESSMANN | B2HB-45 | Water | Natural Gas | Power | FALSE | FALSE | 1 | TRUE |  |  | Electro-Mechanical Inlet Dampe | Condensing | Step Modulating | Other |  |  |  |  | 160000 | 149000 | [9 empty] | 95 | 80 | Federally-Regulated Consumer Product | 2015-09-24
Camus Hydronics | Camus Hydronics | DFNH-4524-MH | Water | Natural Gas | Power | FALSE | FALSE | 1 |  |  |  | None | Condensing | Step Modulating | Copper |  |  |  |  | 4500000 | 4248000 |  |  | 94.4 |  | 94.4 | [6 empty] | Federally-Regulated Commercial & Industrial Equipment | 2014-08-11
Water Pik, Inc. | Laars | VW2200EN18AC | Both Steam & Water | Natural Gas | No Match | FALSE | TRUE | 3 |  |  | No Match | No Match | No Match | No Match | Copper | No Match |  | No Match |  | 2205000 |  | 2205000 |  | 81 | 80 |  |  | 5 |  | 81 |  |  | Federally-Regulated Commercial & Industrial Equipment | 2001-11-21
Easco Boiler Corp. | Easco | SM4-300-W030 | Both Steam & Water | Combo (Natural Gas & Oil) | Power | FALSE | FALSE | 3 |  |  | No Match | No Match | No Match | No Match | Other | No Match |  | No Match |  | 12554000 |  | 2510800 |  | 84 | 80 |  |  | 22 |  | 81 |  |  | Federally-Regulated Commercial & Industrial Equipment | 1998-06-02
Burnham Corp. | Crown Boiler Co. | CWD060 | Water | Natural Gas | Induced Draft | FALSE | FALSE | 1 |  |  |  | None | Non-Condensing | Single-Stage | Cast Iron | Single-Speed | 0.04 | Standard |  | 60000 | 51000 | [9 empty] | 85.1 | 80 | Federally-Regulated Consumer Product | 2007-11-14
Water Pik, Inc. | Laars | VW1825IN09C1A | Both Steam & Water | Natural Gas | No Match | FALSE | FALSE | 3 |  |  | No Match | No Match | No Match | No Match | Copper | No Match |  | No Match |  | 1825000 |  | 1825000 |  | 81 | 80 |  |  | 5 |  | 81 |  |  | Federally-Regulated Commercial & Industrial Equipment | 2001-11-21
Dunkirk | Dunkirk | DPFG-5-105 | Water | Combo (Natural Gas & Oil) | Power | FALSE | FALSE | 1 |  |  | No Match | No Match | No Match | No Match | Cast Iron | No Match |  | No Match |  | 105000 | [10 empty] | 84.8 | 80 | Federally-Regulated Consumer Product | 2001-11-01
Smith Cast Iron Boilers | Embassy Industries | OX-160-B | Water | Natural Gas | Power | FALSE | FALSE | 1 |  |  |  | None | Condensing | Step Modulating | Other |  |  |  |  | 160000 | 142000 | 30000000 | 28000000 | [7 empty] | 93 | 80 | Federally-Regulated Consumer Product | 2011-02-17
Lochinvar, LLC. | Lochinvar Corp. | WBL080 | Water | Natural Gas | Power | FALSE | FALSE | 1 |  |  | None | None | Condensing | Step Modulating | Other |  |  |  |  | 80000 | 72000 | [9 empty] | 95.3 | 80 | Federally-Regulated Consumer Product | 2008-04-14
Water Pik, Inc. | Laars | VW1200IP04*BA | Both Steam & Water | LPG | No Match | FALSE | FALSE | 3 |  |  | No Match | No Match | No Match | No Match | Copper | No Match |  | No Match |  | 1200000 |  | 300000 |  | 82 | 80 |  |  | 5 |  | 82 |  |  | Federally-Regulated Commercial & Industrial Equipment | 2001-11-21
Smith Cast Iron Boilers | Smith Cast Iron Boilers | 350A-*-08 | Both Steam & Water | Natural Gas | Power | FALSE | FALSE | 1 |  |  |  | None | Non-Condensing | Single-Stage | Cast Iron |  |  |  |  | 1879000 | 1470000 |  |  | 81 | 80 | 78.2 | [6 empty] | Federally-Regulated Commercial & Industrial Equipment | 2007-12-12
ECR International, Ltd. | Dunkirk | DK7EXA165 | Water | Oil | Power | FALSE | FALSE | 1 |  |  | Barometric Regulator | None | Non-Condensing | Single-Stage | Cast Iron |  |  |  |  | 231000 | 198000 | [9 empty] | 85.8 | 80 | Federally-Regulated Consumer Product | 2008-09-25
Raypak | Raypak | H-1414A | Water | LPG | Injection Type | FALSE | FALSE | 1 |  |  | None | None | Non-Condensing | Single-Stage | Copper |  |  |  |  | 1413000 | 1159000 |  |  | 82 | 80 | 82 | [6 empty] | Federally-Regulated Commercial & Industrial Equipment | 2007-12-12
HTP, Inc. | HTP | UFT-100W | Water | LPG | Power | FALSE | FALSE | 1 | TRUE |  |  | None | Condensing | Step Modulating | Other |  |  |  |  | 100000 | 92000 | [9 empty] | 95.1 | 80 | Federally-Regulated Consumer Product | 2015-09-30
Raypak | Raypak | W7-0500* | Water | Natural Gas | Induced Draft | FALSE | FALSE | 1 |  |  | None | None | Condensing | Step Modulating | Other |  |  |  |  | 500000 | 470000 | 100000 |  | 94.5 | 80 | 94 |  | 12 |  |  |  |  | Federally-Regulated Commercial & Industrial Equipment | 2010-10-29
Raypak | Raypak | (H,W)7-300(N,P)Z | Water | Natural Gas | Induced Draft | FALSE | TRUE | 1 |  |  | None | None | Condensing | Step Modulating | Other |  |  |  |  | 300000 | 282000 | 60000000 | 56400000 | 94.5 | 80 | 94 | [6 empty] | Federally-Regulated Commercial & Industrial Equipment | 2010-03-16
Smith Cast Iron Boilers | Smith Cast Iron Boilers | 19HE-3 | Both Steam & Water | LPG | Power | FALSE | FALSE | 1 |  | FALSE |  | None | Non-Condensing | Single-Stage | Cast Iron |  |  |  |  | 375000 | 308000 |  |  |  |  | 82.1 | [6 empty] | Federally-Regulated Commercial & Industrial Equipment | 2015-04-20
Smith Cast Iron Boilers | Peerless | TCII-18-W-G | Water | Natural Gas | Power | FALSE | FALSE | 1 |  |  |  | None | Non-Condensing | Single-Stage | Cast Iron |  |  |  |  | 5553000 | 4620000 |  |  | 83.4 | 82 | [7 empty] | Federally-Regulated Commercial & Industrial Equipment | 2015-09-30
Burnham Corp. | Burnham Corp. | K5017 | Both Steam & Water | Natural Gas | Induced Draft | TRUE | FALSE | 1 |  |  |  | None | Non-Condensing | Single-Stage | Cast Iron |  |  |  |  | 1248000 | 999000 |  |  | 80 | 80 | 77 | [6 empty] | Federally-Regulated Commercial & Industrial Equipment | 2010-03-16
English Boiler & Tube, Inc. | Bent Tube Balanced Flow | BTBF-1500-160 | Water | Natural Gas | Power | FALSE | FALSE | 3 |  |  | No Match | No Match | No Match | No Match | Other | No Match |  | No Match |  | 64500000 |  | 16125000 |  | 80 | 80 |  |  | 3 |  | 80 |  |  | Federally-Regulated Commercial & Industrial Equipment | 1998-09-10
Weil-McLain | Weil-McLain | ULTRA 310-CT | Water | Natural Gas | Induced Draft | FALSE | FALSE | 1 |  | FALSE |  | None | Condensing | Step Modulating | Other | Single-Speed |  |  |  | 310000 | 288000 |  |  | 93.3 |  | 92.9 | [6 empty] | Federally-Regulated Commercial & Industrial Equipment | 2014-08-11
Water Pik, Inc. | Laars | PW0715IP09*BA | Both Steam & Water | LPG | No Match | FALSE | FALSE | 3 |  |  | No Match | No Match | No Match | No Match | Copper | No Match |  | No Match |  | 715000 |  | 178750 |  | 82 | 80 |  |  | 5 |  | 82 |  |  | Federally-Regulated Commercial & Industrial Equipment | 2001-11-21
Smith Cast Iron Boilers | Peerless | TCII-18-W-G | Water | LPG | Power | FALSE | FALSE | 1 |  |  |  | None | Non-Condensing | Single-Stage | Cast Iron |  |  |  |  | 5553000 | 4620000 |  |  | 83.4 | 82 | [7 empty] | Federally-Regulated Commercial & Industrial Equipment | 2015-09-30
Weil-McLain | Weil-McLain | CGi-3-PIL | Water | LPG | Power | FALSE | FALSE | 1 |  |  | No Match | No Match | No Match | No Match | Cast Iron | No Match |  | No Match |  | 67000 | [10 empty] | 84.3 | 80 | Federally-Regulated Consumer Product | 2000-09-27
English Boiler & Tube, Inc. | Bent Tube Balanced Flow | BTBF-1500-150 | Steam | Natural Gas | Power | FALSE | FALSE | 3 |  |  | No Match | No Match | No Match | No Match | Other | No Match |  | No Match |  | 64500000 |  | 16125000 |  | 80 | 80 |  |  | 3 |  | 80 |  |  | Federally-Regulated Commercial & Industrial Equipment | 1998-09-10
Laars Heating Systems Co. | Laars | HH1670IP******** | Water | LPG | Induced Draft | FALSE | FALSE | 1 |  |  |  | None | Non-Condensing | Step Modulating | Copper |  |  |  |  | 1670000 | 1352700 | 417500 |  | 81 | 80 | 78.6 | [6 empty] | Federally-Regulated Commercial & Industrial Equipment | 2007-11-01
Harsco Industrial / Patterson-Kelley | Harsco Industrial / Patterson-Kelley | N-1500-2 | Water | Natural Gas | Pressure | FALSE | FALSE | 1 |  |  |  | None | Non-Condensing | Two-Stage Modulating | Copper |  |  |  |  | 1500000 | 1275000 |  |  |  |  | 85 | [6 empty] | Federally-Regulated Commercial & Industrial Equipment | 2014-09-05
Burnham Corp. | Crown Boiler Co. | BWC120 | Water | Natural Gas | Induced Draft | FALSE | FALSE | 1 |  |  | None | None | Condensing | Step Modulating | Other | Single-Speed | 0.13 | Standard |  | 120000 | 107000 | 40000 | 37000 | [7 empty] | 95.2 | 80 | Federally-Regulated Consumer Product | 2008-09-25
Water Pik, Inc. | Laars | PH0715EN04*BA | Water | Natural Gas | No Match | FALSE | TRUE | 3 |  |  | No Match | No Match | No Match | No Match | Copper | No Match |  | No Match |  | 715000 |  | 178750 |  | 82 | 80 |  |  | 5 |  | 82 |  |  | Federally-Regulated Commercial & Industrial Equipment | 2001-05-16
Weil-McLain | Weil-McLain | 488 | Steam | Oil | Power | FALSE | FALSE | 3 |  |  | No Match | No Match | No Match | No Match | Cast Iron | No Match |  | No Match |  | 980000 |  | 980000 |  | 84.4 | 83 |  |  | 147 |  | 84.4 |  |  | Federally-Regulated Commercial & Industrial Equipment | 1996-02-29
Bryan Steam Corp. | Bryan | CL-90-W-G | Water | Natural Gas | No Match | TRUE | FALSE | 3 |  |  | No Match | No Match | No Match | No Match | Other | No Match |  | No Match |  | 900000 |  | 900000 |  | 80 | 80 |  |  |  |  | 80 |  |  | Federally-Regulated Commercial & Industrial Equipment | 1996-02-29
Axeman-Anderson Co. | Axeman-Anderson Co. | WL165 | Water | Oil | No Match | TRUE | FALSE | 1 |  |  | No Match | No Match | No Match | No Match | Other | No Match |  | No Match |  | 165000 | [10 empty] | 86 | 80 | Federally-Regulated Consumer Product | 2001-04-12
Crown Boiler Co. | Crown Boiler Co. | 16H-340 | Water | Natural Gas | Induced Draft | FALSE | FALSE | 1 |  |  |  | None | Non-Condensing | Single-Stage | Cast Iron |  |  |  |  | 340000 | 275000 |  |  | 83.7 |  | 81 | [6 empty] | Federally-Regulated Commercial & Industrial Equipment | 2014-01-14
Lochinvar, LLC. | Lochinvar Corp. | CHN1262 | Water | Natural Gas | Power | FALSE | TRUE | 1 |  |  |  | None | Non-Condensing | Step Modulating | Copper |  |  |  |  | 1260000 | 1071000 |  |  |  |  | 85 | [6 empty] | Federally-Regulated Commercial & Industrial Equipment | 2015-04-20
Burnham Corp. | Burnham Corp. | K5024SN | Steam | Natural Gas | Induced Draft | TRUE | FALSE | 1 |  | TRUE |  | None | Non-Condensing | Single-Stage | Cast Iron |  |  |  |  | 1794000 | 1381000 |  |  | 80 |  | 77 | [6 empty] | Federally-Regulated Commercial & Industrial Equipment | 2014-09-05
Water Pik, Inc. | Laars | HH2200EP18CC | Water | LPG | No Match | FALSE | TRUE | 3 |  |  | No Match | No Match | No Match | No Match | Copper | No Match |  | No Match |  | 2205000 |  | 2205000 |  | 81 | 80 |  |  | 5 |  | 81 |  |  | Federally-Regulated Commercial & Industrial Equipment | 2001-05-30
Ajax Boiler, Inc. | Ajax | B3G | Water | Natural Gas | Luminous | FALSE | FALSE | 1 |  |  | None | None | Non-Condensing | Step Modulating | Copper | Single-Speed | 0.75 |  |  | 300000 | 240000 | 240000 | 192000 | 80 | 80 | 79.2 | [6 empty] | Federally-Regulated Commercial & Industrial Equipment | 2007-08-15
Smith Cast Iron Boilers | Peerless | CC-04-S-G | Steam | LPG | Power | FALSE | FALSE | 1 |  | FALSE |  | None | Non-Condensing | Single-Stage | Cast Iron |  |  |  |  | 520000 | 421000 |  |  |  |  | 81.5 | 79 | [5 empty] | Federally-Regulated Commercial & Industrial Equipment | 2015-09-30
Water Pik, Inc. | Laars | VW2000IP18C* | Both Steam & Water | LPG | No Match | FALSE | FALSE | 3 |  |  | No Match | No Match | No Match | No Match | Copper | No Match |  | No Match |  | 1999900 |  | 1999900 |  | 82 | 80 |  |  | 5 |  | 82 |  |  | Federally-Regulated Commercial & Industrial Equipment | 2001-11-21
Burnham Corp. | Burnham Corp. | 203PV*I- | Water | LPG | Induced Draft | FALSE | FALSE | 1 |  |  |  | Stack Damper | Non-Condensing | Single-Stage | Cast Iron | Single-Speed | 0.04 | Standard |  | 62000 | 51000 | [9 empty] | 82.1 | 80 | Federally-Regulated Consumer Product | 2007-11-14
U.S. Boiler Co. | TDC Manufacturing | HG02 | Water | LPG | Injection Type | FALSE | FALSE | 1 |  |  |  | Stack Damper | Non-Condensing | Single-Stage | Cast Iron | Single-Speed |  |  |  | 37500 | 30000 | [9 empty] | 82 | 80 | Federally-Regulated Consumer Product | 2014-08-08
English Boiler & Tube, Inc. | Bent Tube Balanced Flow | BTBF-70-150 | Steam | Natural Gas | Power | FALSE | FALSE | 3 |  |  | No Match | No Match | No Match | No Match | Other | No Match |  | No Match |  | 2940000 |  | 735000 |  | 80 | 80 |  |  | 3 |  | 80 |  |  | Federally-Regulated Commercial & Industrial Equipment | 1998-09-10
Weil-McLain | Williamson-Thermoflo | GWS-090E*-I | Water | LPG | Induced Draft | FALSE | FALSE | 1 |  |  | None | None | Non-Condensing | Single-Stage | Cast Iron |  |  |  |  | 90000 | 77000 | [9 empty] | 85 | 80 | Federally-Regulated Consumer Product | 2008-12-24
Ajax Boiler, Inc. | Ajax | WFG3750W | Water | Natural Gas | Power | FALSE | TRUE | 3 |  |  | No Match | No Match | No Match | No Match | Other | No Match |  | No Match |  | 3750000 |  | 1500000 |  | 80 | 80 |  |  |  |  | 80 |  |  | Federally-Regulated Commercial & Industrial Equipment | 1997-01-07
Hydrotherm, Division of Mestek, Inc. | Hydrotherm | HVX-70 | Water | Natural Gas | Induced Draft | FALSE | FALSE | 1 | TRUE |  |  | None | Non-Condensing | Single-Stage | Cast Iron |  |  |  |  | 70000 | 58000 | [9 empty] | 93.3 | 80 | Federally-Regulated Consumer Product | 2015-09-30
PB Heat, LLC | PB Heat, LLC | TC-HE-S/W-13 | Both Steam & Water | Natural Gas | Power | FALSE | FALSE | 1 |  |  |  | None | Non-Condensing | Single-Stage | Cast Iron |  |  |  |  | 3978000 | 3304000 |  |  | 83.5 | 80 | 83 | [6 empty] | Federally-Regulated Commercial & Industrial Equipment | 2011-02-17
PVI Industries | PVI | 234 EWB 150A-E | Water | Electricity | No Match | TRUE | FALSE | 3 |  |  | No Match | No Match | No Match | No Match | Other | No Match |  | No Match |  | 799000 |  | 799000 |  | 99.9 | [5 empty] | 99.9 |  |  | Non Federally-Regulated | 1992-09-28
PB Heat, LLC | Peerless | MI85-06-SPRK | Water | Natural Gas | Injection Type | FALSE | FALSE | 1 | TRUE |  |  | Stack Damper | Non-Condensing | Single-Stage | Cast Iron | Single-Speed |  |  |  | 150000 | 128000 | [9 empty] | 85.1 | 80 | Federally-Regulated Consumer Product | 2015-09-30
Raypak | Raypak | H40090* | Water | LPG | No Match | FALSE | FALSE | 1 |  |  | No Match | No Match | No Match | No Match | Other | No Match |  | No Match |  | 90000 | [10 empty] | 82.7 | 80 | Federally-Regulated Consumer Product | 2001-11-01
Water Pik, Inc. | Laars | PW1010EN04*BA | Both Steam & Water | Natural Gas | No Match | FALSE | TRUE | 3 |  |  | No Match | No Match | No Match | No Match | Copper | No Match |  | No Match |  | 1010000 |  | 252500 |  | 82 | 80 |  |  | 5 |  | 82 |  |  | Federally-Regulated Commercial & Industrial Equipment | 2001-11-21
Laars Heating Systems Co. | Bradford-White Corp. | BNTH210 | Water | Natural Gas | Induced Draft | FALSE | FALSE | 1 |  | TRUE |  | None | Condensing | Step Modulating | Other | Single-Speed |  |  |  | 210000 | 194000 | [9 empty] | 95 | 80 | Federally-Regulated Consumer Product | 2013-11-14
U.S. Boiler Co. | BURNHAM HYDRONICS | ES23A | Water | LPG | Injection Type | FALSE | FALSE | 1 | TRUE |  |  | Stack Damper | Non-Condensing | Single-Stage | Cast Iron | Multiple-Speed |  |  |  | 70000 | 59000 | [9 empty] | 85 | 80 | Federally-Regulated Consumer Product | 2015-09-30
Rite Engineering | Rite | 375WG | Both Steam & Water | Natural Gas | Power | FALSE | FALSE | 3 |  |  | No Match | No Match | No Match | No Match | Other | No Match |  | No Match |  | 3750000 |  | 1250000 |  | 80 | 80 |  |  |  |  | 80 |  |  | Non Federally-Regulated | 1992-10-14
Viessmann Manufacturing | Viessmann Manufacturing | VD2-230 | Water | Natural Gas | Power | FALSE | FALSE | 1 |  |  | Barometric Regulator | None | Non-Condensing | Two-Stage Modulating | Cast Iron |  |  |  |  | 934000 | 792000 |  |  | 84.8 | 80 | 84.8 | [6 empty] | Federally-Regulated Commercial & Industrial Equipment | 2008-04-14
Smith Cast Iron Boilers | Smith Cast Iron Boilers | 19HE-11 | Both Steam & Water | Natural Gas | Power | FALSE | FALSE | 1 |  | FALSE |  | None | Non-Condensing | Single-Stage | Cast Iron |  |  |  |  | 1963000 | 1587000 |  |  |  |  | 83.4 | [6 empty] | Federally-Regulated Commercial & Industrial Equipment | 2015-04-20
Dunkirk | Lennox | GWB8-0421E | Water | Combo (Natural Gas & Oil) | Power | FALSE | FALSE | 1 |  |  | No Match | No Match | No Match | No Match | Cast Iron | No Match |  | No Match |  | 42500 | [10 empty] | 84.4 | 80 | Federally-Regulated Consumer Product | 2001-11-01
U.S. Boiler Co. | U.S. Boiler Co. | 210I | Water | Natural Gas | Induced Draft | FALSE | FALSE | 1 |  | TRUE |  | Stack Damper | Non-Condensing | Single-Stage | Cast Iron | Single-Speed |  |  |  | 299000 | 246000 | [9 empty] | 82 | 80 | Federally-Regulated Consumer Product | 2014-01-14
Burnham Corp. | Crown Boiler Co. | CWI172E | Water | Natural Gas | Induced Draft | FALSE | FALSE | 1 |  |  |  | Stack Damper | Non-Condensing | Single-Stage | Cast Iron | Single-Speed | 0.04 | Standard |  | 172000 | 144000 | [9 empty] | 83.2 | 80 | Federally-Regulated Consumer Product | 2007-11-14
Axeman-Anderson Co. | Axeman-Anderson Co. | 87NPO-U | Water | Oil | No Match | TRUE | FALSE | 1 |  |  | No Match | No Match | No Match | No Match | Other | No Match |  | No Match |  | 154000 | [10 empty] | 85.8 | 80 | Federally-Regulated Consumer Product | 2000-06-07
PB Heat, LLC | Peerless | DE-03-SPRK | Water | LPG | Injection Type | FALSE | FALSE | 1 | TRUE |  |  | None | Non-Condensing | Single-Stage | Cast Iron | Single-Speed |  |  |  | 70000 | 58000 | [9 empty] | 82.1 | 80 | Federally-Regulated Consumer Product | 2015-09-30
ECR International, Ltd. | ECR International, Ltd. | UBSSC-150 | Water | Natural Gas | Pressure | FALSE | FALSE | 1 |  | TRUE |  | None | Condensing | Step Modulating | Other | Single-Speed |  |  |  | 150000 | 139000 | [9 empty] | 95 | 80 | Federally-Regulated Consumer Product | 2013-04-19
Ajax Boiler, Inc. | Ajax | HNG11000W | Steam | Natural Gas | No Match | FALSE | TRUE | 3 |  |  | No Match | No Match | No Match | No Match | Other | No Match |  | No Match |  | 11000000 |  | 5500000 |  | 80 | 80 |  |  |  |  | 80 |  |  | Federally-Regulated Commercial & Industrial Equipment | 1997-01-07
Weil-McLain | Weil-McLain | 2594 | Steam | Natural Gas | Power | FALSE | FALSE | 3 |  |  | No Match | No Match | No Match | No Match | Cast Iron | No Match |  | No Match |  | 8660000 |  | 8660000 |  | 81.5 | 80 |  |  | 147 |  | 81.5 |  |  | Federally-Regulated Commercial & Industrial Equipment | 1996-02-29
HTP, Inc. | HTP, Inc. | EFT-285 | Water | LPG | Power | FALSE | FALSE | 1 |  | TRUE |  | None | Condensing | Step Modulating | Other |  |  |  |  | 285000 | 263000 | [9 empty] | 95 | 80 | Federally-Regulated Consumer Product | 2015-03-30
Hydrotherm | Hydrotherm | HI-85/50B | Water | Natural Gas | Power | FALSE | FALSE | 1 |  |  | No Match | No Match | No Match | No Match | Cast Iron | No Match |  | No Match |  | 85000 | [10 empty] | 82.5 | 80 | Federally-Regulated Consumer Product | 2000-06-07
Viessmann Manufacturing | Viessmann Manufacturing | B2HA-28 | Water | LPG | Power | FALSE | FALSE | 1 |  |  |  | Electro-Mechanical Inlet Dampe | Condensing | Step Modulating | Other |  |  |  |  | 100000 | 93000 | [9 empty] | 93.3 | 80 | Federally-Regulated Consumer Product | 2014-01-14
Viessmann Manufacturing Co., Inc. | VIESSMANN | CU3A-45 | Water | LPG | Power | FALSE | FALSE | 1 | TRUE |  |  | None | Condensing | Step Modulating | Other |  |  |  |  | 160000 | 149000 | [9 empty] | 95 | 80 | Federally-Regulated Consumer Product | 2015-09-24
Heat Cell Technologies, Inc. / ECO Heating Systems | Propak TM - By Huron Valley Sales | HWHN00199 | Water | Natural Gas | Power | FALSE | TRUE | 1 |  |  | None | None | Condensing | Two-Stage Modulating | Other | No Match |  | No Match |  | 199000 | 189999 | 40000 | 38000 | [7 empty] | 93 | 80 | Federally-Regulated Consumer Product | 2006-03-29
Rite Engineering | Rite | 225S | Both Steam & Water | Natural Gas | No Match | FALSE | FALSE | 3 |  |  | No Match | No Match | No Match | No Match | Other | No Match |  | No Match |  | 2250000 |  | 1125000 |  | 80 | 80 |  |  |  |  | 80 |  |  | Non Federally-Regulated | 1992-10-14
New Yorker Boiler Co. | New Yorker Boiler Co. | FR122 | Water | Oil | Power | FALSE | FALSE | 1 |  | TRUE |  | Stack Damper | Non-Condensing | Single-Stage | Other | Single-Speed |  |  |  | 154000 | 132000 | [9 empty] | 85.1 | 80 | Federally-Regulated Consumer Product | 2013-04-19
Ajax Boiler, Inc. | Ajax | OWGB350 | Steam | LPG | No Match | FALSE | TRUE | 3 |  |  | No Match | No Match | No Match | No Match | Other | No Match |  | No Match |  | 350000 |  | 350000 |  | 80 | 80 |  |  |  |  | 80 |  |  | Federally-Regulated Commercial & Industrial Equipment | 1996-02-29
Camus Hydronics | Camus Hydronics | DFPH-4001-MS | Water | LPG | Power | FALSE | FALSE | 1 |  |  |  | None | Condensing | Step Modulating | Other |  |  |  |  | 4000000 | 3488000 |  |  | 87.2 |  | 87.2 | [6 empty] | Federally-Regulated Commercial & Industrial Equipment | 2014-08-11
Smith Cast Iron Boilers | Peerless | TCII-12-S-G | Steam | Natural Gas | Power | FALSE | FALSE | 1 |  | FALSE |  | None | Non-Condensing | Single-Stage | Cast Iron |  |  |  |  | 3663000 | 3040000 |  |  |  |  | 83 | 79 | [5 empty] | Federally-Regulated Commercial & Industrial Equipment | 2015-09-30
Ajax Boiler, Inc. | Ajax | OSGXB600 | Steam | Natural Gas | No Match | FALSE | TRUE | 3 |  |  | No Match | No Match | No Match | No Match | Other | No Match |  | No Match |  | 600000 |  | 600000 |  | 80 | 80 |  |  |  |  | 80 |  |  | Federally-Regulated Commercial & Industrial Equipment | 1996-02-29
Water Pik, Inc. | Laars | VW1430IN09CBA | Both Steam & Water | Natural Gas | No Match | FALSE | FALSE | 3 |  |  | No Match | No Match | No Match | No Match | Copper | No Match |  | No Match |  | 1430000 |  | 1430000 |  | 82 | 80 |  |  | 5 |  | 82 |  |  | Federally-Regulated Commercial & Industrial Equipment | 2001-11-21
Slant / Fin Corp. | Slant / Fin Corp. | TRF-60 | Both Steam & Water | Oil | Power | FALSE | FALSE | 1 |  |  |  | None | Non-Condensing | Single-Stage | Cast Iron |  |  |  |  | 364000 | 296000 |  |  | 85.2 | 83 | 81.6 | [6 empty] | Federally-Regulated Commercial & Industrial Equipment | 2007-12-12
Ajax Boiler, Inc. | Ajax | HRPG70 | Steam | Natural Gas | Power | FALSE | TRUE | 1 |  |  | Draft Hood | Stack Damper | Non-Condensing | Two-Stage Modulating | Other | None |  | No Match |  | 3000000 | 2400000 | 2400000 | 1920000 | 80 | 80 | 79.2 | [6 empty] | Federally-Regulated Commercial & Industrial Equipment | 2007-08-15
Ajax Boiler, Inc. | Ajax | WGOFD-6000 | Steam | Natural Gas | Power | FALSE | FALSE | 3 |  |  | No Match | No Match | No Match | No Match | Other | No Match |  | No Match |  | 6000000 |  | 3000000 |  | 82 | 80 |  |  |  |  | 80 |  |  | Non Federally-Regulated | 1992-10-27
Burnham Corp. | Crown Boiler Co. | 16-390 | Water | Natural Gas | Induced Draft | FALSE | FALSE | 1 |  |  |  | None | Non-Condensing | Single-Stage | Cast Iron |  |  |  |  | 390000 | 312000 |  |  | 80 | 80 | 77 | [6 empty] | Federally-Regulated Commercial & Industrial Equipment | 2007-12-12
PB Heat, LLC | PB Heat, LLC | TC-HE-S/W-17 | Both Steam & Water | Natural Gas | Power | FALSE | FALSE | 1 |  |  |  | None | Non-Condensing | Single-Stage | Cast Iron |  |  |  |  | 5238000 | 4358000 |  |  | 83.4 | 80 | 83.2 | [6 empty] | Federally-Regulated Commercial & Industrial Equipment | 2011-02-17
Smith Cast Iron Boilers | Smith Cast Iron Boilers | 19HE-7 | Water | Natural Gas | Power | FALSE | FALSE | 1 |  |  |  | None | Non-Condensing | Single-Stage | Cast Iron |  |  |  |  | 1140000 | 924000 |  |  | 81.1 |  | 81.1 | [6 empty] | Federally-Regulated Commercial & Industrial Equipment | 2014-09-05
Raypak | Raypak | H(1,2,5)-1083* | Water | Natural Gas | Injection Type | FALSE | TRUE | 1 |  |  |  | None | Non-Condensing | Step Modulating | Copper |  |  |  |  | 1083000 | 888000 |  |  |  |  | 82 | [6 empty] | Federally-Regulated Commercial & Industrial Equipment | 2015-04-16
Raypak | Raypak | H30180* | Water | Natural Gas | No Match | FALSE | FALSE | 1 |  |  | No Match | No Match | No Match | No Match | Other | No Match |  | No Match |  | 180000 | [10 empty] | 83.2 | 80 | Federally-Regulated Consumer Product | 2001-11-01
Utica Boilers | Dunkirk | D248-300 | Both Steam & Water | Natural Gas | Injection Type | FALSE | FALSE | 1 |  |  |  | None | Non-Condensing | Single-Stage | Cast Iron |  |  |  |  | 300000 | 241000 |  |  | 80.4 | 80 | 77.5 | [6 empty] | Federally-Regulated Commercial & Industrial Equipment | 2011-05-02
Bryan Steam Corp. | Bryan | K-300-S-***-LP | Steam | LPG | No Match | TRUE | FALSE | 3 |  |  | No Match | No Match | No Match | No Match | Other | No Match |  | No Match |  | 3000000 |  | 3000000 |  | 80 | 80 |  |  |  |  | 80 |  |  | Federally-Regulated Commercial & Industrial Equipment | 1996-03-01
HTP, Inc. | HTP, Inc. | WBCLP399WPU | Water | LPG | Power | FALSE | FALSE | 1 |  |  |  | None | Condensing | Step Modulating | Other | Single-Speed |  |  |  | 399000 | 372000 |  |  | 95.3 |  | 93.2 | [6 empty] | Federally-Regulated Commercial & Industrial Equipment | 2014-10-21
Raypak | Raypak | H30090* | Water | Natural Gas | No Match | FALSE | FALSE | 1 |  |  | No Match | No Match | No Match | No Match | Other | No Match |  | No Match |  | 90000 | [10 empty] | 82.7 | 80 | Federally-Regulated Consumer Product | 2001-11-01
Dunkirk | Carrier | BS2AAN000299ABAA | Steam | Natural Gas | No Match | FALSE | FALSE | 1 |  |  | No Match | No Match | No Match | No Match | Cast Iron | No Match |  | No Match |  | 299000 | [10 empty] | 81.5 | 75 | Federally-Regulated Consumer Product | 1999-10-22
Ajax Boiler, Inc. | Ajax | HFG4750W | Steam | Natural Gas | Power | FALSE | TRUE | 3 |  |  | No Match | No Match | No Match | No Match | Other | No Match |  | No Match |  | 4750000 |  | 1950000 |  | 80 | 80 |  |  |  |  | 80 |  |  | Federally-Regulated Commercial & Industrial Equipment | 1997-01-07
Ajax Boiler, Inc. | Ajax | SGOXFD-7500 | Steam | Natural Gas | Power | FALSE | FALSE | 3 |  |  | No Match | No Match | No Match | No Match | Other | No Match |  | No Match |  | 7500000 |  | 3750000 |  | 81 | 80 |  |  |  |  | 80 |  |  | Non Federally-Regulated | 1992-10-27
Water Pik, Inc. | Laars | VW0715IN09C1A | Both Steam & Water | Natural Gas | No Match | FALSE | FALSE | 3 |  |  | No Match | No Match | No Match | No Match | Copper | No Match |  | No Match |  | 715000 |  | 715000 |  | 81 | 80 |  |  | 5 |  | 81 |  |  | Federally-Regulated Commercial & Industrial Equipment | 2001-11-21
Bryan Steam Corp. | Bryan | K-350-S-***-LP | Steam | LPG | No Match | TRUE | FALSE | 3 |  |  | No Match | No Match | No Match | No Match | Other | No Match |  | No Match |  | 3500000 |  | 3500000 |  | 80 | 80 |  |  |  |  | 80 |  |  | Federally-Regulated Commercial & Industrial Equipment | 1996-03-01
Easco Boiler Corp. | Easco | SM4-500-S015 | Both Steam & Water | Combo (Natural Gas & Oil) | Power | FALSE | FALSE | 3 |  |  | No Match | No Match | No Match | No Match | Other | No Match |  | No Match |  | 20923000 |  | 4184600 |  | 83 | 80 |  |  | 22 |  | 81 |  |  | Federally-Regulated Commercial & Industrial Equipment | 1998-06-02
Water Pik, Inc. | Laars | PW0715EP04*BA | Both Steam & Water | LPG | No Match | FALSE | TRUE | 3 |  |  | No Match | No Match | No Match | No Match | Copper | No Match |  | No Match |  | 715000 |  | 178750 |  | 82 | 80 |  |  | 5 |  | 82 |  |  | Federally-Regulated Commercial & Industrial Equipment | 2001-11-21
Smith Cast Iron Boilers | Smith Cast Iron Boilers | 6500-*-18 | Both Steam & Water | Oil | Power | FALSE | FALSE | 1 |  |  |  | None | Non-Condensing | Single-Stage | Cast Iron |  |  |  |  | 11200000 | 9228000 |  |  | 84 | 83 | 83.4 | [6 empty] | Federally-Regulated Commercial & Industrial Equipment | 2007-12-12
Smith Cast Iron Boilers | Smith Cast Iron Boilers | 28HE-S/W-12 | Both Steam & Water | Natural Gas | Power | FALSE | FALSE | 1 |  |  |  | None | Non-Condensing | Single-Stage | Cast Iron |  |  |  |  | 3663000 | 3040000 |  |  | 83.5 | 80 | 83 | [6 empty] | Federally-Regulated Commercial & Industrial Equipment | 2007-12-12
Camus Hydronics | Camus Hydronics | DFNW-1101-MS | Water | Natural Gas | Power | FALSE | FALSE | 1 |  |  |  | None | Condensing | Step Modulating | Other |  |  |  |  | 1100000 | 959000 |  |  | 87.2 |  | 87.2 | [6 empty] | Federally-Regulated Commercial & Industrial Equipment | 2014-08-11
Dunkirk | Lennox | GSB8-150E | Steam | Natural Gas | No Match | FALSE | FALSE | 1 |  |  | No Match | No Match | No Match | No Match | Cast Iron | No Match |  | No Match |  | 150000 | [10 empty] | 80.6 | 75 | Federally-Regulated Consumer Product | 1999-10-22
Dunkirk | Sears | 229.9654 | Water | LPG | Power | FALSE | FALSE | 1 |  |  | No Match | No Match | No Match | No Match | Cast Iron | No Match |  | No Match |  | 150000 | [10 empty] | 82.7 | 80 | Federally-Regulated Consumer Product | 2000-06-07
Laars Heating Systems Co. | Laars | RHHH2400N******* | Water | Natural Gas | Power | FALSE | TRUE | 1 |  |  |  | None | Condensing | Step Modulating | Copper | Single-Speed |  | Standard |  | 2400000 | 2160000 | 600000 |  | 90 | 80 | 89.5 | [6 empty] | Federally-Regulated Commercial & Industrial Equipment | 2007-11-20
Baxi S.p.A. | Baxi | Luna Duo-Tec 1.33 G.A | Water | Natural Gas | Power | FALSE | FALSE | 1 |  |  | None | None | Condensing | Step Modulating | Other | Dual-Speed |  |  |  | 125908 | 112601 | 21838 | 19108 | [7 empty] | 90.2 | 80 | Federally-Regulated Consumer Product | 2015-01-07
Camus Hydronics | Camus Hydronics | DFPH-5024-MS | Water | LPG | Power | FALSE | FALSE | 3 |  |  |  | None | Condensing | Step Modulating | Other |  |  |  |  | 5000000 | 4720000 |  |  | 94.4 |  | 94.4 | [6 empty] | Federally-Regulated Commercial & Industrial Equipment | 2014-08-11
Crown Boiler Co. | Crown | C247-2200-S | Steam | Natural Gas | No Match | FALSE | FALSE | 3 |  |  | No Match | No Match | No Match | No Match | Cast Iron | No Match |  | No Match |  | 2200000 |  | 2200000 |  | 80 | 80 |  |  |  |  | 80 |  |  | Federally-Regulated Commercial & Industrial Equipment | 1996-03-06
PVI Industries | PVI | 324 EWB 150A-E | Water | Electricity | No Match | TRUE | FALSE | 3 |  |  | No Match | No Match | No Match | No Match | Other | No Match |  | No Match |  | 1106000 |  | 1106000 |  | 99.9 | [5 empty] | 99.9 |  |  | Non Federally-Regulated | 1992-09-28
Columbia Boiler / Pottstown | PurePro | P6 | Water | LPG | Power | FALSE | FALSE | 1 |  |  | Barometric Regulator | None | Non-Condensing | Single-Stage | Cast Iron |  |  |  |  | 210000 | 184000 | [9 empty] | 85.1 | 80 | Federally-Regulated Consumer Product | 2008-05-08
Ajax Boiler, Inc. | Ajax | WGB-10500 | Water | Natural Gas | No Match | FALSE | FALSE | 3 |  |  | No Match | No Match | No Match | No Match | Other | No Match |  | No Match |  | 10500000 |  | 10500000 |  | 80 | 80 |  |  |  |  | 80 |  |  | Federally-Regulated Commercial & Industrial Equipment | 1996-02-29
Water Pik, Inc. | Laars | NP 100 | Water | Oil | No Match | TRUE | FALSE | 1 |  |  | No Match | No Match | No Match | No Match | Other | No Match |  | No Match |  | 140000 | [10 empty] | 83.1 | 80 | Federally-Regulated Consumer Product | 2001-10-11
Rite Engineering | Rite | 300S | Both Steam & Water | Natural Gas | No Match | FALSE | FALSE | 3 |  |  | No Match | No Match | No Match | No Match | Other | No Match |  | No Match |  | 3000000 |  | 1500000 |  | 80 | 80 |  |  |  |  | 80 |  |  | Non Federally-Regulated | 1992-10-14
Laars Heating Systems Co. | Laars | PH1200IN******** | Water | Natural Gas | Induced Draft | FALSE | FALSE | 1 |  |  |  | None | Non-Condensing | Step Modulating | Copper | Single-Speed |  | Standard |  | 1200000 | 972000 | 300000 |  | 81 | 80 | 78.6 | [6 empty] | Federally-Regulated Commercial & Industrial Equipment | 2007-11-01
Ajax Boiler, Inc. | Ajax | OWGOFD9500 | Steam | Natural Gas | Power | FALSE | TRUE | 3 |  |  | No Match | No Match | No Match | No Match | Other | No Match |  | No Match |  | 9500000 |  | 4750000 |  | 82 | 80 |  |  |  |  | 80 |  |  | Non Federally-Regulated | 1992-10-27
Ajax Boiler, Inc. | Ajax | XNG350W | Water | Natural Gas | No Match | FALSE | TRUE | 3 |  |  | No Match | No Match | No Match | No Match | Other | No Match |  | No Match |  | 350000 |  | 175000 |  | 80 | 80 |  |  |  |  | 80 |  |  | Federally-Regulated Commercial & Industrial Equipment | 1997-01-07
Camus Hydronics | Camus Hydronics | DFNH-5001-MG | Water | Natural Gas | Power | FALSE | FALSE | 3 |  |  |  | None | Non-Condensing | Step Modulating | Copper |  |  |  |  | 5000000 | 4360000 |  |  | 87.2 |  | 87.2 | [6 empty] | Federally-Regulated Commercial & Industrial Equipment | 2014-08-11
Crown Boiler Co. | Burnham Corp. | APX399 | Water | LPG | Power | FALSE | FALSE | 1 |  |  | None | None | Condensing | Step Modulating | Other |  |  |  |  | 399000 | 376000 | 79800000 |  | 94.5 | 80 | 94.1 | [6 empty] | Federally-Regulated Commercial & Industrial Equipment | 2010-03-16
Burnham Corp. | Crown Boiler Co. | 32-1615*N | Both Steam & Water | Natural Gas | Induced Draft | FALSE | FALSE | 1 |  |  |  | None | Non-Condensing | Single-Stage | Cast Iron |  |  |  |  | 1615000 | 1292000 |  |  | 80.5 | 80 | 75.4 | [6 empty] | Federally-Regulated Commercial & Industrial Equipment | 2007-12-12
Water Pik, Inc. | Laars | HH0715IP09CBA | Water | LPG | No Match | FALSE | FALSE | 3 |  |  | No Match | No Match | No Match | No Match | Copper | No Match |  | No Match |  | 715000 |  | 715000 |  | 82 | 80 |  |  | 5 |  | 82 |  |  | Federally-Regulated Commercial & Industrial Equipment | 2001-05-30
Ajax Boiler, Inc. | Ajax | WGOFD-5000 | Steam | Natural Gas | Power | FALSE | FALSE | 3 |  |  | No Match | No Match | No Match | No Match | Other | No Match |  | No Match |  | 5000000 |  | 2500000 |  | 82 | 80 |  |  |  |  | 80 |  |  | Non Federally-Regulated | 1992-10-27
Laars Heating Systems Co. | Laars Heating Systems Co. | RHHH2400 | Water | Natural Gas | Power | FALSE | FALSE | 1 |  |  |  | None | Condensing | Step Modulating | Copper |  |  |  |  | 2400000 | 2182000 |  |  | 91 |  | 91 | [6 empty] | Federally-Regulated Commercial & Industrial Equipment | 2014-10-23
PB Heat, LLC | PB Heat, LLC | 63-05-SPRK-S | Steam | Natural Gas | Injection Type | FALSE | FALSE | 1 |  | TRUE | Draft Diverter | Stack Damper | Non-Condensing | Single-Stage | Cast Iron |  |  |  |  | 236000 | 196000 | [9 empty] | 82.2 | 75 | Federally-Regulated Consumer Product | 2013-04-19
Water Pik, Inc. | Laars | PH1670IN09*1A | Water | Natural Gas | No Match | FALSE | FALSE | 3 |  |  | No Match | No Match | No Match | No Match | Copper | No Match |  | No Match |  | 1670000 |  | 417500 |  | 81 | 80 |  |  | 5 |  | 81 |  |  | Federally-Regulated Commercial & Industrial Equipment | 2001-05-16
Laars Heating Systems Company | ENDURANCE | EBP110 | Water | LPG | Power | FALSE | FALSE | 1 | TRUE |  |  | None | Non-Condensing | Step Modulating | Copper |  |  |  |  | 107000 | 94000 | [9 empty] | 85.5 | 80 | Federally-Regulated Consumer Product | 2015-09-30
Lochinvar, LLC. | Lochinvar Corp. | WBN150 | Water | Natural Gas | Power | FALSE | FALSE | 1 |  |  | None | None | Condensing | Step Modulating | Other |  |  |  |  | 150000 | 135000 | [9 empty] | 95.5 | 80 | Federally-Regulated Consumer Product | 2010-03-16
Universal Boiler Works | Universal Boiler Works | BF250S1 | Steam | Combo (Natural Gas & Oil) | Power | FALSE | FALSE | 3 |  |  | No Match | No Match | No Match | No Match | Other | No Match |  | No Match |  | 10500000 |  | 3500000 |  | 83.5 | 80 |  |  | 10 |  | 82 |  |  | Federally-Regulated Commercial & Industrial Equipment | 2001-12-13
Lochinvar, LLC. | Lochinvar Corp. | PBL0502 | Water | LPG | Power | FALSE | FALSE | 1 |  |  |  | None | Non-Condensing | Step Modulating | Copper |  |  |  |  | 500000 | 425000 |  |  |  |  | 85 | [6 empty] | Federally-Regulated Commercial & Industrial Equipment | 2015-04-20
Ajax Boiler, Inc. | Ajax | SGX-SGXB-600-D | Steam | Natural Gas | No Match | FALSE | FALSE | 3 |  |  | No Match | No Match | No Match | No Match | Other | No Match |  | No Match |  | 600000 |  | 600000 |  | 80 | 80 |  |  |  |  | 80 |  |  | Federally-Regulated Commercial & Industrial Equipment | 1996-02-29
Cleaver-Brooks | Cleaver-Brooks | CBLE-700-150-***** | Steam | Natural Gas | Power | FALSE | FALSE | 3 |  |  | No Match | No Match | No Match | No Match | Other | No Match |  | No Match |  | 6280000 |  | 6280000 |  | 80 | 80 |  |  | 25 |  | 80 |  |  | Federally-Regulated Commercial & Industrial Equipment | 1999-03-02
Raypak | Propak TM - By Huron Valley Sales | TD2-812* | Water | Natural Gas | Induced Draft | FALSE | TRUE | 1 |  |  |  | None | Non-Condensing | Single-Stage | Copper |  |  |  |  | 120000 | 101000 | [9 empty] | 84 | 80 | Federally-Regulated Consumer Product | 2007-11-16
Ajax Boiler, Inc. | Ajax | OSGXFD8000 | Steam | Natural Gas | Power | FALSE | TRUE | 3 |  |  | No Match | No Match | No Match | No Match | Other | No Match |  | No Match |  | 8000000 |  | 4000000 |  | 81 | 80 |  |  |  |  | 80 |  |  | Non Federally-Regulated | 1992-10-27
Parker Boiler Co. | Parker Boiler | T1730R | Water | Natural Gas | No Match | FALSE | FALSE | 3 |  |  | No Match | No Match | No Match | No Match | Other | No Match |  | No Match |  | 1730000 |  | 865000 |  | 83 | 80 |  |  | 4 |  | 82 |  |  | Federally-Regulated Commercial & Industrial Equipment | 1996-03-13
Burnham Corp. | Burnham Corp. | V1121H-SN | Steam | Natural Gas | Power | FALSE | FALSE | 3 |  | FALSE |  | None | Non-Condensing | Two-Stage Modulating | Cast Iron |  |  |  |  | 5268000 | 4299000 |  |  | 82.1 |  | 81.6 | [6 empty] | Federally-Regulated Commercial & Industrial Equipment | 2014-08-11
Water Pik, Inc. | Laars | PH1825EN09CBA | Water | Natural Gas | No Match | FALSE | TRUE | 3 |  |  | No Match | No Match | No Match | No Match | Copper | No Match |  | No Match |  | 1825000 |  | 1825000 |  | 82 | 80 |  |  | 5 |  | 82 |  |  | Federally-Regulated Commercial & Industrial Equipment | 2001-05-16
Ajax Boiler, Inc. | Ajax | OSGOXFD5500 | Steam | Natural Gas | Power | FALSE | TRUE | 3 |  |  | No Match | No Match | No Match | No Match | Other | No Match |  | No Match |  | 5500000 |  | 2750000 |  | 81 | 80 |  |  |  |  | 80 |  |  | Non Federally-Regulated | 1992-10-27
Hydrotherm | Hydrotherm | HS-130-PV | Water | Natural Gas | No Match | FALSE | FALSE | 1 |  |  | No Match | No Match | No Match | No Match | Cast Iron | No Match |  | No Match |  | 130000 | [10 empty] | 82 | 80 | Federally-Regulated Consumer Product | 1998-12-21
Burnham Corp. | Crown Boiler Co. | TWZ125 | Water | Oil | Power | FALSE | FALSE | 1 |  |  |  | None | Non-Condensing | Single-Stage | Cast Iron | Single-Speed | 0.04 | Standard |  | 175000 | 152000 | [9 empty] | 84.9 | 80 | Federally-Regulated Consumer Product | 2007-11-14
Lochinvar, LLC. | Lochinvar Corp. | FBL1501 | Water | LPG | Power | FALSE | FALSE | 1 |  |  |  | None | Condensing | Step Modulating | Other |  |  |  |  | 1500000 | 1443000 |  |  |  |  | 96.2 | [6 empty] | Federally-Regulated Commercial & Industrial Equipment | 2015-03-30
Dunkirk | Ultimate Engineering / Division of Dunkirk | PFG-3-63 | Water | Combo (Natural Gas & Oil) | Power | FALSE | FALSE | 1 |  |  | No Match | No Match | No Match | No Match | Cast Iron | No Match |  | No Match |  | 63000 | [10 empty] | 84.7 | 80 | Federally-Regulated Consumer Product | 2001-11-01
Cleaver-Brooks | Cleaver-Brooks | P-700-50-***** | Steam | Natural Gas | Power | FALSE | FALSE | 3 |  |  | No Match | No Match | No Match | No Match | Other | No Match |  | No Match |  | 2092500 |  | 2092500 |  | 80 | 80 |  |  | 25 |  | 80 |  |  | Federally-Regulated Commercial & Industrial Equipment | 1996-03-06
Peerless Heater Co. | Peerless | 211A-44I | Steam | Natural Gas | No Match | FALSE | FALSE | 3 |  |  | No Match | No Match | No Match | No Match | Cast Iron | No Match |  | No Match |  | 9030000 |  | 9030000 |  | 80 | 75 |  |  | 18 | 147 | 80 |  |  | Non Federally-Regulated | 1990-06-25
Ajax Boiler, Inc. | Ajax | HFG6000W | Steam | Natural Gas | Power | FALSE | TRUE | 3 |  |  | No Match | No Match | No Match | No Match | Other | No Match |  | No Match |  | 6000000 |  | 2400000 |  | 80 | 80 |  |  |  |  | 80 |  |  | Federally-Regulated Commercial & Industrial Equipment | 1997-01-07
Laars Heating Systems Co. | Laars | HH0400CP12***** | Water | LPG | Induced Draft | FALSE | FALSE | 1 |  |  |  | None | Non-Condensing | Two-Stage Modulating | Copper |  |  |  |  | 399000 | 323190 | 162500 |  | 81 | 80 | 78.6 | [6 empty] | Federally-Regulated Commercial & Industrial Equipment | 2007-11-01
Laars Heating Systems Company | BRUTE | BNTH500 | Water | LPG | Power | FALSE | FALSE | 1 |  |  |  | None | Condensing | Step Modulating | Other |  |  |  |  | 500000 | 475000 |  |  |  |  | 95 | 80 | [5 empty] | Federally-Regulated Commercial & Industrial Equipment | 2015-09-30
Raypak | Raypak | H(3,4)-2100* | Water | LPG | Injection Type | FALSE | FALSE | 1 |  |  |  | None | Non-Condensing | Single-Stage | Copper |  |  |  |  | 2100000 | 1701000 |  |  |  |  | 81 | [6 empty] | Federally-Regulated Commercial & Industrial Equipment | 2015-04-16
Crown Boiler Co. | Crown | C247-2000-S | Steam | Natural Gas | No Match | FALSE | FALSE | 3 |  |  | No Match | No Match | No Match | No Match | Cast Iron | No Match |  | No Match |  | 2000000 |  | 2000000 |  | 80 | 80 |  |  |  |  | 80 |  |  | Federally-Regulated Commercial & Industrial Equipment | 1996-03-06
Ajax Boiler, Inc. | Ajax | WNG3250W | Water | Natural Gas | No Match | FALSE | TRUE | 3 |  |  | No Match | No Match | No Match | No Match | Other | No Match |  | No Match |  | 3250000 |  | 1625000 |  | 80 | 80 |  |  |  |  | 80 |  |  | Federally-Regulated Commercial & Industrial Equipment | 1997-01-07
Cleaver-Brooks | Cleaver-Brooks | CB-700-20-***** | Steam | Natural Gas | Power | FALSE | FALSE | 3 |  |  | No Match | No Match | No Match | No Match | Other | No Match |  | No Match |  | 838000 |  | 838000 |  | 80 | 80 |  |  | 25 |  | 80 |  |  | Federally-Regulated Commercial & Industrial Equipment | 1996-03-06
Burnham Corp. | Burnham Corp. | V1117H-SO | Steam | Oil | Power | FALSE | FALSE | 3 |  | FALSE |  | None | Non-Condensing | Two-Stage Modulating | Cast Iron |  |  |  |  | 4032000 | 3411000 |  |  | 85.3 |  | 84.6 | [6 empty] | Federally-Regulated Commercial & Industrial Equipment | 2014-08-11
Water Pik, Inc. | Laars | PH1430EN09CBA | Water | Natural Gas | No Match | FALSE | TRUE | 3 |  |  | No Match | No Match | No Match | No Match | Copper | No Match |  | No Match |  | 1430000 |  | 1430000 |  | 82 | 80 |  |  | 5 |  | 82 |  |  | Federally-Regulated Commercial & Industrial Equipment | 2001-05-16
Laars Heating Systems Co. | Triangle Tube | KS850 | Water | Natural Gas | Power | FALSE | FALSE | 1 |  | FALSE |  | None | Condensing | Step Modulating | Other |  |  |  |  | 850000 | 813000 |  |  | 95.7 |  | 95.7 | [6 empty] | Federally-Regulated Commercial & Industrial Equipment | 2014-08-11
PB Heat, LLC | Smith Cast Iron Boilers | 8HE-W-5L | Water | Oil | Power | FALSE | FALSE | 1 |  |  |  | None | Non-Condensing | Single-Stage | Cast Iron | Single-Speed |  |  |  | 245000 | 212000 | [9 empty] | 85.5 | 80 | Federally-Regulated Consumer Product | 2014-02-04
Crown Boiler Co. | Crown Boiler Co. | PHNTM080 | Water | LPG | Power | FALSE | FALSE | 1 |  |  |  | None | Condensing | Step Modulating | Other | Single-Speed |  |  |  | 80000 | 74000 | [9 empty] | 93.2 | 80 | Federally-Regulated Consumer Product | 2014-08-08
New Yorker Boiler Company, Inc. | New Yorker | CG100C_I | Water | LPG | Induced Draft | FALSE | FALSE | 1 | TRUE |  |  | Stack Damper | Non-Condensing | Single-Stage | Cast Iron |  |  |  |  | 299000 | 246000 | [9 empty] | 82 | 80 | Federally-Regulated Consumer Product | 2015-09-30
Ajax Boiler, Inc. | Ajax | XNG5000W | Water | Natural Gas | No Match | FALSE | TRUE | 3 |  |  | No Match | No Match | No Match | No Match | Other | No Match |  | No Match |  | 5000000 |  | 2500000 |  | 80 | 80 |  |  |  |  | 80 |  |  | Federally-Regulated Commercial & Industrial Equipment | 1997-01-07
Smith Cast Iron Boilers | Peerless | TCII-04-S-G | Steam | Natural Gas | Power | FALSE | FALSE | 3 |  | FALSE |  | None | Non-Condensing | Single-Stage | Cast Iron |  |  |  |  | 1143000 | 930000 |  |  |  |  | 81.4 | 79 | [5 empty] | Federally-Regulated Commercial & Industrial Equipment | 2015-09-30
Cleaver-Brooks | Cleaver-Brooks | P-700-15-***** | Steam | Natural Gas | Power | FALSE | FALSE | 3 |  |  | No Match | No Match | No Match | No Match | Other | No Match |  | No Match |  | 627500 |  | 627500 |  | 80 | 80 |  |  | 25 |  | 80 |  |  | Federally-Regulated Commercial & Industrial Equipment | 1996-03-06
New Yorker Boiler Company, Inc. | New Yorker | CG90C_I | Water | LPG | Induced Draft | FALSE | FALSE | 1 | TRUE |  |  | Stack Damper | Non-Condensing | Single-Stage | Cast Iron |  |  |  |  | 266000 | 219000 | [9 empty] | 82 | 80 | Federally-Regulated Consumer Product | 2015-09-30
Burnham Corp. | Burnham Corp. | PVG-3 | Water | LPG | Induced Draft | FALSE | FALSE | 1 |  |  |  | None | Non-Condensing | Single-Stage | Cast Iron | Single-Speed | 0.04 | Standard |  | 70000 | 60000 | [9 empty] | 85.5 | 80 | Federally-Regulated Consumer Product | 2007-11-14
Lochinvar, LLC. | Lochinvar Corp. | WBN080 | Water | Natural Gas | Power | FALSE | FALSE | 1 |  |  | None | None | Condensing | Step Modulating | Other |  |  |  |  | 80000 | 72000 | [9 empty] | 95.3 | 80 | Federally-Regulated Consumer Product | 2010-03-16
PVI Industries | PVI | 200 WBHE 250A-TPGO | Water | Combo (Natural Gas & Oil) | No Match | FALSE | FALSE | 3 |  |  | No Match | No Match | No Match | No Match | Other | No Match |  | No Match |  | 8000000 |  | 2667000 |  | 84 | 80 |  |  |  |  | 85 |  |  | Federally-Regulated Commercial & Industrial Equipment | 1996-03-13
Burnham Corp. | Crown Boiler Co. | CWI138E | Water | Natural Gas | Induced Draft | FALSE | FALSE | 1 |  |  |  | Stack Damper | Non-Condensing | Single-Stage | Cast Iron | Single-Speed | 0.04 | Standard |  | 138000 | 115000 | [9 empty] | 83.1 | 80 | Federally-Regulated Consumer Product | 2007-11-14
Weil-McLain | Weil-McLain | 994 | Steam | Oil | Power | FALSE | FALSE | 3 |  |  | No Match | No Match | No Match | No Match | Cast Iron | No Match |  | No Match |  | 2800000 |  | 2800000 |  | 83.8 | 83 |  |  | 147 |  | 83.8 |  |  | Federally-Regulated Commercial & Industrial Equipment | 1996-02-29
Navien, Inc. | Navien | CH-180-ASME | Water | LPG | Power | FALSE | TRUE | 1 |  |  |  | None | Condensing | Step Modulating | Other | Single-Speed |  |  |  | 150000 | 141000 | [9 empty] | 92 | 80 | Federally-Regulated Consumer Product | 2012-10-16
Camus Hydronics | Camus Hydronics | MFNH-3000-MG | Water | Natural Gas | Power | FALSE | FALSE | 1 |  |  |  | None | Non-Condensing | Step Modulating | Copper |  |  |  |  | 3000000 | 2550000 |  |  | 85 | [8 empty] | Federally-Regulated Commercial & Industrial Equipment | 2014-10-23
Raypak | Raypak | H41802B-CHX | Water | Natural Gas | Induced Draft | FALSE | FALSE | 1 |  |  | None | None | Non-Condensing | Single-Stage | Copper |  |  |  |  | 1800000 | 1764000 |  |  | 98 | 80 | 98 | [6 empty] | Federally-Regulated Commercial & Industrial Equipment | 2007-12-12
Laars Heating Systems Co. | Laars Heating Systems Co. | JVS100ND* | Water | Natural Gas | Pressure | FALSE | FALSE | 1 |  |  |  | None | Non-Condensing | Single-Stage | Copper |  |  |  |  | 100000 | 85000 | [9 empty] | 85 | 80 | Federally-Regulated Consumer Product | 2011-08-02
Weil-McLain | Weil-McLain | 688 | Steam | Natural Gas | Power | FALSE | FALSE | 3 |  |  | No Match | No Match | No Match | No Match | Cast Iron | No Match |  | No Match |  | 1703000 |  | 1703000 |  | 81.4 | 80 |  |  | 147 |  | 81.4 |  |  | Federally-Regulated Commercial & Industrial Equipment | 1996-02-29
Water Pik, Inc. | Laars | VW3050IN18C* | Both Steam & Water | LPG | No Match | FALSE | FALSE | 3 |  |  | No Match | No Match | No Match | No Match | Copper | No Match |  | No Match |  | 3050000 |  | 3050000 |  | 82 | 80 |  |  | 5 |  | 82 |  |  | Federally-Regulated Commercial & Industrial Equipment | 2001-11-21
PB Heat, LLC | Hydrotherm | HWX-70-SV | Water | LPG | Injection Type | FALSE | FALSE | 1 |  |  | Draft Diverter | Stack Damper | Non-Condensing | Single-Stage | Cast Iron | Single-Speed |  | Standard |  | 70000 | 58000 | [9 empty] | 82.2 | 80 | Federally-Regulated Consumer Product | 2011-08-02
Ajax Boiler, Inc. | Ajax | SGX-SGXB-3250A-D | Steam | Natural Gas | No Match | FALSE | FALSE | 3 |  |  | No Match | No Match | No Match | No Match | Other | No Match |  | No Match |  | 3250000 |  | 3250000 |  | 80 | 80 |  |  |  |  | 80 |  |  | Federally-Regulated Commercial & Industrial Equipment | 1996-02-29
Ajax Boiler, Inc. | Ajax | HFG6500W | Steam | Natural Gas | Power | FALSE | TRUE | 3 |  |  | No Match | No Match | No Match | No Match | Other | No Match |  | No Match |  | 6500000 |  | 2600000 |  | 80 | 80 |  |  |  |  | 80 |  |  | Federally-Regulated Commercial & Industrial Equipment | 1997-01-07
PB Heat, LLC | Peerless | 63-05-SPRK-W | Water | Natural Gas | Injection Type | FALSE | FALSE | 1 | TRUE |  |  | Stack Damper | Non-Condensing | Single-Stage | Cast Iron |  |  |  |  | 236000 | 198000 | [9 empty] | 83.3 | 80 | Federally-Regulated Consumer Product | 2015-09-30
Water Pik, Inc. | Laars | HH1000MN20***** | Water | Natural Gas | Power | FALSE | FALSE | 3 |  |  | No Match | No Match | No Match | No Match | Copper | No Match |  | No Match |  | 1000000 |  | 250000 |  | 85 | 80 |  |  | 5 |  | 83 |  |  | Federally-Regulated Commercial & Industrial Equipment | 2001-11-21
Laars Heating Systems Co. | Laars Heating Systems Co. | RHCH1200 | Water | Natural Gas | Power | FALSE | TRUE | 1 |  |  |  | None | Non-Condensing | Single-Stage | Copper |  |  |  |  | 1200000 | 1028000 |  |  |  |  | 86 | [6 empty] | Federally-Regulated Commercial & Industrial Equipment | 2015-04-20
Ajax Boiler, Inc. | Ajax | WNG3500W | Water | Natural Gas | No Match | FALSE | TRUE | 3 |  |  | No Match | No Match | No Match | No Match | Other | No Match |  | No Match |  | 3500000 |  | 1750000 |  | 80 | 80 |  |  |  |  | 80 |  |  | Federally-Regulated Commercial & Industrial Equipment | 1997-01-07
Crown Boiler Co. | Crown Boiler Co. | PHNTM100 | Water | LPG | Power | FALSE | FALSE | 1 |  |  |  | None | Condensing | Step Modulating | Other | Single-Speed |  |  |  | 100000 | 92000 | [9 empty] | 93.3 | 80 | Federally-Regulated Consumer Product | 2014-08-08
Ajax Boiler, Inc. | Ajax | WFG5000W | Water | Natural Gas | Power | FALSE | TRUE | 3 |  |  | No Match | No Match | No Match | No Match | Other | No Match |  | No Match |  | 5000000 |  | 2000000 |  | 80 | 80 |  |  |  |  | 80 |  |  | Federally-Regulated Commercial & Industrial Equipment | 1997-01-07
Ajax Boiler, Inc. | Ajax | WNG4000W | Water | Natural Gas | No Match | FALSE | TRUE | 3 |  |  | No Match | No Match | No Match | No Match | Other | No Match |  | No Match |  | 4000000 |  | 2000000 |  | 80 | 80 |  |  |  |  | 80 |  |  | Federally-Regulated Commercial & Industrial Equipment | 1997-01-07
Water Pik, Inc. | Laars | PH1825EP09*BA | Water | LPG | No Match | FALSE | TRUE | 3 |  |  | No Match | No Match | No Match | No Match | Copper | No Match |  | No Match |  | 1825000 |  | 456250 |  | 82 | 80 |  |  | 5 |  | 82 |  |  | Federally-Regulated Commercial & Industrial Equipment | 2001-05-30
Raypak | Raypak | W7-0700* | Water | Natural Gas | Induced Draft | FALSE | FALSE | 1 |  |  | None | None | Condensing | Step Modulating | Other |  |  |  |  | 700000 | 658000 | 140000 |  | 94.5 | 80 | 94 |  | 12 |  |  |  |  | Federally-Regulated Commercial & Industrial Equipment | 2010-10-29
PB Heat, LLC | Peerless | GM-06-SV | Water | LPG | Injection Type | FALSE | FALSE | 1 | TRUE |  |  | Stack Damper | Non-Condensing | Single-Stage | Cast Iron |  |  |  |  | 285000 | 238000 | [9 empty] | 82.8 | 80 | Federally-Regulated Consumer Product | 2015-09-30
Rite Engineering | Rite | 475SG | Both Steam & Water | Natural Gas | Power | FALSE | FALSE | 3 |  |  | No Match | No Match | No Match | No Match | Other | No Match |  | No Match |  | 4750000 |  | 1583333 |  | 80 | 80 |  |  |  |  | 80 |  |  | Non Federally-Regulated | 1992-10-14
Laars Heating Systems Co. | Triangle Tube | CC105 | Water | Natural Gas | Power | FALSE | FALSE | 1 |  |  |  | None | Condensing | Step Modulating | Other |  |  |  |  | 106000 | 94000 | [9 empty] | 95 | 80 | Federally-Regulated Consumer Product | 2012-07-06
Heat Cell Technologies, Inc. / ECO Heating Systems | Propak TM - By Huron Valley Sales | HWHN00129ASME | Water | Natural Gas | Power | FALSE | TRUE | 1 |  |  | None | None | Condensing | Two-Stage Modulating | Other | No Match |  | No Match |  | 136600 | 130150 | 30700 | 29165 | [7 empty] | 93 | 80 | Federally-Regulated Consumer Product | 2006-03-29
Parker Boiler Co. | Parker Boiler | 25R | Steam | Natural Gas | No Match | FALSE | FALSE | 3 |  |  | No Match | No Match | No Match | No Match | Other | No Match |  | No Match |  | 1075000 |  | 537500 |  | 83 | 80 |  |  | 4 |  | 82 |  |  | Federally-Regulated Commercial & Industrial Equipment | 1996-03-13
Burnham Corp. | Burnham Corp. | MPC-13 | Water | Natural Gas | Power | FALSE | FALSE | 1 |  |  |  | None | Non-Condensing | Single-Stage | Cast Iron |  |  |  |  | 2547000 | 2137000 |  |  | 85.8 | 80 | 83.9 | [6 empty] | Federally-Regulated Commercial & Industrial Equipment | 2010-03-16
Bryan Steam Corp. | Bryan | K-250-W-G | Water | Natural Gas | No Match | TRUE | FALSE | 3 |  |  | No Match | No Match | No Match | No Match | Other | No Match |  | No Match |  | 2500000 |  | 2500000 |  | 80 | 80 |  |  |  |  | 80 |  |  | Federally-Regulated Commercial & Industrial Equipment | 1996-03-01
Ajax Boiler, Inc. | Ajax | HRF200 | Steam | Natural Gas | Power | FALSE | TRUE | 1 |  |  | Draft Hood | Stack Damper | Non-Condensing | Two-Stage Modulating | Other | None |  | No Match |  | 8400000 | 6720000 | 6720000 | 5376000 | 80 | 80 | 79.2 | [6 empty] | Federally-Regulated Commercial & Industrial Equipment | 2007-08-15
Raypak | Raypak | H(3,4)-1223* | Water | Natural Gas | Injection Type | FALSE | FALSE | 1 |  |  |  | None | Non-Condensing | Single-Stage | Copper |  |  |  |  | 1222500 | 1002000 |  |  |  |  | 82 | [6 empty] | Federally-Regulated Commercial & Industrial Equipment | 2015-04-16
Lochinvar, LLC. | Lochinvar Corp. | EBN200 | Water | LPG | Power | FALSE | FALSE | 1 |  |  |  | None | Non-Condensing | Single-Stage | Copper |  |  |  |  | 200000 | 170000 | [9 empty] | 83.1 | 80 | Federally-Regulated Consumer Product | 2007-11-14
Water Pik, Inc. | Laars | PW0400CP30*B | Both Steam & Water | LPG | No Match | FALSE | TRUE | 3 |  |  | No Match | No Match | No Match | No Match | Copper | No Match |  | No Match |  | 399000 |  | 100000 |  | 82 | 80 |  |  | 5 |  | 82 |  |  | Federally-Regulated Commercial & Industrial Equipment | 2001-11-21
Water Pik, Inc. | Laars | PW0600IP09C1A | Both Steam & Water | LPG | No Match | FALSE | FALSE | 3 |  |  | No Match | No Match | No Match | No Match | Copper | No Match |  | No Match |  | 600000 |  | 600000 |  | 81 | 80 |  |  | 5 |  | 81 |  |  | Federally-Regulated Commercial & Industrial Equipment | 2001-11-21
Lochinvar, LLC. | Lochinvar Corp. | CBN260F9 | Water | Natural Gas | Injection Type | FALSE | FALSE | 1 |  |  |  | Stack Damper | Non-Condensing | Single-Stage | Copper |  |  |  |  | 260000 | 216000 | [9 empty] | 84 | 80 | Federally-Regulated Consumer Product | 2007-11-14
Laars Heating Systems Co. | Laars Heating Systems Co. | MT2H0200 | Water | Natural Gas | Power | FALSE | TRUE | 1 |  |  | None | None | Non-Condensing | Single-Stage | Copper | Single-Speed | 0.17 | Standard |  | 200000 | 170000 | 200000 | 170000 | [7 empty] | 85.1 | 80 | Federally-Regulated Consumer Product | 2011-06-20
Water Pik, Inc. | Laars | HH0715IN21*N* | Water | Natural Gas | No Match | FALSE | FALSE | 3 |  |  | No Match | No Match | No Match | No Match | Copper | No Match |  | No Match |  | 715000 |  | 178750 |  | 82 | 80 |  |  | 5 |  | 82 |  |  | Federally-Regulated Commercial & Industrial Equipment | 2001-11-21
Cleaver-Brooks | Cleaver-Brooks | CB-700-350-***** | Steam | Natural Gas | Power | FALSE | FALSE | 3 |  |  | No Match | No Match | No Match | No Match | Other | No Match |  | No Match |  | 14650000 |  | 14650000 |  | 80 | 80 |  |  | 25 |  | 80 |  |  | Federally-Regulated Commercial & Industrial Equipment | 1996-03-06
Newmac Manufacturing | Newmac Manufacturing | NBR 122V | Water | Oil | No Match | TRUE | FALSE | 1 |  |  | No Match | No Match | No Match | No Match | Other | No Match |  | No Match |  | 141000 | [10 empty] | 87.6 | 80 | Federally-Regulated Consumer Product | 2001-04-12
Burnham Corp. | Burnham Corp. | V1115H-WN | Water | Natural Gas | Power | FALSE | FALSE | 1 |  |  |  | None | Non-Condensing | Two-Stage Modulating | Cast Iron |  |  |  |  | 3680000 | 3028000 |  |  | 82.6 |  | 82.3 | [6 empty] | Federally-Regulated Commercial & Industrial Equipment | 2014-08-11
ECR International, Ltd. | ECR International, Ltd. | OLSSC-050 | Water | LPG | Power | FALSE | FALSE | 1 |  | TRUE |  | None | Condensing | Step Modulating | Other | Single-Speed |  |  |  | 50000 | 46000 | [9 empty] | 95 | 80 | Federally-Regulated Consumer Product | 2013-04-19
Water Pik, Inc. | Laars | HH1000MP20****** | Water | LPG | Power | FALSE | TRUE | 3 |  |  | No Match | No Match | No Match | No Match | Copper | No Match |  | No Match |  | 1000000 |  | 250000 |  | 83 | 80 |  |  | 5 |  | 83 |  |  | Federally-Regulated Commercial & Industrial Equipment | 2001-11-21
Smith Cast Iron Boilers | Smith Cast Iron Boilers | 19A-S/W-06 | Both Steam & Water | Oil | Power | FALSE | FALSE | 1 |  |  |  | None | Non-Condensing | Single-Stage | Cast Iron |  |  |  |  | 910000 | 738000 |  |  | 84.2 | 83 | 81.7 | [6 empty] | Federally-Regulated Commercial & Industrial Equipment | 2007-12-12
Ajax Boiler, Inc. | Ajax | WNG7000W | Water | Natural Gas | No Match | FALSE | TRUE | 3 |  |  | No Match | No Match | No Match | No Match | Other | No Match |  | No Match |  | 7000000 |  | 3500000 |  | 80 | 80 |  |  |  |  | 80 |  |  | Federally-Regulated Commercial & Industrial Equipment | 1997-01-07
Water Pik, Inc. | Laars | PH0625MP20****** | Water | LPG | Power | FALSE | TRUE | 3 |  |  | No Match | No Match | No Match | No Match | Copper | No Match |  | No Match |  | 625000 |  | 625000 |  | 83 | 80 |  |  | 5 |  | 83 |  |  | Federally-Regulated Commercial & Industrial Equipment | 2001-11-21
U.S. Boiler Co. | BURNHAM BY U.S. BOILER | ESC6 | Water | LPG | Induced Draft | FALSE | FALSE | 1 | TRUE |  |  | None | Non-Condensing | Single-Stage | Cast Iron | Single-Speed |  |  |  | 175000 | 150000 | [9 empty] | 85.2 | 80 | Federally-Regulated Consumer Product | 2015-09-30
PVI Industries | PVI | 468 EWB 200A-E | Water | Electricity | No Match | TRUE | FALSE | 3 |  |  | No Match | No Match | No Match | No Match | Other | No Match |  | No Match |  | 1597000 |  | 1597000 |  | 99.9 | [5 empty] | 99.9 |  |  | Non Federally-Regulated | 1992-09-28
New York Thermal, Inc. | New York Thermal, Inc. | TX200C | Water | LPG | Power | FALSE | FALSE | 1 |  | TRUE |  | None | Condensing | Step Modulating | Other | Multiple-Speed |  |  |  | 199000 | 184000 | [9 empty] | 94 | 80 | Federally-Regulated Consumer Product | 2014-10-23
Ajax Boiler, Inc. | Ajax | HFG10000W | Steam | Natural Gas | Power | FALSE | TRUE | 3 |  |  | No Match | No Match | No Match | No Match | Other | No Match |  | No Match |  | 10000000 |  | 4000000 |  | 80 | 80 |  |  |  |  | 80 |  |  | Federally-Regulated Commercial & Industrial Equipment | 1997-01-07
Burnham Corp. | Burnham Corp. | IN4 | Steam | LPG | Induced Draft | FALSE | FALSE | 1 |  |  |  | Stack Damper | Non-Condensing | Single-Stage | Cast Iron |  |  |  |  | 105000 | 87000 | [9 empty] | 82 | 75 | Federally-Regulated Consumer Product | 2007-11-14
U.S. Boiler Co. | BURNHAM BY U.S. BOILER | ESC4 | Water | Natural Gas | Induced Draft | FALSE | FALSE | 1 | TRUE |  |  | None | Non-Condensing | Single-Stage | Cast Iron | Single-Speed |  |  |  | 105000 | 90000 | [9 empty] | 85.4 | 80 | Federally-Regulated Consumer Product | 2015-09-30
Noritz America Corp. | Noritz America Corp. | NH-2001-DU | Water | LPG | Power | FALSE | TRUE | 1 |  |  | None | Stack Damper | Non-Condensing | Step Modulating | Copper | None |  | No Match |  | 199900 | 163100 | 55500 | 45300 | [7 empty] | 83 | 80 | Federally-Regulated Consumer Product | 2006-12-29
Laars Heating Systems Co. | Laars Heating Systems Co. | MLXHW075(N,P)**** | Water | LPG | Power | FALSE | FALSE | 1 |  | TRUE |  | None | Condensing | Step Modulating | Other | Single-Speed |  |  |  | 75000 | 70000 | [9 empty] | 95 | 80 | Federally-Regulated Consumer Product | 2014-10-23
PB Heat, LLC | Smith Cast Iron Boilers | GBX-140-INT | Water | Natural Gas | Injection Type | FALSE | FALSE | 1 |  | TRUE | Draft Diverter | Stack Damper | Non-Condensing | Single-Stage | Cast Iron | Single-Speed |  | Standard |  | 140000 | 115000 | [9 empty] | 82 | 80 | Federally-Regulated Consumer Product | 2013-06-17
ECR International, Ltd. | ECR International, Ltd. | VX-150 | Water | Natural Gas | Power | FALSE | FALSE | 1 |  |  |  | None | Condensing | Step Modulating | Other |  |  |  |  | 150000 | 140000 | [9 empty] | 95 | 80 | Federally-Regulated Consumer Product | 2014-08-08
HTP, Inc. | HTP | EL-110 | Water | Natural Gas | Power | FALSE | FALSE | 1 | TRUE |  |  | None | Condensing | Step Modulating | Other |  |  |  |  | 110000 | 102000 | [9 empty] | 95.7 | 80 | Federally-Regulated Consumer Product | 2015-09-30
Water Pik, Inc. | Laars | HH1670EP04*BA | Water | LPG | No Match | FALSE | TRUE | 3 |  |  | No Match | No Match | No Match | No Match | Copper | No Match |  | No Match |  | 1670000 |  | 417500 |  | 82 | 80 |  |  | 5 |  | 82 |  |  | Federally-Regulated Commercial & Industrial Equipment | 2001-05-30
Ajax Boiler, Inc. | Ajax | OSGXH750 | Steam | Natural Gas | No Match | FALSE | TRUE | 3 |  |  | No Match | No Match | No Match | No Match | Other | No Match |  | No Match |  | 750000 |  | 750000 |  | 80 | 80 |  |  |  |  | 80 |  |  | Federally-Regulated Commercial & Industrial Equipment | 1996-02-29
Slant / Fin Corp. | Slant / Fin Corp. | EG-13* | Water | LPG | Power | FALSE | FALSE | 1 |  |  |  | None | Non-Condensing | Single-Stage | Cast Iron |  |  |  |  | 98000 | 83000 | [9 empty] | 84.5 | 80 | Federally-Regulated Consumer Product | 2008-04-14
Peerless Heater Co. | Peerless | DE-05-SPRK | Water | Combo (Natural Gas & Oil) | Power | FALSE | FALSE | 1 |  |  | No Match | No Match | No Match | No Match | Cast Iron | No Match |  | No Match |  | 140000 | [10 empty] | 82 | 80 | Federally-Regulated Consumer Product | 2001-11-01
Ajax Boiler, Inc. | Ajax | SGOXFD-600 | Steam | Natural Gas | Power | FALSE | FALSE | 3 |  |  | No Match | No Match | No Match | No Match | Other | No Match |  | No Match |  | 600000 |  | 300000 |  | 81 | 80 |  |  |  |  | 80 |  |  | Non Federally-Regulated | 1992-10-27
Ajax Boiler, Inc. | Ajax | OWG1050 | Steam | Natural Gas | No Match | FALSE | TRUE | 3 |  |  | No Match | No Match | No Match | No Match | Other | No Match |  | No Match |  | 1050000 |  | 1050000 |  | 80 | 80 |  |  |  |  | 80 |  |  | Federally-Regulated Commercial & Industrial Equipment | 1996-02-29
Ajax Boiler, Inc. | Ajax | WFG1275W | Water | Natural Gas | Power | FALSE | TRUE | 3 |  |  | No Match | No Match | No Match | No Match | Other | No Match |  | No Match |  | 1275000 |  | 750000 |  | 80 | 80 |  |  |  |  | 80 |  |  | Federally-Regulated Commercial & Industrial Equipment | 1997-01-07
Raypak | Raypak | H7-278AR-P* | Water | LPG | Power | FALSE | FALSE | 1 |  |  |  | None | Condensing | Step Modulating | Other |  |  |  |  | 275000 | 261250 | 55000 | 52250 | [7 empty] | 95 | 80 | Federally-Regulated Consumer Product | 2015-01-06
Water Pik, Inc. | Laars | VW0320MN20***** | Both Steam & Water | Natural Gas | Power | FALSE | FALSE | 3 |  |  | No Match | No Match | No Match | No Match | Copper | No Match |  | No Match |  | 320000 |  | 320000 |  | 85 | 80 |  |  | 5 |  | 83 |  |  | Federally-Regulated Commercial & Industrial Equipment | 2001-11-21
U.S. Boiler Co. | U.S. Boiler Co. | 203I | Water | Natural Gas | Induced Draft | FALSE | FALSE | 1 |  | TRUE |  | Stack Damper | Non-Condensing | Single-Stage | Cast Iron | Single-Speed |  |  |  | 62000 | 52000 | [9 empty] | 82.6 | 80 | Federally-Regulated Consumer Product | 2014-01-14
Camus Hydronics | Camus Hydronics | DFNW-4500-MS | Water | Natural Gas | Pressure | FALSE | FALSE | 1 |  |  |  | None | Non-Condensing | Step Modulating | Other |  |  |  |  | 4500000 | 3825000 |  |  | 85 |  | 85 | [6 empty] | Federally-Regulated Commercial & Industrial Equipment | 2014-08-11
Axeman-Anderson Co. | Axeman-Anderson Co. | 74NPO-UD | Water | Oil | No Match | FALSE | FALSE | 1 |  |  | No Match | No Match | No Match | No Match | Other | No Match |  | No Match |  | 119000 | [10 empty] | 88.7 | 80 | Federally-Regulated Consumer Product | 2000-06-07
Burnham Corp. | Burnham Corp. | PVG-8 | Water | LPG | Induced Draft | FALSE | FALSE | 1 |  |  |  | None | Non-Condensing | Single-Stage | Cast Iron | Single-Speed | 0.04 | Standard |  | 245000 | 208000 | [9 empty] | 84.5 | 80 | Federally-Regulated Consumer Product | 2007-11-14
Ajax Boiler, Inc. | Ajax | OSGXB8000 | Steam | Natural Gas | No Match | FALSE | TRUE | 3 |  |  | No Match | No Match | No Match | No Match | Other | No Match |  | No Match |  | 8000000 |  | 8000000 |  | 80 | 80 |  |  |  |  | 80 |  |  | Federally-Regulated Commercial & Industrial Equipment | 1996-02-29
Aerco International | AM Series | AM 399 | Water | Natural Gas | Power | FALSE | FALSE | 1 |  | FALSE | None | None | Condensing | Step Modulating | Other |  |  |  |  | 399000 | 391000 | 50000 |  | 92.6 |  | 92.6 | [6 empty] | Federally-Regulated Commercial & Industrial Equipment | 2014-09-25
Ajax Boiler, Inc. | Ajax | WEC12000W | Water | Combo (Natural Gas & Oil) | Power | FALSE | TRUE | 3 |  |  | No Match | No Match | No Match | No Match | Other | No Match |  | No Match |  | 11400000 |  | 4800000 |  | 85 | 80 |  |  |  |  | 80 |  |  | Federally-Regulated Commercial & Industrial Equipment | 1997-01-07
Ajax Boiler, Inc. | Ajax | WEG7500W | Water | Natural Gas | Power | FALSE | TRUE | 3 |  |  | No Match | No Match | No Match | No Match | Other | No Match |  | No Match |  | 7130000 |  | 3000000 |  | 85 | 80 |  |  |  |  | 80 |  |  | Federally-Regulated Commercial & Industrial Equipment | 1997-01-07
PB Heat, LLC | PB Heat, LLC | LC-7-N | Water | Natural Gas | Power | FALSE | FALSE | 1 |  |  |  | None | Non-Condensing | Single-Stage | Cast Iron |  |  |  |  | 1273000 | 1029000 |  |  | 81.1 |  | 80.8 | [6 empty] | Federally-Regulated Commercial & Industrial Equipment | 2014-09-05
Water Pik, Inc. | Laars | PH0250CN12CB | Water | Natural Gas | No Match | FALSE | TRUE | 1 |  |  | No Match | No Match | No Match | No Match | Copper | No Match |  | No Match |  | 250000 | [10 empty] | 82 | 80 | Federally-Regulated Consumer Product | 2001-11-21
Smith Cast Iron Boilers | Smith Cast Iron Boilers | 19HE-10 | Both Steam & Water | Natural Gas | Power | FALSE | FALSE | 1 |  | FALSE |  | None | Non-Condensing | Single-Stage | Cast Iron |  |  |  |  | 1761000 | 1424000 |  |  |  |  | 83.4 | [6 empty] | Federally-Regulated Commercial & Industrial Equipment | 2015-04-20
Ajax Boiler, Inc. | Ajax | XFG900W | Water | Natural Gas | Power | FALSE | TRUE | 3 |  |  | No Match | No Match | No Match | No Match | Other | No Match |  | No Match |  | 900000 |  | 600000 |  | 80 | 80 |  |  |  |  | 80 |  |  | Federally-Regulated Commercial & Industrial Equipment | 1997-01-07
DDR Americas, Inc. | De Deitrich | GT 334A | Water | Natural Gas | Power | FALSE | FALSE | 1 |  | FALSE |  | Electro-Mechanical Inlet Dampe | Non-Condensing | Step Modulating | Cast Iron |  |  |  |  | 404000 | 343000 |  |  | 85.2 |  | 85.2 | [6 empty] | Federally-Regulated Commercial & Industrial Equipment | 2014-08-11
Raypak | Raypak | H7-850*(N,P)* | Water | Natural Gas | Induced Draft | FALSE | TRUE | 1 |  |  | None | None | Condensing | Step Modulating | Copper |  |  |  |  | 850000 | 799000 | 170000 |  | 94.5 | 80 | 94 |  | 12 |  |  |  |  | Federally-Regulated Commercial & Industrial Equipment | 2009-06-22
Lochinvar, LLC. | Lochinvar Corp. | OKN701 | Water | Natural Gas | Power | FALSE | TRUE | 1 |  |  |  | None | Condensing | Step Modulating | Other |  |  |  |  | 700000 | 655000 |  |  |  |  | 93.5 | [6 empty] | Federally-Regulated Commercial & Industrial Equipment | 2015-04-20
Raypak | Raypak | H7-088AR-N* | Water | Natural Gas | Power | FALSE | FALSE | 1 |  |  |  | None | Condensing | Step Modulating | Other |  |  |  |  | 85000 | 80750 | 17000 | 16150 | [7 empty] | 95 | 80 | Federally-Regulated Consumer Product | 2015-01-06
Weil-McLain | Weil-McLain | 1994 | Steam | Natural Gas | Power | FALSE | FALSE | 3 |  |  | No Match | No Match | No Match | No Match | Cast Iron | No Match |  | No Match |  | 6495000 |  | 6495000 |  | 81.5 | 80 |  |  | 147 |  | 81.5 |  |  | Federally-Regulated Commercial & Industrial Equipment | 1996-02-29
Camus Hydronics | Camus Hydronics | DFPH-2502-MH | Water | LPG | Power | FALSE | FALSE | 1 |  |  |  | None | Condensing | Step Modulating | Copper |  |  |  |  | 2500000 | 2360000 |  |  | 94.4 |  | 94.4 | [6 empty] | Federally-Regulated Commercial & Industrial Equipment | 2014-08-11
Lochinvar, LLC. | Lochinvar Corp. | KBN501 | Water | Natural Gas | Power | FALSE | FALSE | 1 |  |  |  | None | Condensing | Step Modulating | Other |  |  |  |  | 500000 | 470000 |  |  |  |  | 94 | [6 empty] | Federally-Regulated Commercial & Industrial Equipment | 2015-04-20
Ajax Boiler, Inc. | Ajax | OSGXB1375 | Steam | Natural Gas | No Match | FALSE | TRUE | 3 |  |  | No Match | No Match | No Match | No Match | Other | No Match |  | No Match |  | 1375000 |  | 1375000 |  | 80 | 80 |  |  |  |  | 80 |  |  | Federally-Regulated Commercial & Industrial Equipment | 1996-02-29
Ajax Boiler, Inc. | Ajax | WRF11500 | Water | Natural Gas | Power | FALSE | TRUE | 1 |  |  | Draft Hood | Stack Damper | Non-Condensing | Two-Stage Modulating | Other | None |  | No Match |  | 11500000 | 9775000 | 9775000 | 8308750 | 85 | 80 | 84.2 | [6 empty] | Federally-Regulated Commercial & Industrial Equipment | 2007-08-15
ECR International, Ltd. | Dunkirk | DK5EXA100 | Water | Oil | Power | FALSE | FALSE | 1 |  |  | Barometric Regulator | None | Non-Condensing | Single-Stage | Cast Iron |  |  |  |  | 140000 | 120000 | [9 empty] | 86.5 | 80 | Federally-Regulated Consumer Product | 2008-09-25
Slant / Fin Corp. | Slant / Fin Corp. | XL-40-1.35 | Water | Oil | Power | FALSE | FALSE | 1 |  |  |  | None | Non-Condensing | Single-Stage | Cast Iron |  |  |  |  | 189000 | 162000 | [9 empty] | 85 | 80 | Federally-Regulated Consumer Product | 2007-11-14
Water Pik, Inc. | Laars | VW0715IP09C1A | Both Steam & Water | LPG | No Match | FALSE | FALSE | 3 |  |  | No Match | No Match | No Match | No Match | Copper | No Match |  | No Match |  | 715000 |  | 715000 |  | 81 | 80 |  |  | 5 |  | 81 |  |  | Federally-Regulated Commercial & Industrial Equipment | 2001-11-21
Water Pik, Inc. | Laars | HH1430IP04*1A | Water | LPG | No Match | FALSE | FALSE | 3 |  |  | No Match | No Match | No Match | No Match | Copper | No Match |  | No Match |  | 1430000 |  | 357500 |  | 81 | 80 |  |  | 5 |  | 81 |  |  | Federally-Regulated Commercial & Industrial Equipment | 2001-05-30
Crown Boiler Co. | Burnham Corp. | IN11-I | Steam | Natural Gas | Induced Draft | FALSE | FALSE | 1 |  |  |  | None | Non-Condensing | Single-Stage | Cast Iron |  |  |  |  | 349000 | 288000 |  |  | 82.5 | 80 | 79.5 | [6 empty] | Federally-Regulated Commercial & Industrial Equipment | 2011-08-22
Ajax Boiler, Inc. | Ajax | WGOFD-3000 | Steam | Natural Gas | Power | FALSE | FALSE | 3 |  |  | No Match | No Match | No Match | No Match | Other | No Match |  | No Match |  | 3000000 |  | 1500000 |  | 82 | 80 |  |  |  |  | 80 |  |  | Non Federally-Regulated | 1992-10-27
Smith Cast Iron Boilers | Embassy Industries | OX-160-B | Water | LPG | Power | FALSE | FALSE | 1 |  |  |  | None | Condensing | Step Modulating | Other |  |  |  |  | 160000 | 142000 | 30000000 | 28000000 | [7 empty] | 93 | 80 | Federally-Regulated Consumer Product | 2011-02-17
Burnham Corp. | Burnham Corp. | V1108H-SO | Steam | Oil | Power | FALSE | FALSE | 1 |  | FALSE |  | None | Non-Condensing | Two-Stage Modulating | Cast Iron |  |  |  |  | 1806000 | 1522000 |  |  | 85.5 |  | 84.3 | [6 empty] | Federally-Regulated Commercial & Industrial Equipment | 2014-08-11
Viessmann Manufacturing | Viessmann Manufacturing | VD2A-160G | Water | Natural Gas | Power | FALSE | FALSE | 3 |  |  |  | None | Non-Condensing | Two-Stage Modulating | Cast Iron |  |  |  |  | 650000 | 553000 |  |  | 85 |  | 85 | [6 empty] | Federally-Regulated Commercial & Industrial Equipment | 2014-10-23
PVI Industries | PVI | 396 ESB 200A-E | Steam | Electricity | No Match | TRUE | FALSE | 3 |  |  | No Match | No Match | No Match | No Match | Other | No Match |  | No Match |  | 1352000 |  | 1352000 |  | 99.9 | [5 empty] | 99.9 |  |  | Non Federally-Regulated | 1992-09-28
Water Pik, Inc. | Laars | HH0500IN21*N* | Water | Natural Gas | No Match | FALSE | FALSE | 3 |  |  | No Match | No Match | No Match | No Match | Copper | No Match |  | No Match |  | 500000 |  | 125000 |  | 82 | 80 |  |  | 5 |  | 82 |  |  | Federally-Regulated Commercial & Industrial Equipment | 2001-11-21
Burnham Corp. | Crown Boiler Co. | 32-570*N | Both Steam & Water | Natural Gas | Induced Draft | FALSE | FALSE | 1 |  |  |  | None | Non-Condensing | Single-Stage | Cast Iron |  |  |  |  | 570000 | 456000 |  |  | 80.5 | 80 | 75.4 | [6 empty] | Federally-Regulated Commercial & Industrial Equipment | 2007-12-12
Thermal Solutions | Thermal Solutions | EV(A,S)2000SB**-*E* | Water | Natural Gas | Power | FALSE | FALSE | 3 |  |  |  | None | Non-Condensing | Step Modulating | Copper |  |  |  |  | 2000000 | 1732000 |  |  | 86.4 |  | 86.4 | [6 empty] | Federally-Regulated Commercial & Industrial Equipment | 2014-10-21
Lochinvar, LLC. | Lochinvar Corp. | FBL2001 | Water | LPG | Power | FALSE | FALSE | 1 |  |  |  | None | Condensing | Step Modulating | Other |  |  |  |  | 2000000 | 1924000 |  |  |  |  | 96.2 | [6 empty] | Federally-Regulated Commercial & Industrial Equipment | 2015-03-30
Hydrotherm | Hydrotherm | R-180C-PV | Water | Natural Gas | No Match | FALSE | FALSE | 1 |  |  | No Match | No Match | No Match | No Match | Cast Iron | No Match |  | No Match |  | 180000 | [10 empty] | 82.2 | 80 | Federally-Regulated Consumer Product | 1998-12-21
PB Heat, LLC | PB Heat, LLC | PSCII-03-SPRK | Water | LPG | Injection Type | FALSE | FALSE | 1 |  | TRUE |  | None | Non-Condensing | Single-Stage | Cast Iron | Single-Speed |  |  |  | 65000 | 56000 | [9 empty] | 86 | 80 | Federally-Regulated Consumer Product | 2013-04-19
Raypak | Propak TM - By Huron Valley Sales | TD5-926** | Water | LPG | Injection Type | FALSE | TRUE | 1 |  |  |  | Electro-Mechanical Flue Damper | Non-Condensing | Single-Stage | Copper |  |  |  |  | 264000 | 216000 | [9 empty] | 82.7 | 80 | Federally-Regulated Consumer Product | 2007-11-16
Camus Hydronics | Camus Hydronics | DFPH-5014-MS | Water | LPG | Power | FALSE | FALSE | 3 |  |  |  | None | Non-Condensing | Step Modulating | Other |  |  |  |  | 5000000 | 4360000 |  |  | 87.2 |  | 87.2 | [6 empty] | Federally-Regulated Commercial & Industrial Equipment | 2014-08-11
Lochinvar, LLC. | Lochinvar Corp. | PBN0502-F9 | Water | Natural Gas | Power | FALSE | FALSE | 1 |  |  |  | None | Non-Condensing | Single-Stage | Copper |  |  |  |  | 500000 | 425000 |  |  |  |  | 85 | [6 empty] | Federally-Regulated Commercial & Industrial Equipment | 2015-04-20
Raypak | Raypak | H(3,4)-0330* | Water | LPG | Injection Type | FALSE | FALSE | 1 |  |  |  | None | Non-Condensing | Single-Stage | Copper |  |  |  |  | 334000 | 267000 |  |  |  |  | 80 | [6 empty] | Federally-Regulated Commercial & Industrial Equipment | 2015-04-16
Universal Boiler Works | Universal Boiler Works | BF125S4 | Steam | Combo (Natural Gas & Oil) | Power | FALSE | FALSE | 3 |  |  | No Match | No Match | No Match | No Match | Other | No Match |  | No Match |  | 5200000 |  | 1750000 |  | 83.5 | 80 |  |  | 10 |  | 82 |  |  | Federally-Regulated Commercial & Industrial Equipment | 2001-12-13
Raypak | Raypak | H7-1005 * | Water | LPG | Induced Draft | FALSE | FALSE | 1 |  |  |  | None | Condensing | Step Modulating | Copper |  |  |  |  | 999000 | 959000 |  |  |  |  | 96 | [6 empty] | Federally-Regulated Commercial & Industrial Equipment | 2015-04-16
Weil-McLain | Weil-McLain | 488R | Both Steam & Water | Oil | Power | FALSE | FALSE | 1 |  |  |  | None | Non-Condensing | Single-Stage | Cast Iron |  |  |  |  | 966000 | 827000 |  |  | 87.5 | 83 | 85.6 | [6 empty] | Federally-Regulated Commercial & Industrial Equipment | 2008-04-14
Water Pik, Inc. | Laars | HH2000IN18C* | Water | Natural Gas | No Match | FALSE | FALSE | 3 |  |  | No Match | No Match | No Match | No Match | Copper | No Match |  | No Match |  | 1999900 |  | 1999900 |  | 82 | 80 |  |  | 5 |  | 82 |  |  | Federally-Regulated Commercial & Industrial Equipment | 2001-05-16
PB Heat, LLC | PB Heat, LLC | 64-09 | Steam | Natural Gas | Injection Type | FALSE | FALSE | 1 |  | TRUE | Draft Diverter | None | Non-Condensing | Single-Stage | Cast Iron |  |  |  |  | 460000 | 367000 |  |  | 82.5 |  | 79.7 | [6 empty] | Federally-Regulated Commercial & Industrial Equipment | 2015-06-01
Cleaver-Brooks | Cleaver-Brooks | FLX-700-800STM | Steam | Natural Gas | Power | FALSE | FALSE | 3 |  |  | No Match | No Match | No Match | No Match | Other | No Match |  | No Match |  | 8000000 |  | 8000000 |  | 80 | 80 |  |  | 25 |  | 80 |  |  | Federally-Regulated Commercial & Industrial Equipment | 2001-07-31
Mestek, Inc. | Mestek, Inc. | SB350 | Water | Natural Gas | Power | FALSE | FALSE | 1 |  |  |  | Stack Damper | Non-Condensing | Single-Stage | Copper |  |  |  |  | 350000 | 285000 |  |  | 81.6 | 80 | 81.6 | [6 empty] | Federally-Regulated Commercial & Industrial Equipment | 2011-02-17
Ajax Boiler, Inc. | Ajax | A200 | Water | Natural Gas | Luminous | FALSE | FALSE | 1 |  |  | None | None | Condensing | Step Modulating | Copper | None |  |  |  | 2000000 | 1860000 | 500000 | 485000 | 93 | 80 | 92 | [6 empty] | Federally-Regulated Commercial & Industrial Equipment | 2007-08-15
ECR International, Ltd. | Dunkirk | DK4EXA075 | Water | Oil | Power | FALSE | FALSE | 1 |  |  | Barometric Regulator | None | Non-Condensing | Single-Stage | Cast Iron |  |  |  |  | 105000 | 90000 | [9 empty] | 86 | 80 | Federally-Regulated Consumer Product | 2008-09-25
Allied Engineering Co. | Super Hot | AAE1800**** | Water | Natural Gas | No Match | TRUE | TRUE | 3 |  |  | No Match | No Match | No Match | No Match | Copper | No Match |  | No Match |  | 1800000 |  | 630000 |  | 80 | 80 |  |  | 450 |  | 80 |  |  | Federally-Regulated Commercial & Industrial Equipment | 1998-04-21
Water Pik, Inc. | Laars | PW0500IN09*1A | Both Steam & Water | Natural Gas | No Match | FALSE | FALSE | 3 |  |  | No Match | No Match | No Match | No Match | Copper | No Match |  | No Match |  | 500000 |  | 125000 |  | 81 | 80 |  |  | 5 |  | 81 |  |  | Federally-Regulated Commercial & Industrial Equipment | 2001-11-21
Water Pik, Inc. | Laars | HH1825IP09CBA | Water | LPG | No Match | FALSE | FALSE | 3 |  |  | No Match | No Match | No Match | No Match | Copper | No Match |  | No Match |  | 1825000 |  | 1825000 |  | 82 | 80 |  |  | 5 |  | 82 |  |  | Federally-Regulated Commercial & Industrial Equipment | 2001-05-30
Ajax Boiler, Inc. | Ajax | OSGXFD5500 | Steam | Natural Gas | Power | FALSE | TRUE | 3 |  |  | No Match | No Match | No Match | No Match | Other | No Match |  | No Match |  | 5500000 |  | 2750000 |  | 81 | 80 |  |  |  |  | 80 |  |  | Non Federally-Regulated | 1992-10-27
Ajax Boiler, Inc. | Ajax | WEC3250W | Water | Combo (Natural Gas & Oil) | Power | FALSE | TRUE | 3 |  |  | No Match | No Match | No Match | No Match | Other | No Match |  | No Match |  | 3090000 |  | 1300000 |  | 85 | 80 |  |  |  |  | 80 |  |  | Federally-Regulated Commercial & Industrial Equipment | 1997-01-07
Lochinvar, LLC. | Lochinvar Corp. | CBN1796 | Water | LPG | Power | FALSE | FALSE | 1 |  |  | None | None | Non-Condensing | Two-Stage Modulating | Copper |  |  |  |  | 1795000 | 1454000 | 720000 | 583000 | 82 | 80 | 81 | [6 empty] | Federally-Regulated Commercial & Industrial Equipment | 2007-12-12
Lochinvar, LLC. | Lochinvar Corp. | WH(N,L)085 | Water | Natural Gas | Power | FALSE | FALSE | 1 |  | TRUE |  | None | Condensing | Step Modulating | Other |  |  |  |  | 85000 | 79000 | [9 empty] | 95 | 80 | Federally-Regulated Consumer Product | 2014-10-23
Ajax Boiler, Inc. | Ajax | WG-WGB-450-D | Steam | Natural Gas | No Match | FALSE | FALSE | 3 |  |  | No Match | No Match | No Match | No Match | Other | No Match |  | No Match |  | 450000 |  | 450000 |  | 80 | 80 |  |  |  |  | 80 |  |  | Federally-Regulated Commercial & Industrial Equipment | 1996-02-29
Camus Hydronics | Camus Hydronics | MFPH-4002-MG | Water | LPG | Power | FALSE | FALSE | 1 |  |  |  | None | Condensing | Step Modulating | Copper |  |  |  |  | 4000000 | 3736000 |  |  | 93 | [8 empty] | Federally-Regulated Commercial & Industrial Equipment | 2014-10-23
Water Pik, Inc. | Laars | PW0500IN09C1A | Both Steam & Water | Natural Gas | No Match | FALSE | FALSE | 3 |  |  | No Match | No Match | No Match | No Match | Copper | No Match |  | No Match |  | 500000 |  | 500000 |  | 81 | 80 |  |  | 5 |  | 81 |  |  | Federally-Regulated Commercial & Industrial Equipment | 2001-11-21
Dunkirk | Ultimate Engineering / Division of Dunkirk | PFG-4T-91 | Water | Combo (Natural Gas & Oil) | Power | FALSE | FALSE | 1 |  |  | No Match | No Match | No Match | No Match | Cast Iron | No Match |  | No Match |  | 91000 | [10 empty] | 85 | 80 | Federally-Regulated Consumer Product | 2001-11-01
U.S. Boiler Co. | New Yorker Boiler Co. | CL-5-245-W | Water | Oil | Power | FALSE | FALSE | 1 |  | TRUE |  | None | Non-Condensing | Single-Stage | Cast Iron | Multiple-Speed |  |  |  | 245000 | 212000 | [9 empty] | 85.1 | 80 | Federally-Regulated Consumer Product | 2014-01-14
Baxi | Baxi | Luna HT 1.330 | Water | Natural Gas | Power | FALSE | FALSE | 1 |  |  |  | None | Condensing | Step Modulating | Other |  |  |  |  | 126376 | 112601 | [9 empty] | 92.5 | 80 | Federally-Regulated Consumer Product | 2012-10-04
Laars Heating Systems Co. | Laars | HH0500IN******** | Water | Natural Gas | Induced Draft | FALSE | FALSE | 1 |  |  |  | None | Non-Condensing | Step Modulating | Copper |  |  |  |  | 500000 | 405000 | 125000 |  | 81 | 80 | 78.6 | [6 empty] | Federally-Regulated Commercial & Industrial Equipment | 2007-11-01
Smith Cast Iron Boilers | Smith Cast Iron Boilers | 28A-S/W-07 | Both Steam & Water | Oil | Power | FALSE | FALSE | 1 |  |  |  | None | Non-Condensing | Single-Stage | Cast Iron |  |  |  |  | 2100000 | 1699000 |  |  | 83.5 | 83 | 81 | [6 empty] | Federally-Regulated Commercial & Industrial Equipment | 2007-12-12
English Boiler & Tube, Inc. | Bent Tube Balanced Flow | BTBF-90-150 | Steam | Natural Gas | Power | FALSE | FALSE | 3 |  |  | No Match | No Match | No Match | No Match | Other | No Match |  | No Match |  | 3780000 |  | 945000 |  | 80 | 80 |  |  | 3 |  | 80 |  |  | Federally-Regulated Commercial & Industrial Equipment | 1998-09-10
Raypak | Raypak | (H,W)7-0850 | Water | LPG | Induced Draft | FALSE | TRUE | 1 |  |  | None | None | Condensing | Step Modulating | Other |  |  |  |  | 850000 | 799000 |  |  | 94.5 | 80 | 94 | [6 empty] | Federally-Regulated Commercial & Industrial Equipment | 2011-02-17
Weil-McLain | Weil-McLain | EG-40-PIDN-S | Steam | Natural Gas | No Match | FALSE | FALSE | 1 |  |  | No Match | No Match | No Match | No Match | Cast Iron | No Match |  | No Match |  | 125000 | [10 empty] | 82.9 | 75 | Federally-Regulated Consumer Product | 2002-09-30
Raypak | Raypak | W7-300*(N,P)* | Water | LPG | Induced Draft | FALSE | FALSE | 1 |  |  | None | None | Condensing | Step Modulating | Copper |  |  |  |  | 300000 | 282000 | 60000 |  | 94.5 | 80 | 94 |  | 12 |  |  |  |  | Federally-Regulated Commercial & Industrial Equipment | 2009-06-22
Burnham Corp. | Burnham Corp. | V1107 | Both Steam & Water | Natural Gas | Power | FALSE | FALSE | 1 |  |  |  | None | Non-Condensing | Single-Stage | Cast Iron |  |  |  |  | 1588000 | 1281000 |  |  | 82.4 | 80 | 80.7 | [6 empty] | Federally-Regulated Commercial & Industrial Equipment | 2010-03-16
Hydrotherm | Hydrotherm | AM-150 | Water | Natural Gas | Power | FALSE | FALSE | 1 |  |  | No Match | No Match | No Match | No Match | Other | No Match |  | No Match |  | 150000 | [10 empty] | 90.6 | 80 | Federally-Regulated Consumer Product | 2001-03-01
Harsco Industrial / Patterson-Kelley | Harsco Industrial / Patterson-Kelley | N-1000 MFD | Water | Natural Gas | Power | FALSE | FALSE | 1 |  |  |  | None | Non-Condensing | Step Modulating | Copper |  |  |  |  | 1000000 | 850000 |  |  |  |  | 85 | [6 empty] | Federally-Regulated Commercial & Industrial Equipment | 2014-09-05
Ajax Boiler, Inc. | Ajax | SRF13 | Steam | Natural Gas | Power | FALSE | TRUE | 1 |  |  | Draft Hood | Stack Damper | Non-Condensing | Two-Stage Modulating | Other | None |  | No Match |  | 735000 | 588000 | 588000 | 470400 | 80 | 80 | 79.2 | [6 empty] | Federally-Regulated Commercial & Industrial Equipment | 2007-08-15
Fulton Boiler Works | Fulton | FB-0050L | Both Steam & Water | Electricity | No Match | FALSE | TRUE | 1 |  |  | No Match | No Match | No Match | No Match | Other | No Match |  | No Match |  | 167380 |  |  |  | 97 |  |  |  | 68 |  |  |  | 68 | Federally-Regulated Consumer Product | 1991-02-27
Water Pik, Inc. | Laars | PH1010IN04*1A | Water | Natural Gas | No Match | FALSE | FALSE | 3 |  |  | No Match | No Match | No Match | No Match | Copper | No Match |  | No Match |  | 1010000 |  | 252500 |  | 81 | 80 |  |  | 5 |  | 81 |  |  | Federally-Regulated Commercial & Industrial Equipment | 2001-05-16
Raypak | Raypak | H4-HD101* | Water | LPG | Induced Draft | FALSE | FALSE | 1 |  |  | None | None | Non-Condensing | Single-Stage | Copper | Single-Speed |  | Standard |  | 100000 | 84000 | [9 empty] | 85 | 80 | Federally-Regulated Consumer Product | 2010-01-11
Ajax Boiler, Inc. | Ajax | SFG30W | Steam | Natural Gas | Power | FALSE | TRUE | 3 |  |  | No Match | No Match | No Match | No Match | Other | No Match |  | No Match |  | 1260000 |  | 750000 |  | 80 | 80 |  |  |  |  | 80 |  |  | Federally-Regulated Commercial & Industrial Equipment | 1997-01-07
Burnham Corp. | Burnham Corp. | V1111-SO | Steam | Oil | Power | FALSE | FALSE | 3 |  |  |  | Stack Damper | Non-Condensing | Two-Stage Modulating | Cast Iron |  |  |  |  | 2576000 | 2134000 |  |  | 82.9 | 83 | 83.6 | [6 empty] | Federally-Regulated Commercial & Industrial Equipment | 2012-06-11
Burnham Commercial | BURNHAM COMMERCIAL | 3L-60-O | Steam | Oil | Power | FALSE | FALSE | 1 |  | FALSE |  | None | Non-Condensing | Two-Stage Modulating | Other |  |  |  |  | 2436000 | 2064000 |  |  |  |  | 85 | 81 | [5 empty] | Federally-Regulated Commercial & Industrial Equipment | 2015-09-30
Ajax Boiler, Inc. | Ajax | SGOXFD-1375 | Steam | Natural Gas | Power | FALSE | FALSE | 3 |  |  | No Match | No Match | No Match | No Match | Other | No Match |  | No Match |  | 1375000 |  | 687500 |  | 81 | 80 |  |  |  |  | 80 |  |  | Non Federally-Regulated | 1992-10-27
Ajax Boiler, Inc. | Ajax | OSGOXFD1375 | Steam | Natural Gas | Power | FALSE | TRUE | 3 |  |  | No Match | No Match | No Match | No Match | Other | No Match |  | No Match |  | 1375000 |  | 687500 |  | 81 | 80 |  |  |  |  | 80 |  |  | Non Federally-Regulated | 1992-10-27
Parker Boiler Co. | Parker Boiler | T490R | Water | Natural Gas | No Match | FALSE | FALSE | 3 |  |  | No Match | No Match | No Match | No Match | Other | No Match |  | No Match |  | 490000 |  | 245000 |  | 85 | 80 |  |  | 4 |  | 82 |  |  | Federally-Regulated Commercial & Industrial Equipment | 1996-03-13
PB Heat, LLC | PB Heat, LLC | TCII-13 | Both Steam & Water | Natural Gas | Power | FALSE | FALSE | 1 |  |  |  | None | Non-Condensing | Single-Stage | Cast Iron |  |  |  |  | 3978000 | 3304000 |  |  | 83.5 | 80 | 83 | [6 empty] | Federally-Regulated Commercial & Industrial Equipment | 2011-08-22
Smith Cast Iron Boilers | Peerless | CC-08-W-G | Water | LPG | Power | FALSE | FALSE | 1 |  |  |  | None | Non-Condensing | Single-Stage | Cast Iron |  |  |  |  | 1342000 | 1087000 |  |  |  |  | 81 | 80 | [5 empty] | Federally-Regulated Commercial & Industrial Equipment | 2015-09-30
Camus Hydronics | Camus Hydronics | DFNH-2002-MS | Water | Natural Gas | Power | FALSE | FALSE | 1 |  |  |  | None | Condensing | Step Modulating | Other |  |  |  |  | 2000000 | 1888000 |  |  | 94.4 |  | 94.4 | [6 empty] | Federally-Regulated Commercial & Industrial Equipment | 2014-08-11
Lochinvar, LLC. | Lochinvar Corp. | CHN1802 | Water | Natural Gas | Power | FALSE | TRUE | 1 |  |  |  | None | Non-Condensing | Step Modulating | Copper |  |  |  |  | 1800000 | 1530000 |  |  |  |  | 85 | [6 empty] | Federally-Regulated Commercial & Industrial Equipment | 2015-04-20
Peerless Heater Co. | Peerless | MI-08-SV | Water | Combo (Natural Gas & Oil) | No Match | FALSE | FALSE | 1 |  |  | No Match | No Match | No Match | No Match | Cast Iron | No Match |  | No Match |  | 227500 | [10 empty] | 82 | 80 | Federally-Regulated Consumer Product | 2001-11-01
Smith Cast Iron Boilers | Peerless | TCII-14-W-O | Water | Oil | Power | FALSE | FALSE | 1 |  |  |  | None | Non-Condensing | Single-Stage | Cast Iron |  |  |  |  | 4130000 | 3539000 |  |  | 86 | 84 | [7 empty] | Federally-Regulated Commercial & Industrial Equipment | 2015-09-30
Ajax Boiler, Inc. | Ajax | WFG1050W | Water | Natural Gas | Power | FALSE | TRUE | 3 |  |  | No Match | No Match | No Match | No Match | Other | No Match |  | No Match |  | 1050000 |  | 700000 |  | 80 | 80 |  |  |  |  | 80 |  |  | Federally-Regulated Commercial & Industrial Equipment | 1997-01-07
Allied Engineering Co. | Super Hot | AAE2400**** | Water | Natural Gas | No Match | TRUE | TRUE | 3 |  |  | No Match | No Match | No Match | No Match | Copper | No Match |  | No Match |  | 2400000 |  | 840000 |  | 80 | 80 |  |  | 675 |  | 80 |  |  | Federally-Regulated Commercial & Industrial Equipment | 1998-04-21
Parker Boiler Co. | Parker Boiler | G-1920R | Water | Natural Gas | Power | FALSE | FALSE | 3 |  |  | No Match | No Match | No Match | No Match | Other | No Match |  | No Match |  | 1920000 |  | 960000 |  | 85 | 80 |  |  | 4 |  | 82 |  |  | Federally-Regulated Commercial & Industrial Equipment | 1996-03-13
Water Pik, Inc. | Laars | HH1670EN09CBA | Water | Natural Gas | No Match | FALSE | TRUE | 3 |  |  | No Match | No Match | No Match | No Match | Copper | No Match |  | No Match |  | 1670000 |  | 1670000 |  | 82 | 80 |  |  | 5 |  | 82 |  |  | Federally-Regulated Commercial & Industrial Equipment | 2001-05-16
Water Pik, Inc. | Laars | PW1670EN09*BA | Both Steam & Water | Natural Gas | No Match | FALSE | TRUE | 3 |  |  | No Match | No Match | No Match | No Match | Copper | No Match |  | No Match |  | 1670000 |  | 417500 |  | 82 | 80 |  |  | 5 |  | 82 |  |  | Federally-Regulated Commercial & Industrial Equipment | 2001-11-21
Weil-McLain | Weil-McLain | 1288 | Steam | Natural Gas | Power | FALSE | FALSE | 3 |  |  | No Match | No Match | No Match | No Match | Cast Iron | No Match |  | No Match |  | 3753000 |  | 3753000 |  | 81 | 80 |  |  | 147 |  | 81 |  |  | Federally-Regulated Commercial & Industrial Equipment | 1996-02-29
HTP, Inc. | HTP | UFT-120W | Water | Natural Gas | Power | FALSE | FALSE | 1 | TRUE |  |  | None | Condensing | Step Modulating | Other |  |  |  |  | 120000 | 111000 | [9 empty] | 95.6 | 80 | Federally-Regulated Consumer Product | 2015-09-30
Peerless Heater Co. | Peerless | 211A-10I | Steam | Natural Gas | No Match | FALSE | FALSE | 3 |  |  | No Match | No Match | No Match | No Match | Cast Iron | No Match |  | No Match |  | 1890000 |  | 1890000 |  | 80 | 75 |  |  | 3 | 147 | 80 |  |  | Non Federally-Regulated | 1990-06-25
Peerless Heater Co. | Peerless | 211A-33I | Steam | Natural Gas | No Match | FALSE | FALSE | 3 |  |  | No Match | No Match | No Match | No Match | Cast Iron | No Match |  | No Match |  | 6720000 |  | 6720000 |  | 80 | 75 |  |  | 12 | 147 | 80 |  |  | Non Federally-Regulated | 1990-06-25
Burnham Corp. | Crown Boiler Co. | CWD193 | Water | Natural Gas | Induced Draft | FALSE | FALSE | 1 |  |  |  | None | Non-Condensing | Single-Stage | Cast Iron | Single-Speed | 0.04 | Standard |  | 192500 | 165000 | [9 empty] | 85.2 | 80 | Federally-Regulated Consumer Product | 2007-11-14
Ajax Boiler, Inc. | Ajax | SGXFD-5000 | Steam | Natural Gas | Power | FALSE | FALSE | 3 |  |  | No Match | No Match | No Match | No Match | Other | No Match |  | No Match |  | 5000000 |  | 2500000 |  | 81 | 80 |  |  |  |  | 80 |  |  | Non Federally-Regulated | 1992-10-27
PB Heat, LLC | Peerless | MIH-06-SV | Water | Natural Gas | Injection Type | FALSE | FALSE | 1 | TRUE |  |  | Stack Damper | Non-Condensing | Single-Stage | Cast Iron |  |  |  |  | 162500 | 135000 | [9 empty] | 93.3 | 80 | Federally-Regulated Consumer Product | 2015-09-30
Water Pik, Inc. | Laars | VW2450IN18C* | Both Steam & Water | Natural Gas | No Match | FALSE | FALSE | 3 |  |  | No Match | No Match | No Match | No Match | Copper | No Match |  | No Match |  | 2450000 |  | 2450000 |  | 82 | 80 |  |  | 5 |  | 82 |  |  | Federally-Regulated Commercial & Industrial Equipment | 2001-11-21
Burnham Corp. | Crown Boiler Co. | 24-07 | Both Steam & Water | Natural Gas | Power | FALSE | FALSE | 1 |  |  |  | None | Non-Condensing | Single-Stage | Cast Iron |  |  |  |  | 1174000 | 940000 |  |  | 82.3 | 80 | 80.1 | [6 empty] | Federally-Regulated Commercial & Industrial Equipment | 2007-12-12
Water Pik, Inc. | Laars | PH0250CP12KB | Water | LPG | No Match | FALSE | TRUE | 1 |  |  | No Match | No Match | No Match | No Match | Copper | No Match |  | No Match |  | 250000 | [10 empty] | 82 | 80 | Federally-Regulated Consumer Product | 2001-12-04
Ajax Boiler, Inc. | Ajax | WEG2250W | Water | Natural Gas | Power | FALSE | TRUE | 3 |  |  | No Match | No Match | No Match | No Match | Other | No Match |  | No Match |  | 2140000 |  | 1000000 |  | 85 | 80 |  |  |  |  | 80 |  |  | Federally-Regulated Commercial & Industrial Equipment | 1997-01-07
Smith Cast Iron Boilers | Smith Cast Iron Boilers | 19HE-8 | Water | Oil | Power | FALSE | FALSE | 1 |  |  |  | None | Non-Condensing | Single-Stage | Cast Iron |  |  |  |  | 1302000 | 1087000 |  |  | 83.6 | 83 | 83.5 | [6 empty] | Federally-Regulated Commercial & Industrial Equipment | 2010-07-21
Weil-McLain | Weil-McLain | 1388 | Steam | Natural Gas | Power | FALSE | FALSE | 3 |  |  | No Match | No Match | No Match | No Match | Cast Iron | No Match |  | No Match |  | 4113000 |  | 4113000 |  | 81 | 80 |  |  | 147 |  | 81 |  |  | Federally-Regulated Commercial & Industrial Equipment | 1996-02-29
Water Pik, Inc. | Laars | PH1000MN20***** | Water | Natural Gas | Power | FALSE | FALSE | 3 |  |  | No Match | No Match | No Match | No Match | Copper | No Match |  | No Match |  | 1000000 |  | 1000000 |  | 85 | 80 |  |  | 5 |  | 83 |  |  | Federally-Regulated Commercial & Industrial Equipment | 2001-11-21
Navien, Inc. | Navien America, Inc. | NCB-240 | Water | Natural Gas | Power | FALSE | FALSE | 1 |  | TRUE |  | None | Condensing | Step Modulating | Other | Single-Speed |  |  |  | 120000 | 112000 | [9 empty] | 95 | 80 | Federally-Regulated Consumer Product | 2015-03-30
Parker Boiler Co. | Parker Boiler | GO-12R | Steam | Combo (Natural Gas & Oil) | Power | FALSE | FALSE | 3 |  |  | No Match | No Match | No Match | No Match | Other | No Match |  | No Match |  | 516000 |  | 258000 |  | 83 | 80 |  |  | 4 |  | 82 |  |  | Federally-Regulated Commercial & Industrial Equipment | 1996-03-13
Rite Engineering | Rite | A550WG | Both Steam & Water | Natural Gas | Power | FALSE | FALSE | 3 |  |  | No Match | No Match | No Match | No Match | Other | No Match |  | No Match |  | 5500000 |  | 1833333 |  | 80 | 80 |  |  |  |  | 80 |  |  | Non Federally-Regulated | 1992-10-14
Dunkirk | Dunkirk | XEB-3 | Water | Combo (Natural Gas & Oil) | Power | FALSE | FALSE | 1 |  |  | No Match | No Match | No Match | No Match | Cast Iron | No Match |  | No Match |  | 75000 | [10 empty] | 83.4 | 80 | Federally-Regulated Consumer Product | 2001-11-01
Ajax Boiler, Inc. | Ajax | OWGOFD3250 | Steam | Natural Gas | Power | FALSE | TRUE | 3 |  |  | No Match | No Match | No Match | No Match | Other | No Match |  | No Match |  | 3250000 |  | 1625000 |  | 82 | 80 |  |  |  |  | 80 |  |  | Non Federally-Regulated | 1992-10-27
Water Pik, Inc. | Laars | VW0715IN09*BA | Both Steam & Water | Natural Gas | No Match | FALSE | FALSE | 3 |  |  | No Match | No Match | No Match | No Match | Copper | No Match |  | No Match |  | 715000 |  | 178750 |  | 82 | 80 |  |  | 5 |  | 82 |  |  | Federally-Regulated Commercial & Industrial Equipment | 2001-11-21
Columbia Boiler / Pottstown | Boyertown Furnace Co. | SL7175 | Water | Natural Gas | Power | FALSE | FALSE | 1 |  |  | Barometric Regulator | None | Non-Condensing | Single-Stage | Cast Iron |  |  |  |  | 245000 | 208000 | [9 empty] | 83.4 | 80 | Federally-Regulated Consumer Product | 2008-04-14
Raypak | Raypak | H4-HD201* | Water | LPG | Induced Draft | FALSE | TRUE | 1 |  |  | None | None | Non-Condensing | Single-Stage | Copper | Single-Speed |  | Standard |  | 199000 | 167160 | [9 empty] | 85 | 80 | Federally-Regulated Consumer Product | 2010-01-11
Ajax Boiler, Inc. | Ajax | WEC14000W | Water | Combo (Natural Gas & Oil) | Power | FALSE | TRUE | 3 |  |  | No Match | No Match | No Match | No Match | Other | No Match |  | No Match |  | 13300000 |  | 5600000 |  | 85 | 80 |  |  |  |  | 80 |  |  | Federally-Regulated Commercial & Industrial Equipment | 1997-01-07
Raypak | Raypak | H2-2500* | Water | LPG | Injection Type | FALSE | FALSE | 1 |  |  |  | None | Non-Condensing | Step Modulating | Copper |  |  |  |  | 2499000 | 2024000 |  |  |  |  | 81 | [6 empty] | Federally-Regulated Commercial & Industrial Equipment | 2015-04-16
Lochinvar, LLC. | Lochinvar Corp. | CHL0502 | Water | LPG | Power | FALSE | TRUE | 1 |  |  |  | None | Non-Condensing | Step Modulating | Copper |  |  |  |  | 500000 | 425000 |  |  |  |  | 85 | [6 empty] | Federally-Regulated Commercial & Industrial Equipment | 2015-04-20
Axeman-Anderson Co. | Axeman-Anderson Co. | PVT105BD | Water | Oil | No Match | FALSE | FALSE | 1 |  |  | No Match | No Match | No Match | No Match | Other | No Match |  | No Match |  | 105000 | [10 empty] | 86.2 | 80 | Federally-Regulated Consumer Product | 2001-04-12
Slant / Fin Corp. | Slant / Fin Corp. | GXHA-100ED | Steam | LPG | Injection Type | FALSE | FALSE | 1 |  |  |  | Stack Damper | Non-Condensing | Single-Stage | Cast Iron |  |  |  |  | 100000 | 81000 | [9 empty] | 81 | 75 | Federally-Regulated Consumer Product | 2007-11-14
Water Pik, Inc. | Laars | HH4500IP18A* | Water | LPG | No Match | FALSE | FALSE | 3 |  |  | No Match | No Match | No Match | No Match | Copper | No Match |  | No Match |  | 4500000 |  | 4500000 |  | 82 | 80 |  |  | 5 |  | 82 |  |  | Federally-Regulated Commercial & Industrial Equipment | 2001-05-30
Smith Cast Iron Boilers | Smith Cast Iron Boilers | GB200-S-4L-INTD | Steam | Natural Gas | No Match | FALSE | FALSE | 1 |  |  | No Match | No Match | No Match | No Match | Cast Iron | No Match |  | No Match |  | 110000 | [10 empty] | 81.3 | 75 | Federally-Regulated Consumer Product | 1998-12-21
English Boiler & Tube, Inc. | Bent Tube Balanced Flow | BTBF-50-150 | Steam | Natural Gas | Power | FALSE | FALSE | 3 |  |  | No Match | No Match | No Match | No Match | Other | No Match |  | No Match |  | 2100000 |  | 525000 |  | 80 | 80 |  |  | 3 |  | 80 |  |  | Federally-Regulated Commercial & Industrial Equipment | 1998-09-10
Universal Boiler Works | Universal Boiler Works | BF125W4 | Water | Combo (Natural Gas & Oil) | Power | FALSE | FALSE | 3 |  |  | No Match | No Match | No Match | No Match | Other | No Match |  | No Match |  | 5250000 |  | 1750000 |  | 86 | 80 |  |  | 10 |  | 84 |  |  | Federally-Regulated Commercial & Industrial Equipment | 2001-12-13
Lochinvar, LLC. | Lochinvar Corp. | CBL045M9 | Water | LPG | Injection Type | FALSE | FALSE | 1 |  |  |  | Stack Damper | Non-Condensing | Single-Stage | Copper |  |  |  |  | 45000 | 37000 | [9 empty] | 82 | 80 | Federally-Regulated Consumer Product | 2007-11-14
Water Pik, Inc. | Laars | VW1200IN09*BA | Both Steam & Water | Natural Gas | No Match | FALSE | FALSE | 3 |  |  | No Match | No Match | No Match | No Match | Copper | No Match |  | No Match |  | 1200000 |  | 300000 |  | 82 | 80 |  |  | 5 |  | 82 |  |  | Federally-Regulated Commercial & Industrial Equipment | 2001-11-21
Burnham Corp. | Crown Boiler Co. | LCW150 | Water | Oil | Power | FALSE | FALSE | 1 |  |  |  | None | Non-Condensing | Single-Stage | Cast Iron |  |  |  |  | 210000 | 179000 | [9 empty] | 83.5 | 80 | Federally-Regulated Consumer Product | 2008-04-14
Universal Boiler Works | Universal Boiler Works | BF1200S1 | Steam | Combo (Natural Gas & Oil) | Power | FALSE | FALSE | 3 |  |  | No Match | No Match | No Match | No Match | Other | No Match |  | No Match |  | 50400000 |  | 5040000 |  | 83.5 | 80 |  |  | 10 |  | 82 |  |  | Federally-Regulated Commercial & Industrial Equipment | 2001-12-13
Smith Cast Iron Boilers | Smith Cast Iron Boilers | 6500A-*-20 | Both Steam & Water | Oil | Power | FALSE | FALSE | 1 |  |  |  | None | Non-Condensing | Single-Stage | Cast Iron |  |  |  |  | 12040000 | 10584000 |  |  | 83.8 | 83 | 82.2 | [6 empty] | Federally-Regulated Commercial & Industrial Equipment | 2007-12-12
Burnham Corp. | Burnham Corp. | FMC120 | Water | LPG | Induced Draft | FALSE | FALSE | 1 |  |  | None | None | Condensing | Step Modulating | Other | Single-Speed | 0.13 | Standard |  | 120000 | 107000 | 40000 | 37000 | [7 empty] | 95.2 | 80 | Federally-Regulated Consumer Product | 2008-09-25
Columbia Boiler / Pottstown | Columbia Boiler / Pottstown | LVD-100 | Water | Oil | Power | FALSE | FALSE | 1 |  |  | None | None | Non-Condensing | Single-Stage | Other |  |  |  |  | 140000 | 118000 | [9 empty] | 84 | 80 | Federally-Regulated Consumer Product | 2007-11-14
Laars Heating Systems Co. | Bradford-White Corp. | BLXHW100(N,P)**** | Water | LPG | Power | FALSE | FALSE | 1 |  |  |  | None | Condensing | Step Modulating | Other |  |  |  |  | 100000 | 93000 | [9 empty] | 95 | 80 | Federally-Regulated Consumer Product | 2014-10-23
New York Thermal, Inc. | New York Thermal, Inc. | TFT300 | Water | Natural Gas | Power | FALSE | FALSE | 1 |  | TRUE |  | None | Condensing | Step Modulating | Other |  |  |  |  | 299000 | 278000 | [9 empty] | 94 | 80 | Federally-Regulated Consumer Product | 2014-01-14
Bryan Steam Corp. | Bryan | K-500-S-***-LP | Steam | LPG | No Match | TRUE | FALSE | 3 |  |  | No Match | No Match | No Match | No Match | Other | No Match |  | No Match |  | 5000000 |  | 5000000 |  | 80 | 80 |  |  |  |  | 80 |  |  | Federally-Regulated Commercial & Industrial Equipment | 1996-03-01
PB Heat, LLC | Peerless | WBV-04-125-W | Water | Oil | Power | FALSE | FALSE | 1 | TRUE |  |  | None | Non-Condensing | Single-Stage | Cast Iron |  |  |  |  | 175000 | 151000 | [9 empty] | 85.4 | 84 | Federally-Regulated Consumer Product | 2015-09-30
Ajax Boiler, Inc. | Ajax | WGXFD-400 | Steam | Natural Gas | Power | FALSE | FALSE | 3 |  |  | No Match | No Match | No Match | No Match | Other | No Match |  | No Match |  | 400000 |  | 200000 |  | 82 | 80 |  |  |  |  | 80 |  |  | Non Federally-Regulated | 1992-10-27
Camus Hydronics | Camus Hydronics | DFNH-5024-MS | Water | Natural Gas | Power | FALSE | FALSE | 3 |  |  |  | None | Condensing | Step Modulating | Other |  |  |  |  | 5000000 | 4720000 |  |  | 94.4 |  | 94.4 | [6 empty] | Federally-Regulated Commercial & Industrial Equipment | 2014-08-11
U.S. Boiler Co. | New Yorker Boiler Co. | CL5-168-W | Water | Oil | Power | FALSE | FALSE | 1 |  | TRUE |  | None | Non-Condensing | Single-Stage | Cast Iron | Multiple-Speed |  |  |  | 168000 | 147000 | [9 empty] | 85.9 | 80 | Federally-Regulated Consumer Product | 2014-01-14
A O Smith Water Products | A O Smith Water Products | HW-670 | Water | LPG | Injection Type | FALSE | FALSE | 1 |  |  | Draft Hood | None | Non-Condensing | Single-Stage | Copper |  |  |  |  | 660000 | 544000 |  |  | 80 | 80 | 80 | [6 empty] | Federally-Regulated Commercial & Industrial Equipment | 2007-12-12
Water Pik, Inc. | Laars | PH0500EP09*BA | Water | LPG | No Match | FALSE | TRUE | 3 |  |  | No Match | No Match | No Match | No Match | Copper | No Match |  | No Match |  | 500000 |  | 125000 |  | 82 | 80 |  |  | 5 |  | 82 |  |  | Federally-Regulated Commercial & Industrial Equipment | 2001-05-30
Crown Boiler Co. | Crown Boiler Co. | BWF229 | Water | LPG | Induced Draft | FALSE | FALSE | 1 |  | TRUE |  | None | Non-Condensing | Single-Stage | Cast Iron | Single-Speed |  |  |  | 229000 | 189000 | [9 empty] | 82 | 80 | Federally-Regulated Consumer Product | 2013-04-19
Ajax Boiler, Inc. | Ajax | OWGB450 | Steam | LPG | No Match | FALSE | TRUE | 3 |  |  | No Match | No Match | No Match | No Match | Other | No Match |  | No Match |  | 450000 |  | 450000 |  | 80 | 80 |  |  |  |  | 80 |  |  | Federally-Regulated Commercial & Industrial Equipment | 1996-02-29
Burnham Corp. | Burnham Corp. | MMII470*I- | Water | LPG | Induced Draft | FALSE | FALSE | 1 |  |  |  | None | Non-Condensing | Single-Stage | Cast Iron | Single-Speed | 0.04 | Standard |  | 70000 | 58000 | [9 empty] | 83.3 | 80 | Federally-Regulated Consumer Product | 2007-11-14
Smith Cast Iron Boilers | Smith Cast Iron Boilers | M450A-*-18 | Both Steam & Water | Oil | Power | FALSE | FALSE | 1 |  |  |  | None | Non-Condensing | Single-Stage | Cast Iron |  |  |  |  | 5670000 | 4718000 |  |  | 85 | 83 | 83.5 | [6 empty] | Federally-Regulated Commercial & Industrial Equipment | 2008-05-08
Laars Heating Systems Co. | Bradford-White Corp. | BNTH850 | Water | Natural Gas | Power | FALSE | FALSE | 1 |  | FALSE |  | None | Condensing | Step Modulating | Other |  |  |  |  | 850000 | 813000 |  |  | 95.7 |  | 95.7 | [6 empty] | Federally-Regulated Commercial & Industrial Equipment | 2014-08-11
Dunkirk | Lennox | GSB8-140E | Steam | LPG | No Match | FALSE | FALSE | 1 |  |  | No Match | No Match | No Match | No Match | Cast Iron | No Match |  | No Match |  | 140000 | [10 empty] | 80.6 | 75 | Federally-Regulated Consumer Product | 1999-10-22
Hydrotherm | Hydrotherm | VGA-200BS-INT | Steam | LPG | Injection Type | FALSE | FALSE | 1 |  |  |  | None | Non-Condensing | Single-Stage | Cast Iron |  |  |  |  | 200000 | 164000 | [9 empty] | 81.8 | 75 | Federally-Regulated Consumer Product | 2008-10-20
Ajax Boiler, Inc. | Ajax | XFG9000W | Water | Natural Gas | Power | FALSE | TRUE | 3 |  |  | No Match | No Match | No Match | No Match | Other | No Match |  | No Match |  | 9000000 |  | 3600000 |  | 80 | 80 |  |  |  |  | 80 |  |  | Federally-Regulated Commercial & Industrial Equipment | 1997-01-07
Raypak | Raypak | H7-278AR-N* | Water | Natural Gas | Power | FALSE | FALSE | 1 |  |  |  | None | Condensing | Step Modulating | Other |  |  |  |  | 275000 | 261250 | 55000 | 52250 | [7 empty] | 95 | 80 | Federally-Regulated Consumer Product | 2015-01-06
Ajax Boiler, Inc. | Ajax | SGOXFD-3250 | Steam | Natural Gas | Power | FALSE | FALSE | 3 |  |  | No Match | No Match | No Match | No Match | Other | No Match |  | No Match |  | 3250000 |  | 1625000 |  | 81 | 80 |  |  |  |  | 80 |  |  | Non Federally-Regulated | 1992-10-27
Crown Boiler Co. | Crown Boiler Co. | BWF195 | Water | LPG | Induced Draft | FALSE | FALSE | 1 |  | TRUE |  | None | Non-Condensing | Single-Stage | Cast Iron | Single-Speed |  |  |  | 195000 | 161000 | [9 empty] | 82.3 | 80 | Federally-Regulated Consumer Product | 2013-04-19
Rite Engineering | Rite | A600SG | Both Steam & Water | Natural Gas | Power | FALSE | FALSE | 3 |  |  | No Match | No Match | No Match | No Match | Other | No Match |  | No Match |  | 6000000 |  | 2000000 |  | 80 | 80 |  |  |  |  | 80 |  |  | Non Federally-Regulated | 1992-10-14
Triangle Tube | Triangle Tube | Solo110 | Water | Natural Gas | Power | FALSE | FALSE | 1 |  |  | None | None | Condensing | Step Modulating | Other | Multiple-Speed | 0.04 | Standard |  | 110000 | 99000 | 30000 | 28000 | [7 empty] | 95 | 80 | Federally-Regulated Consumer Product | 2007-11-14
Raypak | Raypak | H9-2069* | Water | LPG | Induced Draft | FALSE | FALSE | 1 |  |  |  | None | Non-Condensing | Step Modulating | Copper |  |  |  |  | 2070000 | 1739000 |  |  |  |  | 84 | [6 empty] | Federally-Regulated Commercial & Industrial Equipment | 2015-04-16
Easco Boiler Corp. | Easco | FST-150-W030 | Both Steam & Water | Combo (Natural Gas & Oil) | Power | FALSE | FALSE | 3 |  |  | No Match | No Match | No Match | No Match | Other | No Match |  | No Match |  | 6276000 |  | 2092000 |  | 84 | 80 |  |  | 22 |  | 81 |  |  | Federally-Regulated Commercial & Industrial Equipment | 1998-06-02
Ajax Boiler, Inc. | Ajax | WEG10000W | Water | Natural Gas | Power | FALSE | TRUE | 3 |  |  | No Match | No Match | No Match | No Match | Other | No Match |  | No Match |  | 9500000 |  | 4000000 |  | 85 | 80 |  |  |  |  | 80 |  |  | Federally-Regulated Commercial & Industrial Equipment | 1997-01-07
Universal Boiler Works | Universal Boiler Works | BF50S1 | Steam | Combo (Natural Gas & Oil) | Power | FALSE | FALSE | 3 |  |  | No Match | No Match | No Match | No Match | Other | No Match |  | No Match |  | 2100000 |  | 1050000 |  | 83.5 | 80 |  |  | 10 |  | 82 |  |  | Federally-Regulated Commercial & Industrial Equipment | 2001-12-13
PVI Industries | PVI | 450 ESB 200A-E | Steam | Electricity | No Match | TRUE | FALSE | 3 |  |  | No Match | No Match | No Match | No Match | Other | No Match |  | No Match |  | 1536000 |  | 1536000 |  | 99.9 | [5 empty] | 99.9 |  |  | Non Federally-Regulated | 1992-09-28
Raypak | Raypak | H(3,4)-1083* | Water | Natural Gas | Injection Type | FALSE | TRUE | 1 |  |  |  | None | Non-Condensing | Single-Stage | Copper |  |  |  |  | 1083000 | 888000 |  |  |  |  | 82 | [6 empty] | Federally-Regulated Commercial & Industrial Equipment | 2015-04-16
Hydrotherm | Hydrotherm | AM-300 | Water | Natural Gas | Power | FALSE | FALSE | 1 |  |  | No Match | No Match | No Match | No Match | Other | No Match |  | No Match |  | 299000 | [10 empty] | 90.1 | 80 | Federally-Regulated Consumer Product | 2001-03-01
Bryan Steam Corp. | Bryan | CL-180-W-G | Water | Natural Gas | No Match | TRUE | FALSE | 3 |  |  | No Match | No Match | No Match | No Match | Other | No Match |  | No Match |  | 1800000 |  | 1800000 |  | 80 | 80 |  |  |  |  | 80 |  |  | Federally-Regulated Commercial & Industrial Equipment | 1996-02-29
Laars Heating Systems Co. | Bradford-White Corp. | BLXCW175(N,P)**** | Water | Natural Gas | Power | FALSE | FALSE | 1 |  |  |  | None | Condensing | Step Modulating | Other | Single-Speed |  |  |  | 175000 | 166000 | [9 empty] | 95 | 80 | Federally-Regulated Consumer Product | 2014-10-23
Raypak | Raypak | H-1223A | Water | LPG | Injection Type | FALSE | FALSE | 1 |  |  | None | None | Non-Condensing | Single-Stage | Copper |  |  |  |  | 1125000 | 923000 |  |  | 82 | 80 | 82 | [6 empty] | Federally-Regulated Commercial & Industrial Equipment | 2007-12-12
Weil-McLain | Weil-McLain | EG-50-PIDN-W | Water | Natural Gas | No Match | FALSE | FALSE | 1 |  |  | No Match | No Match | No Match | No Match | Cast Iron | No Match |  | No Match |  | 175000 | [10 empty] | 83.8 | 80 | Federally-Regulated Consumer Product | 2001-04-12
Thermal Solutions | Thermal Solutions | EVO1500B**-*D* | Water | Natural Gas | Power | FALSE | TRUE | 1 |  |  |  | None | Non-Condensing | Step Modulating | Copper |  |  |  |  | 1500000 | 1250000 |  |  | 83.7 |  | 83.3 | [6 empty] | Federally-Regulated Commercial & Industrial Equipment | 2014-08-11
Ajax Boiler, Inc. | Ajax | WGXFD-5500 | Steam | Natural Gas | Power | FALSE | FALSE | 3 |  |  | No Match | No Match | No Match | No Match | Other | No Match |  | No Match |  | 5500000 |  | 2750000 |  | 82 | 80 |  |  |  |  | 80 |  |  | Non Federally-Regulated | 1992-10-27
Weil-McLain | Weil-McLain | 1094 | Steam | Natural Gas | Power | FALSE | FALSE | 3 |  |  | No Match | No Match | No Match | No Match | Cast Iron | No Match |  | No Match |  | 3247000 |  | 3247000 |  | 81.3 | 80 |  |  | 147 |  | 81.3 |  |  | Federally-Regulated Commercial & Industrial Equipment | 1996-02-29
Lochinvar, LLC. | Lochinvar Corp. | CBN745 | Water | LPG | Power | FALSE | FALSE | 1 |  |  | None | None | Non-Condensing | Two-Stage Modulating | Copper |  |  |  |  | 745000 | 603000 | 350000 | 284000 | 82 | 80 | 81 | [6 empty] | Federally-Regulated Commercial & Industrial Equipment | 2007-12-12
Burnham Corp. | Burnham Corp. | K5013SN | Steam | Natural Gas | Induced Draft | TRUE | FALSE | 1 |  | TRUE |  | None | Non-Condensing | Single-Stage | Cast Iron |  |  |  |  | 936000 | 721000 |  |  | 80 |  | 77 | [6 empty] | Federally-Regulated Commercial & Industrial Equipment | 2014-09-05
Burnham Corp. | Burnham Corp. | 806H | Water | Natural Gas | Induced Draft | FALSE | FALSE | 1 |  |  |  | None | Non-Condensing | Single-Stage | Cast Iron |  |  |  |  | 315000 | 262000 |  |  | 83.1 | 80 | 80.2 | [6 empty] | Federally-Regulated Commercial & Industrial Equipment | 2010-03-16
Crown Boiler Co. | Crown | C247-2400-S | Steam | Natural Gas | No Match | FALSE | FALSE | 3 |  |  | No Match | No Match | No Match | No Match | Cast Iron | No Match |  | No Match |  | 2400000 |  | 2400000 |  | 80 | 80 |  |  |  |  | 80 |  |  | Federally-Regulated Commercial & Industrial Equipment | 1996-03-06
Ajax Boiler, Inc. | Ajax | XNG4000W | Water | Natural Gas | No Match | FALSE | TRUE | 3 |  |  | No Match | No Match | No Match | No Match | Other | No Match |  | No Match |  | 4000000 |  | 2000000 |  | 80 | 80 |  |  |  |  | 80 |  |  | Federally-Regulated Commercial & Industrial Equipment | 1997-01-07
Laars Heating Systems Co. | Laars Heating Systems Co. | PNCH0750 | Water | Natural Gas | Power | FALSE | FALSE | 1 |  |  |  | None | Non-Condensing | Step Modulating | Copper |  |  |  |  | 750000 | 638000 |  |  |  |  | 85 | [6 empty] | Federally-Regulated Commercial & Industrial Equipment | 2015-04-20
Ajax Boiler, Inc. | Ajax | OSGX850 | Steam | Natural Gas | No Match | FALSE | TRUE | 3 |  |  | No Match | No Match | No Match | No Match | Other | No Match |  | No Match |  | 850000 |  | 850000 |  | 80 | 80 |  |  |  |  | 80 |  |  | Federally-Regulated Commercial & Industrial Equipment | 1996-02-29
Ajax Boiler, Inc. | Ajax | OSGXH2000 | Steam | Natural Gas | No Match | FALSE | TRUE | 3 |  |  | No Match | No Match | No Match | No Match | Other | No Match |  | No Match |  | 2000000 |  | 2000000 |  | 80 | 80 |  |  |  |  | 80 |  |  | Federally-Regulated Commercial & Industrial Equipment | 1996-02-29
Burnham Corp. | Burnham Corp. | V912A-SN | Steam | Natural Gas | Power | FALSE | FALSE | 3 |  | FALSE |  | Stack Damper | Non-Condensing | Two-Stage Modulating | Cast Iron |  |  |  |  | 2367000 | 1900000 |  |  | 82.1 |  | 80.3 | [6 empty] | Federally-Regulated Commercial & Industrial Equipment | 2014-08-11
Slant / Fin Corp. | Slant / Fin Corp. | LX-150CB | Water | LPG | Power | FALSE | FALSE | 1 |  | TRUE |  | None | Condensing | Step Modulating | Other | Single-Speed |  |  |  | 150000 | 133000 | [9 empty] | 92.5 | 80 | Federally-Regulated Consumer Product | 2013-07-10
Cleaver-Brooks | Cleaver-Brooks | MTF-700-1750-60HW | Water | Natural Gas | Power | FALSE | FALSE | 3 |  |  | No Match | No Match | No Match | No Match | Other | No Match |  | No Match |  | 1750000 |  | 1750000 |  | 80 | 80 |  |  | 25 |  | 80 |  |  | Federally-Regulated Commercial & Industrial Equipment | 2001-08-06
Water Pik, Inc. | Laars | VW0175CP30*B | Both Steam & Water | LPG | No Match | FALSE | TRUE | 1 |  |  | No Match | No Match | No Match | No Match | Copper | No Match |  | No Match |  | 175000 | [10 empty] | 82 | 80 | Federally-Regulated Consumer Product | 2001-11-21
Raypak | Raypak | H(3,4)-0182*R | Water | LPG | Induced Draft | FALSE | FALSE | 1 |  |  |  | Electro-Mechanical Flue Damper | Non-Condensing | Single-Stage | Copper |  |  |  |  | 181000 | 148000 | [9 empty] | 82.6 | 80 | Federally-Regulated Consumer Product | 2015-03-30
Smith Cast Iron Boilers | Smith Cast Iron Boilers | 350A-*-13 | Both Steam & Water | Natural Gas | Power | FALSE | FALSE | 1 |  |  |  | None | Non-Condensing | Single-Stage | Cast Iron |  |  |  |  | 3352000 | 2643000 |  |  | 81 | 80 | 78.9 | [6 empty] | Federally-Regulated Commercial & Industrial Equipment | 2007-12-12
PB Heat, LLC | Peerless | WV-DV-04-115 | Water | Oil | Power | FALSE | FALSE | 1 | TRUE |  |  | None | Non-Condensing | Single-Stage | Cast Iron |  |  |  |  | 161000 | 141000 | [9 empty] | 86.7 | 84 | Federally-Regulated Consumer Product | 2015-09-30
English Boiler & Tube, Inc. | Bent Tube Balanced Flow | BTBF-100-15 | Steam | Natural Gas | Power | FALSE | FALSE | 3 |  |  | No Match | No Match | No Match | No Match | Other | No Match |  | No Match |  | 4200000 |  | 1050000 |  | 80 | 80 |  |  | 3 |  | 80 |  |  | Federally-Regulated Commercial & Industrial Equipment | 1998-09-10
Laars Heating Systems Co. | Laars | RHCH2000P******* | Water | LPG | Power | FALSE | TRUE | 1 |  |  |  | None | Non-Condensing | Step Modulating | Copper |  |  |  |  | 1990000 | 1719000 | 1000000 |  | 86 | 80 | 85.5 | [6 empty] | Federally-Regulated Commercial & Industrial Equipment | 2007-11-20
Lochinvar, LLC. | Lochinvar Corp. | EBN200 | Water | Natural Gas | Power | FALSE | FALSE | 1 |  |  |  | None | Non-Condensing | Single-Stage | Copper |  |  |  |  | 200000 | 170000 | [9 empty] | 83.1 | 80 | Federally-Regulated Consumer Product | 2007-11-14
Smith Cast Iron Boilers | Peerless | CC-07-W-G | Water | LPG | Power | FALSE | FALSE | 1 |  |  |  | None | Non-Condensing | Single-Stage | Cast Iron |  |  |  |  | 1140000 | 924000 |  |  |  |  | 81.1 | 80 | [5 empty] | Federally-Regulated Commercial & Industrial Equipment | 2015-09-30
Rite Engineering | Rite | 350S | Both Steam & Water | Natural Gas | No Match | FALSE | FALSE | 3 |  |  | No Match | No Match | No Match | No Match | Other | No Match |  | No Match |  | 3500000 |  | 1750000 |  | 80 | 80 |  |  |  |  | 80 |  |  | Non Federally-Regulated | 1992-10-14
Laars Heating Systems Co. | Laars Heating Systems Co. | NTH150 | Water | Natural Gas | Induced Draft | FALSE | FALSE | 1 |  | TRUE | None | None | Condensing | Step Modulating | Other | Single-Speed | 0.17 | Standard |  | 150000 | 138000 | 30000 | 28500 | [7 empty] | 95 | 80 | Federally-Regulated Consumer Product | 2013-11-14
ECR International, Ltd. | Utica Boilers | SFE5200S | Steam | Oil | Pressure | FALSE | FALSE | 1 |  |  |  | None | Non-Condensing | Single-Stage | Cast Iron |  |  |  |  | 280000 | 227000 | [9 empty] | 82 | 80 | Federally-Regulated Consumer Product | 2010-03-16
Dunkirk | Lennox | GWM-050IE | Water | Natural Gas | Power | FALSE | FALSE | 1 |  | TRUE |  | None | Condensing | Step Modulating | Other | Single-Speed |  |  |  | 50000 | 46000 | [9 empty] | 95 | 80 | Federally-Regulated Consumer Product | 2013-04-19
Ajax Boiler, Inc. | Ajax | XFG2500W | Water | Natural Gas | Power | FALSE | TRUE | 3 |  |  | No Match | No Match | No Match | No Match | Other | No Match |  | No Match |  | 2500000 |  | 1000000 |  | 80 | 80 |  |  |  |  | 80 |  |  | Federally-Regulated Commercial & Industrial Equipment | 1997-01-07
Cleaver-Brooks | Cleaver-Brooks | CEW-700-800-***** | Steam | Natural Gas | Power | FALSE | FALSE | 3 |  |  | No Match | No Match | No Match | No Match | Other | No Match |  | No Match |  | 33480000 |  | 33480000 |  | 80 | 80 |  |  | 25 |  | 80 |  |  | Federally-Regulated Commercial & Industrial Equipment | 1999-03-02
Burnham Commercial | Burnham | 805B | Water | Natural Gas | Induced Draft | FALSE | FALSE | 1 | TRUE |  |  | None | Non-Condensing | Single-Stage | Cast Iron |  |  |  |  | 264000 | 212000 | [9 empty] | 93.3 | 80 | Federally-Regulated Consumer Product | 2015-09-30
ECR International, Ltd. | ECR International, Ltd. | OLSSV-050 | Water | LPG | Power | FALSE | FALSE | 1 |  |  |  | None | Condensing | Step Modulating | Other |  |  |  |  | 50000 | 47000 | [9 empty] | 95 | 80 | Federally-Regulated Consumer Product | 2014-08-08
Ajax Boiler, Inc. | Ajax | SRLG70 | Steam | Natural Gas | Power | FALSE | TRUE | 1 |  |  | Draft Hood | Stack Damper | Non-Condensing | Two-Stage Modulating | Other | None |  |  |  | 3000000 | 2400000 | 2400000 | 1920000 | 80 | 80 | 79.2 | [6 empty] | Federally-Regulated Commercial & Industrial Equipment | 2007-08-15
Smith Cast Iron Boilers | Smith Cast Iron Boilers | PGB100-W-6-HSI-D | Water | LPG | No Match | FALSE | FALSE | 1 |  |  | No Match | No Match | No Match | No Match | Cast Iron | No Match |  | No Match |  | 125000 | [10 empty] | 83.2 | 80 | Federally-Regulated Consumer Product | 1998-12-21
Parker Boiler Co. | Parker Boiler | T395L | Water | Natural Gas | Power | FALSE | FALSE | 3 |  |  | No Match | No Match | No Match | No Match | Other | No Match |  | No Match |  | 395000 |  | 197500 |  | 80 | 80 |  |  | 4 |  | 80 |  |  | Federally-Regulated Commercial & Industrial Equipment | 1996-03-13
Raypak | Raypak | H3-HD201* | Water | LPG | Induced Draft | FALSE | FALSE | 1 |  |  | None | None | Non-Condensing | Two-Stage Modulating | Copper | Single-Speed |  | Standard |  | 199000 | 167160 | 119400 | [8 empty] | 85 | 80 | Federally-Regulated Consumer Product | 2010-01-11
Thermal Solutions | Evolution | EVH-750 | Water | Natural Gas | Power | FALSE | FALSE | 3 |  |  | No Match | No Match | No Match | No Match | Copper | No Match |  | No Match |  | 750000 |  | 750000 |  | 88 | 80 |  |  | 60 |  | 88 |  |  | Federally-Regulated Commercial & Industrial Equipment | 1998-06-01
Laars Heating Systems Company | ENDURANCE | EBP110 | Water | Natural Gas | Power | FALSE | FALSE | 1 | TRUE |  |  | None | Non-Condensing | Step Modulating | Copper |  |  |  |  | 107000 | 94000 | [9 empty] | 85.5 | 80 | Federally-Regulated Consumer Product | 2015-09-30
ECR International, Ltd. | Utica Boilers | UB5TRA100 | Water | Oil | Power | FALSE | FALSE | 1 |  |  | Barometric Regulator | None | Non-Condensing | Single-Stage | Cast Iron |  |  |  |  | 140000 | 120000 | [9 empty] | 86.5 | 80 | Federally-Regulated Consumer Product | 2008-09-25
Triangle Tube | Triangle Tube | Solo110P | Water | LPG | Power | FALSE | FALSE | 1 |  |  | None | None | Condensing | Step Modulating | Other | Multiple-Speed | 0.04 | Standard |  | 97000 | 87000 | 28000 | 27000 | [7 empty] | 95 | 80 | Federally-Regulated Consumer Product | 2007-11-14
Water Pik, Inc. | Laars | VW1670IN09*1A | Both Steam & Water | Natural Gas | No Match | FALSE | FALSE | 3 |  |  | No Match | No Match | No Match | No Match | Copper | No Match |  | No Match |  | 1670000 |  | 417500 |  | 81 | 80 |  |  | 5 |  | 81 |  |  | Federally-Regulated Commercial & Industrial Equipment | 2001-11-21
Crown Boiler Co. | Burnham Corp. | APX399 | Water | Natural Gas | Power | FALSE | FALSE | 1 |  |  | None | None | Condensing | Step Modulating | Other |  |  |  |  | 399000 | 376000 | 79800000 |  | 94.5 | 80 | 94.1 | [6 empty] | Federally-Regulated Commercial & Industrial Equipment | 2010-03-16
Smith Cast Iron Boilers | Smith Cast Iron Boilers | PGB250-S-6-INTD | Steam | LPG | No Match | FALSE | FALSE | 1 |  |  | No Match | No Match | No Match | No Match | Cast Iron | No Match |  | No Match |  | 250000 | [10 empty] | 82.3 | 75 | Federally-Regulated Consumer Product | 1998-12-21
Ajax Boiler, Inc. | Ajax | WEO-1050 | Water | Oil | Power | FALSE | FALSE | 3 |  |  | No Match | No Match | No Match | No Match | Other | No Match |  | No Match |  | 997000 |  | 700000 |  | 85 | 83 |  |  |  |  | 82 |  |  | Federally-Regulated Commercial & Industrial Equipment | 1996-03-13
PB Heat, LLC | Peerless | 63-03-SPRK-S | Steam | LPG | Injection Type | FALSE | FALSE | 1 |  | TRUE |  | Stack Damper | Non-Condensing | Single-Stage | Cast Iron |  |  |  |  | 118000 | 98000 | [9 empty] | 82.6 | 80 | Federally-Regulated Consumer Product | 2015-09-30
Ajax Boiler, Inc. | Ajax | WGFD-3750 | Steam | Natural Gas | Power | FALSE | FALSE | 3 |  |  | No Match | No Match | No Match | No Match | Other | No Match |  | No Match |  | 3750000 |  | 1875000 |  | 82 | 80 |  |  |  |  | 80 |  |  | Non Federally-Regulated | 1992-10-27
Water Pik, Inc. | Laars | VW0500IN04*1A | Both Steam & Water | Natural Gas | No Match | FALSE | FALSE | 3 |  |  | No Match | No Match | No Match | No Match | Copper | No Match |  | No Match |  | 500000 |  | 125000 |  | 81 | 80 |  |  | 5 |  | 81 |  |  | Federally-Regulated Commercial & Industrial Equipment | 2001-11-21
Raypak | Raypak | H(1,2,5)-1631 * | Water | LPG | Injection Type | FALSE | FALSE | 1 |  |  |  | None | Non-Condensing | Step Modulating | Copper |  |  |  |  | 1500000 | 1230000 |  |  |  |  | 82 | [6 empty] | Federally-Regulated Commercial & Industrial Equipment | 2015-04-16
Water Pik, Inc. | Laars | HH0600IP04*BA | Water | LPG | No Match | FALSE | FALSE | 3 |  |  | No Match | No Match | No Match | No Match | Copper | No Match |  | No Match |  | 600000 |  | 150000 |  | 82 | 80 |  |  | 5 |  | 82 |  |  | Federally-Regulated Commercial & Industrial Equipment | 2001-05-30
New Yorker Boiler Co. | New Yorker Boiler Co. | FRHGSH | Water | Oil | Power | FALSE | FALSE | 1 |  | TRUE |  | Stack Damper | Non-Condensing | Single-Stage | Other | Single-Speed |  |  |  | 140000 | 122000 | [9 empty] | 86.3 | 80 | Federally-Regulated Consumer Product | 2013-04-19
Smith Cast Iron Boilers | Peerless | TCII-14-S-G | Steam | Natural Gas | Power | FALSE | FALSE | 1 |  | FALSE |  | None | Non-Condensing | Single-Stage | Cast Iron |  |  |  |  | 4293000 | 3567000 |  |  |  |  | 83.1 | 79 | [5 empty] | Federally-Regulated Commercial & Industrial Equipment | 2015-09-30
Hydrotherm | Hydrotherm | HI-125/75B | Water | LPG | Power | FALSE | FALSE | 1 |  |  | No Match | No Match | No Match | No Match | Cast Iron | No Match |  | No Match |  | 125000 | [10 empty] | 83 | 80 | Federally-Regulated Consumer Product | 2000-06-07
Smith Cast Iron Boilers | Smith Cast Iron Boilers | 28A-S/W-08 | Both Steam & Water | Oil | Power | FALSE | FALSE | 1 |  |  |  | None | Non-Condensing | Single-Stage | Cast Iron |  |  |  |  | 2436000 | 1965000 |  |  | 83.5 | 83 | 81.1 | [6 empty] | Federally-Regulated Commercial & Industrial Equipment | 2007-12-12
Ajax Boiler, Inc. | Ajax | XNG11500W | Water | Natural Gas | No Match | FALSE | TRUE | 3 |  |  | No Match | No Match | No Match | No Match | Other | No Match |  | No Match |  | 11500000 |  | 5750000 |  | 80 | 80 |  |  |  |  | 80 |  |  | Federally-Regulated Commercial & Industrial Equipment | 1997-01-07
Ajax Boiler, Inc. | Ajax | OWGB1375 | Steam | LPG | No Match | FALSE | TRUE | 3 |  |  | No Match | No Match | No Match | No Match | Other | No Match |  | No Match |  | 1375000 |  | 1375000 |  | 80 | 80 |  |  |  |  | 80 |  |  | Federally-Regulated Commercial & Industrial Equipment | 1996-02-29
Dunkirk | Dunkirk | DPFG-3T-70 | Water | Combo (Natural Gas & Oil) | Power | FALSE | FALSE | 1 |  |  | No Match | No Match | No Match | No Match | Cast Iron | No Match |  | No Match |  | 70000 | [10 empty] | 85 | 80 | Federally-Regulated Consumer Product | 2001-11-01
Water Pik, Inc. | Laars | PH1430IN21*N* | Water | Natural Gas | No Match | FALSE | FALSE | 3 |  |  | No Match | No Match | No Match | No Match | Copper | No Match |  | No Match |  | 1430000 |  | 357500 |  | 82 | 80 |  |  | 5 |  | 82 |  |  | Federally-Regulated Commercial & Industrial Equipment | 2001-11-21
Raypak | Raypak | W7-0400* | Water | LPG | Induced Draft | FALSE | FALSE | 1 |  |  | None | None | Condensing | Step Modulating | Other |  |  |  |  | 399000 | 375060 | 79800 |  | 94.5 | 80 | 94 |  | 12 |  |  |  |  | Federally-Regulated Commercial & Industrial Equipment | 2010-10-29
RBI Water Heaters | LCD DOMINATOR SERIES | LB300 | Water | Natural Gas | Power | FALSE | FALSE | 1 | TRUE |  |  | None | Non-Condensing | Single-Stage | Copper |  |  |  |  | 299000 | 247000 | [9 empty] | 82 | 80 | Federally-Regulated Consumer Product | 2015-09-30
Burnham Corp. | Burnham Corp. | K5016SN | Steam | Natural Gas | Induced Draft | TRUE | FALSE | 1 |  | TRUE |  | None | Non-Condensing | Single-Stage | Cast Iron |  |  |  |  | 1170000 | 901000 |  |  | 80 |  | 77 | [6 empty] | Federally-Regulated Commercial & Industrial Equipment | 2014-09-05
Universal Boiler Works | Universal Boiler Works | BF1000S1 | Steam | Combo (Natural Gas & Oil) | Power | FALSE | FALSE | 3 |  |  | No Match | No Match | No Match | No Match | Other | No Match |  | No Match |  | 42000000 |  | 5250000 |  | 83.5 | 80 |  |  | 10 |  | 82 |  |  | Federally-Regulated Commercial & Industrial Equipment | 2001-12-13
Ajax Boiler, Inc. | Ajax | WEO-800 | Water | Oil | Power | FALSE | FALSE | 3 |  |  | No Match | No Match | No Match | No Match | Other | No Match |  | No Match |  | 760000 |  | 500000 |  | 85 | 83 |  |  |  |  | 82 |  |  | Federally-Regulated Commercial & Industrial Equipment | 1996-03-13
Smith Cast Iron Boilers | Smith Cast Iron Boilers | 19A-S/W-12 | Both Steam & Water | Natural Gas | Power | FALSE | FALSE | 1 |  |  |  | None | Non-Condensing | Single-Stage | Cast Iron |  |  |  |  | 2165000 | 1713000 |  |  | 81 | 80 | 79.1 | [6 empty] | Federally-Regulated Commercial & Industrial Equipment | 2007-12-12
Raypak | Raypak | H-0926A | Water | Natural Gas | Injection Type | FALSE | FALSE | 1 |  |  | None | None | Non-Condensing | Single-Stage | Copper |  |  |  |  | 926000 | 760000 |  |  | 82 | 80 | 82 | [6 empty] | Federally-Regulated Commercial & Industrial Equipment | 2007-12-12
Water Pik, Inc. | Laars | HH2200EN18CC | Water | Natural Gas | No Match | FALSE | TRUE | 3 |  |  | No Match | No Match | No Match | No Match | Copper | No Match |  | No Match |  | 2205000 |  | 2205000 |  | 81 | 80 |  |  | 5 |  | 81 |  |  | Federally-Regulated Commercial & Industrial Equipment | 2001-05-16
U.S. Boiler Co. | U.S. Boiler Co. | 206I | Water | LPG | Induced Draft | FALSE | FALSE | 1 |  | TRUE |  | Stack Damper | Non-Condensing | Single-Stage | Cast Iron | Single-Speed |  |  |  | 164000 | 136000 | [9 empty] | 82 | 80 | Federally-Regulated Consumer Product | 2014-01-14
PB Heat, LLC | Smith Cast Iron Boilers | GVX-165 | Water | LPG | Induced Draft | FALSE | FALSE | 1 |  |  | None | None | Non-Condensing | Single-Stage | Cast Iron | Single-Speed |  | Standard |  | 165000 | 136000 | [9 empty] | 82 | 80 | Federally-Regulated Consumer Product | 2011-08-02
Ajax Boiler, Inc. | Ajax | WFG10500W | Water | Natural Gas | Power | FALSE | TRUE | 3 |  |  | No Match | No Match | No Match | No Match | Other | No Match |  | No Match |  | 10500000 |  | 4200000 |  | 80 | 80 |  |  |  |  | 80 |  |  | Federally-Regulated Commercial & Industrial Equipment | 1997-01-07
Ajax Boiler, Inc. | Ajax | WGOFD-1275 | Steam | Natural Gas | Power | FALSE | FALSE | 3 |  |  | No Match | No Match | No Match | No Match | Other | No Match |  | No Match |  | 1275000 |  | 637500 |  | 82 | 80 |  |  |  |  | 80 |  |  | Non Federally-Regulated | 1992-10-27
HTP, Inc. | HTP, Inc. | MODCON1000 | Water | Natural Gas | Power | FALSE | FALSE | 1 |  |  |  | None | Condensing | Step Modulating | Other |  |  |  |  | 1000000 | 941000 |  |  | 93 |  | 93 | [6 empty] | Federally-Regulated Commercial & Industrial Equipment | 2014-10-23
PB Heat, LLC | PB Heat, LLC | PF-1500-LP | Water | LPG | Power | FALSE | FALSE | 1 |  |  |  | None | Condensing | Step Modulating | Other |  |  |  |  | 1500000 | 1448000 |  |  |  |  | 96.5 | [6 empty] | Federally-Regulated Commercial & Industrial Equipment | 2015-06-01
Slant / Fin Corp. | Slant / Fin Corp. | GG-125HEDS | Water | Natural Gas | Injection Type | FALSE | FALSE | 1 |  |  |  | Stack Damper | Non-Condensing | Single-Stage | Cast Iron |  |  |  |  | 125000 | 103000 | [9 empty] | 82.3 | 80 | Federally-Regulated Consumer Product | 2007-11-14
Thermo-Dynamics Boiler Co. | Thermo-Dynamics Boiler Co. | LMGD-90 | Water | Natural Gas | No Match | FALSE | FALSE | 1 |  |  | No Match | No Match | No Match | No Match | Other | No Match |  | No Match |  | 90000 | [10 empty] | 84.5 | 80 | Federally-Regulated Consumer Product | 1999-10-22
Weil-McLain | Weil-McLain | LGB-14 | Steam | Natural Gas | No Match | FALSE | FALSE | 3 |  |  | No Match | No Match | No Match | No Match | Cast Iron | No Match |  | No Match |  | 1690000 |  | 1690000 |  | 81 | 80 |  |  | 147 |  | 81 |  |  | Federally-Regulated Commercial & Industrial Equipment | 1996-02-29
Burnham Corp. | Burnham Corp. | MPO115 | Water | Oil | Power | FALSE | FALSE | 1 |  |  | Barometric Regulator | None | Non-Condensing | Single-Stage | Cast Iron | Single-Speed | 0.04 | Standard |  | 115000 | 101000 | [9 empty] | 87 | 80 | Federally-Regulated Consumer Product | 2008-09-25
Water Pik, Inc. | Laars | PH0600EN04*BA | Water | Natural Gas | No Match | FALSE | TRUE | 3 |  |  | No Match | No Match | No Match | No Match | Copper | No Match |  | No Match |  | 600000 |  | 150000 |  | 82 | 80 |  |  | 5 |  | 82 |  |  | Federally-Regulated Commercial & Industrial Equipment | 2001-05-16
Lochinvar, LLC. | Lochinvar Corp. | FBN0751 | Water | Natural Gas | Power | FALSE | FALSE | 1 |  |  |  | None | Condensing | Step Modulating | Other |  |  |  |  | 750000 | 722000 |  |  |  |  | 96.2 | [6 empty] | Federally-Regulated Commercial & Industrial Equipment | 2015-04-20
Water Pik, Inc. | Laars | VW0500IP09*1A | Both Steam & Water | LPG | No Match | FALSE | FALSE | 3 |  |  | No Match | No Match | No Match | No Match | Copper | No Match |  | No Match |  | 500000 |  | 125000 |  | 81 | 80 |  |  | 5 |  | 81 |  |  | Federally-Regulated Commercial & Industrial Equipment | 2001-11-21
Ajax Boiler, Inc. | Ajax | XFG3000W | Water | Natural Gas | Power | FALSE | TRUE | 3 |  |  | No Match | No Match | No Match | No Match | Other | No Match |  | No Match |  | 3000000 |  | 1200000 |  | 80 | 80 |  |  |  |  | 80 |  |  | Federally-Regulated Commercial & Industrial Equipment | 1997-01-07
Dunkirk | Dunkirk | PSB-9D | Steam | Natural Gas | No Match | FALSE | FALSE | 1 |  |  | No Match | No Match | No Match | No Match | Cast Iron | No Match |  | No Match |  | 299000 | [10 empty] | 81.5 | 75 | Federally-Regulated Consumer Product | 1998-12-21
Ajax Boiler, Inc. | Ajax | WG-WGB-900-D | Steam | Natural Gas | No Match | FALSE | FALSE | 3 |  |  | No Match | No Match | No Match | No Match | Other | No Match |  | No Match |  | 900000 |  | 900000 |  | 80 | 80 |  |  |  |  | 80 |  |  | Federally-Regulated Commercial & Industrial Equipment | 1996-02-29
Rite Engineering | Rite | 450WG | Both Steam & Water | Natural Gas | Power | FALSE | FALSE | 3 |  |  | No Match | No Match | No Match | No Match | Other | No Match |  | No Match |  | 4500000 |  | 1500000 |  | 80 | 80 |  |  |  |  | 80 |  |  | Non Federally-Regulated | 1992-10-14
Ajax Boiler, Inc. | Ajax | OSGOXFD4250 | Steam | Natural Gas | Power | FALSE | TRUE | 3 |  |  | No Match | No Match | No Match | No Match | Other | No Match |  | No Match |  | 4250000 |  | 2125000 |  | 81 | 80 |  |  |  |  | 80 |  |  | Non Federally-Regulated | 1992-10-27
Burnham Corp. | Burnham Corp. | MMII5105NI- | Water | Natural Gas | Induced Draft | FALSE | FALSE | 1 |  |  |  | None | Non-Condensing | Single-Stage | Cast Iron | Single-Speed | 0.04 | Standard |  | 105000 | 88000 | [9 empty] | 83.3 | 80 | Federally-Regulated Consumer Product | 2007-11-14
Ajax Boiler, Inc. | Ajax | XNG4500W | Water | Natural Gas | No Match | FALSE | TRUE | 3 |  |  | No Match | No Match | No Match | No Match | Other | No Match |  | No Match |  | 4500000 |  | 2250000 |  | 80 | 80 |  |  |  |  | 80 |  |  | Federally-Regulated Commercial & Industrial Equipment | 1997-01-07
Easco Boiler Corp. | Easco | ESP-200-W030 | Both Steam & Water | Combo (Natural Gas & Oil) | Power | FALSE | FALSE | 3 |  |  | No Match | No Match | No Match | No Match | Other | No Match |  | No Match |  | 8369000 |  | 1673800 |  | 84 | 80 |  |  | 22 |  | 82 |  |  | Federally-Regulated Commercial & Industrial Equipment | 1998-06-02
Allied Engineering Co. | Super Hot | SG360*** | Water | Natural Gas | No Match | FALSE | TRUE | 3 |  |  | No Match | No Match | No Match | No Match | Copper | No Match |  | No Match |  | 360000 |  | 144000 |  | 80 | 80 |  |  |  |  | 80 |  |  | Federally-Regulated Commercial & Industrial Equipment | 1998-04-21
Burnham Corp. | Burnham Corp. | MPC-6 | Water | Natural Gas | Power | FALSE | FALSE | 1 |  |  |  | None | Non-Condensing | Single-Stage | Cast Iron |  |  |  |  | 996000 | 837000 |  |  | 86 | 80 | 84.1 | [6 empty] | Federally-Regulated Commercial & Industrial Equipment | 2010-03-16
Water Pik, Inc. | Laars | HH0175CP12KB | Water | LPG | No Match | FALSE | TRUE | 1 |  |  | No Match | No Match | No Match | No Match | Copper | No Match |  | No Match |  | 175000 | [10 empty] | 82 | 80 | Federally-Regulated Consumer Product | 2001-11-21
Ajax Boiler, Inc. | Ajax | OWGB-12500 | Water | Natural Gas | No Match | FALSE | TRUE | 3 |  |  | No Match | No Match | No Match | No Match | Other | No Match |  | No Match |  | 12500000 |  | 12500000 |  | 80 | 80 |  |  |  |  | 80 |  |  | Federally-Regulated Commercial & Industrial Equipment | 1996-02-29
Slant / Fin Corp. | Slant / Fin Corp. | LD-50 | Both Steam & Water | Oil | Power | FALSE | FALSE | 1 |  |  |  | None | Non-Condensing | Single-Stage | Cast Iron |  |  |  |  | 301000 | 250000 |  |  | 85.9 | 83 | 82.5 | [6 empty] | Federally-Regulated Commercial & Industrial Equipment | 2007-12-12
PVI Industries | PVI | 216 EWB 125A-E | Water | Electricity | No Match | TRUE | FALSE | 3 |  |  | No Match | No Match | No Match | No Match | Other | No Match |  | No Match |  | 737000 |  | 737000 |  | 99.9 | [5 empty] | 99.9 |  |  | Non Federally-Regulated | 1992-09-28
Raypak | Raypak | H7-1104 | Water | LPG | Induced Draft | FALSE | TRUE | 1 |  |  | None | None | Non-Condensing | Single-Stage | Copper |  |  |  |  | 1100000 | 924000 |  |  | 84 | 80 | 84 | [6 empty] | Federally-Regulated Commercial & Industrial Equipment | 2007-12-12
Dunkirk | Lennox | GSB8-112E | Steam | Natural Gas | No Match | FALSE | FALSE | 1 |  |  | No Match | No Match | No Match | No Match | Cast Iron | No Match |  | No Match |  | 112500 | [10 empty] | 80.4 | 75 | Federally-Regulated Consumer Product | 1999-10-22
Laars Heating Systems Company | BRUTE LX | BLXHW050(N,P)**** | Water | LPG | Power | FALSE | FALSE | 1 | TRUE |  |  | None | Condensing | Step Modulating | Other |  |  |  |  | 50000 | 46000 | [9 empty] | 95 | 80 | Federally-Regulated Consumer Product | 2015-09-30
Rite Engineering | Rite | 325WG | Both Steam & Water | Natural Gas | Power | FALSE | FALSE | 3 |  |  | No Match | No Match | No Match | No Match | Other | No Match |  | No Match |  | 3250000 |  | 1083333 |  | 80 | 80 |  |  |  |  | 80 |  |  | Non Federally-Regulated | 1992-10-14
Smith Cast Iron Boilers | Peerless | CC-05-W-G | Water | Natural Gas | Power | FALSE | FALSE | 1 |  |  |  | None | Non-Condensing | Single-Stage | Cast Iron |  |  |  |  | 722000 | 587000 |  |  |  |  | 81.3 | 80 | [5 empty] | Federally-Regulated Commercial & Industrial Equipment | 2015-09-30
PVI Industries | PVI | 72 EWB 85A-E | Water | Electricity | No Match | TRUE | FALSE | 1 |  |  | No Match | No Match | No Match | No Match | Other | No Match |  | No Match |  | 246000 |  |  |  | 99.9 | [6 empty] | 99.9 |  | Federally-Regulated Consumer Product | 1992-09-30
Smith Cast Iron Boilers | Peerless | TCII-15-W-O | Water | Oil | Power | FALSE | FALSE | 1 |  |  |  | None | Non-Condensing | Single-Stage | Cast Iron |  |  |  |  | 4480000 | 3831000 |  |  | 86 | 84 | [7 empty] | Federally-Regulated Commercial & Industrial Equipment | 2015-09-30
Crown Boiler Co. | CROWN BOILER | AWI 037E | Water | LPG | Induced Draft | FALSE | FALSE | 1 | TRUE |  |  | Stack Damper | Non-Condensing | Single-Stage | Cast Iron |  |  |  |  | 37000 | 30000 | [9 empty] | 82.3 | 80 | Federally-Regulated Consumer Product | 2015-09-30
Bryan Steam Corp. | Bryan | HECL-150-W-FDG | Water | Natural Gas | Power | FALSE | FALSE | 3 |  |  | No Match | No Match | No Match | No Match | Other | No Match |  | No Match |  | 1500000 |  | 1500000 |  | 85 | 80 |  |  |  |  | 85 |  |  | Federally-Regulated Commercial & Industrial Equipment | 1996-02-29
Cleaver-Brooks | Cleaver-Brooks | M4*-700-2000-***** | Steam | Natural Gas | Power | FALSE | FALSE | 3 |  |  | No Match | No Match | No Match | No Match | Other | No Match |  | No Match |  | 2000000 |  | 2000000 |  | 80 | 80 |  |  | 25 |  | 80 |  |  | Federally-Regulated Commercial & Industrial Equipment | 1996-03-06
Cleaver-Brooks | Cleaver-Brooks | CBH-700-400 | Steam | Natural Gas | Power | FALSE | FALSE | 3 |  |  | No Match | No Match | No Match | No Match | Other | No Match |  | No Match |  | 4187500 |  | 4187500 |  | 80 | 80 |  |  | 25 |  | 80 |  |  | Federally-Regulated Commercial & Industrial Equipment | 1996-03-06
Burnham Corp. | Burnham Corp. | 4FHL-675A | Steam | Natural Gas | Power | FALSE | FALSE | 3 |  | FALSE |  | None | Non-Condensing | Step Modulating | Other |  |  |  |  | 5650000 | 4757000 |  |  | 85.5 |  | 84.2 | [6 empty] | Federally-Regulated Commercial & Industrial Equipment | 2014-08-11
Raypak | Raypak | H(3,4)-0135*R | Water | LPG | Induced Draft | FALSE | FALSE | 1 |  |  |  | Electro-Mechanical Flue Damper | Non-Condensing | Single-Stage | Copper |  |  |  |  | 135000 | 109000 | [9 empty] | 82.8 | 80 | Federally-Regulated Consumer Product | 2015-03-30
U.S. Boiler Co. | U.S. Boiler Co. | ALP399 | Water | Natural Gas | Power | FALSE | FALSE | 1 |  |  |  | None | Condensing | Step Modulating | Other |  |  |  |  | 399000 | 375000 |  |  | 94.5 |  | 94.1 | [6 empty] | Federally-Regulated Commercial & Industrial Equipment | 2014-09-05
Water Pik, Inc. | Laars | PH0520MP20****** | Water | LPG | Power | FALSE | TRUE | 3 |  |  | No Match | No Match | No Match | No Match | Copper | No Match |  | No Match |  | 520000 |  | 520000 |  | 83 | 80 |  |  | 5 |  | 83 |  |  | Federally-Regulated Commercial & Industrial Equipment | 2001-11-21
Burnham Corp. | Crown Boiler Co. | CWI069E | Water | LPG | Induced Draft | FALSE | FALSE | 1 |  |  |  | Stack Damper | Non-Condensing | Single-Stage | Cast Iron | Single-Speed | 0.04 | Standard |  | 69000 | 58000 | [9 empty] | 83.1 | 80 | Federally-Regulated Consumer Product | 2007-11-14
Ajax Boiler, Inc. | Ajax | WEO-2500 | Water | Oil | Power | FALSE | FALSE | 3 |  |  | No Match | No Match | No Match | No Match | Other | No Match |  | No Match |  | 2375000 |  | 1000000 |  | 85 | 83 |  |  |  |  | 82 |  |  | Federally-Regulated Commercial & Industrial Equipment | 1996-03-13
Ajax Boiler, Inc. | Ajax | DNG200W | Water | Natural Gas | No Match | FALSE | TRUE | 3 |  |  | No Match | No Match | No Match | No Match | Other | No Match |  | No Match |  | 8400000 |  | 8400000 |  | 80 | 80 |  |  |  |  | 80 |  |  | Federally-Regulated Commercial & Industrial Equipment | 1997-01-07
Burnham Corp. | Burnham Corp. | V1107H-WO | Water | Oil | Power | FALSE | FALSE | 1 |  |  |  | None | Non-Condensing | Two-Stage Modulating | Cast Iron |  |  |  |  | 1526000 | 1294000 |  |  | 85.5 |  | 84.8 | [6 empty] | Federally-Regulated Commercial & Industrial Equipment | 2014-08-11
Ajax Boiler, Inc. | Ajax | SGX-SGXB-525-D | Steam | Natural Gas | No Match | FALSE | FALSE | 3 |  |  | No Match | No Match | No Match | No Match | Other | No Match |  | No Match |  | 525000 |  | 525000 |  | 80 | 80 |  |  |  |  | 80 |  |  | Federally-Regulated Commercial & Industrial Equipment | 1996-02-29
Parker Boiler Co. | Parker Boiler | O-30R | Steam | Oil | Power | FALSE | FALSE | 3 |  |  | No Match | No Match | No Match | No Match | Other | No Match |  | No Match |  | 1260000 |  | 630000 |  | 85 | 83 |  |  | 4 |  | 82 |  |  | Federally-Regulated Commercial & Industrial Equipment | 1996-03-13
Crown Boiler Co. | CROWN BOILER | CT-5 | Water | Oil | Pressure | FALSE | FALSE | 1 | TRUE |  |  | None | Non-Condensing | Single-Stage | Cast Iron |  |  |  |  | 189000 | 162000 | [9 empty] | 93.3 | 84 | Federally-Regulated Consumer Product | 2015-09-30
Water Pik, Inc. | Laars | HH0400MP20****** | Water | LPG | Power | FALSE | TRUE | 3 |  |  | No Match | No Match | No Match | No Match | Copper | No Match |  | No Match |  | 399000 |  | 399000 |  | 83 | 80 |  |  | 5 |  | 83 |  |  | Federally-Regulated Commercial & Industrial Equipment | 2001-05-16
Raypak | Raypak | (H,W)7-0500 | Water | LPG | Induced Draft | FALSE | TRUE | 1 |  |  | None | None | Condensing | Step Modulating | Other |  |  |  |  | 500000 | 470000 |  |  | 94.5 | 80 | 94 | [6 empty] | Federally-Regulated Commercial & Industrial Equipment | 2011-02-17
Burnham Corp. | Burnham Corp. | K5008SN | Steam | Natural Gas | Induced Draft | TRUE | FALSE | 1 |  | TRUE |  | None | Non-Condensing | Single-Stage | Cast Iron |  |  |  |  | 546000 | 420000 |  |  | 80 |  | 77 | [6 empty] | Federally-Regulated Commercial & Industrial Equipment | 2014-09-05
English Boiler & Tube, Inc. | Bent Tube Balanced Flow | BTBF-400-160 | Water | Natural Gas | Power | FALSE | FALSE | 3 |  |  | No Match | No Match | No Match | No Match | Other | No Match |  | No Match |  | 16800000 |  | 4200000 |  | 80 | 80 |  |  | 3 |  | 80 |  |  | Federally-Regulated Commercial & Industrial Equipment | 1998-09-10
Camus Hydronics | Camus Hydronics | DFNH-6004-MH | Water | Natural Gas | Power | FALSE | FALSE | 3 |  |  |  | None | Non-Condensing | Step Modulating | Copper |  |  |  |  | 6000000 | 5100000 |  |  | 85 |  | 85 | [6 empty] | Federally-Regulated Commercial & Industrial Equipment | 2014-08-11
Ajax Boiler, Inc. | Ajax | DRLG100 | Water | Natural Gas | Power | FALSE | TRUE | 1 |  |  | Draft Hood | Stack Damper | Non-Condensing | Two-Stage Modulating | Other | None |  | No Match |  | 4000000 | 3200000 | 3200000 | 2560000 | 80 | 80 | 79.2 | [6 empty] | Federally-Regulated Commercial & Industrial Equipment | 2007-08-15
Lochinvar, LLC. | Lochinvar Corp. | PBL1701-B9 | Water | Natural Gas | Power | FALSE | FALSE | 1 |  |  |  | None | Non-Condensing | Step Modulating | Copper |  |  |  |  | 1700000 | 1428000 |  |  | 84 |  | 84 | [6 empty] | Federally-Regulated Commercial & Industrial Equipment | 2014-10-23
U.S. Boiler Co. | New Yorker | CL3-091-WD | Water | Oil | Power | FALSE | FALSE | 1 | TRUE |  |  | None | Non-Condensing | Single-Stage | Cast Iron | Single-Speed |  |  |  | 91000 | 80000 | [9 empty] | 88.1 | 84 | Federally-Regulated Consumer Product | 2015-09-30
Allied Engineering Co. | Super Hot | AAE1320**** | Water | Natural Gas | No Match | TRUE | TRUE | 3 |  |  | No Match | No Match | No Match | No Match | Copper | No Match |  | No Match |  | 1320000 |  | 462000 |  | 80 | 80 |  |  | 450 |  | 80 |  |  | Federally-Regulated Commercial & Industrial Equipment | 1998-04-21
Burnham Corp. | New Yorker Boiler Co. | CL5-168 | Water | Oil | Power | FALSE | FALSE | 1 |  |  |  | None | Non-Condensing | Single-Stage | Cast Iron |  |  |  |  | 168000 | 147000 | [9 empty] | 85.7 | 80 | Federally-Regulated Consumer Product | 2007-11-14
Parker Boiler Co. | Parker Boiler | WH395LR | Water | Natural Gas | Power | FALSE | FALSE | 3 |  |  | No Match | No Match | No Match | No Match | Other | No Match |  | No Match |  | 395000 |  | 197500 |  | 83 | 80 |  |  | 4 |  | 82 |  |  | Federally-Regulated Commercial & Industrial Equipment | 1996-03-13
Ajax Boiler, Inc. | Ajax | XNG10000W | Water | Natural Gas | No Match | FALSE | TRUE | 3 |  |  | No Match | No Match | No Match | No Match | Other | No Match |  | No Match |  | 10000000 |  | 5000000 |  | 80 | 80 |  |  |  |  | 80 |  |  | Federally-Regulated Commercial & Industrial Equipment | 1997-01-07
New York Thermal, Inc. | New York Thermal, Inc. | TI200 | Water | LPG | Power | FALSE | FALSE | 1 |  | TRUE |  | None | Condensing | Step Modulating | Other |  |  |  |  | 199000 | 181000 | [9 empty] | 93.5 | 80 | Federally-Regulated Consumer Product | 2013-06-17
Ajax Boiler, Inc. | Ajax | OSGX600 | Steam | Natural Gas | No Match | FALSE | TRUE | 3 |  |  | No Match | No Match | No Match | No Match | Other | No Match |  | No Match |  | 600000 |  | 600000 |  | 80 | 80 |  |  |  |  | 80 |  |  | Federally-Regulated Commercial & Industrial Equipment | 1996-02-29
Weil-McLain | Weil-McLain | 1294 | Steam | Natural Gas | Power | FALSE | FALSE | 3 |  |  | No Match | No Match | No Match | No Match | Cast Iron | No Match |  | No Match |  | 3969000 |  | 3969000 |  | 81.4 | 80 |  |  | 147 |  | 81.4 |  |  | Federally-Regulated Commercial & Industrial Equipment | 1996-02-29
Cleaver-Brooks | Cleaver-Brooks | CBE-700-300-***** | Steam | Natural Gas | Power | FALSE | FALSE | 3 |  |  | No Match | No Match | No Match | No Match | Other | No Match |  | No Match |  | 12560000 |  | 12560000 |  | 80 | 80 |  |  | 25 |  | 80 |  |  | Federally-Regulated Commercial & Industrial Equipment | 1999-03-02
Burnham Corp. | Crown Boiler Co. | AWI 061E | Water | LPG | Induced Draft | FALSE | FALSE | 1 |  |  |  | Stack Damper | Non-Condensing | Single-Stage | Cast Iron | Single-Speed | 0.04 | Standard |  | 61000 | 50000 | [9 empty] | 82.6 | 80 | Federally-Regulated Consumer Product | 2007-11-14
Lochinvar, LLC. | Lochinvar Corp. | FBD5000 | Water | LPG | Power | FALSE | FALSE | 1 |  |  |  | None | Condensing | Step Modulating | Other |  |  |  |  | 5000000 | 4660000 |  |  | 93.2 | [8 empty] | Federally-Regulated Commercial & Industrial Equipment | 2015-04-20
Baxi | Baxi | LUNA 1.310FL | Water | Natural Gas | Induced Draft | FALSE | FALSE | 1 |  |  | None | None | Non-Condensing | Step Modulating | Copper | Single-Speed | 0.11 | Standard |  | 126249 | 105776 | 45040 | 35486 | [7 empty] | 81.6 |  | Federally-Regulated Consumer Product | 2003-09-15
HTP, Inc. | HTP, Inc. | EL-299 | Water | LPG | Power | FALSE | FALSE | 1 |  |  |  | None | Condensing | Step Modulating | Other |  |  |  |  | 299000 | 275000 | [9 empty] | 93 | 80 | Federally-Regulated Consumer Product | 2014-10-23
Lochinvar, LLC. | Lochinvar Corp. | PBN2001-B9 | Water | Natural Gas | Power | FALSE | FALSE | 1 |  |  |  | None | Non-Condensing | Step Modulating | Copper |  |  |  |  | 2000000 | 1680000 |  |  |  |  | 84 | [6 empty] | Federally-Regulated Commercial & Industrial Equipment | 2015-04-20
Laars Heating Systems Co. | Triangle Tube | CC85 | Water | Natural Gas | Power | FALSE | FALSE | 1 |  |  |  | None | Condensing | Step Modulating | Other |  |  |  |  | 84000 | 75000 | [9 empty] | 95 | 80 | Federally-Regulated Consumer Product | 2012-07-06
Ajax Boiler, Inc. | Ajax | HRF80 | Steam | Natural Gas | Power | FALSE | TRUE | 1 |  |  | Draft Hood | Stack Damper | Non-Condensing | Two-Stage Modulating | Other | None |  | No Match |  | 3350000 | 2680000 | 2680000 | 2144000 | 80 | 80 | 79.2 | [6 empty] | Federally-Regulated Commercial & Industrial Equipment | 2007-08-15
Hydrotherm, Division of Mestek, Inc. | Hydrotherm | HVX-165 | Water | LPG | Induced Draft | FALSE | FALSE | 1 | TRUE |  |  | None | Non-Condensing | Single-Stage | Cast Iron |  |  |  |  | 165000 | 136000 | [9 empty] | 93.3 | 80 | Federally-Regulated Consumer Product | 2015-09-30
HTP, Inc. | Westinghouse | WBRLP110W | Water | LPG | Power | FALSE | FALSE | 1 | TRUE |  |  | None | Condensing | Step Modulating | Other |  |  |  |  | 110000 | 102000 | [9 empty] | 95.6 | 80 | Federally-Regulated Consumer Product | 2015-09-30
Viessmann Manufacturing | Viessmann Manufacturing | CT3-72 | Water | LPG | Power | FALSE | FALSE | 1 |  |  |  | None | Condensing | Step Modulating | Other |  |  |  |  | 2702000 | 2616000 |  |  | 96.8 | 80 | 96.8 | [6 empty] | Federally-Regulated Commercial & Industrial Equipment | 2008-04-14
Burnham Corp. | Burnham Corp. | V1104H-WN | Water | Natural Gas | Power | FALSE | FALSE | 1 |  |  |  | None | Non-Condensing | Two-Stage Modulating | Cast Iron |  |  |  |  | 837000 | 682000 |  |  | 82.7 |  | 81.5 | [6 empty] | Federally-Regulated Commercial & Industrial Equipment | 2014-08-11
Laars Heating Systems Co. | Laars | MT2H1000P******* | Water | LPG | Power | FALSE | TRUE | 1 |  |  |  | None | Non-Condensing | Two-Stage Modulating | Copper |  |  |  |  | 999000 | 849000 |  |  | 85 | 80 | 84 | [6 empty] | Federally-Regulated Commercial & Industrial Equipment | 2008-03-14
Ajax Boiler, Inc. | Ajax | WGOXFD-5000 | Steam | Natural Gas | Power | FALSE | FALSE | 3 |  |  | No Match | No Match | No Match | No Match | Other | No Match |  | No Match |  | 5000000 |  | 2500000 |  | 82 | 80 |  |  |  |  | 80 |  |  | Non Federally-Regulated | 1992-10-27
Water Pik, Inc. | Laars | SMB-200 | Water | Combo (Natural Gas & Oil) | Power | FALSE | FALSE | 1 |  |  | No Match | No Match | No Match | No Match | Copper | No Match |  | No Match |  | 199000 | [10 empty] | 90.5 | 80 | Federally-Regulated Consumer Product | 2001-11-21
Rite Engineering | Rite | 200WG | Both Steam & Water | Natural Gas | Power | FALSE | FALSE | 3 |  |  | No Match | No Match | No Match | No Match | Other | No Match |  | No Match |  | 2000000 |  | 666667 |  | 80 | 80 |  |  |  |  | 80 |  |  | Non Federally-Regulated | 1992-10-14
PB Heat, LLC | Peerless | MI-08-SPRK | Water | LPG | Injection Type | FALSE | FALSE | 1 | TRUE |  |  | Stack Damper | Non-Condensing | Single-Stage | Cast Iron | Single-Speed |  |  |  | 227500 | 186000 | [9 empty] | 82 | 80 | Federally-Regulated Consumer Product | 2015-09-30
Burnham Corp. | Crown Boiler Co. | CWD193 | Water | LPG | Induced Draft | FALSE | FALSE | 1 |  |  |  | None | Non-Condensing | Single-Stage | Cast Iron | Single-Speed | 0.04 | Standard |  | 192500 | 165000 | [9 empty] | 85.2 | 80 | Federally-Regulated Consumer Product | 2007-11-14
Water Pik, Inc. | Laars | PH1430IP04*BA | Water | LPG | No Match | FALSE | FALSE | 3 |  |  | No Match | No Match | No Match | No Match | Copper | No Match |  | No Match |  | 1430000 |  | 357500 |  | 82 | 80 |  |  | 5 |  | 82 |  |  | Federally-Regulated Commercial & Industrial Equipment | 2001-05-30
Dunkirk | Ultimate Engineering / Division of Dunkirk | PFG-4-189 | Water | Combo (Natural Gas & Oil) | Power | FALSE | FALSE | 1 |  |  | No Match | No Match | No Match | No Match | Cast Iron | No Match |  | No Match |  | 189000 | [10 empty] | 81.9 | 80 | Federally-Regulated Consumer Product | 2001-11-01
Water Pik, Inc. | Laars | VW0715EP09*BA | Both Steam & Water | LPG | No Match | FALSE | TRUE | 3 |  |  | No Match | No Match | No Match | No Match | Copper | No Match |  | No Match |  | 715000 |  | 178750 |  | 82 | 80 |  |  | 5 |  | 82 |  |  | Federally-Regulated Commercial & Industrial Equipment | 2001-11-21
Ajax Boiler, Inc. | Ajax | WGXFD-1050 | Steam | Natural Gas | Power | FALSE | FALSE | 3 |  |  | No Match | No Match | No Match | No Match | Other | No Match |  | No Match |  | 1050000 |  | 525000 |  | 82 | 80 |  |  |  |  | 80 |  |  | Non Federally-Regulated | 1992-10-27
Hydrotherm | Hydrotherm | VS-165BS-PV | Steam | Natural Gas | No Match | FALSE | FALSE | 1 |  |  | No Match | No Match | No Match | No Match | Cast Iron | No Match |  | No Match |  | 165000 | [10 empty] | 81.2 | 75 | Federally-Regulated Consumer Product | 1998-12-21
Easco Boiler Corp. | Easco | FST-450-S015 | Both Steam & Water | Combo (Natural Gas & Oil) | Power | FALSE | FALSE | 3 |  |  | No Match | No Match | No Match | No Match | Other | No Match |  | No Match |  | 18830000 |  | 3766000 |  | 83 | 80 |  |  | 22 |  | 81 |  |  | Federally-Regulated Commercial & Industrial Equipment | 1998-06-02
Water Pik, Inc. | Laars | HH0715EN09CBA | Water | Natural Gas | No Match | FALSE | TRUE | 3 |  |  | No Match | No Match | No Match | No Match | Copper | No Match |  | No Match |  | 715000 |  | 715000 |  | 82 | 80 |  |  | 5 |  | 82 |  |  | Federally-Regulated Commercial & Industrial Equipment | 2001-05-16
Lochinvar, LLC. | Lochinvar Corp. | FBD2500 | Water | LPG | Power | FALSE | FALSE | 1 |  |  |  | None | Condensing | Step Modulating | Other |  |  |  |  | 2500000 | 2300000 |  |  | 92 | [8 empty] | Federally-Regulated Commercial & Industrial Equipment | 2015-04-20
Heat Cell Technologies, Inc. / ECO Heating Systems | Hamilton Engineering - EVO Duo | HWHL00199 | Water | LPG | Power | FALSE | TRUE | 1 |  |  | None | None | Condensing | Two-Stage Modulating | Other | No Match |  | No Match |  | 199000 | 189999 | 40000 | 38000 | [7 empty] | 93 | 80 | Federally-Regulated Consumer Product | 2006-03-29
Raypak | Raypak | H7-088AR | Water | LPG | Power | FALSE | FALSE | 1 | TRUE |  |  | None | Condensing | Step Modulating | Other |  |  |  |  | 85000 | 78000 | [9 empty] | 95 | 82 | Federally-Regulated Consumer Product | 2015-06-01
Crown Boiler Co. | Crown Boiler Co. | CWI103E | Water | Natural Gas | Induced Draft | FALSE | FALSE | 1 |  | TRUE |  | Stack Damper | Non-Condensing | Single-Stage | Cast Iron | Single-Speed |  |  |  | 103000 | 86000 | [9 empty] | 83.1 | 80 | Federally-Regulated Consumer Product | 2013-04-19
Ajax Boiler, Inc. | Ajax | OSGXFD2000 | Steam | Natural Gas | Power | FALSE | TRUE | 3 |  |  | No Match | No Match | No Match | No Match | Other | No Match |  | No Match |  | 2000000 |  | 1000000 |  | 81 | 80 |  |  |  |  | 80 |  |  | Non Federally-Regulated | 1992-10-27
Allied Engineering Co. | Super Hot | AAE2160*** | Water | Natural Gas | No Match | FALSE | TRUE | 3 |  |  | No Match | No Match | No Match | No Match | Copper | No Match |  | No Match |  | 2160000 |  | 756000 |  | 80 | 80 |  |  |  |  | 80 |  |  | Federally-Regulated Commercial & Industrial Equipment | 1998-04-21
PB Heat, LLC | PB Heat, LLC | 92-4 | Water | Natural Gas | Power | FALSE | FALSE | 1 |  |  |  | None | Condensing | Step Modulating | Cast Iron |  |  |  |  | 3000000 | 2781000 |  |  | 85.8 | 80 | 92.7 | [6 empty] | Federally-Regulated Commercial & Industrial Equipment | 2011-02-17
Weil-McLain | Weil-McLain | LGB-6 | Steam | Natural Gas | No Match | FALSE | FALSE | 3 |  |  | No Match | No Match | No Match | No Match | Cast Iron | No Match |  | No Match |  | 650000 |  | 650000 |  | 81 | 80 |  |  | 147 |  | 81 |  |  | Federally-Regulated Commercial & Industrial Equipment | 1996-02-29
Camus Hydronics | Camus Hydronics | DMPW-0082 | Water | LPG | Power | FALSE | TRUE | 1 | TRUE |  |  | None | Condensing | Step Modulating | Other |  |  |  |  | 80000 | 72000 | [9 empty] | 90 | 80 | Federally-Regulated Consumer Product | 2015-09-30
Cleaver-Brooks | Cleaver-Brooks | CBE-700-80-***** | Steam | Natural Gas | Power | FALSE | FALSE | 3 |  |  | No Match | No Match | No Match | No Match | Other | No Match |  | No Match |  | 3350000 |  | 3350000 |  | 80 | 80 |  |  | 25 |  | 80 |  |  | Federally-Regulated Commercial & Industrial Equipment | 1999-03-02
Unilux Manufacturing, Inc. | Unilux | ZF 1000W | Water | Combo (Natural Gas & Oil) | Power | FALSE | FALSE | 3 |  | FALSE | None | None | Non-Condensing | Step Modulating | Other |  |  |  |  | 10330000 | 8780000 |  |  | 84 | [8 empty] | Federally-Regulated Commercial & Industrial Equipment | 2013-05-20
Smith Cast Iron Boilers | Smith Cast Iron Boilers | 28A-S/W-11 | Both Steam & Water | Oil | Power | FALSE | FALSE | 1 |  |  |  | None | Non-Condensing | Single-Stage | Cast Iron |  |  |  |  | 3430000 | 2764000 |  |  | 83.5 | 83 | 81.2 | [6 empty] | Federally-Regulated Commercial & Industrial Equipment | 2007-12-12
Ajax Boiler, Inc. | Ajax | WEG4000W | Water | Natural Gas | Power | FALSE | TRUE | 3 |  |  | No Match | No Match | No Match | No Match | Other | No Match |  | No Match |  | 3800000 |  | 1600000 |  | 85 | 80 |  |  |  |  | 80 |  |  | Federally-Regulated Commercial & Industrial Equipment | 1997-01-07
Lochinvar, LLC. | Lochinvar Corp. | KBL800 | Water | Natural Gas | Power | FALSE | FALSE | 1 |  |  | None | None | Condensing | Step Modulating | Other |  |  |  |  | 800000 | 752000 | 160000 |  | 95 | 80 | 94 | [6 empty] | Federally-Regulated Commercial & Industrial Equipment | 2008-04-14
Laars Heating Systems Co. | Laars Heating Systems Co. | RHHH1600 | Water | LPG | Power | FALSE | FALSE | 1 |  |  |  | None | Condensing | Step Modulating | Copper | Single-Speed |  |  |  | 1600000 | 1454000 |  |  |  |  | 92.1 | [6 empty] | Federally-Regulated Commercial & Industrial Equipment | 2015-04-20
Ajax Boiler, Inc. | Ajax | XFG1500W | Water | Natural Gas | Power | FALSE | TRUE | 3 |  |  | No Match | No Match | No Match | No Match | Other | No Match |  | No Match |  | 1500000 |  | 800000 |  | 80 | 80 |  |  |  |  | 80 |  |  | Federally-Regulated Commercial & Industrial Equipment | 1997-01-07
Water Pik, Inc. | Laars | HC175 | Water | Oil | No Match | TRUE | FALSE | 1 |  |  | No Match | No Match | No Match | No Match | Other | No Match |  | No Match |  | 210000 | [10 empty] | 85.2 | 80 | Federally-Regulated Consumer Product | 2001-10-11
Bryan Steam Corp. | Bryan | CL-270-S-***-FDG* | Steam | Natural Gas | Power | FALSE | FALSE | 3 |  |  | No Match | No Match | No Match | No Match | Other | No Match |  | No Match |  | 2700000 |  | 2700000 |  | 81 | 80 |  |  |  |  | 81 |  |  | Federally-Regulated Commercial & Industrial Equipment | 1996-02-29
Weil-McLain | Weil-McLain | CGS-5-PIL | Water | LPG | Power | FALSE | FALSE | 1 |  |  | No Match | No Match | No Match | No Match | Cast Iron | No Match |  | No Match |  | 133000 | [10 empty] | 84 | 80 | Federally-Regulated Consumer Product | 2000-06-07
Parker Boiler Co. | Parker Boiler | 15 | Steam | Natural Gas | No Match | FALSE | FALSE | 3 |  |  | No Match | No Match | No Match | No Match | Other | No Match |  | No Match |  | 645000 |  | 645000 |  | 80 | 80 |  |  | 4 |  | 80 |  |  | Non Federally-Regulated | 1992-10-27
PB Heat, LLC | PB Heat, LLC | 63-04-SPRK-W | Water | LPG | Injection Type | FALSE | FALSE | 1 |  | TRUE | Draft Diverter | Stack Damper | Non-Condensing | Single-Stage | Cast Iron | Single-Speed |  | Standard |  | 177000 | 148000 | [9 empty] | 83.4 | 80 | Federally-Regulated Consumer Product | 2013-04-19
Harsco Industrial / Patterson-Kelley | Thermific | N700 | Water | Natural Gas | Power | FALSE | TRUE | 1 |  |  | None | None | Non-Condensing | Single-Stage | Copper | Single-Speed |  | No Match |  | 700000 | 595000 |  |  | 85 | 80 | 84 | [6 empty] | Federally-Regulated Commercial & Industrial Equipment | 2007-07-10
Viessmann Manufacturing | Viessmann Manufacturing | B2HA-80 | Water | LPG | Power | FALSE | FALSE | 1 |  |  |  | Electro-Mechanical Inlet Dampe | Condensing | Step Modulating | Other |  |  |  |  | 285000 | 262000 | [9 empty] | 92 | 80 | Federally-Regulated Consumer Product | 2014-01-14
Burnham Corp. | Crown Boiler Co. | BSI172E | Steam | LPG | Induced Draft | FALSE | FALSE | 1 |  |  |  | Stack Damper | Non-Condensing | Single-Stage | Cast Iron |  |  |  |  | 172000 | 142000 | [9 empty] | 82.1 | 75 | Federally-Regulated Consumer Product | 2007-11-14
Laars Heating Systems Company | BRUTE DELUXE | BMT2H0400 | Water | Natural Gas | Power | FALSE | FALSE | 1 |  |  |  | None | Non-Condensing | Two-Stage Modulating | Copper |  |  |  |  | 399000 | 340000 |  |  |  |  | 85.3 | 80 | [5 empty] | Federally-Regulated Commercial & Industrial Equipment | 2015-09-30
Burnham Corp. | Crown Boiler Co. | CWI345E | Water | LPG | Induced Draft | FALSE | FALSE | 1 |  |  |  | None | Non-Condensing | Single-Stage | Cast Iron |  |  |  |  | 345000 | 289000 |  |  | 83.5 | 80 | 80.5 | [6 empty] | Federally-Regulated Commercial & Industrial Equipment | 2007-12-12
Dunkirk | Carrier | BW3AAN000042ABAA | Water | Natural Gas | Power | FALSE | FALSE | 1 |  |  | No Match | No Match | No Match | No Match | Cast Iron | No Match |  | No Match |  | 42500 | [10 empty] | 84.4 | 80 | Federally-Regulated Consumer Product | 2000-06-07
Water Pik, Inc. | Laars | HH1825EP04*BA | Water | LPG | No Match | FALSE | TRUE | 3 |  |  | No Match | No Match | No Match | No Match | Copper | No Match |  | No Match |  | 1825000 |  | 456250 |  | 82 | 80 |  |  | 5 |  | 82 |  |  | Federally-Regulated Commercial & Industrial Equipment | 2001-05-30
Easco Boiler Corp. | Easco | SM4-100-W030 | Both Steam & Water | Combo (Natural Gas & Oil) | Power | FALSE | FALSE | 3 |  |  | No Match | No Match | No Match | No Match | Other | No Match |  | No Match |  | 4185000 |  | 1395000 |  | 83 | 80 |  |  | 22 |  | 80 |  |  | Federally-Regulated Commercial & Industrial Equipment | 1998-06-02
Water Pik, Inc. | Laars | PH1825IP09*BA | Water | LPG | No Match | FALSE | FALSE | 3 |  |  | No Match | No Match | No Match | No Match | Copper | No Match |  | No Match |  | 1825000 |  | 456250 |  | 82 | 80 |  |  | 5 |  | 82 |  |  | Federally-Regulated Commercial & Industrial Equipment | 2001-05-30
Water Pik, Inc. | Laars | VW1670IP09*1A | Both Steam & Water | LPG | No Match | FALSE | FALSE | 3 |  |  | No Match | No Match | No Match | No Match | Copper | No Match |  | No Match |  | 1670000 |  | 417500 |  | 81 | 80 |  |  | 5 |  | 81 |  |  | Federally-Regulated Commercial & Industrial Equipment | 2001-11-21
Weil-McLain | Weil-McLain | 1088 | Steam | Natural Gas | Power | FALSE | FALSE | 3 |  |  | No Match | No Match | No Match | No Match | Cast Iron | No Match |  | No Match |  | 3103000 |  | 3103000 |  | 81.1 | 80 |  |  | 147 |  | 81.1 |  |  | Federally-Regulated Commercial & Industrial Equipment | 1996-02-29
Laars Heating Systems Co. | Triangle Tube | SOLO 250 | Water | LPG | Power | FALSE | FALSE | 1 |  |  |  | None | Condensing | Step Modulating | Other |  |  |  |  | 245000 | 223000 | [9 empty] | 96 | 80 | Federally-Regulated Consumer Product | 2012-07-06
U.S. Boiler Co. | BURNHAM HYDRONICS | ES25A | Water | LPG | Injection Type | FALSE | FALSE | 1 | TRUE |  |  | Stack Damper | Non-Condensing | Single-Stage | Cast Iron | Multiple-Speed |  |  |  | 140000 | 119000 | [9 empty] | 85 | 80 | Federally-Regulated Consumer Product | 2015-09-30
U.S. Boiler Co. | New Yorker Boiler Co. | PVCG60A | Water | Natural Gas | Induced Draft | FALSE | FALSE | 1 |  | TRUE |  | None | Non-Condensing | Single-Stage | Cast Iron | Single-Speed |  |  |  | 175000 | 150000 | [9 empty] | 85.2 | 80 | Federally-Regulated Consumer Product | 2014-01-14
Easco Boiler Corp. | Easco | SM4-250-W030 | Both Steam & Water | Combo (Natural Gas & Oil) | Power | FALSE | FALSE | 3 |  |  | No Match | No Match | No Match | No Match | Other | No Match |  | No Match |  | 10461000 |  | 2092200 |  | 84 | 80 |  |  | 22 |  | 81 |  |  | Federally-Regulated Commercial & Industrial Equipment | 1998-06-02
New York Thermal, Inc. | New York Thermal, Inc. | LX300 | Water | Natural Gas | Power | FALSE | FALSE | 1 |  | TRUE |  | None | Condensing | Step Modulating | Other |  |  |  |  | 275000 | 251000 | [9 empty] | 93.7 | 80 | Federally-Regulated Consumer Product | 2013-06-17
Dunkirk | Pennco, Inc. | 1608HSID | Steam | LPG | No Match | FALSE | FALSE | 1 |  |  | No Match | No Match | No Match | No Match | Cast Iron | No Match |  | No Match |  | 245000 | [10 empty] | 81.3 | 75 | Federally-Regulated Consumer Product | 1998-12-21
Burnham Corp. | Crown Boiler Co. | LCS065 | Steam | Oil | Power | FALSE | FALSE | 1 |  |  |  | None | Non-Condensing | Single-Stage | Cast Iron |  |  |  |  | 91000 | 78000 | [9 empty] | 84.5 | 80 | Federally-Regulated Consumer Product | 2008-04-14
Ajax Boiler, Inc. | Ajax | WNG5000W | Water | Natural Gas | No Match | FALSE | TRUE | 3 |  |  | No Match | No Match | No Match | No Match | Other | No Match |  | No Match |  | 5000000 |  | 2500000 |  | 80 | 80 |  |  |  |  | 80 |  |  | Federally-Regulated Commercial & Industrial Equipment | 1997-01-07
Burnham Corp. | Crown Boiler Co. | BWF061 | Water | Natural Gas | Induced Draft | FALSE | FALSE | 1 |  |  |  | None | Non-Condensing | Single-Stage | Cast Iron | Single-Speed | 0.04 | Standard |  | 61000 | 51000 | [9 empty] | 83.3 | 80 | Federally-Regulated Consumer Product | 2007-11-14
Dunkirk | Carrier | BS2AAP000140ABAA | Steam | LPG | No Match | FALSE | FALSE | 1 |  |  | No Match | No Match | No Match | No Match | Cast Iron | No Match |  | No Match |  | 140000 | [10 empty] | 80.6 | 75 | Federally-Regulated Consumer Product | 1999-10-22
ECR International, Ltd. | ECR International, Ltd. | OLSSV-200 | Water | Natural Gas | Power | FALSE | FALSE | 1 |  |  |  | None | Condensing | Step Modulating | Other |  |  |  |  | 200000 | 186000 | [9 empty] | 95 | 80 | Federally-Regulated Consumer Product | 2014-08-08
Water Pik, Inc. | Laars | PH0715IP09C1A | Water | LPG | No Match | FALSE | FALSE | 3 |  |  | No Match | No Match | No Match | No Match | Copper | No Match |  | No Match |  | 715000 |  | 715000 |  | 81 | 80 |  |  | 5 |  | 81 |  |  | Federally-Regulated Commercial & Industrial Equipment | 2001-05-30
Raypak | Raypak | H(3,4)-0962 * | Water | LPG | Injection Type | FALSE | FALSE | 1 |  |  |  | None | Non-Condensing | Single-Stage | Copper |  |  |  |  | 885000 | 726000 |  |  |  |  | 82 | [6 empty] | Federally-Regulated Commercial & Industrial Equipment | 2015-04-16
Water Pik, Inc. | Laars | PH1010IP09C1A | Water | LPG | No Match | FALSE | FALSE | 3 |  |  | No Match | No Match | No Match | No Match | Copper | No Match |  | No Match |  | 1010000 |  | 1010000 |  | 81 | 80 |  |  | 5 |  | 81 |  |  | Federally-Regulated Commercial & Industrial Equipment | 2001-05-30
Smith Cast Iron Boilers | Smith Cast Iron Boilers | GVX-140 | Water | LPG | Induced Draft | FALSE | FALSE | 1 | TRUE |  |  | None | Non-Condensing | Single-Stage | Cast Iron |  |  |  |  | 140000 | 116000 | [9 empty] | 93.3 | 80 | Federally-Regulated Consumer Product | 2015-09-30
Ajax Boiler, Inc. | Ajax | DFG150W | Water | Natural Gas | Power | FALSE | TRUE | 3 |  |  | No Match | No Match | No Match | No Match | Other | No Match |  | No Match |  | 6300000 |  | 2600000 |  | 80 | 80 |  |  |  |  | 80 |  |  | Federally-Regulated Commercial & Industrial Equipment | 1997-01-07
Laars Heating Systems Co. | Bradford-White Corp. | BLXHW075(N,P)**** | Water | Natural Gas | Power | FALSE | FALSE | 1 |  |  |  | None | Condensing | Step Modulating | Other | Single-Speed |  |  |  | 75000 | 70000 | [9 empty] | 95 | 80 | Federally-Regulated Consumer Product | 2014-10-23
Burnham Corp. | Burnham Corp. | FMC150 | Water | LPG | Induced Draft | FALSE | FALSE | 1 |  |  | None | None | Condensing | Step Modulating | Other | Single-Speed | 0.13 | Standard |  | 150000 | 137000 | 50000 | 47000 | [7 empty] | 95.2 | 80 | Federally-Regulated Consumer Product | 2008-09-25
Ajax Boiler, Inc. | Ajax | SRPG90 | Steam | Natural Gas | Power | FALSE | TRUE | 1 |  |  | Draft Hood | Stack Damper | Non-Condensing | Two-Stage Modulating | Other | None |  | No Match |  | 3500000 | 2800000 | 2800000 | 2240000 | 80 | 80 | 79.2 | [6 empty] | Federally-Regulated Commercial & Industrial Equipment | 2007-08-15
Water Pik, Inc. | Laars | HH0520MP20****** | Water | LPG | Power | FALSE | TRUE | 3 |  |  | No Match | No Match | No Match | No Match | Copper | No Match |  | No Match |  | 520000 |  | 520000 |  | 83 | 80 |  |  | 5 |  | 83 |  |  | Federally-Regulated Commercial & Industrial Equipment | 2001-05-16
Utica Boilers | Utica Boilers | DVB75 | Water | Combo (Natural Gas & Oil) | Power | FALSE | FALSE | 1 |  |  | No Match | No Match | No Match | No Match | Cast Iron | No Match |  | No Match |  | 75000 | [10 empty] | 82 | 80 | Federally-Regulated Consumer Product | 2001-11-01
ECR International, Ltd. | Dunkirk | ESC5200 | Steam | Oil | Pressure | FALSE | FALSE | 1 |  |  |  | None | Non-Condensing | Single-Stage | Cast Iron |  |  |  |  | 140000 | 120000 | [9 empty] | 85 | 80 | Federally-Regulated Consumer Product | 2008-10-20
Camus Hydronics | Camus Hydronics | DFNH-4524-MS | Water | Natural Gas | Power | FALSE | FALSE | 1 |  |  |  | None | Condensing | Step Modulating | Other |  |  |  |  | 4500000 | 4248000 |  |  | 94.4 |  | 94.4 | [6 empty] | Federally-Regulated Commercial & Industrial Equipment | 2014-08-11
Burnham Corp. | Burnham Corp. | PVG-9 | Water | LPG | Induced Draft | FALSE | FALSE | 1 |  |  |  | None | Non-Condensing | Single-Stage | Cast Iron | Single-Speed | 0.04 | Standard |  | 280000 | 238000 | [9 empty] | 84 | 80 | Federally-Regulated Consumer Product | 2007-11-14
Laars Heating Systems Co. | Laars Heating Systems Co. | PH0175CN12CB | Water | Natural Gas | Induced Draft | FALSE | FALSE | 1 |  |  |  | None | Non-Condensing | Single-Stage | Copper | Single-Speed |  |  |  | 175000 | 143000 | [9 empty] | 82 | 80 | Federally-Regulated Consumer Product | 2011-07-06
Ajax Boiler, Inc. | Ajax | WEG14500W | Water | Natural Gas | Power | FALSE | TRUE | 3 |  |  | No Match | No Match | No Match | No Match | Other | No Match |  | No Match |  | 13800000 |  | 5800000 |  | 85 | 80 |  |  |  |  | 80 |  |  | Federally-Regulated Commercial & Industrial Equipment | 1997-01-07
PB Heat, LLC | Peerless | EC/ECT-04-175W | Water | Oil | Power | FALSE | FALSE | 1 | TRUE |  |  | None | Non-Condensing | Single-Stage | Cast Iron |  |  |  |  | 245000 | 209000 | [9 empty] | 84.5 | 84 | Federally-Regulated Consumer Product | 2015-09-30
Dunkirk | Dunkirk | PSB-7D | Steam | LPG | No Match | FALSE | FALSE | 1 |  |  | No Match | No Match | No Match | No Match | Cast Iron | No Match |  | No Match |  | 210000 | [10 empty] | 81.1 | 75 | Federally-Regulated Consumer Product | 1998-12-21
Water Pik, Inc. | Laars | HH0250CP12KB | Water | LPG | No Match | FALSE | TRUE | 1 |  |  | No Match | No Match | No Match | No Match | Copper | No Match |  | No Match |  | 250000 | [10 empty] | 82 | 80 | Federally-Regulated Consumer Product | 2001-11-21
Water Pik, Inc. | Laars | SR145 | Water | Oil | No Match | TRUE | FALSE | 1 |  |  | No Match | No Match | No Match | No Match | Other | No Match |  | No Match |  | 175000 | [10 empty] | 85.8 | 80 | Federally-Regulated Consumer Product | 2001-10-11
Weil-McLain | Weil-McLain | 1688 | Steam | Natural Gas | Power | FALSE | FALSE | 3 |  |  | No Match | No Match | No Match | No Match | Cast Iron | No Match |  | No Match |  | 5124000 |  | 5124000 |  | 81 | 80 |  |  | 147 |  | 81 |  |  | Federally-Regulated Commercial & Industrial Equipment | 1996-02-29
PB Heat, LLC | PB Heat, LLC | TC-HE-S/W-10 | Both Steam & Water | Natural Gas | Power | FALSE | FALSE | 1 |  |  |  | None | Non-Condensing | Single-Stage | Cast Iron |  |  |  |  | 3033000 | 2513000 |  |  | 83.5 | 80 | 82.8 | [6 empty] | Federally-Regulated Commercial & Industrial Equipment | 2011-02-17
Laars Heating Systems Co. | Bradford-White Corp. | BWCH0500 | Water | Natural Gas | Power | FALSE | FALSE | 1 |  |  |  | None | Non-Condensing | Two-Stage Modulating | Copper |  |  |  |  | 500000 | 425000 |  |  |  |  | 85 | [6 empty] | Federally-Regulated Commercial & Industrial Equipment | 2015-06-01
Parker Boiler Co. | Parker Boiler | T1995L | Water | Natural Gas | Power | FALSE | FALSE | 3 |  |  | No Match | No Match | No Match | No Match | Other | No Match |  | No Match |  | 1995000 |  | 997500 |  | 80 | 80 |  |  | 4 |  | 80 |  |  | Federally-Regulated Commercial & Industrial Equipment | 1996-03-13
DDR Americas, Inc. | De Deitrich | GT 530A-17 | Water | Natural Gas | Power | FALSE | FALSE | 3 |  | FALSE |  | Electro-Mechanical Inlet Dampe | Non-Condensing | Step Modulating | Cast Iron |  |  |  |  | 4254000 | 3624000 |  |  | 85.2 |  | 85.2 | [6 empty] | Federally-Regulated Commercial & Industrial Equipment | 2014-08-11
Raypak | Raypak | H10260 | Water | LPG | No Match | FALSE | FALSE | 1 |  |  | No Match | No Match | No Match | No Match | Other | No Match |  | No Match |  | 264000 | [10 empty] | 82.7 | 80 | Federally-Regulated Consumer Product | 2001-11-01
Smith Cast Iron Boilers | Smith Cast Iron Boilers | 3500A-*-13 | Both Steam & Water | Oil | Power | FALSE | FALSE | 1 |  |  |  | None | Non-Condensing | Single-Stage | Cast Iron |  |  |  |  | 4130000 | 3352000 |  |  | 83.3 | 83 | 81.8 | [6 empty] | Federally-Regulated Commercial & Industrial Equipment | 2007-12-12
Slant / Fin Corp. | Slant / Fin Corp. | GXH-125EDPZ | Steam | Natural Gas | Injection Type | FALSE | FALSE | 1 |  |  |  | Stack Damper | Non-Condensing | Single-Stage | Cast Iron |  |  |  |  | 126000 | 104000 | [9 empty] | 81 | 75 | Federally-Regulated Consumer Product | 2007-11-14
Easco Boiler Corp. | Easco | FST-100-W030 | Both Steam & Water | Combo (Natural Gas & Oil) | Power | FALSE | FALSE | 3 |  |  | No Match | No Match | No Match | No Match | Other | No Match |  | No Match |  | 4185000 |  | 1395000 |  | 83 | 80 |  |  | 22 |  | 80 |  |  | Federally-Regulated Commercial & Industrial Equipment | 1998-06-02
Ajax Boiler, Inc. | Ajax | OWGB-10000 | Water | Natural Gas | No Match | FALSE | TRUE | 3 |  |  | No Match | No Match | No Match | No Match | Other | No Match |  | No Match |  | 10000000 |  | 10000000 |  | 80 | 80 |  |  |  |  | 80 |  |  | Federally-Regulated Commercial & Industrial Equipment | 1996-02-29
Burnham Corp. | Burnham Corp. | 4FHW-675A | Water | Natural Gas | Power | FALSE | FALSE | 3 |  |  |  | None | Non-Condensing | Step Modulating | Other |  |  |  |  | 5650000 | 4838000 |  |  | 86.2 |  | 85.6 | [6 empty] | Federally-Regulated Commercial & Industrial Equipment | 2014-08-11
RBI Water Heaters | RBI Water Heaters | DB900 | Water | LPG | Induced Draft | TRUE | FALSE | 1 |  |  |  | None | Non-Condensing | Single-Stage | Copper |  |  |  |  | 900000 | 756000 |  |  | 84 | 80 | 82 | [6 empty] | Federally-Regulated Commercial & Industrial Equipment | 2007-12-12
Viessmann Manufacturing Co., Inc. | VIESSMANN | WB2B-19 | Water | Natural Gas | Power | FALSE | FALSE | 1 | TRUE |  |  | None | Condensing | Step Modulating | Other |  |  |  |  | 67000 | 62000 | [9 empty] | 91.9 | 80 | Federally-Regulated Consumer Product | 2015-09-24
Slant / Fin Corp. | Slant / Fin Corp. | CHS-200 | Water | LPG | Power | FALSE | FALSE | 1 |  | TRUE |  | None | Condensing | Step Modulating | Other |  |  |  |  | 200000 | 185000 | [9 empty] | 95 | 80 | Federally-Regulated Consumer Product | 2014-01-14
Water Pik, Inc. | Laars | HH3050IN18C* | Water | Natural Gas | No Match | FALSE | FALSE | 3 |  |  | No Match | No Match | No Match | No Match | Copper | No Match |  | No Match |  | 3050000 |  | 3050000 |  | 82 | 80 |  |  | 5 |  | 82 |  |  | Federally-Regulated Commercial & Industrial Equipment | 2001-05-16
New Yorker Boiler Company, Inc. | New Yorker | CG50C_I | Water | LPG | Induced Draft | FALSE | FALSE | 1 | TRUE |  |  | Stack Damper | Non-Condensing | Single-Stage | Cast Iron |  |  |  |  | 130000 | 108000 | [9 empty] | 82 | 80 | Federally-Regulated Consumer Product | 2015-09-30
Smith Cast Iron Boilers | Peerless | CC-11-S-G | Steam | LPG | Power | FALSE | FALSE | 1 |  | FALSE |  | None | Non-Condensing | Single-Stage | Cast Iron |  |  |  |  | 1963000 | 1587000 |  |  |  |  | 83.4 | 79 | [5 empty] | Federally-Regulated Commercial & Industrial Equipment | 2015-09-30
HTP, Inc. | Westinghouse | WBR^^080 | Water | LPG | Power | FALSE | FALSE | 1 | TRUE |  |  | None | Condensing | Step Modulating | Other |  |  |  |  | 80000 | 74000 | [9 empty] | 96 | 80 | Federally-Regulated Consumer Product | 2015-09-30
Camus Hydronics | Camus Hydronics | MFPH-2500-2G | Water | LPG | Power | FALSE | FALSE | 1 |  |  |  | None | Non-Condensing | Two-Stage Modulating | Copper |  |  |  |  | 2500000 | 2125000 |  |  | 85 | [8 empty] | Federally-Regulated Commercial & Industrial Equipment | 2014-10-23
New York Thermal, Inc. | New York Thermal, Inc. | LX200 | Water | Natural Gas | Power | FALSE | FALSE | 1 |  | TRUE |  | None | Condensing | Step Modulating | Other |  |  |  |  | 199000 | 181000 | [9 empty] | 93.5 | 80 | Federally-Regulated Consumer Product | 2013-06-17
Lochinvar, LLC. | Lochinvar Corp. | FBL3500 | Water | LPG | Power | FALSE | FALSE | 1 |  |  |  | None | Condensing | Step Modulating | Other |  |  |  |  | 3500000 | 3220000 |  |  | 92 | [8 empty] | Federally-Regulated Commercial & Industrial Equipment | 2015-04-20
Slant / Fin Corp. | Slant / Fin Corp. | CHS-250 | Water | LPG | Power | FALSE | FALSE | 1 |  | TRUE |  | None | Condensing | Step Modulating | Other |  |  |  |  | 250000 | 230000 | [9 empty] | 95 | 80 | Federally-Regulated Consumer Product | 2014-01-14
Laars Heating Systems Company | BRUTE LX | BLXHW075(N,P)**** | Water | LPG | Power | FALSE | FALSE | 1 | TRUE |  |  | None | Condensing | Step Modulating | Other | Single-Speed |  |  |  | 75000 | 70000 | [9 empty] | 95 | 80 | Federally-Regulated Consumer Product | 2015-09-30
Utica Boilers | Columbia Boiler / Pottstown | CSC-4 | Water | LPG | Power | FALSE | FALSE | 1 |  |  |  | None | Non-Condensing | Single-Stage | Cast Iron |  |  |  |  | 100000 | 87000 | [9 empty] | 87 | 80 | Federally-Regulated Consumer Product | 2010-03-16
Water Pik, Inc. | Laars | PW0625MP20****** | Both Steam & Water | LPG | Power | FALSE | TRUE | 3 |  |  | No Match | No Match | No Match | No Match | Copper | No Match |  | No Match |  | 625000 |  | 625000 |  | 83 | 80 |  |  | 5 |  | 83 |  |  | Federally-Regulated Commercial & Industrial Equipment | 2001-11-21
Aerco International | Benchmark | BMK 1500 | Water | Natural Gas | Power | FALSE | FALSE | 1 |  | FALSE | None | None | Condensing | Step Modulating | Other |  |  |  |  | 1500000 | 1441500 | 75000 |  | 95.1 |  | 94.6 | [6 empty] | Federally-Regulated Commercial & Industrial Equipment | 2014-09-02
PB Heat, LLC | Peerless | 63-06-SPRK-W | Water | Natural Gas | Injection Type | FALSE | FALSE | 1 | TRUE |  |  | Stack Damper | Non-Condensing | Single-Stage | Cast Iron |  |  |  |  | 287500 | 241000 | [9 empty] | 83.2 | 80 | Federally-Regulated Consumer Product | 2015-09-30
Raypak | Raypak | W7-850*(N,P)* | Water | LPG | Induced Draft | FALSE | FALSE | 1 |  |  | None | None | Condensing | Step Modulating | Copper |  |  |  |  | 850000 | 799000 | 170000 |  | 94.5 | 80 | 94 |  | 12 |  |  |  |  | Federally-Regulated Commercial & Industrial Equipment | 2009-06-22
Easco Boiler Corp. | Easco | SM4-070-W030 | Both Steam & Water | Combo (Natural Gas & Oil) | Power | FALSE | FALSE | 3 |  |  | No Match | No Match | No Match | No Match | Other | No Match |  | No Match |  | 2929000 |  | 976333 |  | 83 | 80 |  |  | 22 |  | 80 |  |  | Federally-Regulated Commercial & Industrial Equipment | 1998-06-02
Ajax Boiler, Inc. | Ajax | WEC12500W | Water | Combo (Natural Gas & Oil) | Power | FALSE | TRUE | 3 |  |  | No Match | No Match | No Match | No Match | Other | No Match |  | No Match |  | 11900000 |  | 5000000 |  | 85 | 80 |  |  |  |  | 80 |  |  | Federally-Regulated Commercial & Industrial Equipment | 1997-01-07
New York Thermal, Inc. | New York Thermal, Inc. | TFT155 | Water | Natural Gas | Power | FALSE | FALSE | 1 |  | TRUE |  | None | Condensing | Step Modulating | Other |  |  |  |  | 155000 | 144000 | [9 empty] | 95 | 80 | Federally-Regulated Consumer Product | 2013-06-17
Ajax Boiler, Inc. | Ajax | WEC14500W | Water | Combo (Natural Gas & Oil) | Power | FALSE | TRUE | 3 |  |  | No Match | No Match | No Match | No Match | Other | No Match |  | No Match |  | 13800000 |  | 5800000 |  | 85 | 80 |  |  |  |  | 80 |  |  | Federally-Regulated Commercial & Industrial Equipment | 1997-01-07
Ajax Boiler, Inc. | Ajax | WNG14500W | Water | Natural Gas | No Match | FALSE | TRUE | 3 |  |  | No Match | No Match | No Match | No Match | Other | No Match |  | No Match |  | 14500000 |  | 7250000 |  | 80 | 80 |  |  |  |  | 80 |  |  | Federally-Regulated Commercial & Industrial Equipment | 1997-01-07
HTP, Inc. | HTP, Inc. | EL-399 | Water | Natural Gas | Power | FALSE | FALSE | 1 |  |  |  | None | Condensing | Step Modulating | Other |  |  |  |  | 399000 | 381000 |  |  | 95.4 |  | 95.4 | [6 empty] | Federally-Regulated Commercial & Industrial Equipment | 2014-09-05
Cleaver-Brooks | Cleaver-Brooks | MTF-700-3000-60HW | Water | Natural Gas | Power | FALSE | FALSE | 3 |  |  | No Match | No Match | No Match | No Match | Other | No Match |  | No Match |  | 3000000 |  | 3000000 |  | 80 | 80 |  |  | 25 |  | 80 |  |  | Federally-Regulated Commercial & Industrial Equipment | 2001-08-06
Parker Boiler Co. | Parker Boiler | GO-6250R | Water | Combo (Natural Gas & Oil) | Power | FALSE | FALSE | 3 |  |  | No Match | No Match | No Match | No Match | Other | No Match |  | No Match |  | 6250000 |  | 3125000 |  | 84 | 80 |  |  | 4 |  | 82 |  |  | Federally-Regulated Commercial & Industrial Equipment | 1996-03-13
Columbia Boiler / Pottstown | Columbia Boiler / Pottstown | SL6150 | Water | Natural Gas | Power | FALSE | FALSE | 1 |  |  | Barometric Regulator | None | Non-Condensing | Single-Stage | Cast Iron |  |  |  |  | 175000 | 148000 | [9 empty] | 85.1 | 80 | Federally-Regulated Consumer Product | 2008-04-14
Ajax Boiler, Inc. | Ajax | XFG700W | Water | Natural Gas | Power | FALSE | TRUE | 3 |  |  | No Match | No Match | No Match | No Match | Other | No Match |  | No Match |  | 700000 |  | 450000 |  | 80 | 80 |  |  |  |  | 80 |  |  | Federally-Regulated Commercial & Industrial Equipment | 1997-01-07
Water Pik, Inc. | Laars | HH0850EN04*BA | Water | Natural Gas | No Match | FALSE | TRUE | 3 |  |  | No Match | No Match | No Match | No Match | Copper | No Match |  | No Match |  | 850000 |  | 212850 |  | 82 | 80 |  |  | 5 |  | 82 |  |  | Federally-Regulated Commercial & Industrial Equipment | 2001-05-16
Lochinvar, LLC. | Lochinvar Corp. | KBN080 | Water | LPG | Power | FALSE | FALSE | 1 |  |  |  | None | Condensing | Step Modulating | Other |  |  |  |  | 80000 | 72000 | [9 empty] | 95.3 | 80 | Federally-Regulated Consumer Product | 2008-04-14
Axeman-Anderson Co. | Axeman-Anderson Co. | PVT-189H | Water | Oil | No Match | TRUE | FALSE | 1 |  |  | No Match | No Match | No Match | No Match | Other | No Match |  | No Match |  | 189000 | [10 empty] | 83.7 | 80 | Federally-Regulated Consumer Product | 2001-04-12
Water Pik, Inc. | Laars | VW0715IP04*BA | Both Steam & Water | LPG | No Match | FALSE | FALSE | 3 |  |  | No Match | No Match | No Match | No Match | Copper | No Match |  | No Match |  | 715000 |  | 178750 |  | 82 | 80 |  |  | 5 |  | 82 |  |  | Federally-Regulated Commercial & Industrial Equipment | 2001-11-21
Ajax Boiler, Inc. | Ajax | OWGH675 | Steam | Natural Gas | No Match | FALSE | TRUE | 3 |  |  | No Match | No Match | No Match | No Match | Other | No Match |  | No Match |  | 675000 |  | 675000 |  | 80 | 80 |  |  |  |  | 80 |  |  | Federally-Regulated Commercial & Industrial Equipment | 1996-02-29
PB Heat, LLC | PB Heat, LLC | 92-4 | Water | LPG | Power | FALSE | FALSE | 1 |  |  |  | None | Condensing | Step Modulating | Cast Iron |  |  |  |  | 3000000 | 2781000 |  |  | 85.8 | 80 | 92.7 | [6 empty] | Federally-Regulated Commercial & Industrial Equipment | 2011-02-17
Peerless Heater Co. | Peerless | 211A-15I | Steam | Natural Gas | No Match | FALSE | FALSE | 3 |  |  | No Match | No Match | No Match | No Match | Cast Iron | No Match |  | No Match |  | 2940000 |  | 2940000 |  | 80 | 75 |  |  | 6 | 147 | 80 |  |  | Non Federally-Regulated | 1990-06-25
Raypak | Raypak | H(3,4)-HD251 | Water | LPG | Induced Draft | FALSE | FALSE | 1 |  |  | None | None | Non-Condensing | Two-Stage Modulating | Copper |  |  |  |  | 250000 | 213000 | [9 empty] | 85 | 80 | Federally-Regulated Consumer Product | 2010-03-16
Utica Boilers | Dunkirk | D248-2900 | Both Steam & Water | Natural Gas | Injection Type | FALSE | FALSE | 1 |  |  |  | None | Non-Condensing | Single-Stage | Cast Iron |  |  |  |  | 2900000 | 2335000 |  |  | 80.5 | 80 | 77.5 | [6 empty] | Federally-Regulated Commercial & Industrial Equipment | 2011-02-17
Parker Boiler Co. | Parker Boiler | G-672R | Water | Natural Gas | Power | FALSE | FALSE | 3 |  |  | No Match | No Match | No Match | No Match | Other | No Match |  | No Match |  | 672000 |  | 336000 |  | 85 | 80 |  |  | 4 |  | 82 |  |  | Federally-Regulated Commercial & Industrial Equipment | 1996-03-13
U.S. Boiler Co. | New Yorker Boiler Co. | CI-HGS-101B | Water | Oil | Power | FALSE | FALSE | 1 |  |  |  | None | Non-Condensing | Single-Stage | Cast Iron |  |  |  |  | 115000 | 101000 | [9 empty] | 87 | 80 | Federally-Regulated Consumer Product | 2014-12-01
Ajax Boiler, Inc. | Ajax | WGX-WGXB-3250A-D | Steam | Natural Gas | No Match | FALSE | FALSE | 3 |  |  | No Match | No Match | No Match | No Match | Other | No Match |  | No Match |  | 3250000 |  | 3250000 |  | 80 | 80 |  |  |  |  | 80 |  |  | Federally-Regulated Commercial & Industrial Equipment | 1996-02-29
Ajax Boiler, Inc. | Ajax | SNG150W | Steam | Natural Gas | No Match | FALSE | TRUE | 3 |  |  | No Match | No Match | No Match | No Match | Other | No Match |  | No Match |  | 6300000 |  | 6300000 |  | 80 | 80 |  |  |  |  | 80 |  |  | Federally-Regulated Commercial & Industrial Equipment | 1997-01-07
Camus Hydronics | Camus Hydronics | DFNH-4002-MH | Water | Natural Gas | Power | FALSE | FALSE | 1 |  |  |  | None | Condensing | Step Modulating | Copper |  |  |  |  | 4000000 | 3776000 |  |  | 94.4 |  | 94.4 | [6 empty] | Federally-Regulated Commercial & Industrial Equipment | 2014-08-11
Ajax Boiler, Inc. | Ajax | OWGB1250 | Steam | LPG | No Match | FALSE | TRUE | 3 |  |  | No Match | No Match | No Match | No Match | Other | No Match |  | No Match |  | 1250000 |  | 1250000 |  | 80 | 80 |  |  |  |  | 80 |  |  | Federally-Regulated Commercial & Industrial Equipment | 1996-02-29
Smith Cast Iron Boilers | Peerless | CC-04-S-O | Steam | Oil | Power | FALSE | FALSE | 1 |  | FALSE |  | None | Non-Condensing | Single-Stage | Cast Iron |  |  |  |  | 504000 | 421000 |  |  |  |  | 84.1 | 81 | [5 empty] | Federally-Regulated Commercial & Industrial Equipment | 2015-09-30
Burnham Corp. | Burnham Corp. | K5022SP | Steam | LPG | Induced Draft | FALSE | FALSE | 1 |  | TRUE |  | None | Non-Condensing | Single-Stage | Cast Iron |  |  |  |  | 1535600 | 1182000 |  |  | 80 |  | 77 | [6 empty] | Federally-Regulated Commercial & Industrial Equipment | 2014-09-05
Ace Boiler, Inc. | Ace Boiler, Inc. | B8EO | Both Steam & Water | Natural Gas | No Match | FALSE | TRUE | 3 |  |  | No Match | No Match | No Match | No Match | Copper | No Match |  | No Match |  | 760000 |  | 760000 |  | 80.5 | 80 |  |  |  |  | 80.5 |  |  | Federally-Regulated Commercial & Industrial Equipment | 1996-02-29
Burnham Corp. | Burnham Corp. | PVG-5 | Water | Natural Gas | Induced Draft | FALSE | FALSE | 1 |  |  |  | None | Non-Condensing | Single-Stage | Cast Iron | Single-Speed | 0.04 | Standard |  | 140000 | 120000 | [9 empty] | 85.3 | 80 | Federally-Regulated Consumer Product | 2007-11-14
Camus Hydronics | Camus Hydronics | DFPH-3001-MH | Water | LPG | Power | FALSE | FALSE | 1 |  |  |  | None | Condensing | Step Modulating | Copper |  |  |  |  | 3000000 | 2616000 |  |  | 87.2 |  | 87.2 | [6 empty] | Federally-Regulated Commercial & Industrial Equipment | 2014-08-11
Axeman-Anderson Co. | Axeman-Anderson Co. | 149PO-2 | Water | Oil | No Match | TRUE | FALSE | 1 |  |  | No Match | No Match | No Match | No Match | Other | No Match |  | No Match |  | 280000 | [10 empty] | 81.4 | 80 | Federally-Regulated Consumer Product | 2000-08-01
Smith Cast Iron Boilers | Smith Cast Iron Boilers | PGB100-W-5-HSI-D | Water | LPG | No Match | FALSE | FALSE | 1 |  |  | No Match | No Match | No Match | No Match | Cast Iron | No Match |  | No Match |  | 100000 | [10 empty] | 83.5 | 80 | Federally-Regulated Consumer Product | 1998-12-21
Advanced Thermal Hydronics | Advanced Thermal Hydronics | VGX-288-INT | Steam | Natural Gas | Injection Type | FALSE | FALSE | 1 |  |  |  | Stack Damper | Non-Condensing | Single-Stage | Cast Iron |  |  |  |  | 287500 | 238000 | [9 empty] | 82 | 75 | Federally-Regulated Consumer Product | 2014-03-28
Columbia Boiler / Pottstown | PurePro | P4 | Water | Natural Gas | Power | FALSE | FALSE | 1 |  |  | Barometric Regulator | None | Non-Condensing | Single-Stage | Cast Iron |  |  |  |  | 140000 | 122000 | [9 empty] | 85.1 | 80 | Federally-Regulated Consumer Product | 2008-05-08
U.S. Boiler Co. | U.S. Boiler Co. | RSAH135 | Water | Oil | Power | FALSE | FALSE | 1 |  | TRUE |  | None | Non-Condensing | Single-Stage | Other | Single-Speed |  |  |  | 175000 | 149000 | [9 empty] | 84 | 80 | Federally-Regulated Consumer Product | 2014-01-14
U.S. Boiler Co. | BURNHAM HYDRONICS | 305A | Water | LPG | Injection Type | FALSE | FALSE | 1 | TRUE |  |  | Stack Damper | Non-Condensing | Single-Stage | Cast Iron | Multiple-Speed |  |  |  | 140000 | 117000 | [9 empty] | 84 | 80 | Federally-Regulated Consumer Product | 2015-09-30
Weil-McLain | Weil-McLain | 1288 | Both Steam & Water | Natural Gas | Power | FALSE | FALSE | 1 |  |  |  | None | Non-Condensing | Single-Stage | Cast Iron |  |  |  |  | 3773000 | 3135000 |  |  | 83.5 | 80 | 83.1 | [6 empty] | Federally-Regulated Commercial & Industrial Equipment | 2008-04-14
Slant / Fin Corp. | Slant / Fin Corp. | S-150ED | Water | Natural Gas | Injection Type | FALSE | FALSE | 1 |  |  |  | Stack Damper | Non-Condensing | Single-Stage | Cast Iron |  |  |  |  | 150000 | 125000 | [9 empty] | 83.4 | 80 | Federally-Regulated Consumer Product | 2007-11-14
Crown Boiler Co. | Burnham Corp. | RSA285 | Water | Oil | Power | FALSE | FALSE | 1 |  |  |  | None | Non-Condensing | Single-Stage | Other | Single-Speed | 0.04 | Standard |  | 399000 | 318000 |  |  | 83.2 | 83 | 79.2 | [6 empty] | Federally-Regulated Commercial & Industrial Equipment | 2010-03-16
Water Pik, Inc. | Laars | PW1430IP09CBA | Both Steam & Water | LPG | No Match | FALSE | FALSE | 3 |  |  | No Match | No Match | No Match | No Match | Copper | No Match |  | No Match |  | 1430000 |  | 1430000 |  | 82 | 80 |  |  | 5 |  | 82 |  |  | Federally-Regulated Commercial & Industrial Equipment | 2001-11-21
Raypak | Raypak | H(3,4)-0090*R | Water | Natural Gas | Induced Draft | FALSE | FALSE | 1 |  |  |  | Electro-Mechanical Flue Damper | Non-Condensing | Single-Stage | Copper |  |  |  |  | 90000 | 74000 | [9 empty] | 82.7 | 80 | Federally-Regulated Consumer Product | 2015-03-30
Slant / Fin Corp. | Slant / Fin Corp. | B-120 | Water | LPG | Injection Type | FALSE | FALSE | 1 |  |  |  | None | Condensing | Step Modulating | Other |  |  |  |  | 120000 | 109000 | [9 empty] | 93 | 80 | Federally-Regulated Consumer Product | 2008-04-14
Water Pik, Inc. | Laars | VW0325CP30*B | Both Steam & Water | LPG | No Match | FALSE | TRUE | 3 |  |  | No Match | No Match | No Match | No Match | Copper | No Match |  | No Match |  | 325000 |  | 81250 |  | 83 | 80 |  |  | 5 |  | 83 |  |  | Federally-Regulated Commercial & Industrial Equipment | 2001-11-21
Laars Heating Systems Co. | Laars | NTH399N*** | Water | Natural Gas | Induced Draft | FALSE | FALSE | 1 |  |  | None | None | Condensing | Step Modulating | Other | Single-Speed |  | Standard |  | 399000 | 375000 |  |  | 95.6 | 80 | 94 | [6 empty] | Federally-Regulated Commercial & Industrial Equipment | 2008-10-08
U.S. Boiler Co. | BURNHAM HYDRONICS | RSAE135 | Water | Oil | Power | FALSE | FALSE | 1 | TRUE |  |  | None | Non-Condensing | Single-Stage | Other |  |  |  |  | 112000 | 97000 | [9 empty] | 86 | 84 | Federally-Regulated Consumer Product | 2015-09-30
RBI Water Heaters | RBI Water Heaters | DB900 | Water | LPG | Power | FALSE | FALSE | 1 |  |  |  | None | Non-Condensing | Step Modulating | Copper |  |  |  |  | 900000 | 738000 |  |  | 85 | 80 | 82 | [6 empty] | Federally-Regulated Commercial & Industrial Equipment | 2011-02-17
Ajax Boiler, Inc. | Ajax | OWGFD600 | Steam | Natural Gas | Power | FALSE | TRUE | 3 |  |  | No Match | No Match | No Match | No Match | Other | No Match |  | No Match |  | 600000 |  | 300000 |  | 82 | 80 |  |  |  |  | 80 |  |  | Non Federally-Regulated | 1992-10-27
Crown Boiler Co. | Crown Boiler Co. | CWD110 | Water | Natural Gas | Induced Draft | FALSE | FALSE | 1 |  | TRUE |  | None | Non-Condensing | Single-Stage | Cast Iron | Single-Speed |  |  |  | 110000 | 94000 | [9 empty] | 85.2 | 80 | Federally-Regulated Consumer Product | 2013-04-19
Burnham Corp. | Crown Boiler Co. | 32-1995*N | Both Steam & Water | LPG | Induced Draft | FALSE | FALSE | 1 |  |  |  | None | Non-Condensing | Single-Stage | Cast Iron |  |  |  |  | 1995000 | 1596000 |  |  | 80.5 | 80 | 75.4 | [6 empty] | Federally-Regulated Commercial & Industrial Equipment | 2007-12-12
Burnham Corp. | Burnham Corp. | K5007SP | Steam | LPG | Induced Draft | FALSE | FALSE | 1 |  | TRUE |  | None | Non-Condensing | Single-Stage | Cast Iron |  |  |  |  | 438800 | 338000 |  |  | 80 |  | 77 | [6 empty] | Federally-Regulated Commercial & Industrial Equipment | 2014-09-05
Parker Boiler Co. | Parker Boiler | G-672 | Water | Natural Gas | Power | FALSE | FALSE | 3 |  |  | No Match | No Match | No Match | No Match | Other | No Match |  | No Match |  | 672000 |  | 336000 |  | 80 | 80 |  |  | 4 |  | 80 |  |  | Federally-Regulated Commercial & Industrial Equipment | 1996-03-13
Ajax Boiler, Inc. | Ajax | OSGX1375 | Steam | Natural Gas | No Match | FALSE | TRUE | 3 |  |  | No Match | No Match | No Match | No Match | Other | No Match |  | No Match |  | 1375000 |  | 1375000 |  | 80 | 80 |  |  |  |  | 80 |  |  | Federally-Regulated Commercial & Industrial Equipment | 1996-02-29
Ajax Boiler, Inc. | Ajax | WEG1275W | Water | Natural Gas | Power | FALSE | TRUE | 3 |  |  | No Match | No Match | No Match | No Match | Other | No Match |  | No Match |  | 1210000 |  | 750000 |  | 85 | 80 |  |  |  |  | 80 |  |  | Federally-Regulated Commercial & Industrial Equipment | 1997-01-07
Raypak | Raypak | H-0962A | Water | LPG | Injection Type | FALSE | FALSE | 1 |  |  | None | None | Non-Condensing | Single-Stage | Copper |  |  |  |  | 885000 | 727000 |  |  | 82 | 80 | 82 | [6 empty] | Federally-Regulated Commercial & Industrial Equipment | 2007-12-12
Raypak | Raypak | H3-HD151*R | Water | Natural Gas | Induced Draft | FALSE | FALSE | 1 | TRUE |  |  | None | Non-Condensing | Two-Stage Modulating | Copper |  |  |  |  | 150000 | 128000 | [9 empty] | 85 | 82 | Federally-Regulated Consumer Product | 2015-06-01
Lochinvar, LLC. | Lochinvar Corp. | WBN051 | Water | Natural Gas | Power | FALSE | FALSE | 1 |  |  | None | None | Condensing | Step Modulating | Other |  |  |  |  | 50000 | 45000 | [9 empty] | 95.3 | 80 | Federally-Regulated Consumer Product | 2010-07-21
Burnham Corp. | Crown Boiler Co. | CWI345E | Water | Natural Gas | Induced Draft | FALSE | FALSE | 1 |  |  |  | None | Non-Condensing | Single-Stage | Cast Iron |  |  |  |  | 345000 | 289000 |  |  | 83.5 | 80 | 80.5 | [6 empty] | Federally-Regulated Commercial & Industrial Equipment | 2007-12-12
Camus Hydronics | Camus Hydronics | DFNH-5000-MS | Water | Natural Gas | Power | FALSE | FALSE | 3 |  |  |  | None | Condensing | Step Modulating | Other |  |  |  |  | 5000000 | 4250000 |  |  | 85 |  | 85 | [6 empty] | Federally-Regulated Commercial & Industrial Equipment | 2014-08-11
Ajax Boiler, Inc. | Ajax | WGOXFD-800 | Steam | Natural Gas | Power | FALSE | FALSE | 3 |  |  | No Match | No Match | No Match | No Match | Other | No Match |  | No Match |  | 800000 |  | 400000 |  | 82 | 80 |  |  |  |  | 80 |  |  | Non Federally-Regulated | 1992-10-27
Ajax Boiler, Inc. | Ajax | OSGXB5500 | Steam | Natural Gas | No Match | FALSE | TRUE | 3 |  |  | No Match | No Match | No Match | No Match | Other | No Match |  | No Match |  | 5500000 |  | 5500000 |  | 80 | 80 |  |  |  |  | 80 |  |  | Federally-Regulated Commercial & Industrial Equipment | 1996-02-29
Slant / Fin Corp. | Slant / Fin Corp. | LWDF-750-2-6 | Water | Oil | Power | FALSE | FALSE | 1 |  |  |  | None | Non-Condensing | Single-Stage | Cast Iron |  |  |  |  | 728000 | 592000 |  |  | 85.8 | 83 | 81.6 | [6 empty] | Federally-Regulated Commercial & Industrial Equipment | 2007-12-12
English Boiler & Tube, Inc. | Bent Tube Balanced Flow | BTBF-30-150 | Steam | Natural Gas | Power | FALSE | FALSE | 3 |  |  | No Match | No Match | No Match | No Match | Other | No Match |  | No Match |  | 1260000 |  | 315000 |  | 80 | 80 |  |  | 3 |  | 80 |  |  | Federally-Regulated Commercial & Industrial Equipment | 1998-09-10
PB Heat, LLC | Peerless | MI-09-SPRK | Water | LPG | Injection Type | FALSE | FALSE | 1 | TRUE |  |  | Stack Damper | Non-Condensing | Single-Stage | Cast Iron | Single-Speed |  |  |  | 260000 | 211000 | [9 empty] | 82 | 80 | Federally-Regulated Consumer Product | 2015-09-30
Viessmann Manufacturing | Viessmann Manufacturing | VD2-860G | Water | Natural Gas | Power | FALSE | FALSE | 3 |  |  |  | None | Non-Condensing | Two-Stage Modulating | Cast Iron |  |  |  |  | 3493000 | 2976000 |  |  | 84.9 |  | 85.2 | [6 empty] | Federally-Regulated Commercial & Industrial Equipment | 2014-09-05
Camus Hydronics | Camus Hydronics | DFNH-5004-MH | Water | Natural Gas | Power | FALSE | FALSE | 3 |  |  |  | None | Non-Condensing | Step Modulating | Copper |  |  |  |  | 5000000 | 4250000 |  |  | 85 |  | 85 | [6 empty] | Federally-Regulated Commercial & Industrial Equipment | 2014-08-11
Burnham Commercial | BURNHAM COMMERCIAL | 3W-60-O | Water | Oil | Power | FALSE | FALSE | 1 |  |  |  | None | Non-Condensing | Two-Stage Modulating | Other |  |  |  |  | 2436000 | 2087000 |  |  |  |  | 85.9 | 82 | [5 empty] | Federally-Regulated Commercial & Industrial Equipment | 2015-09-30
Crown Boiler Co. | Crown Boiler Co. | BWC150 | Water | Natural Gas | Induced Draft | FALSE | FALSE | 1 |  | TRUE | None | None | Condensing | Step Modulating | Other | Single-Speed | 0.13 | Standard |  | 150000 | 133000 | 30000 | 27000 | [7 empty] | 90.5 | 80 | Federally-Regulated Consumer Product | 2013-04-19
Smith Cast Iron Boilers | Peerless | TCII-14-S-O | Steam | Oil | Power | FALSE | FALSE | 1 |  | FALSE |  | None | Non-Condensing | Single-Stage | Cast Iron |  |  |  |  | 4130000 | 3539000 |  |  |  |  | 85.7 | 81 | [5 empty] | Federally-Regulated Commercial & Industrial Equipment | 2015-09-30
Weben-Jarco | Jarco | AJHWB-50 | Water | Natural Gas | No Match | FALSE | FALSE | 3 |  |  | No Match | No Match | No Match | No Match | Copper | No Match |  | No Match |  | 500000 |  | 500000 |  | 80 | 80 |  |  |  |  | 80 |  |  | Federally-Regulated Commercial & Industrial Equipment | 1996-02-29
Burnham Corp. | Crown Boiler Co. | LCS125 | Steam | Oil | Power | FALSE | FALSE | 1 |  |  |  | None | Non-Condensing | Single-Stage | Cast Iron |  |  |  |  | 175000 | 149000 | [9 empty] | 83.9 | 80 | Federally-Regulated Consumer Product | 2008-04-14
Water Pik, Inc. | Laars | PW1430EP04*BA | Both Steam & Water | LPG | No Match | FALSE | TRUE | 3 |  |  | No Match | No Match | No Match | No Match | Copper | No Match |  | No Match |  | 1430000 |  | 357500 |  | 82 | 80 |  |  | 5 |  | 82 |  |  | Federally-Regulated Commercial & Industrial Equipment | 2001-11-21
Rinnai | Continuum | REU2424WUS-N | Both Steam & Water | Natural Gas | Power | FALSE | TRUE | 1 |  |  | No Match | No Match | No Match | No Match | Other | No Match |  | No Match |  | 180000 | [7 empty] | 80 |  |  | 82 | 80 | Federally-Regulated Consumer Product | 2000-07-18
PB Heat, LLC | National HVAC Manufacturing Company, LLC | CGWA-200** | Water | Natural Gas | Injection Type | FALSE | FALSE | 1 |  |  |  | Stack Damper | Non-Condensing | Single-Stage | Cast Iron | Single-Speed |  |  |  | 195000 | 160000 | [9 empty] | 82 | 80 | Federally-Regulated Consumer Product | 2013-11-14
Raypak | Raypak | H3-0899* | Water | Natural Gas | Induced Draft | FALSE | FALSE | 1 |  |  |  | None | Non-Condensing | Single-Stage | Copper |  |  |  |  | 900000 | 756000 |  |  |  |  | 84 | [6 empty] | Federally-Regulated Commercial & Industrial Equipment | 2015-04-16
Cleaver-Brooks | Cleaver-Brooks | CBE-700-150-***** | Steam | Natural Gas | Power | FALSE | FALSE | 3 |  |  | No Match | No Match | No Match | No Match | Other | No Match |  | No Match |  | 6280000 |  | 6280000 |  | 80 | 80 |  |  | 25 |  | 80 |  |  | Federally-Regulated Commercial & Industrial Equipment | 1999-03-02
Water Pik, Inc. | Laars | VW0715IN04*BA | Both Steam & Water | Natural Gas | No Match | FALSE | FALSE | 3 |  |  | No Match | No Match | No Match | No Match | Copper | No Match |  | No Match |  | 715000 |  | 178750 |  | 82 | 80 |  |  | 5 |  | 82 |  |  | Federally-Regulated Commercial & Industrial Equipment | 2001-11-21
U.S. Boiler Co. | U.S. Boiler Co. | K2-100 | Water | LPG | Power | FALSE | FALSE | 1 |  |  |  | None | Condensing | Step Modulating | Other | Single-Speed |  |  |  | 100000 | 92000 | [9 empty] | 93.3 | 80 | Federally-Regulated Consumer Product | 2014-08-08
Burnham Corp. | New Yorker Boiler Co. | CLS4R | Steam | Oil | Power | FALSE | FALSE | 1 |  |  |  | None | Non-Condensing | Single-Stage | Cast Iron |  |  |  |  | 112000 | 96000 | [9 empty] | 84 | 80 | Federally-Regulated Consumer Product | 2007-11-14
PB Heat, LLC | PB Heat, LLC | MI85-04-SPRK | Water | Natural Gas | Injection Type | FALSE | FALSE | 1 |  | TRUE |  | Stack Damper | Non-Condensing | Single-Stage | Cast Iron | Single-Speed |  |  |  | 90000 | 77000 | [9 empty] | 85 | 80 | Federally-Regulated Consumer Product | 2013-04-19
Bosch Thermotechnology Corp. | Bosch Thermotechnology Corp. | GB 142 24 | Water | Natural Gas | Injection Type | FALSE | FALSE | 1 |  | TRUE |  | None | Condensing | Step Modulating | Other | Multiple-Speed |  |  |  | 84500 | 75000 | [9 empty] | 95 | 80 | Federally-Regulated Consumer Product | 2013-11-14
Ajax Boiler, Inc. | Ajax | SGX-SGXB-6500-D | Steam | Natural Gas | No Match | FALSE | FALSE | 3 |  |  | No Match | No Match | No Match | No Match | Other | No Match |  | No Match |  | 6500000 |  | 6500000 |  | 80 | 80 |  |  |  |  | 80 |  |  | Federally-Regulated Commercial & Industrial Equipment | 1996-02-29
Cleaver-Brooks | Cleaver-Brooks | CEW-700-150-***** | Steam | Natural Gas | Power | FALSE | FALSE | 3 |  |  | No Match | No Match | No Match | No Match | Other | No Match |  | No Match |  | 6280000 |  | 6280000 |  | 80 | 80 |  |  | 25 |  | 80 |  |  | Federally-Regulated Commercial & Industrial Equipment | 1999-03-02
Rite Engineering | Rite | A165SG | Both Steam & Water | Natural Gas | Power | FALSE | FALSE | 3 |  |  | No Match | No Match | No Match | No Match | Other | No Match |  | No Match |  | 1650000 |  | 550000 |  | 80 | 80 |  |  |  |  | 80 |  |  | Non Federally-Regulated | 1992-10-14
Aerco International | Aerco International | MLX EXT 1912 | Water | Natural Gas | Luminous | FALSE | FALSE | 1 |  |  |  | None | Condensing | Step Modulating | Other |  |  |  |  | 1912000 | 1759000 |  |  |  |  | 92 | [6 empty] | Federally-Regulated Commercial & Industrial Equipment | 2015-04-14
Camus Hydronics | Camus Hydronics | DFPH-4500-MS | Water | LPG | Power | FALSE | FALSE | 1 |  |  |  | None | Non-Condensing | Step Modulating | Other |  |  |  |  | 4500000 | 3825000 |  |  | 85 |  | 85 | [6 empty] | Federally-Regulated Commercial & Industrial Equipment | 2014-08-11
U.S. Boiler Co. | F.W. Webb | AG5 | Water | LPG | Injection Type | FALSE | FALSE | 1 |  | TRUE |  | Stack Damper | Non-Condensing | Single-Stage | Cast Iron | Single-Speed |  |  |  | 140000 | 117000 | [9 empty] | 84 | 80 | Federally-Regulated Consumer Product | 2013-04-19
Navien, Inc. | Navien America, Inc. | NHB-055 | Water | Natural Gas | Power | FALSE | FALSE | 1 |  | TRUE |  | None | Condensing | Step Modulating | Other |  |  |  |  | 55000 | 51000 | [9 empty] | 95 | 80 | Federally-Regulated Consumer Product | 2015-03-30
PB Heat, LLC | Peerless | MI-04-SV | Water | LPG | Injection Type | FALSE | FALSE | 1 | TRUE |  |  | Stack Damper | Non-Condensing | Single-Stage | Cast Iron | Single-Speed |  |  |  | 105000 | 86000 | [9 empty] | 82.1 | 80 | Federally-Regulated Consumer Product | 2015-09-30
Viessmann Manufacturing Co., Inc. | VIESSMANN | WB2B-45 | Water | Natural Gas | Power | FALSE | FALSE | 1 | TRUE |  |  | None | Condensing | Step Modulating | Other |  |  |  |  | 160000 | 147000 | [9 empty] | 90.3 | 80 | Federally-Regulated Consumer Product | 2015-09-24
Smith Cast Iron Boilers | Smith Cast Iron Boilers | 3500A-*-14 | Both Steam & Water | Oil | Power | FALSE | FALSE | 1 |  |  |  | None | Non-Condensing | Single-Stage | Cast Iron |  |  |  |  | 4480000 | 3665000 |  |  | 83.3 | 83 | 81.9 | [6 empty] | Federally-Regulated Commercial & Industrial Equipment | 2007-12-12
Smith Cast Iron Boilers | Smith Cast Iron Boilers | 350A-*-06 | Both Steam & Water | Natural Gas | Power | FALSE | FALSE | 1 |  |  |  | None | Non-Condensing | Single-Stage | Cast Iron |  |  |  |  | 1290000 | 1001000 |  |  | 80.9 | 80 | 77.6 | [6 empty] | Federally-Regulated Commercial & Industrial Equipment | 2007-12-12
Hydrotherm, Division of Mestek, Inc. | Hydrotherm | HWX-195-SV | Water | Natural Gas | Injection Type | FALSE | FALSE | 1 | TRUE |  |  | Stack Damper | Non-Condensing | Single-Stage | Cast Iron |  |  |  |  | 195000 | 160000 | [9 empty] | 93.3 | 80 | Federally-Regulated Consumer Product | 2015-09-30
Laars Heating Systems Company | BRUTE | BNTH600 | Water | LPG | Power | FALSE | FALSE | 1 |  |  |  | None | Condensing | Step Modulating | Other |  |  |  |  | 600000 | 572000 |  |  |  |  | 95.3 | 80 | [5 empty] | Federally-Regulated Commercial & Industrial Equipment | 2015-09-30
Easco Boiler Corp. | Easco | SM4-700-W030 | Both Steam & Water | Combo (Natural Gas & Oil) | Power | FALSE | FALSE | 3 |  |  | No Match | No Match | No Match | No Match | Other | No Match |  | No Match |  | 29291000 |  | 5858200 |  | 84 | 80 |  |  | 22 |  | 81 |  |  | Federally-Regulated Commercial & Industrial Equipment | 1998-06-02
Raypak | Raypak | H7-0850* | Water | Natural Gas | Induced Draft | FALSE | FALSE | 1 |  |  | None | None | Condensing | Step Modulating | Other |  |  |  |  | 850000 | 799000 | 170000 |  | 94.5 | 80 | 94 |  | 12 |  |  |  |  | Federally-Regulated Commercial & Industrial Equipment | 2010-10-29
Laars Heating Systems Company | BRUTE FT | BMFTHW140(N,P)**** | Water | LPG | Pressure | FALSE | FALSE | 1 | TRUE |  |  | None | Condensing | Step Modulating | Other |  |  |  |  | 140000 | 129000 | [9 empty] | 95 | 80 | Federally-Regulated Consumer Product | 2015-09-30
Raypak | Raypak | H40135* | Water | LPG | No Match | FALSE | FALSE | 1 |  |  | No Match | No Match | No Match | No Match | Other | No Match |  | No Match |  | 135000 | [10 empty] | 82.8 | 80 | Federally-Regulated Consumer Product | 2001-11-01
Laars Heating Systems Co. | Triangle Tube | CC85 | Water | LPG | Power | FALSE | FALSE | 1 |  |  |  | None | Condensing | Step Modulating | Other |  |  |  |  | 84000 | 75000 | [9 empty] | 95 | 80 | Federally-Regulated Consumer Product | 2012-07-06
ECR International, Ltd. | ECR International, Ltd. | SSV-200 | Water | Natural Gas | Power | FALSE | FALSE | 1 |  |  |  | None | Condensing | Step Modulating | Other |  |  |  |  | 200000 | 186000 | [9 empty] | 95 | 80 | Federally-Regulated Consumer Product | 2014-08-08
Rinnai | Rinnai | Q85S | Water | Natural Gas | Induced Draft | FALSE | FALSE | 1 |  | TRUE | None | None | Condensing | Step Modulating | Other | Variable-Speed |  | Premium |  | 85000 | 78000 | [9 empty] | 95.4 | 80 | Federally-Regulated Consumer Product | 2013-11-14
Easco Boiler Corp. | Easco | FST-40-W030 | Both Steam & Water | Combo (Natural Gas & Oil) | Power | FALSE | FALSE | 3 |  |  | No Match | No Match | No Match | No Match | Other | No Match |  | No Match |  | 1674000 |  | 558000 |  | 83 | 80 |  |  | 22 |  | 80 |  |  | Federally-Regulated Commercial & Industrial Equipment | 1998-06-02
Burnham Corp. | Burnham Corp. | MPC-5 | Water | Natural Gas | Power | FALSE | FALSE | 1 |  |  |  | None | Non-Condensing | Single-Stage | Cast Iron |  |  |  |  | 773000 | 652000 |  |  | 86.1 | 80 | 84.3 | [6 empty] | Federally-Regulated Commercial & Industrial Equipment | 2010-03-16
PB Heat, LLC | RBI Water Heaters | IE-110 | Water | Natural Gas | Power | FALSE | FALSE | 1 |  | TRUE | None | None | Condensing | Step Modulating | Other |  |  |  |  | 110000 | 103000 | 36000 | 34000 | [7 empty] | 95 | 80 | Federally-Regulated Consumer Product | 2015-03-30
Ajax Boiler, Inc. | Ajax | XNG4750W | Water | Natural Gas | No Match | FALSE | TRUE | 3 |  |  | No Match | No Match | No Match | No Match | Other | No Match |  | No Match |  | 4750000 |  | 2375000 |  | 80 | 80 |  |  |  |  | 80 |  |  | Federally-Regulated Commercial & Industrial Equipment | 1997-01-07
Bryan Steam Corp. | Bryan | K-450-S-***-G | Steam | Natural Gas | No Match | TRUE | FALSE | 3 |  |  | No Match | No Match | No Match | No Match | Other | No Match |  | No Match |  | 4500000 |  | 4500000 |  | 80 | 80 |  |  |  |  | 80 |  |  | Federally-Regulated Commercial & Industrial Equipment | 1996-03-01
Water Pik, Inc. | Laars | VW1010EN21*N* | Both Steam & Water | Natural Gas | No Match | FALSE | TRUE | 3 |  |  | No Match | No Match | No Match | No Match | Copper | No Match |  | No Match |  | 1010000 |  | 252500 |  | 82 | 80 |  |  | 5 |  | 82 |  |  | Federally-Regulated Commercial & Industrial Equipment | 2001-11-21
English Boiler & Tube, Inc. | Bent Tube Balanced Flow | BTBF-25-15 | Steam | Natural Gas | Power | FALSE | FALSE | 3 |  |  | No Match | No Match | No Match | No Match | Other | No Match |  | No Match |  | 1046000 |  | 261500 |  | 80 | 80 |  |  | 3 |  | 80 |  |  | Federally-Regulated Commercial & Industrial Equipment | 1998-09-10
U.S. Boiler Co. | BURNHAM HYDRONICS | 304A | Water | LPG | Injection Type | FALSE | FALSE | 1 | TRUE |  |  | Stack Damper | Non-Condensing | Single-Stage | Cast Iron | Multiple-Speed |  |  |  | 105000 | 88000 | [9 empty] | 84 | 80 | Federally-Regulated Consumer Product | 2015-09-30
PB Heat, LLC | PB Heat, LLC | Cosmo Gas 45WN | Water | LPG | Power | FALSE | FALSE | 1 |  |  |  | None | Condensing | Step Modulating | Other |  |  |  |  | 160000 | 142000 | [9 empty] | 93 | 80 | Federally-Regulated Consumer Product | 2010-03-16
PB Heat, LLC | PB Heat, LLC | 211A-07 | Steam | Natural Gas | Injection Type | FALSE | FALSE | 1 |  | TRUE |  | None | Non-Condensing | Single-Stage | Cast Iron |  |  |  |  | 1260000 | 980000 |  |  |  |  | 77.8 | [6 empty] | Federally-Regulated Commercial & Industrial Equipment | 2015-06-01
Burnham Corp. | Burnham Corp. | V1114H-SO | Steam | Oil | Power | FALSE | FALSE | 1 |  | FALSE |  | None | Non-Condensing | Two-Stage Modulating | Cast Iron |  |  |  |  | 3262000 | 2769000 |  |  | 85.3 |  | 84.9 | [6 empty] | Federally-Regulated Commercial & Industrial Equipment | 2014-08-11
PB Heat, LLC | National HVAC Manufacturing Company, LLC | E4-OW*-151 | Water | Oil | Power | FALSE | FALSE | 1 |  |  |  | None | Non-Condensing | Single-Stage | Cast Iron | Single-Speed |  |  |  | 175000 | 151000 | [9 empty] | 85.4 | 80 | Federally-Regulated Consumer Product | 2013-11-14
Burnham Corp. | Burnham Corp. | V1105 | Both Steam & Water | Natural Gas | Power | FALSE | FALSE | 1 |  |  |  | None | Non-Condensing | Single-Stage | Cast Iron |  |  |  |  | 1068000 | 857000 |  |  | 80.7 | 80 | 80.2 | [6 empty] | Federally-Regulated Commercial & Industrial Equipment | 2012-03-02
Water Pik, Inc. | Laars | VW1010IP09C1A | Both Steam & Water | LPG | No Match | FALSE | FALSE | 3 |  |  | No Match | No Match | No Match | No Match | Copper | No Match |  | No Match |  | 1010000 |  | 1010000 |  | 81 | 80 |  |  | 5 |  | 81 |  |  | Federally-Regulated Commercial & Industrial Equipment | 2001-11-21
Raypak | Raypak | H9-2339* | Water | LPG | Induced Draft | FALSE | FALSE | 1 |  |  |  | None | Non-Condensing | Step Modulating | Copper |  |  |  |  | 2340000 | 1966000 |  |  |  |  | 84 | [6 empty] | Federally-Regulated Commercial & Industrial Equipment | 2015-04-16
Weil-McLain | Williamson-Thermoflo | GWA-175N-I | Water | Natural Gas | Injection Type | FALSE | FALSE | 1 |  |  | Draft Hood | None | Non-Condensing | Single-Stage | Cast Iron |  |  |  |  | 175000 | 145000 | [9 empty] | 82.2 | 80 | Federally-Regulated Consumer Product | 2011-08-02
Raypak | Raypak | H9-1999* | Water | Natural Gas | Induced Draft | FALSE | FALSE | 1 |  |  |  | None | Non-Condensing | Step Modulating | Copper |  |  |  |  | 1999000 | 1679000 |  |  |  |  | 84 | [6 empty] | Federally-Regulated Commercial & Industrial Equipment | 2015-04-16
Ajax Boiler, Inc. | Ajax | OSGOXFD9000 | Steam | Natural Gas | Power | FALSE | TRUE | 3 |  |  | No Match | No Match | No Match | No Match | Other | No Match |  | No Match |  | 9000000 |  | 4500000 |  | 81 | 80 |  |  |  |  | 80 |  |  | Non Federally-Regulated | 1992-10-27
Laars Heating Systems Co. | Laars Heating Systems Co. | JVS160ND* | Water | Natural Gas | Pressure | FALSE | FALSE | 1 |  |  |  | None | Non-Condensing | Single-Stage | Copper |  |  |  |  | 160000 | 136000 | [9 empty] | 85 | 80 | Federally-Regulated Consumer Product | 2011-08-02
Lochinvar, LLC. | Lochinvar Corp. | WBN151 | Water | Natural Gas | Power | FALSE | FALSE | 1 |  |  | None | None | Condensing | Step Modulating | Other |  |  |  |  | 150000 | 135000 | [9 empty] | 95.5 | 80 | Federally-Regulated Consumer Product | 2010-07-21
U.S. Boiler Co. | BURNHAM HYDRONICS | MPO189 | Water | Oil | Power | FALSE | FALSE | 1 | TRUE |  |  | None | Non-Condensing | Single-Stage | Cast Iron |  |  |  |  | 189000 | 167000 | [9 empty] | 87 | 84 | Federally-Regulated Consumer Product | 2015-09-30
Ajax Boiler, Inc. | Ajax | XNG600W | Water | Natural Gas | No Match | FALSE | TRUE | 3 |  |  | No Match | No Match | No Match | No Match | Other | No Match |  | No Match |  | 600000 |  | 300000 |  | 80 | 80 |  |  |  |  | 80 |  |  | Federally-Regulated Commercial & Industrial Equipment | 1997-01-07
Aerco International | Aerco International | MLX EXT 481 | Water | Natural Gas | Luminous | FALSE | TRUE | 1 |  |  |  | None | Condensing | Step Modulating | Other |  |  |  |  | 481000 | 433000 |  |  |  |  | 90 | [6 empty] | Federally-Regulated Commercial & Industrial Equipment | 2015-04-16
Camus Hydronics | Camus Hydronics | DFPH-5001-MS | Water | LPG | Power | FALSE | FALSE | 3 |  |  |  | None | Non-Condensing | Step Modulating | Other |  |  |  |  | 5000000 | 4360000 |  |  | 87.2 |  | 87.2 | [6 empty] | Federally-Regulated Commercial & Industrial Equipment | 2014-08-11
Laars Heating Systems Co. | Triangle Tube | SOLO 60 | Water | LPG | Power | FALSE | FALSE | 1 |  |  |  | None | Condensing | Step Modulating | Other |  |  |  |  | 60000 | 54000 | [9 empty] | 96 | 80 | Federally-Regulated Consumer Product | 2012-07-06
Smith Cast Iron Boilers | Smith Cast Iron Boilers | 28A-S/W-16 | Both Steam & Water | Oil | Power | FALSE | FALSE | 1 |  |  |  | None | Non-Condensing | Single-Stage | Cast Iron |  |  |  |  | 5040000 | 4096000 |  |  | 83.5 | 83 | 81.4 | [6 empty] | Federally-Regulated Commercial & Industrial Equipment | 2007-12-12
Water Pik, Inc. | Laars | PW0775MP20***** | Both Steam & Water | LPG | Power | FALSE | FALSE | 3 |  |  | No Match | No Match | No Match | No Match | Copper | No Match |  | No Match |  | 775000 |  | 775000 |  | 85 | 80 |  |  | 5 |  | 83 |  |  | Federally-Regulated Commercial & Industrial Equipment | 2001-11-21
Ajax Boiler, Inc. | Ajax | SRPG150 | Steam | Natural Gas | Power | FALSE | TRUE | 1 |  |  | Draft Hood | Stack Damper | Non-Condensing | Two-Stage Modulating | Other | None |  | No Match |  | 6000000 | 4800000 | 4800000 | 3840000 | 80 | 80 | 79.2 | [6 empty] | Federally-Regulated Commercial & Industrial Equipment | 2007-08-15
Smith Cast Iron Boilers | Peerless | TCII-08-W-O | Water | Oil | Power | FALSE | FALSE | 1 |  |  |  | None | Non-Condensing | Single-Stage | Cast Iron |  |  |  |  | 2324000 | 1980000 |  |  |  |  | 85.2 | 82 | [5 empty] | Federally-Regulated Commercial & Industrial Equipment | 2015-09-30
Ajax Boiler, Inc. | Ajax | WGX-WGXB-1050-D | Steam | Natural Gas | No Match | FALSE | FALSE | 3 |  |  | No Match | No Match | No Match | No Match | Other | No Match |  | No Match |  | 1050000 |  | 1050000 |  | 80 | 80 |  |  |  |  | 80 |  |  | Federally-Regulated Commercial & Industrial Equipment | 1996-02-29
Universal Boiler Works | Universal Boiler Works | BF70W4 | Water | Combo (Natural Gas & Oil) | Power | FALSE | FALSE | 3 |  |  | No Match | No Match | No Match | No Match | Other | No Match |  | No Match |  | 2940000 |  | 1470000 |  | 86 | 80 |  |  | 10 |  | 84 |  |  | Federally-Regulated Commercial & Industrial Equipment | 2001-12-13
Burnham Corp. | Burnham Corp. | FMC090 | Water | Natural Gas | Induced Draft | FALSE | FALSE | 1 |  |  | None | None | Condensing | Step Modulating | Other | Single-Speed | 0.13 | Standard |  | 90000 | 80000 | 30000 | 27000 | [7 empty] | 94.5 | 80 | Federally-Regulated Consumer Product | 2008-09-25
Raypak | Raypak | H40135* | Water | Natural Gas | No Match | FALSE | FALSE | 1 |  |  | No Match | No Match | No Match | No Match | Other | No Match |  | No Match |  | 135000 | [10 empty] | 82.8 | 80 | Federally-Regulated Consumer Product | 2001-11-01
Water Pik, Inc. | Laars | PH0715EN09CBA | Water | Natural Gas | No Match | FALSE | TRUE | 3 |  |  | No Match | No Match | No Match | No Match | Copper | No Match |  | No Match |  | 715000 |  | 715000 |  | 82 | 80 |  |  | 5 |  | 82 |  |  | Federally-Regulated Commercial & Industrial Equipment | 2001-05-16
Dunkirk | Dunkirk | XEB-6 | Water | Combo (Natural Gas & Oil) | Power | FALSE | FALSE | 1 |  |  | No Match | No Match | No Match | No Match | Cast Iron | No Match |  | No Match |  | 187500 | [10 empty] | 82.3 | 80 | Federally-Regulated Consumer Product | 2001-11-01
Water Pik, Inc. | Laars | VW0500IN09C1A | Both Steam & Water | Natural Gas | No Match | FALSE | FALSE | 3 |  |  | No Match | No Match | No Match | No Match | Copper | No Match |  | No Match |  | 500000 |  | 500000 |  | 81 | 80 |  |  | 5 |  | 81 |  |  | Federally-Regulated Commercial & Industrial Equipment | 2001-11-21
Rite Engineering | Rite | 76W | Both Steam & Water | Natural Gas | No Match | FALSE | FALSE | 3 |  |  | No Match | No Match | No Match | No Match | Other | No Match |  | No Match |  | 760000 |  | 380000 |  | 80 | 80 |  |  |  |  | 80 |  |  | Non Federally-Regulated | 1992-10-14
Ajax Boiler, Inc. | Ajax | OSGOXFD2500 | Steam | Natural Gas | Power | FALSE | TRUE | 3 |  |  | No Match | No Match | No Match | No Match | Other | No Match |  | No Match |  | 2500000 |  | 1250000 |  | 81 | 80 |  |  |  |  | 80 |  |  | Non Federally-Regulated | 1992-10-27
Smith Cast Iron Boilers | Smith Cast Iron Boilers | GVX-165 | Water | Natural Gas | Induced Draft | FALSE | FALSE | 1 | TRUE |  |  | None | Non-Condensing | Single-Stage | Cast Iron |  |  |  |  | 165000 | 136000 | [9 empty] | 93.3 | 80 | Federally-Regulated Consumer Product | 2015-09-30
Weil-McLain | Weil-McLain | 1188 | Both Steam & Water | Natural Gas | Power | FALSE | FALSE | 1 |  |  |  | None | Non-Condensing | Single-Stage | Cast Iron |  |  |  |  | 3428000 | 2848000 |  |  | 83.5 | 80 | 83.1 | [6 empty] | Federally-Regulated Commercial & Industrial Equipment | 2008-04-14
Camus Hydronics | Camus Hydronics | DFNW-1502-MS | Water | Natural Gas | Power | FALSE | FALSE | 1 |  |  |  | None | Condensing | Step Modulating | Other |  |  |  |  | 1500000 | 1416000 |  |  | 94.4 |  | 94.4 | [6 empty] | Federally-Regulated Commercial & Industrial Equipment | 2014-08-11
Lochinvar, LLC. | Lochinvar Corp. | CBN075F9 | Water | Natural Gas | Injection Type | FALSE | FALSE | 1 |  |  |  | Stack Damper | Non-Condensing | Single-Stage | Copper |  |  |  |  | 75000 | 62000 | [9 empty] | 84 | 80 | Federally-Regulated Consumer Product | 2007-11-14
Water Pik, Inc. | Laars | H(W)(P)-M2-130 | Water | Combo (Natural Gas & Oil) | Power | FALSE | FALSE | 1 |  |  | No Match | No Match | No Match | No Match | Copper | No Match |  | No Match |  | 130000 | [10 empty] | 84 | 80 | Federally-Regulated Consumer Product | 2001-11-21
Lochinvar, LLC. | Lochinvar Corp. | FBL1500 | Water | Natural Gas | Power | FALSE | FALSE | 1 |  |  | None | None | Condensing | Step Modulating | Other |  |  |  |  | 1500000 | 1380000 |  |  | 92 | 80 | 92 | [6 empty] | Federally-Regulated Commercial & Industrial Equipment | 2011-02-17
Water Pik, Inc. | Laars | HH4000EP18AC | Water | LPG | No Match | FALSE | TRUE | 3 |  |  | No Match | No Match | No Match | No Match | Copper | No Match |  | No Match |  | 4050000 |  | 4050000 |  | 81 | 80 |  |  | 5 |  | 81 |  |  | Federally-Regulated Commercial & Industrial Equipment | 2001-05-30
ECR International, Ltd. | ECR International, Ltd. | OLSSC-075 | Water | LPG | Pressure | FALSE | FALSE | 1 |  | TRUE |  | None | Condensing | Step Modulating | Other | Single-Speed |  |  |  | 75000 | 69000 | [9 empty] | 95 | 80 | Federally-Regulated Consumer Product | 2013-04-19
Ajax Boiler, Inc. | Ajax | WGFD-8500 | Steam | Natural Gas | Power | FALSE | FALSE | 3 |  |  | No Match | No Match | No Match | No Match | Other | No Match |  | No Match |  | 8500000 |  | 4250000 |  | 82 | 80 |  |  |  |  | 80 |  |  | Non Federally-Regulated | 1992-10-27
Water Pik, Inc. | Laars | VW0600IN09*BA | Both Steam & Water | Natural Gas | No Match | FALSE | FALSE | 3 |  |  | No Match | No Match | No Match | No Match | Copper | No Match |  | No Match |  | 600000 |  | 150000 |  | 82 | 80 |  |  | 5 |  | 82 |  |  | Federally-Regulated Commercial & Industrial Equipment | 2001-11-21
Lochinvar, LLC. | Lochinvar Corp. | WBL106 | Water | LPG | Power | FALSE | FALSE | 1 |  |  | None | None | Condensing | Step Modulating | Other |  |  |  |  | 105000 | 94000 | [9 empty] | 95.4 | 80 | Federally-Regulated Consumer Product | 2010-07-21
Raypak | Raypak | H9-1262* | Water | Natural Gas | Induced Draft | FALSE | FALSE | 1 |  |  |  | None | Non-Condensing | Step Modulating | Copper |  |  |  |  | 1260000 | 1058000 |  |  |  |  | 84 | [6 empty] | Federally-Regulated Commercial & Industrial Equipment | 2015-04-16
English Boiler & Tube, Inc. | Bent Tube Balanced Flow | BTBF-1200-160 | Water | Natural Gas | Power | FALSE | FALSE | 3 |  |  | No Match | No Match | No Match | No Match | Other | No Match |  | No Match |  | 51000000 |  | 12750000 |  | 80 | 80 |  |  | 3 |  | 80 |  |  | Federally-Regulated Commercial & Industrial Equipment | 1998-09-10
Ajax Boiler, Inc. | Ajax | SGX-SGXB-675-D | Steam | Natural Gas | No Match | FALSE | FALSE | 3 |  |  | No Match | No Match | No Match | No Match | Other | No Match |  | No Match |  | 675000 |  | 675000 |  | 80 | 80 |  |  |  |  | 80 |  |  | Federally-Regulated Commercial & Industrial Equipment | 1996-02-29
Water Pik, Inc. | Laars | HH4500EP18AC | Water | LPG | No Match | FALSE | TRUE | 3 |  |  | No Match | No Match | No Match | No Match | Copper | No Match |  | No Match |  | 4500000 |  | 4500000 |  | 81 | 80 |  |  | 5 |  | 81 |  |  | Federally-Regulated Commercial & Industrial Equipment | 2001-05-30
Water Pik, Inc. | Laars | HH2450IN18C* | Water | Natural Gas | No Match | FALSE | FALSE | 3 |  |  | No Match | No Match | No Match | No Match | Copper | No Match |  | No Match |  | 2450000 |  | 2450000 |  | 82 | 80 |  |  | 5 |  | 82 |  |  | Federally-Regulated Commercial & Industrial Equipment | 2001-05-16
Burnham Corp. | Burnham Corp. | K5020 | Both Steam & Water | Natural Gas | Induced Draft | TRUE | FALSE | 1 |  |  |  | None | Non-Condensing | Single-Stage | Cast Iron |  |  |  |  | 1482000 | 1186000 |  |  | 80 | 80 | 77 | [6 empty] | Federally-Regulated Commercial & Industrial Equipment | 2010-03-16
Columbia Boiler / Pottstown | Columbia Boiler / Pottstown | EM-3100 | Water | Oil | Pressure | FALSE | FALSE | 1 |  |  |  | None | Non-Condensing | Single-Stage | Other |  |  |  |  | 140000 | 119000 | [9 empty] | 85.5 | 80 | Federally-Regulated Consumer Product | 2009-09-15
Crown Boiler Co. | Crown | C247-500-S | Steam | Natural Gas | No Match | FALSE | FALSE | 3 |  |  | No Match | No Match | No Match | No Match | Cast Iron | No Match |  | No Match |  | 500000 |  | 500000 |  | 80 | 80 |  |  |  |  | 80 |  |  | Federally-Regulated Commercial & Industrial Equipment | 1996-03-06
ECR International, Ltd. | ECR International, Ltd. | VX-200 | Water | Natural Gas | Power | FALSE | FALSE | 1 |  |  |  | None | Condensing | Step Modulating | Other |  |  |  |  | 200000 | 186000 | [9 empty] | 95 | 80 | Federally-Regulated Consumer Product | 2014-08-08
Burnham Corp. | Burnham Corp. | V910A-SO | Steam | Oil | Power | FALSE | FALSE | 1 |  | FALSE |  | None | Non-Condensing | Two-Stage Modulating | Cast Iron |  |  |  |  | 1848000 | 1528000 |  |  | 84.8 |  | 82.7 | [6 empty] | Federally-Regulated Commercial & Industrial Equipment | 2014-08-11
Slant / Fin Corp. | Slant / Fin Corp. | TRF-60 | Water | Oil | Power | FALSE | FALSE | 1 |  |  |  | None | Non-Condensing | Single-Stage | Cast Iron |  |  |  |  | 399000 | 324000 |  |  | 84.2 | 83 | 81.5 | [6 empty] | Federally-Regulated Commercial & Industrial Equipment | 2007-12-12
Parker Boiler Co. | Parker Boiler | 20 | Steam | Natural Gas | No Match | FALSE | FALSE | 3 |  |  | No Match | No Match | No Match | No Match | Other | No Match |  | No Match |  | 860000 |  | 860000 |  | 80 | 80 |  |  | 4 |  | 80 |  |  | Non Federally-Regulated | 1992-10-27
Viessmann Manufacturing Co., Inc. | VIESSMANN | WB2B-80 | Water | LPG | Power | FALSE | FALSE | 1 | TRUE |  |  | None | Condensing | Step Modulating | Other |  |  |  |  | 285000 | 261000 | [9 empty] | 90.3 | 80 | Federally-Regulated Consumer Product | 2015-09-24
Camus Hydronics | Camus Hydronics | DMPW-0292 | Water | LPG | Power | FALSE | TRUE | 1 | TRUE |  |  | None | Condensing | Step Modulating | Other |  |  |  |  | 299000 | 269000 | [9 empty] | 90 | 80 | Federally-Regulated Consumer Product | 2015-09-30
PB Heat, LLC | RBI Water Heaters | IE-110 | Water | LPG | Power | FALSE | FALSE | 1 |  | TRUE | None | None | Condensing | Step Modulating | Other |  |  |  |  | 110000 | 103000 | 36000 | 34000 | [7 empty] | 95 | 80 | Federally-Regulated Consumer Product | 2015-03-30
Water Pik, Inc. | Laars | PH1430IN09C1A | Water | Natural Gas | No Match | FALSE | FALSE | 3 |  |  | No Match | No Match | No Match | No Match | Copper | No Match |  | No Match |  | 1430000 |  | 1430000 |  | 81 | 80 |  |  | 5 |  | 81 |  |  | Federally-Regulated Commercial & Industrial Equipment | 2001-05-16
Harsco Industrial / Patterson-Kelley | Harsco Industrial / Patterson-Kelley | N-1000 | Water | Natural Gas | Pressure | FALSE | FALSE | 1 |  |  |  | None | Non-Condensing | Single-Stage | Copper |  |  |  |  | 1000000 | 850000 |  |  |  |  | 85 | [6 empty] | Federally-Regulated Commercial & Industrial Equipment | 2014-09-05
PB Heat, LLC | Hydrotherm | HWX-195-SV | Water | Natural Gas | Injection Type | FALSE | FALSE | 1 |  |  | Draft Diverter | Stack Damper | Non-Condensing | Single-Stage | Cast Iron | Single-Speed |  | Standard |  | 195000 | 160000 | [9 empty] | 82 | 80 | Federally-Regulated Consumer Product | 2011-08-02
Camus Hydronics | Camus Hydronics | DFNH-1202-MS | Water | Natural Gas | Power | FALSE | FALSE | 1 |  |  |  | None | Condensing | Step Modulating | Other |  |  |  |  | 1200000 | 1132000 |  |  | 94.4 |  | 94.4 | [6 empty] | Federally-Regulated Commercial & Industrial Equipment | 2014-08-11
Slant / Fin Corp. | Slant / Fin Corp. | LDF-70 | Both Steam & Water | Oil | Power | FALSE | FALSE | 1 |  |  |  | None | Non-Condensing | Single-Stage | Cast Iron |  |  |  |  | 420000 | 337000 |  |  | 84.8 | 83 | 80.2 | [6 empty] | Federally-Regulated Commercial & Industrial Equipment | 2008-04-14
Allied Engineering Co. | Super Hot | AAE2880*** | Water | Natural Gas | No Match | FALSE | TRUE | 3 |  |  | No Match | No Match | No Match | No Match | Copper | No Match |  | No Match |  | 2880000 |  | 1008000 |  | 80 | 80 |  |  |  |  | 80 |  |  | Federally-Regulated Commercial & Industrial Equipment | 1998-04-21
Laars Heating Systems Co. | Laars | HHO850EN******** | Water | Natural Gas | Induced Draft | FALSE | TRUE | 1 |  |  |  | None | Non-Condensing | Step Modulating | Copper |  |  |  |  | 850000 | 697000 | 212500 |  | 82 | 80 | 79.6 | [6 empty] | Federally-Regulated Commercial & Industrial Equipment | 2007-11-01
Burnham Corp. | Burnham Corp. | V1121 | Both Steam & Water | Oil | Power | FALSE | FALSE | 1 |  |  |  | None | Non-Condensing | Single-Stage | Cast Iron |  |  |  |  | 5110000 | 4174000 |  |  | 83.5 | 83 | 81.7 | [6 empty] | Federally-Regulated Commercial & Industrial Equipment | 2010-03-16
Water Pik, Inc. | Laars | PW0400CN22***** | Both Steam & Water | Natural Gas | No Match | FALSE | TRUE | 3 |  |  | No Match | No Match | No Match | No Match | Copper | No Match |  | No Match |  | 399000 |  | 100000 |  | 83.4 | 80 |  |  | 5 |  | 82 |  |  | Federally-Regulated Commercial & Industrial Equipment | 2001-11-21
Dunkirk | Caribe | BWMAAN000075 | Water | LPG | Pressure | FALSE | FALSE | 1 |  | TRUE |  | None | Condensing | Step Modulating | Other | Single-Speed |  |  |  | 75000 | 69000 | [9 empty] | 95 | 80 | Federally-Regulated Consumer Product | 2013-04-19
Ajax Boiler, Inc. | Ajax | SGXFD-8000 | Steam | Natural Gas | Power | FALSE | FALSE | 3 |  |  | No Match | No Match | No Match | No Match | Other | No Match |  | No Match |  | 8000000 |  | 4000000 |  | 81 | 80 |  |  |  |  | 80 |  |  | Non Federally-Regulated | 1992-10-27
Slant / Fin Corp. | Slant / Fin Corp. | GG-250HEDS | Water | Natural Gas | Injection Type | FALSE | FALSE | 1 |  |  |  | Stack Damper | Non-Condensing | Single-Stage | Cast Iron |  |  |  |  | 250000 | 209000 | [9 empty] | 83.4 | 80 | Federally-Regulated Consumer Product | 2007-11-14
Rite Engineering | Rite | 55S | Both Steam & Water | Natural Gas | No Match | FALSE | FALSE | 3 |  |  | No Match | No Match | No Match | No Match | Other | No Match |  | No Match |  | 550000 |  | 275000 |  | 80 | 80 |  |  |  |  | 80 |  |  | Non Federally-Regulated | 1992-10-14
Cleaver-Brooks | Cleaver-Brooks | CB-700-800-***** | Steam | Natural Gas | Power | FALSE | FALSE | 3 |  |  | No Match | No Match | No Match | No Match | Other | No Match |  | No Match |  | 33480000 |  | 33480000 |  | 80 | 80 |  |  | 25 |  | 80 |  |  | Federally-Regulated Commercial & Industrial Equipment | 1996-03-06
Water Pik, Inc. | Laars | VW1200IP09C1A | Both Steam & Water | LPG | No Match | FALSE | FALSE | 3 |  |  | No Match | No Match | No Match | No Match | Copper | No Match |  | No Match |  | 1200000 |  | 1200000 |  | 81 | 80 |  |  | 5 |  | 81 |  |  | Federally-Regulated Commercial & Industrial Equipment | 2001-11-21
Crown Boiler Co. | Crown Boiler Co. | BWF061 | Water | Natural Gas | Induced Draft | FALSE | FALSE | 1 |  | TRUE |  | None | Non-Condensing | Single-Stage | Cast Iron | Single-Speed |  |  |  | 61000 | 51000 | [9 empty] | 83.3 | 80 | Federally-Regulated Consumer Product | 2013-04-19
Burnham Corp. | Burnham Corp. | RVII5 | Water | Natural Gas | Induced Draft | FALSE | FALSE | 1 |  |  |  | None | Condensing | Single-Stage | Cast Iron | Single-Speed | 0.08 | Standard |  | 130000 | 118000 | [9 empty] | 90.1 | 80 | Federally-Regulated Consumer Product | 2007-11-14
Ajax Boiler, Inc. | Ajax | WEG600W | Water | Natural Gas | Power | FALSE | TRUE | 3 |  |  | No Match | No Match | No Match | No Match | Other | No Match |  | No Match |  | 570000 |  | 400000 |  | 85 | 80 |  |  |  |  | 80 |  |  | Federally-Regulated Commercial & Industrial Equipment | 1997-01-07
Ajax Boiler, Inc. | Ajax | WGX-WGXB-675-D | Steam | Natural Gas | No Match | FALSE | FALSE | 3 |  |  | No Match | No Match | No Match | No Match | Other | No Match |  | No Match |  | 675000 |  | 675000 |  | 80 | 80 |  |  |  |  | 80 |  |  | Federally-Regulated Commercial & Industrial Equipment | 1996-02-29
Rite Engineering | Rite | 180SG | Both Steam & Water | Natural Gas | Power | FALSE | FALSE | 3 |  |  | No Match | No Match | No Match | No Match | Other | No Match |  | No Match |  | 1800000 |  | 600000 |  | 80 | 80 |  |  |  |  | 80 |  |  | Non Federally-Regulated | 1992-10-14
A O Smith Water Products | A O Smith Water Products | XB 3400 | Water | Natural Gas | Induced Draft | FALSE | FALSE | 1 |  | FALSE | None | None | Condensing | Step Modulating | Other |  |  |  |  | 3400000 | 3162000 |  |  | 94.4 |  | 93 | [6 empty] | Federally-Regulated Commercial & Industrial Equipment | 2014-08-11
Utica Boilers | Dunkirk | D248-3000 | Both Steam & Water | Natural Gas | Injection Type | FALSE | FALSE | 1 |  |  |  | None | Non-Condensing | Single-Stage | Cast Iron |  |  |  |  | 3000000 | 2415000 |  |  | 80.5 | 80 | 77.5 | [6 empty] | Federally-Regulated Commercial & Industrial Equipment | 2011-02-17
Ajax Boiler, Inc. | Ajax | OSGXB3750 | Steam | Natural Gas | No Match | FALSE | TRUE | 3 |  |  | No Match | No Match | No Match | No Match | Other | No Match |  | No Match |  | 3750000 |  | 3750000 |  | 80 | 80 |  |  |  |  | 80 |  |  | Federally-Regulated Commercial & Industrial Equipment | 1996-02-29
Universal Boiler Works | Universal Boiler Works | BF800S1 | Steam | Combo (Natural Gas & Oil) | Power | FALSE | FALSE | 3 |  |  | No Match | No Match | No Match | No Match | Other | No Match |  | No Match |  | 33600000 |  | 4200000 |  | 83.5 | 80 |  |  | 10 |  | 82 |  |  | Federally-Regulated Commercial & Industrial Equipment | 2001-12-13
Ajax Boiler, Inc. | Ajax | DRF10 | Water | Natural Gas | Power | FALSE | TRUE | 1 |  |  | Draft Hood | Stack Damper | Non-Condensing | Two-Stage Modulating | Other | None |  | No Match |  | 420000 | 336000 | 336000 | 268800 | 80 | 80 | 79.2 | [6 empty] | Federally-Regulated Commercial & Industrial Equipment | 2007-08-15
Water Pik, Inc. | Laars | VW1200EN09*BA | Both Steam & Water | Natural Gas | No Match | FALSE | TRUE | 3 |  |  | No Match | No Match | No Match | No Match | Copper | No Match |  | No Match |  | 1200000 |  | 300000 |  | 82 | 80 |  |  | 5 |  | 82 |  |  | Federally-Regulated Commercial & Industrial Equipment | 2001-11-21
Bosch Thermotechnology Corp. | Bosch | ZBR 42-3 | Water | LPG | Pressure | FALSE | FALSE | 1 |  |  | None | None | Condensing | Step Modulating | Other | Single-Speed |  |  |  | 152000 | 135000 | [9 empty] | 94.3 | 80 | Federally-Regulated Consumer Product | 2011-06-16
Burnham Corp. | Crown Boiler Co. | 24-04 | Both Steam & Water | Oil | Power | FALSE | FALSE | 1 |  |  |  | None | Non-Condensing | Single-Stage | Cast Iron |  |  |  |  | 574000 | 471000 |  |  | 86 | 83 | 82.1 | [6 empty] | Federally-Regulated Commercial & Industrial Equipment | 2007-12-12
Water Pik, Inc. | Laars | HH0320MN20***** | Water | Natural Gas | Power | FALSE | FALSE | 3 |  |  | No Match | No Match | No Match | No Match | Copper | No Match |  | No Match |  | 320000 |  | 320000 |  | 85 | 80 |  |  | 5 |  | 83 |  |  | Federally-Regulated Commercial & Industrial Equipment | 2001-05-16
Burnham Corp. | Burnham Corp. | 205PV*I- | Water | LPG | Induced Draft | FALSE | FALSE | 1 |  |  |  | Stack Damper | Non-Condensing | Single-Stage | Cast Iron | Single-Speed | 0.04 | Standard |  | 130000 | 107000 | [9 empty] | 82 | 80 | Federally-Regulated Consumer Product | 2007-11-14
Laars Heating Systems Co. | Laars | HH0325CP01***** | Water | LPG | Induced Draft | TRUE | TRUE | 1 |  |  |  | None | Non-Condensing | Two-Stage Modulating | Copper |  |  |  |  | 325000 | 263000 | 162500 |  | 81 | 80 | 78.6 | [6 empty] | Federally-Regulated Commercial & Industrial Equipment | 2007-11-01
Ajax Boiler, Inc. | Ajax | SGXFD-1750 | Steam | Natural Gas | Power | FALSE | FALSE | 3 |  |  | No Match | No Match | No Match | No Match | Other | No Match |  | No Match |  | 1750000 |  | 875000 |  | 81 | 80 |  |  |  |  | 80 |  |  | Non Federally-Regulated | 1992-10-27
Lochinvar, LLC. | Lochinvar Corp. | CHN1442 | Water | Natural Gas | Power | FALSE | TRUE | 1 |  |  |  | None | Non-Condensing | Step Modulating | Copper |  |  |  |  | 1440000 | 1224000 |  |  |  |  | 85 | [6 empty] | Federally-Regulated Commercial & Industrial Equipment | 2015-04-20
Crown Boiler Co. | Crown Boiler Co. | BWC399 | Water | Natural Gas | Pressure | FALSE | FALSE | 1 |  |  |  | None | Condensing | Step Modulating | Other | Single-Speed |  |  |  | 399000 | 350000 |  |  |  |  | 86.5 | [6 empty] | Federally-Regulated Commercial & Industrial Equipment | 2015-04-20
Ajax Boiler, Inc. | Ajax | OSGOXFD7500 | Steam | Natural Gas | Power | FALSE | TRUE | 3 |  |  | No Match | No Match | No Match | No Match | Other | No Match |  | No Match |  | 7500000 |  | 3750000 |  | 81 | 80 |  |  |  |  | 80 |  |  | Non Federally-Regulated | 1992-10-27
Ajax Boiler, Inc. | Ajax | WEG5000W | Water | Natural Gas | Power | FALSE | TRUE | 3 |  |  | No Match | No Match | No Match | No Match | Other | No Match |  | No Match |  | 4750000 |  | 2000000 |  | 85 | 80 |  |  |  |  | 80 |  |  | Federally-Regulated Commercial & Industrial Equipment | 1997-01-07
Peerless Heater Co. | Peerless | PSC-06-SV | Water | Combo (Natural Gas & Oil) | No Match | FALSE | FALSE | 1 |  |  | No Match | No Match | No Match | No Match | Cast Iron | No Match |  | No Match |  | 175000 | [10 empty] | 83 | 80 | Federally-Regulated Consumer Product | 2001-11-01
Ajax Boiler, Inc. | Ajax | OSGOXFD4500 | Steam | Natural Gas | Power | FALSE | TRUE | 3 |  |  | No Match | No Match | No Match | No Match | Other | No Match |  | No Match |  | 4500000 |  | 2250000 |  | 81 | 80 |  |  |  |  | 80 |  |  | Non Federally-Regulated | 1992-10-01
Thermal Solutions | Thermal Solutions | EV(A,S)2500B**-*E* | Water | Natural Gas | Power | FALSE | FALSE | 3 |  |  |  | None | Non-Condensing | Step Modulating | Copper |  |  |  |  | 2500000 | 2170000 |  |  | 86.7 |  | 86.8 | [6 empty] | Federally-Regulated Commercial & Industrial Equipment | 2014-08-11
Rite Engineering | Rite | 275S | Both Steam & Water | Natural Gas | No Match | FALSE | FALSE | 3 |  |  | No Match | No Match | No Match | No Match | Other | No Match |  | No Match |  | 2750000 |  | 1375000 |  | 80 | 80 |  |  |  |  | 80 |  |  | Non Federally-Regulated | 1992-10-14
U.S. Boiler Co. | BURNHAM HYDRONICS | RV5 | Water | Natural Gas | Induced Draft | FALSE | FALSE | 1 | TRUE |  |  | None | Non-Condensing | Single-Stage | Cast Iron |  |  |  |  | 130000 | 114000 | [9 empty] | 87.4 | 80 | Federally-Regulated Consumer Product | 2015-09-30
Water Pik, Inc. | Laars | HH1825IP09C1A | Water | LPG | No Match | FALSE | FALSE | 3 |  |  | No Match | No Match | No Match | No Match | Copper | No Match |  | No Match |  | 1825000 |  | 1825000 |  | 81 | 80 |  |  | 5 |  | 81 |  |  | Federally-Regulated Commercial & Industrial Equipment | 2001-05-30
PB Heat, LLC | PB Heat, LLC | PRO-05-100 | Water | Oil | Power | FALSE | FALSE | 1 |  |  |  | None | Non-Condensing | Single-Stage | Cast Iron |  |  |  |  | 140000 | 123000 | [9 empty] | 86.5 | 80 | Federally-Regulated Consumer Product | 2007-11-14
HTP, Inc. | HTP | EL-110 | Water | LPG | Power | FALSE | FALSE | 1 | TRUE |  |  | None | Condensing | Step Modulating | Other |  |  |  |  | 110000 | 102000 | [9 empty] | 95.7 | 80 | Federally-Regulated Consumer Product | 2015-09-30
Ajax Boiler, Inc. | Ajax | WRF630 | Water | Natural Gas | Power | FALSE | TRUE | 1 |  |  | Draft Hood | Stack Damper | Non-Condensing | Two-Stage Modulating | Other | None |  | No Match |  | 630000 | 535500 | 535500 | 455175 | 85 | 80 | 84.2 | [6 empty] | Federally-Regulated Commercial & Industrial Equipment | 2007-08-15
ECR International, Ltd. | Utica Boilers | UB4TRA075 | Water | Oil | Power | FALSE | FALSE | 1 |  |  | Barometric Regulator | None | Non-Condensing | Single-Stage | Cast Iron |  |  |  |  | 105000 | 90000 | [9 empty] | 86 | 80 | Federally-Regulated Consumer Product | 2008-09-25
Water Pik, Inc. | Laars | VW1825EN09CBA | Both Steam & Water | Natural Gas | No Match | FALSE | TRUE | 3 |  |  | No Match | No Match | No Match | No Match | Copper | No Match |  | No Match |  | 1825000 |  | 1825000 |  | 82 | 80 |  |  | 5 |  | 82 |  |  | Federally-Regulated Commercial & Industrial Equipment | 2001-11-21
Ajax Boiler, Inc. | Ajax | WRF350 | Water | Natural Gas | Power | FALSE | TRUE | 1 |  |  | Draft Hood | Stack Damper | Non-Condensing | Two-Stage Modulating | Other | None |  | No Match |  | 350000 | 297500 | 297500 | 252875 | 85 | 80 | 84.2 | [6 empty] | Federally-Regulated Commercial & Industrial Equipment | 2007-08-15
Smith Cast Iron Boilers | Smith Cast Iron Boilers | PGB200-S-4L-INTD | Steam | LPG | No Match | FALSE | FALSE | 1 |  |  | No Match | No Match | No Match | No Match | Cast Iron | No Match |  | No Match |  | 110000 | [10 empty] | 82 | 75 | Federally-Regulated Consumer Product | 1998-12-21
Bryan Steam Corp. | Bryan | CL-150-S-***-FDG* | Steam | Natural Gas | Power | FALSE | FALSE | 3 |  |  | No Match | No Match | No Match | No Match | Other | No Match |  | No Match |  | 1500000 |  | 1500000 |  | 81 | 80 |  |  |  |  | 81 |  |  | Federally-Regulated Commercial & Industrial Equipment | 1996-02-29
Crown Boiler Co. | Crown Boiler Co. | PHNTM100 | Water | Natural Gas | Power | FALSE | FALSE | 1 |  |  |  | None | Condensing | Step Modulating | Other | Single-Speed |  |  |  | 100000 | 92000 | [9 empty] | 93.3 | 80 | Federally-Regulated Consumer Product | 2014-08-08
ECR International, Ltd. | Dunkirk | ESC5175S | Steam | Oil | Pressure | FALSE | FALSE | 1 |  |  |  | None | Non-Condensing | Single-Stage | Cast Iron |  |  |  |  | 245000 | 202000 | [9 empty] | 83 | 80 | Federally-Regulated Consumer Product | 2010-03-16
Burnham Corp. | Burnham Corp. | 4FHW-311A | Water | Natural Gas | Power | FALSE | FALSE | 3 |  |  |  | None | Non-Condensing | Two-Stage Modulating | Other |  |  |  |  | 2603000 | 2166000 |  |  | 85.3 |  | 83.2 | [6 empty] | Federally-Regulated Commercial & Industrial Equipment | 2014-08-11
Raypak | Raypak | (H,W)7-300(N,P)Z | Water | LPG | Induced Draft | FALSE | TRUE | 1 |  |  | None | None | Condensing | Step Modulating | Other |  |  |  |  | 300000 | 282000 | 60000000 | 56400000 | 94.5 | 80 | 94 | [6 empty] | Federally-Regulated Commercial & Industrial Equipment | 2010-03-16
Slant / Fin Corp. | Slant / Fin Corp. | LD40H | Water | Oil | Power | FALSE | FALSE | 1 |  |  |  | None | Non-Condensing | Single-Stage | Cast Iron |  |  |  |  | 210000 | 182000 | [9 empty] | 86 | 80 | Federally-Regulated Consumer Product | 2007-11-14
Burnham Corp. | Crown Boiler Co. | CWI241E | Water | Natural Gas | Induced Draft | FALSE | FALSE | 1 |  |  |  | Stack Damper | Non-Condensing | Single-Stage | Cast Iron | Single-Speed | 0.04 | Standard |  | 241000 | 201000 | [9 empty] | 83.2 | 80 | Federally-Regulated Consumer Product | 2007-11-14
Axeman-Anderson Co. | Axeman-Anderson Co. | PVT119B | Water | Oil | No Match | TRUE | FALSE | 1 |  |  | No Match | No Match | No Match | No Match | Other | No Match |  | No Match |  | 119000 | [10 empty] | 83.1 | 80 | Federally-Regulated Consumer Product | 2001-04-12
Cleaver-Brooks | Cleaver-Brooks | CBW-700-600-***** | Steam | Natural Gas | Power | FALSE | FALSE | 3 |  |  | No Match | No Match | No Match | No Match | Other | No Match |  | No Match |  | 25110000 |  | 25110000 |  | 80 | 80 |  |  | 25 |  | 80 |  |  | Federally-Regulated Commercial & Industrial Equipment | 1999-03-02
Viessmann Manufacturing | Viessmann Manufacturing | VD2-780G | Water | Natural Gas | Power | FALSE | FALSE | 3 |  |  |  | None | Non-Condensing | Two-Stage Modulating | Cast Iron |  |  |  |  | 3168000 | 2699000 |  |  | 85 |  | 85.2 | [6 empty] | Federally-Regulated Commercial & Industrial Equipment | 2014-09-05
HTP, Inc. | Munchkin | 199M | Water | Natural Gas | Power | FALSE | FALSE | 1 |  |  |  | None | Condensing | Single-Stage | Other |  |  |  |  | 199000 | 183000 | [9 empty] | 95.1 | 80 | Federally-Regulated Consumer Product | 2009-02-27
Dunkirk | Dunkirk | WPSB-9D | Water | Natural Gas | No Match | FALSE | FALSE | 1 |  |  | No Match | No Match | No Match | No Match | Cast Iron | No Match |  | No Match |  | 299000 | [10 empty] | 83.7 | 80 | Federally-Regulated Consumer Product | 1998-12-21
Dunkirk | Carrier | BW3AAN000225ABAA | Water | Natural Gas | Power | FALSE | FALSE | 1 |  |  | No Match | No Match | No Match | No Match | Cast Iron | No Match |  | No Match |  | 225000 | [10 empty] | 82 | 80 | Federally-Regulated Consumer Product | 2000-06-07
Dunkirk | Ultimate Engineering / Division of Dunkirk | PFG-9-189 | Water | Combo (Natural Gas & Oil) | Power | FALSE | FALSE | 1 |  |  | No Match | No Match | No Match | No Match | Cast Iron | No Match |  | No Match |  | 189000 | [10 empty] | 84.9 | 80 | Federally-Regulated Consumer Product | 2001-11-01
HTP, Inc. | Westinghouse | WBRLP155W | Water | LPG | Power | FALSE | FALSE | 1 | TRUE |  |  | None | Condensing | Step Modulating | Other |  |  |  |  | 155000 | 143000 | [9 empty] | 95.1 | 80 | Federally-Regulated Consumer Product | 2015-09-30
Ajax Boiler, Inc. | Ajax | SGOXFD-6000 | Steam | Natural Gas | Power | FALSE | FALSE | 3 |  |  | No Match | No Match | No Match | No Match | Other | No Match |  | No Match |  | 6000000 |  | 3000000 |  | 81 | 80 |  |  |  |  | 80 |  |  | Non Federally-Regulated | 1992-10-27
RBI Water Heaters | RBI Water Heaters | SB399 | Water | LPG | Power | FALSE | FALSE | 1 |  |  |  | None | Non-Condensing | Single-Stage | Copper |  |  |  |  | 399000 | 324000 |  |  | 81.2 | 80 | 81.2 | [6 empty] | Federally-Regulated Commercial & Industrial Equipment | 2011-08-22
Viessmann Manufacturing | Viessmann Manufacturing | CT3-46 | Water | Natural Gas | Power | FALSE | FALSE | 1 |  |  |  | None | Condensing | Step Modulating | Other |  |  |  |  | 1726000 | 1675000 |  |  | 97.1 | 80 | 97.1 | [6 empty] | Federally-Regulated Commercial & Industrial Equipment | 2008-04-14
PB Heat, LLC | PB Heat, LLC | 63-03-SPRK-S | Steam | LPG | Injection Type | FALSE | FALSE | 1 |  | TRUE | Draft Diverter | Stack Damper | Non-Condensing | Single-Stage | Cast Iron |  |  |  |  | 118000 | 98000 | [9 empty] | 82.6 | 75 | Federally-Regulated Consumer Product | 2013-04-19
Bosch Thermotechnology Corp. | Bosch | ZWB 28-3 | Water | Natural Gas | Pressure | FALSE | FALSE | 1 |  |  | None | None | Condensing | Step Modulating | Other | Single-Speed |  |  |  | 101000 | 91000 | [9 empty] | 96 | 80 | Federally-Regulated Consumer Product | 2011-06-16
PVI Industries | PVI | 100 WBHE 250A-TPGO | Water | Combo (Natural Gas & Oil) | No Match | FALSE | FALSE | 3 |  |  | No Match | No Match | No Match | No Match | Other | No Match |  | No Match |  | 4000000 |  | 1334000 |  | 84 | 80 |  |  |  |  | 85 |  |  | Federally-Regulated Commercial & Industrial Equipment | 1996-03-13
Allied Engineering Co. | Allied Engineering Co. | SG-225-N-E | Water | Natural Gas | Injection Type | FALSE | FALSE | 1 |  | TRUE |  | Stack Damper | Non-Condensing | Single-Stage | Other |  |  |  |  | 225000 | 191000 | [9 empty] | 85 | 80 | Federally-Regulated Consumer Product | 2014-08-08
Ajax Boiler, Inc. | Ajax | XNG700W | Water | Natural Gas | No Match | FALSE | TRUE | 3 |  |  | No Match | No Match | No Match | No Match | Other | No Match |  | No Match |  | 700000 |  | 350000 |  | 80 | 80 |  |  |  |  | 80 |  |  | Federally-Regulated Commercial & Industrial Equipment | 1997-01-07
Raypak | Raypak | H(3,4)-HD251 | Water | Natural Gas | Induced Draft | FALSE | FALSE | 1 |  |  | None | None | Non-Condensing | Two-Stage Modulating | Copper |  |  |  |  | 250000 | 213000 | [9 empty] | 85 | 80 | Federally-Regulated Consumer Product | 2010-03-16
Burnham Corp. | Burnham Corp. | 4FHL-154A-O | Steam | Oil | Power | FALSE | FALSE | 1 |  | FALSE |  | None | Non-Condensing | Two-Stage Modulating | Other |  |  |  |  | 1289000 | 1044000 |  |  | 87.8 |  | 84.1 | [6 empty] | Federally-Regulated Commercial & Industrial Equipment | 2014-08-11
Ajax Boiler, Inc. | Ajax | OWGH750 | Steam | Natural Gas | No Match | FALSE | TRUE | 3 |  |  | No Match | No Match | No Match | No Match | Other | No Match |  | No Match |  | 750000 |  | 750000 |  | 80 | 80 |  |  |  |  | 80 |  |  | Federally-Regulated Commercial & Industrial Equipment | 1996-02-29
Lochinvar, LLC. | Lochinvar Corp. | OKN211 | Water | Natural Gas | Power | FALSE | TRUE | 1 |  | TRUE |  | None | Condensing | Step Modulating | Other |  |  |  |  | 210000 | 197000 | [9 empty] | 94 | 80 | Federally-Regulated Consumer Product | 2014-10-23
Slant / Fin Corp. | Slant / Fin Corp. | TRDV-30-0.85PT | Water | Oil | Power | FALSE | FALSE | 1 |  | TRUE |  | None | Non-Condensing | Single-Stage | Cast Iron | Single-Speed |  |  |  | 119000 | 104000 | [9 empty] | 87.2 | 80 | Federally-Regulated Consumer Product | 2013-04-19
U.S. Boiler Co. | U.S. Boiler Co. | V8H8W | Water | Oil | Power | FALSE | FALSE | 1 |  | FALSE |  | None | Non-Condensing | Single-Stage | Cast Iron | Single-Speed |  |  |  | 329000 | 269000 |  |  | 86.3 |  | 82 | [6 empty] | Federally-Regulated Commercial & Industrial Equipment | 2014-08-11
HTP, Inc. | HTP, Inc. | EFT-155 | Water | LPG | Power | FALSE | FALSE | 1 |  | TRUE |  | None | Condensing | Step Modulating | Other |  |  |  |  | 155000 | 143000 | [9 empty] | 95.1 | 80 | Federally-Regulated Consumer Product | 2015-03-30
Burnham Corp. | Crown Boiler Co. | 32-1900*N | Both Steam & Water | LPG | Induced Draft | FALSE | FALSE | 1 |  |  |  | None | Non-Condensing | Single-Stage | Cast Iron |  |  |  |  | 1900000 | 1520000 |  |  | 80.5 | 80 | 75.4 | [6 empty] | Federally-Regulated Commercial & Industrial Equipment | 2007-12-12
Parker Boiler Co. | Parker Boiler | GO-3456R | Water | Combo (Natural Gas & Oil) | Power | FALSE | FALSE | 3 |  |  | No Match | No Match | No Match | No Match | Other | No Match |  | No Match |  | 3456000 |  | 1728000 |  | 84 | 80 |  |  | 4 |  | 82 |  |  | Federally-Regulated Commercial & Industrial Equipment | 1996-03-13
Easco Boiler Corp. | Easco | FST-300-S015 | Both Steam & Water | Combo (Natural Gas & Oil) | Power | FALSE | FALSE | 3 |  |  | No Match | No Match | No Match | No Match | Other | No Match |  | No Match |  | 12554000 |  | 2510800 |  | 83 | 80 |  |  | 22 |  | 81 |  |  | Federally-Regulated Commercial & Industrial Equipment | 1998-06-02
PB Heat, LLC | Peerless | PFW-199-NAT | Water | Natural Gas | Power | FALSE | FALSE | 1 | TRUE |  |  | None | Condensing | Step Modulating | Other |  |  |  |  | 199000 | 183000 | [9 empty] | 93.3 | 80 | Federally-Regulated Consumer Product | 2015-09-30
Water Pik, Inc. | Laars | VW3200EN18AC | Both Steam & Water | Natural Gas | No Match | FALSE | TRUE | 3 |  |  | No Match | No Match | No Match | No Match | Copper | No Match |  | No Match |  | 3150000 |  | 3150000 |  | 81 | 80 |  |  | 5 |  | 81 |  |  | Federally-Regulated Commercial & Industrial Equipment | 2001-11-21
Ajax Boiler, Inc. | Ajax | WGX-WGXB-8500-D | Steam | Natural Gas | No Match | FALSE | FALSE | 3 |  |  | No Match | No Match | No Match | No Match | Other | No Match |  | No Match |  | 8500000 |  | 8500000 |  | 80 | 80 |  |  |  |  | 80 |  |  | Federally-Regulated Commercial & Industrial Equipment | 1996-02-29
Ajax Boiler, Inc. | Ajax | WGXFD-525 | Steam | Natural Gas | Power | FALSE | FALSE | 3 |  |  | No Match | No Match | No Match | No Match | Other | No Match |  | No Match |  | 525000 |  | 262500 |  | 82 | 80 |  |  |  |  | 80 |  |  | Non Federally-Regulated | 1992-10-27
PB Heat, LLC | Peerless | 63.04L-SPRK-W | Water | LPG | Injection Type | FALSE | FALSE | 1 | TRUE |  |  | Stack Damper | Non-Condensing | Single-Stage | Cast Iron |  |  |  |  | 147500 | 123000 | [9 empty] | 82.7 | 80 | Federally-Regulated Consumer Product | 2015-09-30
PB Heat, LLC | PB Heat, LLC | 64-08 | Steam | LPG | Injection Type | FALSE | FALSE | 1 |  | TRUE | Draft Diverter | None | Non-Condensing | Single-Stage | Cast Iron |  |  |  |  | 399000 | 318000 |  |  | 82.5 |  | 79.6 | [6 empty] | Federally-Regulated Commercial & Industrial Equipment | 2015-06-01
Ajax Boiler, Inc. | Ajax | DRF125 | Water | Natural Gas | Power | FALSE | TRUE | 1 |  |  | Draft Hood | Stack Damper | Non-Condensing | Two-Stage Modulating | Other | None |  | No Match |  | 5250000 | 4200000 | 4200000 | 3360000 | 80 | 80 | 79.2 | [6 empty] | Federally-Regulated Commercial & Industrial Equipment | 2007-08-15
Burnham Corp. | Burnham Corp. | SCG-8 | Water | LPG | Induced Draft | FALSE | FALSE | 1 |  |  |  | None | Non-Condensing | Single-Stage | Cast Iron | Single-Speed | 0.04 | Standard |  | 245000 | 208000 | [9 empty] | 84.5 | 80 | Federally-Regulated Consumer Product | 2007-11-14
U.S. Boiler Co. | New Yorker Boiler Co. | PVCG30A | Water | LPG | Induced Draft | FALSE | FALSE | 1 |  | TRUE |  | None | Non-Condensing | Single-Stage | Cast Iron | Single-Speed |  |  |  | 70000 | 60000 | [9 empty] | 85.5 | 80 | Federally-Regulated Consumer Product | 2014-01-14
Water Pik, Inc. | Laars | HH0600EN04*BA | Water | Natural Gas | No Match | FALSE | TRUE | 3 |  |  | No Match | No Match | No Match | No Match | Copper | No Match |  | No Match |  | 600000 |  | 150000 |  | 82 | 80 |  |  | 5 |  | 82 |  |  | Federally-Regulated Commercial & Industrial Equipment | 2001-05-16
Laars Heating Systems Co. | Laars | PNCH0300P******* | Water | LPG | Power | FALSE | FALSE | 1 |  |  |  | None | Non-Condensing | Two-Stage Modulating | Copper |  |  |  |  | 300000 | 255000 | 150000 |  | 85 | 80 | 84 | [6 empty] | Federally-Regulated Commercial & Industrial Equipment | 2007-11-01
Ajax Boiler, Inc. | Ajax | OSGXB2750 | Steam | Natural Gas | No Match | FALSE | TRUE | 3 |  |  | No Match | No Match | No Match | No Match | Other | No Match |  | No Match |  | 2750000 |  | 2750000 |  | 80 | 80 |  |  |  |  | 80 |  |  | Federally-Regulated Commercial & Industrial Equipment | 1996-02-29
Ajax Boiler, Inc. | Ajax | HRPG50 | Steam | Natural Gas | Power | FALSE | TRUE | 1 |  |  | Draft Hood | Stack Damper | Non-Condensing | Two-Stage Modulating | Other | None |  |  |  | 2000000 | 1600000 | 1600000 | 1280000 | 80 | 80 | 79.2 | [6 empty] | Federally-Regulated Commercial & Industrial Equipment | 2007-08-15
Raypak | Raypak | H(3,4)-0260*R | Water | LPG | Induced Draft | FALSE | FALSE | 1 |  |  |  | Electro-Mechanical Flue Damper | Non-Condensing | Single-Stage | Copper |  |  |  |  | 264000 | 216000 | [9 empty] | 82.7 | 80 | Federally-Regulated Consumer Product | 2015-03-30
Thermo-Dynamics Boiler Co. | Columbia Boiler / Pottstown | LVG-90 | Water | Combo (Natural Gas & Oil) | No Match | FALSE | FALSE | 1 |  |  | No Match | No Match | No Match | No Match | Other | No Match |  | No Match |  | 90000 | [10 empty] | 84.5 | 80 | Federally-Regulated Consumer Product | 2001-11-01
Slant / Fin Corp. | Slant / Fin Corp. | CHS-300 | Water | LPG | Power | FALSE | FALSE | 1 |  | TRUE |  | None | Condensing | Step Modulating | Other |  |  |  |  | 299000 | 278000 | [9 empty] | 94 | 80 | Federally-Regulated Consumer Product | 2014-01-14
Laars Heating Systems Company | BRUTE LX | BLXHW220(N,P)**** | Water | Natural Gas | Power | FALSE | FALSE | 1 | TRUE |  |  | None | Condensing | Step Modulating | Other |  |  |  |  | 220000 | 206000 | [9 empty] | 95 | 80 | Federally-Regulated Consumer Product | 2015-09-30
English Boiler & Tube, Inc. | Bent Tube Balanced Flow | BTBF-600-160 | Water | Natural Gas | Power | FALSE | FALSE | 3 |  |  | No Match | No Match | No Match | No Match | Other | No Match |  | No Match |  | 25500000 |  | 6375000 |  | 80 | 80 |  |  | 3 |  | 80 |  |  | Federally-Regulated Commercial & Industrial Equipment | 1998-09-10
Burnham Corp. | Burnham Corp. | K5024 | Both Steam & Water | Natural Gas | Induced Draft | TRUE | FALSE | 1 |  |  |  | None | Non-Condensing | Single-Stage | Cast Iron |  |  |  |  | 1794000 | 1436000 |  |  | 80 | 80 | 77 | [6 empty] | Federally-Regulated Commercial & Industrial Equipment | 2010-03-16
Smith Cast Iron Boilers | Smith Cast Iron Boilers | GV100-W-6-HSI | Water | Natural Gas | Power | FALSE | FALSE | 1 |  |  | No Match | No Match | No Match | No Match | Cast Iron | No Match |  | No Match |  | 125000 | [10 empty] | 83.4 | 80 | Federally-Regulated Consumer Product | 2000-06-07
Burnham Corp. | Burnham Corp. | V1123-SO | Steam | Oil | Power | FALSE | FALSE | 3 |  | FALSE |  | Stack Damper | Non-Condensing | Two-Stage Modulating | Cast Iron |  |  |  |  | 5600000 | 4551000 |  |  | 81.3 |  | 81.3 | [6 empty] | Federally-Regulated Commercial & Industrial Equipment | 2014-08-11
Smith Cast Iron Boilers | Smith Cast Iron Boilers | 19A-S/W-07 | Both Steam & Water | Oil | Power | FALSE | FALSE | 1 |  |  |  | None | Non-Condensing | Single-Stage | Cast Iron |  |  |  |  | 1106000 | 901000 |  |  | 84 | 83 | 81.7 | [6 empty] | Federally-Regulated Commercial & Industrial Equipment | 2007-12-12
Crown Boiler Co. | Crown Boiler Co. | CWD245 | Water | LPG | Induced Draft | FALSE | FALSE | 1 |  | TRUE |  | None | Non-Condensing | Single-Stage | Cast Iron | Single-Speed |  |  |  | 245000 | 211000 | [9 empty] | 85.3 | 80 | Federally-Regulated Consumer Product | 2013-04-19
Burnham Corp. | Burnham Corp. | 4FHW-107A-O | Water | Oil | Power | FALSE | FALSE | 1 |  |  |  | None | Non-Condensing | Single-Stage | Other |  |  |  |  | 895000 | 732000 |  |  | 87.8 |  | 84.9 | [6 empty] | Federally-Regulated Commercial & Industrial Equipment | 2014-08-11
Lochinvar, LLC. | Lochinvar Corp. | KBN210 | Water | LPG | Power | FALSE | FALSE | 1 |  |  |  | None | Condensing | Step Modulating | Other |  |  |  |  | 210000 | 190000 | [9 empty] | 95.7 | 80 | Federally-Regulated Consumer Product | 2008-04-14
HTP, Inc. | ModCon | Mod Con 500 | Water | Natural Gas | Power | FALSE | FALSE | 1 |  |  | None | None | Condensing | Step Modulating | Other |  |  |  |  | 500000 | 470000 | 100000 | 94000 | 94 | 80 | 94 | [6 empty] | Federally-Regulated Commercial & Industrial Equipment | 2008-10-20
Peerless Heater Co. | Peerless | MI-03-SV | Water | Combo (Natural Gas & Oil) | No Match | FALSE | FALSE | 1 |  |  | No Match | No Match | No Match | No Match | Cast Iron | No Match |  | No Match |  | 70000 | [10 empty] | 82.2 | 80 | Federally-Regulated Consumer Product | 2001-11-01
Laars Heating Systems Co. | Laars | NTH1000P*** | Water | LPG | Induced Draft | FALSE | TRUE | 1 |  |  | None | None | Condensing | Step Modulating | Other |  |  |  |  | 1000000 | 942000 |  |  | 94.2 | 80 | 94.2 | [6 empty] | Federally-Regulated Commercial & Industrial Equipment | 2011-09-29
Smith Cast Iron Boilers | Smith Cast Iron Boilers | PGB250-S-8-INT | Steam | LPG | Power | FALSE | FALSE | 1 |  |  |  | Electro-Mechanical Flue Damper | Non-Condensing | Single-Stage | Cast Iron |  |  |  |  | 350000 | 280000 |  |  | 80 | 80 | 75.8 | [6 empty] | Federally-Regulated Commercial & Industrial Equipment | 2007-12-12
Crown Boiler Co. | Crown Boiler Co. | CWI276E | Water | LPG | Induced Draft | FALSE | FALSE | 1 |  | TRUE |  | Stack Damper | Non-Condensing | Single-Stage | Cast Iron | Single-Speed |  |  |  | 276000 | 230000 | [9 empty] | 83.2 | 80 | Federally-Regulated Consumer Product | 2013-04-19
Ajax Boiler, Inc. | Ajax | SGOXFD-525 | Steam | Natural Gas | Power | FALSE | FALSE | 3 |  |  | No Match | No Match | No Match | No Match | Other | No Match |  | No Match |  | 525000 |  | 262500 |  | 81 | 80 |  |  |  |  | 80 |  |  | Non Federally-Regulated | 1992-10-27
Camus Hydronics | Camus Hydronics | DFNW-3501-MS | Water | Natural Gas | Power | FALSE | FALSE | 1 |  |  |  | None | Condensing | Step Modulating | Other |  |  |  |  | 3500000 | 3052000 |  |  | 87.2 |  | 87.2 | [6 empty] | Federally-Regulated Commercial & Industrial Equipment | 2014-08-11
Water Pik, Inc. | Laars | VW1825IN09CBA | Both Steam & Water | Natural Gas | No Match | FALSE | FALSE | 3 |  |  | No Match | No Match | No Match | No Match | Copper | No Match |  | No Match |  | 1825000 |  | 1825000 |  | 82 | 80 |  |  | 5 |  | 82 |  |  | Federally-Regulated Commercial & Industrial Equipment | 2001-11-21
Water Pik, Inc. | Laars | HH2450IP18A* | Water | LPG | No Match | FALSE | FALSE | 3 |  |  | No Match | No Match | No Match | No Match | Copper | No Match |  | No Match |  | 2450000 |  | 2450000 |  | 82 | 80 |  |  | 5 |  | 82 |  |  | Federally-Regulated Commercial & Industrial Equipment | 2001-05-30
Burnham Corp. | Crown Boiler Co. | 24-09 | Both Steam & Water | Natural Gas | Power | FALSE | FALSE | 1 |  |  |  | None | Non-Condensing | Single-Stage | Cast Iron |  |  |  |  | 1641000 | 1316000 |  |  | 82.3 | 80 | 80.2 | [6 empty] | Federally-Regulated Commercial & Industrial Equipment | 2007-12-12
Rite Engineering | Rite | A700SG | Both Steam & Water | Natural Gas | Power | FALSE | FALSE | 3 |  |  | No Match | No Match | No Match | No Match | Other | No Match |  | No Match |  | 7000000 |  | 2333333 |  | 80 | 80 |  |  |  |  | 80 |  |  | Non Federally-Regulated | 1992-10-14
Ajax Boiler, Inc. | Ajax | OSGOXFD2000 | Steam | Natural Gas | Power | FALSE | TRUE | 3 |  |  | No Match | No Match | No Match | No Match | Other | No Match |  | No Match |  | 2000000 |  | 1000000 |  | 81 | 80 |  |  |  |  | 80 |  |  | Non Federally-Regulated | 1992-10-27
Water Pik, Inc. | Laars | PW0715IN09CBA | Both Steam & Water | Natural Gas | No Match | FALSE | FALSE | 3 |  |  | No Match | No Match | No Match | No Match | Copper | No Match |  | No Match |  | 715000 |  | 715000 |  | 82 | 80 |  |  | 5 |  | 82 |  |  | Federally-Regulated Commercial & Industrial Equipment | 2001-11-21
Ajax Boiler, Inc. | Ajax | WGOXFD-4250 | Steam | Natural Gas | Power | FALSE | FALSE | 3 |  |  | No Match | No Match | No Match | No Match | Other | No Match |  | No Match |  | 4250000 |  | 2125000 |  | 82 | 80 |  |  |  |  | 80 |  |  | Non Federally-Regulated | 1992-10-27
Laars Heating Systems Co. | Bradford-White Corp. | BMT2H0750 | Water | Natural Gas | Power | FALSE | FALSE | 1 |  | FALSE |  | None | Non-Condensing | Two-Stage Modulating | Copper |  |  |  |  | 750000 | 638000 |  |  | 85 |  | 85 | [6 empty] | Federally-Regulated Commercial & Industrial Equipment | 2014-08-11
Ajax Boiler, Inc. | Ajax | OSGX1500 | Steam | Natural Gas | No Match | FALSE | TRUE | 3 |  |  | No Match | No Match | No Match | No Match | Other | No Match |  | No Match |  | 1500000 |  | 1500000 |  | 80 | 80 |  |  |  |  | 80 |  |  | Federally-Regulated Commercial & Industrial Equipment | 1996-02-29
Parker Boiler Co. | Parker Boiler | WH600LR | Water | Natural Gas | Power | FALSE | FALSE | 3 |  |  | No Match | No Match | No Match | No Match | Other | No Match |  | No Match |  | 600000 |  | 300000 |  | 83 | 80 |  |  | 4 |  | 82 |  |  | Federally-Regulated Commercial & Industrial Equipment | 1996-03-13
Allied Engineering Co. | Super Hot | AAE1680*** | Water | Natural Gas | No Match | FALSE | TRUE | 3 |  |  | No Match | No Match | No Match | No Match | Copper | No Match |  | No Match |  | 1680000 |  | 588000 |  | 80 | 80 |  |  |  |  | 80 |  |  | Federally-Regulated Commercial & Industrial Equipment | 1998-04-21
Crown Boiler Co. | Crown Boiler Co. | CWD110 | Water | LPG | Induced Draft | FALSE | FALSE | 1 |  | TRUE |  | None | Non-Condensing | Single-Stage | Cast Iron | Single-Speed |  |  |  | 110000 | 94000 | [9 empty] | 85.2 | 80 | Federally-Regulated Consumer Product | 2013-04-19
Water Pik, Inc. | Laars | PW0715EP09CBA | Both Steam & Water | LPG | No Match | FALSE | TRUE | 3 |  |  | No Match | No Match | No Match | No Match | Copper | No Match |  | No Match |  | 715000 |  | 715000 |  | 82 | 80 |  |  | 5 |  | 82 |  |  | Federally-Regulated Commercial & Industrial Equipment | 2001-11-21
Smith Cast Iron Boilers | Smith Cast Iron Boilers | 6500-*-15 | Both Steam & Water | Oil | Power | FALSE | FALSE | 1 |  |  |  | None | Non-Condensing | Single-Stage | Cast Iron |  |  |  |  | 8680000 | 7194000 |  |  | 84.4 | 83 | 83 | [6 empty] | Federally-Regulated Commercial & Industrial Equipment | 2007-12-12
Slant / Fin Corp. | Slant / Fin Corp. | GXH-150EDPZ | Steam | Natural Gas | Injection Type | FALSE | FALSE | 1 |  |  |  | Stack Damper | Non-Condensing | Single-Stage | Cast Iron |  |  |  |  | 147000 | 120000 | [9 empty] | 81.1 | 75 | Federally-Regulated Consumer Product | 2007-11-14
Laars Heating Systems Co. | Bradford-White Corp. | BWCH1000 | Water | Natural Gas | Power | FALSE | FALSE | 1 |  |  |  | None | Non-Condensing | Step Modulating | Copper |  |  |  |  | 999000 | 849000 |  |  |  |  | 85 | [6 empty] | Federally-Regulated Commercial & Industrial Equipment | 2015-06-01
Slant / Fin Corp. | Slant / Fin Corp. | LZDF-600-2-5 | Steam | Oil | Power | FALSE | FALSE | 1 |  |  |  | None | Non-Condensing | Single-Stage | Cast Iron |  |  |  |  | 602000 | 500000 |  |  | 85.9 | 83 | 82.9 | [6 empty] | Federally-Regulated Commercial & Industrial Equipment | 2007-12-12
Camus Hydronics | Camus Hydronics | DFPH-4500-MH | Water | LPG | Power | FALSE | FALSE | 3 |  |  |  | None | Non-Condensing | Step Modulating | Copper |  |  |  |  | 4500000 | 3825000 |  |  | 85 |  | 85 | [6 empty] | Federally-Regulated Commercial & Industrial Equipment | 2014-08-11
Ajax Boiler, Inc. | Ajax | DNG100W | Water | Natural Gas | No Match | FALSE | TRUE | 3 |  |  | No Match | No Match | No Match | No Match | Other | No Match |  | No Match |  | 4200000 |  | 4200000 |  | 80 | 80 |  |  |  |  | 80 |  |  | Federally-Regulated Commercial & Industrial Equipment | 1997-01-07
Parker Boiler Co. | Parker Boiler | WH3000LR | Water | Natural Gas | Power | FALSE | FALSE | 3 |  |  | No Match | No Match | No Match | No Match | Other | No Match |  | No Match |  | 3000000 |  | 1500000 |  | 83 | 80 |  |  | 4 |  | 82 |  |  | Federally-Regulated Commercial & Industrial Equipment | 1996-03-13
Water Pik, Inc. | Laars | HH4050IN18C* | Water | Natural Gas | No Match | FALSE | FALSE | 3 |  |  | No Match | No Match | No Match | No Match | Copper | No Match |  | No Match |  | 4050000 |  | 4050000 |  | 82 | 80 |  |  | 5 |  | 82 |  |  | Federally-Regulated Commercial & Industrial Equipment | 2001-05-16
PB Heat, LLC | Peerless | 63-04L-SPRK-S | Steam | LPG | Injection Type | FALSE | FALSE | 1 |  | TRUE |  | Stack Damper | Non-Condensing | Single-Stage | Cast Iron |  |  |  |  | 147500 | 123000 | [9 empty] | 82.6 | 80 | Federally-Regulated Consumer Product | 2015-09-30
Burnham Commercial | BURNHAM COMMERCIAL | 3L-40-O | Steam | Oil | Power | FALSE | FALSE | 1 |  | FALSE |  | None | Non-Condensing | Two-Stage Modulating | Other |  |  |  |  | 1638000 | 1354000 |  |  |  |  | 83.3 | 81 | [5 empty] | Federally-Regulated Commercial & Industrial Equipment | 2015-09-30
Ajax Boiler, Inc. | Ajax | WGX-WGXB-5000-D | Steam | Natural Gas | No Match | FALSE | FALSE | 3 |  |  | No Match | No Match | No Match | No Match | Other | No Match |  | No Match |  | 5000000 |  | 5000000 |  | 80 | 80 |  |  |  |  | 80 |  |  | Federally-Regulated Commercial & Industrial Equipment | 1996-02-29
Cleaver-Brooks | Cleaver-Brooks | CEW-700-600-***** | Steam | Natural Gas | Power | FALSE | FALSE | 3 |  |  | No Match | No Match | No Match | No Match | Other | No Match |  | No Match |  | 25110000 |  | 25110000 |  | 80 | 80 |  |  | 25 |  | 80 |  |  | Federally-Regulated Commercial & Industrial Equipment | 1999-03-02
Ajax Boiler, Inc. | Ajax | SGOXFD-4250 | Steam | Natural Gas | Power | FALSE | FALSE | 3 |  |  | No Match | No Match | No Match | No Match | Other | No Match |  | No Match |  | 4250000 |  | 2125000 |  | 81 | 80 |  |  |  |  | 80 |  |  | Non Federally-Regulated | 1992-10-27
Ajax Boiler, Inc. | Ajax | OWGFD7500 | Steam | Natural Gas | Power | FALSE | TRUE | 3 |  |  | No Match | No Match | No Match | No Match | Other | No Match |  | No Match |  | 7500000 |  | 3750000 |  | 82 | 80 |  |  |  |  | 80 |  |  | Non Federally-Regulated | 1992-10-27
Laars Heating Systems Co. | National Combustion Co. | F85H1000 | Water | Natural Gas | Power | FALSE | FALSE | 1 |  |  |  | None | Non-Condensing | Two-Stage Modulating | Copper |  |  |  |  | 999000 | 849000 |  |  | 85 |  | 85 | [6 empty] | Federally-Regulated Commercial & Industrial Equipment | 2014-10-21
Camus Hydronics | Camus Hydronics | MFNH-2502-MG | Water | Natural Gas | Power | FALSE | FALSE | 1 |  |  |  | None | Condensing | Step Modulating | Copper |  |  |  |  | 2500000 | 2335000 |  |  | 93 | [8 empty] | Federally-Regulated Commercial & Industrial Equipment | 2014-10-23
Utica Boilers | Dunkirk | D248-1200 | Both Steam & Water | Natural Gas | Injection Type | FALSE | FALSE | 1 |  |  |  | None | Non-Condensing | Single-Stage | Cast Iron |  |  |  |  | 1200000 | 966000 |  |  | 80.5 | 80 | 77.5 | [6 empty] | Federally-Regulated Commercial & Industrial Equipment | 2011-05-02
Crown Boiler Co. | CROWN BOILER | CWI069E | Water | Natural Gas | Induced Draft | FALSE | FALSE | 1 | TRUE |  |  | Stack Damper | Non-Condensing | Single-Stage | Cast Iron |  |  |  |  | 69000 | 58000 | [9 empty] | 83.1 | 80 | Federally-Regulated Consumer Product | 2015-09-30
Weil-McLain | Weil-McLain | 1488 | Both Steam & Water | Natural Gas | Power | FALSE | FALSE | 1 |  |  |  | None | Non-Condensing | Single-Stage | Cast Iron |  |  |  |  | 4464000 | 3709000 |  |  | 83.4 | 80 | 83.1 | [6 empty] | Federally-Regulated Commercial & Industrial Equipment | 2008-04-14
Slant / Fin Corp. | Slant / Fin Corp. | TRF-50 | Water | Oil | Power | FALSE | FALSE | 1 |  |  |  | None | Non-Condensing | Single-Stage | Cast Iron |  |  |  |  | 329000 | 271000 |  |  | 84.8 | 83 | 82.4 | [6 empty] | Federally-Regulated Commercial & Industrial Equipment | 2007-12-12
U.S. Boiler Co. | U.S. Boiler Co. | MPO-IQ189 | Water | Oil | Power | FALSE | FALSE | 1 |  | TRUE |  | None | Non-Condensing | Single-Stage | Cast Iron |  |  |  |  | 189000 | 167000 | [9 empty] | 87 | 80 | Federally-Regulated Consumer Product | 2014-01-14
Burnham Corp. | Burnham Corp. | RSA285 | Water | Oil | Power | FALSE | FALSE | 1 |  |  |  | None | Non-Condensing | Single-Stage | Other | Single-Speed |  | Standard |  | 399000 | 318000 |  |  | 83.2 | 83 | 79.2 | [6 empty] | Federally-Regulated Commercial & Industrial Equipment | 2007-12-12
Burnham Corp. | Crown Boiler Co. | CT-4 | Water | Oil | Pressure | FALSE | FALSE | 1 |  |  |  | None | Non-Condensing | Single-Stage | Cast Iron | Single-Speed | 0.04 | Standard |  | 140000 | 121000 | [9 empty] | 86.1 | 80 | Federally-Regulated Consumer Product | 2007-11-14
Laars Heating Systems Co. | Bradford-White Corp. | BWCH1000 | Water | LPG | Power | FALSE | FALSE | 1 |  |  |  | None | Non-Condensing | Step Modulating | Copper |  |  |  |  | 999000 | 849000 |  |  |  |  | 85 | [6 empty] | Federally-Regulated Commercial & Industrial Equipment | 2015-06-01
Slant / Fin Corp. | Slant / Fin Corp. | LD30P | Water | Oil | Power | FALSE | FALSE | 1 |  |  |  | None | Non-Condensing | Single-Stage | Cast Iron |  |  |  |  | 175000 | 151000 | [9 empty] | 83.5 | 80 | Federally-Regulated Consumer Product | 2007-11-14
Camus Hydronics | Camus Hydronics | DFPH-4514-MS | Water | LPG | Power | FALSE | FALSE | 1 |  |  |  | None | Condensing | Step Modulating | Other |  |  |  |  | 4500000 | 3924000 |  |  | 87.2 |  | 87.2 | [6 empty] | Federally-Regulated Commercial & Industrial Equipment | 2014-08-11
Smith Cast Iron Boilers | Smith Cast Iron Boilers | GVX-165 | Water | LPG | Induced Draft | FALSE | FALSE | 1 | TRUE |  |  | None | Non-Condensing | Single-Stage | Cast Iron |  |  |  |  | 165000 | 136000 | [9 empty] | 93.3 | 80 | Federally-Regulated Consumer Product | 2015-09-30
U.S. Boiler Co. | New Yorker | CL4-126-WD | Water | Oil | Power | FALSE | FALSE | 1 | TRUE |  |  | None | Non-Condensing | Single-Stage | Cast Iron | Single-Speed |  |  |  | 126000 | 112000 | [9 empty] | 88.2 | 84 | Federally-Regulated Consumer Product | 2015-09-30
RBI Water Heaters | RBI Water Heaters | DB300 | Water | LPG | Induced Draft | TRUE | FALSE | 1 |  |  |  | None | Non-Condensing | Single-Stage | Copper |  |  |  |  | 300000 | 252000 |  |  | 84 | 80 | 80.2 | [6 empty] | Federally-Regulated Commercial & Industrial Equipment | 2007-12-12
Ajax Boiler, Inc. | Ajax | WRF525 | Water | Natural Gas | Power | FALSE | TRUE | 1 |  |  | Draft Hood | Stack Damper | Non-Condensing | Two-Stage Modulating | Other | None |  | No Match |  | 525000 | 446200 | 446200 | 379313 | 85 | 80 | 84.2 | [6 empty] | Federally-Regulated Commercial & Industrial Equipment | 2007-08-15
U.S. Boiler Co. | BURNHAM HYDRONICS | 305A | Water | Natural Gas | Injection Type | FALSE | FALSE | 1 | TRUE |  |  | Stack Damper | Non-Condensing | Single-Stage | Cast Iron | Multiple-Speed |  |  |  | 140000 | 117000 | [9 empty] | 84 | 80 | Federally-Regulated Consumer Product | 2015-09-30
PVI Industries | PVI | 72 ESB 85A-E | Steam | Electricity | No Match | TRUE | FALSE | 1 |  |  | No Match | No Match | No Match | No Match | Other | No Match |  | No Match |  | 246000 |  |  |  | 99.9 | [6 empty] | 99.9 |  | Federally-Regulated Consumer Product | 1992-09-30
Burnham Corp. | Burnham Corp. | 203H*I | Water | LPG | Induced Draft | FALSE | FALSE | 1 |  |  |  | Stack Damper | Non-Condensing | Single-Stage | Cast Iron | Single-Speed | 0.04 | Standard |  | 62000 | 52000 | [9 empty] | 84 | 80 | Federally-Regulated Consumer Product | 2007-11-14
Rite Engineering | Rite | 275WG | Both Steam & Water | Natural Gas | Power | FALSE | FALSE | 3 |  |  | No Match | No Match | No Match | No Match | Other | No Match |  | No Match |  | 2750000 |  | 916667 |  | 80 | 80 |  |  |  |  | 80 |  |  | Non Federally-Regulated | 1992-10-14
Weil-McLain | Weil-McLain | LGB-23 | Steam | Natural Gas | No Match | FALSE | FALSE | 3 |  |  | No Match | No Match | No Match | No Match | Cast Iron | No Match |  | No Match |  | 2860000 |  | 2860000 |  | 81 | 80 |  |  | 147 |  | 81 |  |  | Federally-Regulated Commercial & Industrial Equipment | 1996-02-29
Ajax Boiler, Inc. | Ajax | OSGOXFD600 | Steam | Natural Gas | Power | FALSE | TRUE | 3 |  |  | No Match | No Match | No Match | No Match | Other | No Match |  | No Match |  | 600000 |  | 300000 |  | 81 | 80 |  |  |  |  | 80 |  |  | Non Federally-Regulated | 1992-10-27
Burnham Corp. | Burnham Corp. | MPC-14 | Water | Oil | Power | FALSE | FALSE | 1 |  |  |  | None | Non-Condensing | Single-Stage | Cast Iron |  |  |  |  | 2769000 | 2322000 |  |  | 88.5 | 83 | 86.5 | [6 empty] | Federally-Regulated Commercial & Industrial Equipment | 2010-03-16
Triangle Tube | Triangle Tube | Solo175 | Water | Natural Gas | Power | FALSE | FALSE | 1 |  |  | None | None | Condensing | Step Modulating | Other |  |  |  |  | 170000 | 154000 | 50000 | 48000 | [7 empty] | 95 | 80 | Federally-Regulated Consumer Product | 2007-11-14
Smith Cast Iron Boilers | Smith Cast Iron Boilers | 28HE-S/W-18 | Both Steam & Water | Natural Gas | Power | FALSE | FALSE | 1 |  |  |  | None | Non-Condensing | Single-Stage | Cast Iron |  |  |  |  | 5553000 | 4622000 |  |  | 83.4 | 80 | 83.2 | [6 empty] | Federally-Regulated Commercial & Industrial Equipment | 2007-12-12
HTP, Inc. | HTP, Inc. | MOD CON 850 | Water | Natural Gas | Power | FALSE | FALSE | 1 |  |  |  | None | Condensing | Step Modulating | Other |  |  |  |  | 850000 | 799000 |  |  | 94 |  | 94 | [6 empty] | Federally-Regulated Commercial & Industrial Equipment | 2014-10-23
A O Smith Water Products | A O Smith Water Products | XB 1000 | Water | Natural Gas | Induced Draft | FALSE | FALSE | 1 |  | FALSE | None | None | Condensing | Step Modulating | Other |  |  |  |  | 920000 | 855000 |  |  | 94.4 |  | 93 | [6 empty] | Federally-Regulated Commercial & Industrial Equipment | 2014-08-11
Lochinvar, LLC. | Lochinvar Corp. | CBN045M9 | Water | LPG | Injection Type | FALSE | FALSE | 1 |  |  |  | Stack Damper | Non-Condensing | Single-Stage | Copper |  |  |  |  | 45000 | 37000 | [9 empty] | 82 | 80 | Federally-Regulated Consumer Product | 2007-11-14
Laars Heating Systems Co. | Laars Heating Systems Co. | EBP0110 | Water | Natural Gas | Power | FALSE | FALSE | 1 |  |  |  | None | Non-Condensing | Step Modulating | Copper |  |  |  |  | 107000 | 92000 | [9 empty] | 85.5 | 80 | Federally-Regulated Consumer Product | 2014-08-08
Burnham Corp. | Crown Boiler Co. | MWC116 | Water | Natural Gas | Induced Draft | FALSE | FALSE | 1 |  |  | None | None | Non-Condensing | Step Modulating | Copper | Single-Speed | 0.13 | Standard |  | 116000 | 102000 | 75000 | 65000 | [7 empty] | 85 | 80 | Federally-Regulated Consumer Product | 2008-10-20
Dunkirk | Dunkirk | DPFG-6T-240 | Water | Combo (Natural Gas & Oil) | Power | FALSE | FALSE | 1 |  |  | No Match | No Match | No Match | No Match | Cast Iron | No Match |  | No Match |  | 240000 | [10 empty] | 82.4 | 80 | Federally-Regulated Consumer Product | 2001-11-01
U.S. Boiler Co. | F.W. Webb | AO-3-065 | Water | Oil | Power | FALSE | FALSE | 1 |  | TRUE |  | None | Non-Condensing | Single-Stage | Cast Iron | Multiple-Speed |  |  |  | 91000 | 80000 | [9 empty] | 86.1 | 80 | Federally-Regulated Consumer Product | 2014-01-14
Water Pik, Inc. | Laars | VW0600IN09CBA | Both Steam & Water | Natural Gas | No Match | FALSE | FALSE | 3 |  |  | No Match | No Match | No Match | No Match | Copper | No Match |  | No Match |  | 600000 |  | 600000 |  | 82 | 80 |  |  | 5 |  | 82 |  |  | Federally-Regulated Commercial & Industrial Equipment | 2001-11-21
Laars Heating Systems Co. | Bradford-White Corp. | BRHHH1200 | Water | Natural Gas | Power | FALSE | FALSE | 1 |  |  |  | None | Condensing | Step Modulating | Copper |  |  |  |  | 1200000 | 1090000 |  |  | 92.1 |  | 92.1 | [6 empty] | Federally-Regulated Commercial & Industrial Equipment | 2014-10-21
Water Pik, Inc. | Laars | VW0850IN09*1A | Both Steam & Water | Natural Gas | No Match | FALSE | FALSE | 3 |  |  | No Match | No Match | No Match | No Match | Copper | No Match |  | No Match |  | 850000 |  | 212850 |  | 81 | 80 |  |  | 5 |  | 81 |  |  | Federally-Regulated Commercial & Industrial Equipment | 2001-11-21
Raypak | Raypak | (H,W)7-0300 * | Water | LPG | Induced Draft | FALSE | FALSE | 1 |  |  |  | None | Condensing | Step Modulating | Other |  |  |  |  | 300000 | 282000 |  |  |  |  | 94 | [6 empty] | Federally-Regulated Commercial & Industrial Equipment | 2015-04-16
Ajax Boiler, Inc. | Ajax | SGX-SGXB-6000-D | Steam | Natural Gas | No Match | FALSE | FALSE | 3 |  |  | No Match | No Match | No Match | No Match | Other | No Match |  | No Match |  | 6000000 |  | 6000000 |  | 80 | 80 |  |  |  |  | 80 |  |  | Federally-Regulated Commercial & Industrial Equipment | 1996-02-29
PB Heat, LLC | Peerless | PF-300-LP | Water | LPG | Power | FALSE | FALSE | 1 |  |  |  | None | Condensing | Step Modulating | Other |  |  |  |  | 300000 | 290000 |  |  |  |  | 96.5 | 80 | [5 empty] | Federally-Regulated Commercial & Industrial Equipment | 2015-09-30
Crown Boiler Co. | Crown | C247-1500-W | Water | Natural Gas | No Match | FALSE | FALSE | 3 |  |  | No Match | No Match | No Match | No Match | Cast Iron | No Match |  | No Match |  | 1500000 |  | 1500000 |  | 80 | 80 |  |  |  |  | 80 |  |  | Federally-Regulated Commercial & Industrial Equipment | 1996-03-06
Water Pik, Inc. | Laars | HH4050IP18A* | Water | LPG | No Match | FALSE | FALSE | 3 |  |  | No Match | No Match | No Match | No Match | Copper | No Match |  | No Match |  | 4050000 |  | 4050000 |  | 82 | 80 |  |  | 5 |  | 82 |  |  | Federally-Regulated Commercial & Industrial Equipment | 2001-05-30
Slant / Fin Corp. | Slant / Fin Corp. | S-150ED | Water | LPG | Injection Type | FALSE | FALSE | 1 |  |  |  | Stack Damper | Non-Condensing | Single-Stage | Cast Iron |  |  |  |  | 150000 | 125000 | [9 empty] | 83.4 | 80 | Federally-Regulated Consumer Product | 2007-11-14
Dunkirk | Dunkirk | Q90-100 | Water | Combo (Natural Gas & Oil) | No Match | FALSE | FALSE | 1 |  |  | No Match | No Match | No Match | No Match | Other | No Match |  | No Match |  | 100000 | [10 empty] | 90 | 80 | Federally-Regulated Consumer Product | 2001-11-01
Viessmann Manufacturing Co., Inc. | VIESSMANN | B2HB-19 | Water | LPG | Power | FALSE | FALSE | 1 | TRUE |  |  | Electro-Mechanical Inlet Dampe | Condensing | Step Modulating | Other |  |  |  |  | 68000 | 64000 | [9 empty] | 95 | 80 | Federally-Regulated Consumer Product | 2015-09-24
Allied Engineering Co. | Super Hot | AAE2520*** | Water | Natural Gas | No Match | FALSE | TRUE | 3 |  |  | No Match | No Match | No Match | No Match | Copper | No Match |  | No Match |  | 2520000 |  | 882000 |  | 80 | 80 |  |  |  |  | 80 |  |  | Federally-Regulated Commercial & Industrial Equipment | 1998-04-21
Crown Boiler Co. | Burnham Corp. | O1-3-225 | Water | Oil | Power | FALSE | FALSE | 1 |  |  |  | None | Non-Condensing | Single-Stage | Other |  |  |  |  | 315000 | 267000 |  |  | 86.5 | 83 | 84.9 | [6 empty] | Federally-Regulated Commercial & Industrial Equipment | 2010-03-16
Weil-McLain | Weil-McLain | CGa-4-PIDN | Water | Natural Gas | No Match | FALSE | FALSE | 1 |  |  | No Match | No Match | No Match | No Match | Cast Iron | No Match |  | No Match |  | 105000 | [10 empty] | 84 | 80 | Federally-Regulated Consumer Product | 2000-09-27
Crown Boiler Co. | Burnham Corp. | IN11 | Steam | Natural Gas | Induced Draft | TRUE | FALSE | 1 |  |  |  | None | Non-Condensing | Single-Stage | Cast Iron |  |  |  |  | 349000 | 288000 |  |  | 82.5 | 80 | 79.5 | [6 empty] | Federally-Regulated Commercial & Industrial Equipment | 2010-03-16
Water Pik, Inc. | Laars | HH1200IN09C1A | Water | Natural Gas | No Match | FALSE | FALSE | 3 |  |  | No Match | No Match | No Match | No Match | Copper | No Match |  | No Match |  | 1200000 |  | 1200000 |  | 81 | 80 |  |  | 5 |  | 81 |  |  | Federally-Regulated Commercial & Industrial Equipment | 2001-05-16
Laars Heating Systems Co. | Bradford-White Corp. | BNTH210 | Water | LPG | Induced Draft | FALSE | FALSE | 1 |  | TRUE |  | None | Condensing | Step Modulating | Other | Single-Speed |  |  |  | 210000 | 194000 | [9 empty] | 95 | 80 | Federally-Regulated Consumer Product | 2013-11-14
Rite Engineering | Rite | 300SG | Both Steam & Water | Natural Gas | Power | FALSE | FALSE | 3 |  |  | No Match | No Match | No Match | No Match | Other | No Match |  | No Match |  | 3000000 |  | 1000000 |  | 80 | 80 |  |  |  |  | 80 |  |  | Non Federally-Regulated | 1992-10-14
Smith Cast Iron Boilers | Smith Cast Iron Boilers | GB100-W-3-HSI-D | Water | Natural Gas | No Match | FALSE | FALSE | 1 |  |  | No Match | No Match | No Match | No Match | Cast Iron | No Match |  | No Match |  | 50000 | [10 empty] | 84.3 | 80 | Federally-Regulated Consumer Product | 1998-12-21
Camus Hydronics | Camus Hydronics | DFNH-3502-MS | Water | Natural Gas | Power | FALSE | FALSE | 1 |  |  |  | None | Condensing | Step Modulating | Other |  |  |  |  | 3500000 | 3304000 |  |  | 94.4 |  | 94.4 | [6 empty] | Federally-Regulated Commercial & Industrial Equipment | 2014-08-11
Parker Boiler Co. | Parker Boiler | T3600LR | Water | Natural Gas | Power | FALSE | FALSE | 3 |  |  | No Match | No Match | No Match | No Match | Other | No Match |  | No Match |  | 3600000 |  | 1800000 |  | 85 | 80 |  |  | 4 |  | 82 |  |  | Federally-Regulated Commercial & Industrial Equipment | 1996-03-13
Water Pik, Inc. | Laars | VW0500EP09CBA | Both Steam & Water | LPG | No Match | FALSE | TRUE | 3 |  |  | No Match | No Match | No Match | No Match | Copper | No Match |  | No Match |  | 500000 |  | 500000 |  | 82 | 80 |  |  | 5 |  | 82 |  |  | Federally-Regulated Commercial & Industrial Equipment | 2001-11-21
Water Pik, Inc. | Laars | VW1825EN21*N* | Both Steam & Water | Natural Gas | No Match | FALSE | TRUE | 3 |  |  | No Match | No Match | No Match | No Match | Copper | No Match |  | No Match |  | 1825000 |  | 456250 |  | 82 | 80 |  |  | 5 |  | 82 |  |  | Federally-Regulated Commercial & Industrial Equipment | 2001-11-21
Viessmann Manufacturing | Viessmann Manufacturing | B2HB-35 | Water | LPG | Power | FALSE | FALSE | 1 |  |  |  | Electro-Mechanical Inlet Dampe | Condensing | Step Modulating | Other |  |  |  |  | 125000 | 117000 | [9 empty] | 95 | 80 | Federally-Regulated Consumer Product | 2014-12-01
RBI Water Heaters | LCD DOMINATOR SERIES | LB300 | Water | LPG | Power | FALSE | FALSE | 1 | TRUE |  |  | None | Non-Condensing | Single-Stage | Copper |  |  |  |  | 299000 | 247000 | [9 empty] | 82 | 80 | Federally-Regulated Consumer Product | 2015-09-30
Water Pik, Inc. | Laars | HH1010IP09*BA | Water | LPG | No Match | FALSE | FALSE | 3 |  |  | No Match | No Match | No Match | No Match | Copper | No Match |  | No Match |  | 1010000 |  | 252500 |  | 82 | 80 |  |  | 5 |  | 82 |  |  | Federally-Regulated Commercial & Industrial Equipment | 2001-05-30
PB Heat, LLC | Hydrotherm | HWX-175-SV | Water | Natural Gas | Injection Type | FALSE | FALSE | 1 |  |  | Draft Diverter | Stack Damper | Non-Condensing | Single-Stage | Cast Iron | Single-Speed |  | Standard |  | 175000 | 143000 | [9 empty] | 82 | 80 | Federally-Regulated Consumer Product | 2011-08-02
Lochinvar, LLC. | Lochinvar Corp. | CBL260F9 | Water | Natural Gas | Injection Type | FALSE | FALSE | 1 |  |  |  | Stack Damper | Non-Condensing | Single-Stage | Copper |  |  |  |  | 260000 | 216000 | [9 empty] | 84 | 80 | Federally-Regulated Consumer Product | 2007-11-14
Burnham Corp. | Burnham Corp. | 4FHW-154A | Water | Natural Gas | Power | FALSE | FALSE | 1 |  |  |  | None | Non-Condensing | Two-Stage Modulating | Other |  |  |  |  | 1289000 | 1059000 |  |  | 85 |  | 82.2 | [6 empty] | Federally-Regulated Commercial & Industrial Equipment | 2014-08-11
Burnham Corp. | Burnham Corp. | V1113-SN | Steam | Natural Gas | Power | FALSE | FALSE | 3 |  |  |  | Stack Damper | Non-Condensing | Two-Stage Modulating | Cast Iron |  |  |  |  | 3103000 | 2486000 |  |  | 80.1 | 80 | 80.7 | [6 empty] | Federally-Regulated Commercial & Industrial Equipment | 2012-06-11
Ajax Boiler, Inc. | Ajax | WEG350W | Water | Natural Gas | Power | FALSE | TRUE | 3 |  |  | No Match | No Match | No Match | No Match | Other | No Match |  | No Match |  | 333000 |  | 300000 |  | 85 | 80 |  |  |  |  | 80 |  |  | Federally-Regulated Commercial & Industrial Equipment | 1997-01-07
Camus Hydronics | Camus Hydronics | DMNC-0203-MPI | Water | Natural Gas | Power | FALSE | FALSE | 1 | TRUE |  |  | None | Condensing | Step Modulating | Other |  |  |  |  | 199000 | 179000 | [9 empty] | 90 | 80 | Federally-Regulated Consumer Product | 2015-09-30
Ajax Boiler, Inc. | Ajax | OWGFD4000 | Steam | Natural Gas | Power | FALSE | TRUE | 3 |  |  | No Match | No Match | No Match | No Match | Other | No Match |  | No Match |  | 4000000 |  | 2000000 |  | 82 | 80 |  |  |  |  | 80 |  |  | Non Federally-Regulated | 1992-10-27
U.S. Boiler Co. | U.S. Boiler Co. | OW-4-125 | Water | Oil | Power | FALSE | FALSE | 1 |  | TRUE |  | None | Non-Condensing | Single-Stage | Cast Iron | Multiple-Speed |  |  |  | 175000 | 151000 | [9 empty] | 85.1 | 80 | Federally-Regulated Consumer Product | 2014-01-14
Water Pik, Inc. | Laars | PW0500IP09*1A | Both Steam & Water | LPG | No Match | FALSE | FALSE | 3 |  |  | No Match | No Match | No Match | No Match | Copper | No Match |  | No Match |  | 500000 |  | 125000 |  | 81 | 80 |  |  | 5 |  | 81 |  |  | Federally-Regulated Commercial & Industrial Equipment | 2001-11-21
Ajax Boiler, Inc. | Ajax | WEC525W | Water | Combo (Natural Gas & Oil) | Power | FALSE | TRUE | 3 |  |  | No Match | No Match | No Match | No Match | Other | No Match |  | No Match |  | 499000 |  | 350000 |  | 85 | 80 |  |  |  |  | 80 |  |  | Federally-Regulated Commercial & Industrial Equipment | 1997-01-07
Water Pik, Inc. | Laars | VW1200EN04*BA | Both Steam & Water | Natural Gas | No Match | FALSE | TRUE | 3 |  |  | No Match | No Match | No Match | No Match | Copper | No Match |  | No Match |  | 1200000 |  | 300000 |  | 82 | 80 |  |  | 5 |  | 82 |  |  | Federally-Regulated Commercial & Industrial Equipment | 2001-11-21
Aerco International | AM Series | AM 399 | Water | LPG | Power | FALSE | FALSE | 1 |  | FALSE | None | None | Condensing | Step Modulating | Other |  |  |  |  | 399000 | 391000 | 50000 |  | 92.6 |  | 92.6 | [6 empty] | Federally-Regulated Commercial & Industrial Equipment | 2014-09-25
PVI Industries | PVI | 324 ESB 150A-E | Steam | Electricity | No Match | TRUE | FALSE | 3 |  |  | No Match | No Match | No Match | No Match | Other | No Match |  | No Match |  | 1106000 |  | 1106000 |  | 99.9 | [5 empty] | 99.9 |  |  | Non Federally-Regulated | 1992-09-28
HTP, Inc. | HTP, Inc. | EFT-110 | Water | LPG | Power | FALSE | FALSE | 1 |  | TRUE |  | None | Condensing | Step Modulating | Other |  |  |  |  | 110000 | 102000 | [9 empty] | 95.6 | 80 | Federally-Regulated Consumer Product | 2015-03-30
Slant / Fin Corp. | Slant / Fin Corp. | XL-50-1.80 | Water | Oil | Power | FALSE | FALSE | 1 |  |  |  | None | Non-Condensing | Single-Stage | Cast Iron |  |  |  |  | 252000 | 217000 | [9 empty] | 85 | 80 | Federally-Regulated Consumer Product | 2007-11-14
U.S. Boiler Co. | New Yorker | CG60E | Water | Natural Gas | Injection Type | FALSE | FALSE | 1 | TRUE |  |  | Stack Damper | Non-Condensing | Single-Stage | Cast Iron | Single-Speed |  |  |  | 175000 | 146000 | [9 empty] | 84 | 80 | Federally-Regulated Consumer Product | 2015-09-30
A O Smith Water Products | A O Smith Water Products | VB 1,000 | Water | LPG | Induced Draft | FALSE | FALSE | 1 |  |  | None | None | Non-Condensing | Step Modulating | Copper |  |  |  |  | 1000000 | 830000 | 250000 | 220000 | 84 | 80 | 82 | [6 empty] | Federally-Regulated Commercial & Industrial Equipment | 2011-08-02
Burnham Corp. | Burnham Corp. | CW-60-O | Water | Oil | Power | FALSE | FALSE | 1 |  |  |  | None | Non-Condensing | Two-Stage Modulating | Other |  |  |  |  | 2356000 | 2054000 |  |  | 88.3 |  | 87.2 | [6 empty] | Federally-Regulated Commercial & Industrial Equipment | 2014-12-01
Water Pik, Inc. | Laars | SMB-250 | Water | Combo (Natural Gas & Oil) | Power | FALSE | FALSE | 1 |  |  | No Match | No Match | No Match | No Match | Copper | No Match |  | No Match |  | 257000 | [10 empty] | 90.5 | 80 | Federally-Regulated Consumer Product | 2001-11-21
PB Heat, LLC | PB Heat, LLC | TCII-16 | Both Steam & Water | Natural Gas | Power | FALSE | FALSE | 1 |  |  |  | None | Non-Condensing | Single-Stage | Cast Iron |  |  |  |  | 4923000 | 4095000 |  |  | 83.4 | 80 | 83.2 | [6 empty] | Federally-Regulated Commercial & Industrial Equipment | 2011-08-22
PB Heat, LLC | National HVAC Manufacturing Company, LLC | CGWA-260** | Water | LPG | Injection Type | FALSE | FALSE | 1 |  |  |  | Stack Damper | Non-Condensing | Single-Stage | Cast Iron | Single-Speed |  |  |  | 260000 | 211000 | [9 empty] | 82 | 80 | Federally-Regulated Consumer Product | 2013-11-14
Crown Boiler Co. | Crown Boiler Co. | TWZ100 | Water | Oil | Power | FALSE | FALSE | 1 |  | TRUE |  | None | Non-Condensing | Single-Stage | Cast Iron | Single-Speed | 0.04 | Standard |  | 140000 | 120000 | [9 empty] | 84.3 | 80 | Federally-Regulated Consumer Product | 2013-04-19
Water Pik, Inc. | Laars | EDN0110**IF2*X | Water | Combo (Natural Gas & Oil) | Power | FALSE | FALSE | 1 |  |  | No Match | None | Condensing | Step Modulating | Copper | No Match |  | No Match |  | 108200 | 95100 | [9 empty] | 85.5 | 80 | Federally-Regulated Consumer Product | 2005-02-10
Cleaver-Brooks | Cleaver-Brooks | CFLC-4000 | Water | Natural Gas | Power | FALSE | FALSE | 3 |  |  |  | None | Condensing | Step Modulating | Other |  |  |  |  | 4000000 | 3760000 |  |  | 94 |  | 93 | [6 empty] | Federally-Regulated Commercial & Industrial Equipment | 2014-09-05
Hydrotherm | Hydrotherm | VS-110BS-PV | Steam | Natural Gas | No Match | FALSE | FALSE | 1 |  |  | No Match | No Match | No Match | No Match | Cast Iron | No Match |  | No Match |  | 110000 | [10 empty] | 81.3 | 75 | Federally-Regulated Consumer Product | 1998-12-21
HTP, Inc. | Westinghouse | WBR^^110 | Water | LPG | Power | FALSE | FALSE | 1 | TRUE |  |  | None | Condensing | Step Modulating | Other |  |  |  |  | 110000 | 102000 | [9 empty] | 95.6 | 80 | Federally-Regulated Consumer Product | 2015-09-30
Crown Boiler Co. | Crown Boiler Co. | BWC090 | Water | LPG | Induced Draft | FALSE | FALSE | 1 |  | TRUE | None | None | Condensing | Step Modulating | Other | Single-Speed | 0.13 | Standard |  | 90000 | 80000 | 30000 | 27000 | [7 empty] | 91 | 80 | Federally-Regulated Consumer Product | 2013-04-19
Bryan Steam Corp. | Bryan | LM-650-W-G | Water | Natural Gas | No Match | TRUE | FALSE | 3 |  |  | No Match | No Match | No Match | No Match | Other | No Match |  | No Match |  | 6500000 |  | 6500000 |  | 80 | 80 |  |  |  |  | 80 |  |  | Non Federally-Regulated | 1992-10-16
Ajax Boiler, Inc. | Ajax | XNG900W | Water | Natural Gas | No Match | FALSE | TRUE | 3 |  |  | No Match | No Match | No Match | No Match | Other | No Match |  | No Match |  | 900000 |  | 450000 |  | 80 | 80 |  |  |  |  | 80 |  |  | Federally-Regulated Commercial & Industrial Equipment | 1997-01-07
Crown Boiler Co. | Burnham Corp. | FCM090 | Water | LPG | Induced Draft | FALSE | FALSE | 1 |  |  | None | None | Condensing | Step Modulating | Other | Single-Speed | 0.13 | Standard |  | 90000 | 80000 | 30000 | 27000 | [7 empty] | 94.5 | 80 | Federally-Regulated Consumer Product | 2009-09-15
Burnham Corp. | Burnham Corp. | V1110H-WN | Water | Natural Gas | Power | FALSE | FALSE | 1 |  |  |  | None | Non-Condensing | Two-Stage Modulating | Cast Iron |  |  |  |  | 2396000 | 1965000 |  |  | 82.6 |  | 82 | [6 empty] | Federally-Regulated Commercial & Industrial Equipment | 2014-08-11
Lochinvar, LLC. | Lochinvar Corp. | CBL260F9 | Water | LPG | Injection Type | FALSE | FALSE | 1 |  |  |  | Stack Damper | Non-Condensing | Single-Stage | Copper |  |  |  |  | 260000 | 216000 | [9 empty] | 84 | 80 | Federally-Regulated Consumer Product | 2007-11-14
Utica Boilers | ECR International, Ltd. | ECR97A-075 | Water | Natural Gas | Power | FALSE | FALSE | 1 |  |  | None | None | Condensing | Step Modulating | Other | Single-Speed |  | Standard |  | 75000 | 69000 | 15000 | 14000 | [7 empty] | 97 | 80 | Federally-Regulated Consumer Product | 2011-08-02
U.S. Boiler Co. | U.S. Boiler Co. | ES28 | Water | Natural Gas | Injection Type | FALSE | FALSE | 1 |  | TRUE |  | Stack Damper | Non-Condensing | Single-Stage | Cast Iron | Single-Speed |  |  |  | 245000 | 208000 | [9 empty] | 85 | 80 | Federally-Regulated Consumer Product | 2014-01-14
PB Heat, LLC | Peerless | 63-04L-SPRK-S | Steam | Natural Gas | Injection Type | FALSE | FALSE | 1 |  | TRUE |  | Stack Damper | Non-Condensing | Single-Stage | Cast Iron |  |  |  |  | 147500 | 123000 | [9 empty] | 82.6 | 80 | Federally-Regulated Consumer Product | 2015-09-30
Laars Heating Systems Company | Laars | NP 125-150-2 | Water | Oil | Pressure | FALSE | FALSE | 1 | TRUE |  |  | None | Non-Condensing | Single-Stage | Other |  |  |  |  | 189000 | 160000 | [9 empty] | 93.3 | 84 | Federally-Regulated Consumer Product | 2015-09-30
Camus Hydronics | Camus Hydronics | DFPH-3002-MG | Water | LPG | Power | FALSE | FALSE | 1 |  |  |  | None | Condensing | Step Modulating | Copper |  |  |  |  | 3000000 | 2832000 |  |  | 94.4 |  | 94.4 | [6 empty] | Federally-Regulated Commercial & Industrial Equipment | 2014-08-11
Dunkirk | Pennco, Inc. | 1809HWID | Water | LPG | No Match | FALSE | FALSE | 1 |  |  | No Match | No Match | No Match | No Match | Cast Iron | No Match |  | No Match |  | 280000 | [10 empty] | 83.7 | 80 | Federally-Regulated Consumer Product | 1998-12-21
Burnham Corp. | Crown Boiler Co. | 32-665*N | Both Steam & Water | Natural Gas | Induced Draft | FALSE | FALSE | 1 |  |  |  | None | Non-Condensing | Single-Stage | Cast Iron |  |  |  |  | 665000 | 532000 |  |  | 80.5 | 80 | 75.4 | [6 empty] | Federally-Regulated Commercial & Industrial Equipment | 2007-12-12
Water Pik, Inc. | Laars | PH1670EP09*BA | Water | LPG | No Match | FALSE | TRUE | 3 |  |  | No Match | No Match | No Match | No Match | Copper | No Match |  | No Match |  | 1670000 |  | 417500 |  | 82 | 80 |  |  | 5 |  | 82 |  |  | Federally-Regulated Commercial & Industrial Equipment | 2001-05-30
Ajax Boiler, Inc. | Ajax | XNG450W | Water | Natural Gas | No Match | FALSE | TRUE | 3 |  |  | No Match | No Match | No Match | No Match | Other | No Match |  | No Match |  | 450000 |  | 225000 |  | 80 | 80 |  |  |  |  | 80 |  |  | Federally-Regulated Commercial & Industrial Equipment | 1997-01-07
Ajax Boiler, Inc. | Ajax | OWGFD-13500 | Water | Natural Gas | Power | FALSE | TRUE | 3 |  |  | No Match | No Match | No Match | No Match | Other | No Match |  | No Match |  | 13500000 |  | 6750000 |  | 82 | 80 |  |  |  |  | 80 |  |  | Non Federally-Regulated | 1992-09-21
Water Pik, Inc. | Laars | HC145 | Water | Oil | No Match | TRUE | FALSE | 1 |  |  | No Match | No Match | No Match | No Match | Other | No Match |  | No Match |  | 175000 | [10 empty] | 85.8 | 80 | Federally-Regulated Consumer Product | 2001-10-11
Laars Heating Systems Co. | Laars | MT2H2000P******* | Water | LPG | Power | FALSE | TRUE | 1 |  |  |  | None | Non-Condensing | Two-Stage Modulating | Copper |  |  |  |  | 1999000 | 1699000 |  |  | 85 | 80 | 84 | [6 empty] | Federally-Regulated Commercial & Industrial Equipment | 2008-03-14
Raypak | Propak TM - By Huron Valley Sales | TD5-413** | Water | LPG | Injection Type | FALSE | TRUE | 1 |  |  |  | Electro-Mechanical Flue Damper | Non-Condensing | Single-Stage | Copper |  |  |  |  | 136000 | 112000 | [9 empty] | 82.7 | 80 | Federally-Regulated Consumer Product | 2007-11-16
Lochinvar, LLC. | Lochinvar Corp. | WHL399 | Water | LPG | Power | FALSE | FALSE | 1 |  |  |  | None | Condensing | Step Modulating | Other |  |  |  |  | 399000 | 377000 |  |  |  |  | 94.4 | [6 empty] | Federally-Regulated Commercial & Industrial Equipment | 2015-04-20
Water Pik, Inc. | Laars | HH3050IP18A* | Water | LPG | No Match | FALSE | FALSE | 3 |  |  | No Match | No Match | No Match | No Match | Copper | No Match |  | No Match |  | 3050000 |  | 3050000 |  | 82 | 80 |  |  | 5 |  | 82 |  |  | Federally-Regulated Commercial & Industrial Equipment | 2001-05-30
Thermal Solutions | Thermal Solutions | EV(A,S)2000B**-*D* | Water | Natural Gas | Power | FALSE | FALSE | 1 |  |  |  | None | Non-Condensing | Step Modulating | Copper |  |  |  |  | 2000000 | 1696000 |  |  | 84.7 |  | 84.7 | [6 empty] | Federally-Regulated Commercial & Industrial Equipment | 2014-10-21
Water Pik, Inc. | Laars | VW0520MN20***** | Both Steam & Water | Natural Gas | Power | FALSE | FALSE | 3 |  |  | No Match | No Match | No Match | No Match | Copper | No Match |  | No Match |  | 520000 |  | 520000 |  | 85 | 80 |  |  | 5 |  | 83 |  |  | Federally-Regulated Commercial & Industrial Equipment | 2001-11-21
HTP, Inc. | HTP | EFT-285 | Water | Natural Gas | Power | FALSE | FALSE | 1 | TRUE |  |  | None | Condensing | Step Modulating | Other |  |  |  |  | 285000 | 263000 | [9 empty] | 95 | 80 | Federally-Regulated Consumer Product | 2015-09-30
Noritz America Corp. | Noritz America Corp. | NH199-DV | Water | LPG | Power | FALSE | FALSE | 1 |  |  | None | Stack Damper | Non-Condensing | Step Modulating | Copper | None |  |  |  | 199900 | 163100 | 55500 | 45300 | [7 empty] | 83 | 80 | Federally-Regulated Consumer Product | 2009-11-12
Raypak | Raypak | H30181 | Water | Natural Gas | Power | FALSE | FALSE | 1 |  |  | No Match | No Match | No Match | No Match | Other | No Match |  | No Match |  | 181000 | [10 empty] | 82.6 | 80 | Federally-Regulated Consumer Product | 2001-11-01
Dunkirk | Ultimate Engineering / Division of Dunkirk | PFG-5T-112 | Water | Combo (Natural Gas & Oil) | Power | FALSE | FALSE | 1 |  |  | No Match | No Match | No Match | No Match | Cast Iron | No Match |  | No Match |  | 112000 | [10 empty] | 85 | 80 | Federally-Regulated Consumer Product | 2001-11-01
Lochinvar, LLC. | Lochinvar Corp. | KBN106 | Water | Natural Gas | Power | FALSE | FALSE | 1 |  | TRUE | None | None | Condensing | Step Modulating | Other |  |  |  |  | 105000 | 97000 | [9 empty] | 95 | 80 | Federally-Regulated Consumer Product | 2014-10-23
Water Pik, Inc. | Laars | PH1200IN09*BA | Water | Natural Gas | No Match | FALSE | FALSE | 3 |  |  | No Match | No Match | No Match | No Match | Copper | No Match |  | No Match |  | 1200000 |  | 300000 |  | 82 | 80 |  |  | 5 |  | 82 |  |  | Federally-Regulated Commercial & Industrial Equipment | 2001-05-30
Ajax Boiler, Inc. | Ajax | OSGX300 | Steam | Natural Gas | No Match | FALSE | TRUE | 3 |  |  | No Match | No Match | No Match | No Match | Other | No Match |  | No Match |  | 300000 |  | 300000 |  | 80 | 80 |  |  |  |  | 80 |  |  | Federally-Regulated Commercial & Industrial Equipment | 1996-02-29
Navien, Inc. | Navien | CH-210-ASME | Water | Natural Gas | Power | FALSE | TRUE | 1 |  |  |  | None | Condensing | Step Modulating | Other | Single-Speed |  |  |  | 175000 | 161000 | [9 empty] | 91 | 80 | Federally-Regulated Consumer Product | 2012-10-16
Water Pik, Inc. | Laars | PW0775MN20****** | Both Steam & Water | Natural Gas | Power | FALSE | TRUE | 3 |  |  | No Match | No Match | No Match | No Match | Copper | No Match |  | No Match |  | 775000 |  | 775000 |  | 83 | 80 |  |  | 5 |  | 83 |  |  | Federally-Regulated Commercial & Industrial Equipment | 2001-11-21
Burnham Corp. | Crown Boiler Co. | BWF095 | Water | LPG | Induced Draft | FALSE | FALSE | 1 |  |  |  | None | Non-Condensing | Single-Stage | Cast Iron | Single-Speed | 0.04 | Standard |  | 95000 | 78000 | [9 empty] | 83.1 | 80 | Federally-Regulated Consumer Product | 2007-11-14
Raypak | Raypak | H7-3003* | Water | Natural Gas | Induced Draft | FALSE | TRUE | 1 |  | FALSE | None | None | Non-Condensing | Step Modulating | Copper |  |  |  |  | 3000000 | 2550000 | 420000 |  | 85.1 | 82 | [7 empty] | Federally-Regulated Commercial & Industrial Equipment | 2013-01-02
Laars Heating Systems Co. | Laars Heating Systems Co. | NTH750 | Water | Natural Gas | Power | FALSE | FALSE | 1 |  |  |  | None | Condensing | Step Modulating | Other |  |  |  |  | 750000 | 724000 |  |  | 96.6 |  | 96.6 | [6 empty] | Federally-Regulated Commercial & Industrial Equipment | 2014-09-05
New Yorker Boiler Co. | New Yorker Boiler Co. | AP-490U | Water | Oil | Pressure | FALSE | FALSE | 1 |  | TRUE |  | None | Non-Condensing | Single-Stage | Other | Single-Speed |  |  |  | 105000 | 88000 | [9 empty] | 84 | 80 | Federally-Regulated Consumer Product | 2013-11-14
Slant / Fin Corp. | Slant / Fin Corp. | TRDV-30-0.85 | Water | Oil | Power | FALSE | FALSE | 1 |  | TRUE |  | None | Non-Condensing | Single-Stage | Cast Iron | Single-Speed |  |  |  | 119000 | 104000 | [9 empty] | 87.2 | 80 | Federally-Regulated Consumer Product | 2013-04-19
New Yorker Boiler Co. | New Yorker Boiler Co. | FR265W | Water | Oil | Power | FALSE | FALSE | 1 |  |  |  | None | Non-Condensing | Single-Stage | Other |  |  |  |  | 329000 | 265000 |  |  | 84.9 |  | 82.2 | [6 empty] | Federally-Regulated Commercial & Industrial Equipment | 2014-09-05
PB Heat, LLC | Peerless | 63-03-SPRK-S | Steam | Natural Gas | Injection Type | FALSE | FALSE | 1 |  | TRUE |  | Stack Damper | Non-Condensing | Single-Stage | Cast Iron |  |  |  |  | 118000 | 98000 | [9 empty] | 82.6 | 80 | Federally-Regulated Consumer Product | 2015-09-30
Raypak | Raypak | H3-HD301*R | Water | LPG | Induced Draft | FALSE | FALSE | 1 | TRUE |  |  | None | Non-Condensing | Two-Stage Modulating | Copper |  |  |  |  | 299000 | 255000 | [9 empty] | 85 | 82 | Federally-Regulated Consumer Product | 2015-06-01
Camus Hydronics | Camus Hydronics | DFNH-0500-MS | Water | Natural Gas | Power | FALSE | FALSE | 1 |  |  |  | None | Non-Condensing | Step Modulating | Other |  |  |  |  | 500000 | 425000 |  |  | 85 |  | 85 | [6 empty] | Federally-Regulated Commercial & Industrial Equipment | 2014-08-11
Water Pik, Inc. | Laars | PH0500IN09CBA | Water | Natural Gas | No Match | FALSE | FALSE | 3 |  |  | No Match | No Match | No Match | No Match | Copper | No Match |  | No Match |  | 500000 |  | 500000 |  | 82 | 80 |  |  | 5 |  | 82 |  |  | Federally-Regulated Commercial & Industrial Equipment | 2001-05-16
Burnham Corp. | Burnham Corp. | 4FHW-209A | Water | Natural Gas | Power | FALSE | FALSE | 1 |  |  |  | None | Non-Condensing | Two-Stage Modulating | Other |  |  |  |  | 1750000 | 1444000 |  |  | 85.1 |  | 82.5 | [6 empty] | Federally-Regulated Commercial & Industrial Equipment | 2014-08-11
Easco Boiler Corp. | Easco | FST-600-S015 | Both Steam & Water | Combo (Natural Gas & Oil) | Power | FALSE | FALSE | 3 |  |  | No Match | No Match | No Match | No Match | Other | No Match |  | No Match |  | 25106000 |  | 5021200 |  | 83 | 80 |  |  | 22 |  | 81 |  |  | Federally-Regulated Commercial & Industrial Equipment | 1998-06-02
Bryan Steam Corp. | Bryan | CL-210-W-FDG* | Water | Natural Gas | Power | FALSE | FALSE | 3 |  |  | No Match | No Match | No Match | No Match | Other | No Match |  | No Match |  | 2100000 |  | 2100000 |  | 81 | 80 |  |  |  |  | 81 |  |  | Federally-Regulated Commercial & Industrial Equipment | 1996-02-29
Burnham Corp. | Burnham Corp. | IN5L*I | Water | LPG | Induced Draft | FALSE | FALSE | 1 |  |  |  | Stack Damper | Non-Condensing | Single-Stage | Cast Iron |  |  |  |  | 140000 | 115000 | [9 empty] | 83.1 | 80 | Federally-Regulated Consumer Product | 2007-11-14
Lochinvar, LLC. | Lochinvar Corp. | CHL0402 | Water | LPG | Power | FALSE | TRUE | 1 |  |  |  | None | Non-Condensing | Step Modulating | Copper |  |  |  |  | 399000 | 339000 |  |  |  |  | 85 | [6 empty] | Federally-Regulated Commercial & Industrial Equipment | 2015-04-20
Water Pik, Inc. | Laars | PH0500IP09C1A | Water | LPG | No Match | FALSE | FALSE | 3 |  |  | No Match | No Match | No Match | No Match | Copper | No Match |  | No Match |  | 500000 |  | 500000 |  | 81 | 80 |  |  | 5 |  | 81 |  |  | Federally-Regulated Commercial & Industrial Equipment | 2001-05-30
Ajax Boiler, Inc. | Ajax | HRLG150 | Steam | Natural Gas | Power | FALSE | TRUE | 1 |  |  | Draft Hood | Stack Damper | Non-Condensing | Two-Stage Modulating | Other | None |  | No Match |  | 6300000 | 5040000 | 5040000 | 4032000 | 80 | 80 | 79.2 | [6 empty] | Federally-Regulated Commercial & Industrial Equipment | 2007-08-15
Aerco International | AM Series | AM 500 | Water | LPG | Power | FALSE | FALSE | 1 |  | FALSE | None | None | Condensing | Step Modulating | Other |  |  |  |  | 500000 | 490000 | 50000 |  | 92.6 |  | 92.6 | [6 empty] | Federally-Regulated Commercial & Industrial Equipment | 2014-09-25
Parker Boiler Co. | Parker Boiler | T760LR | Water | Natural Gas | Power | FALSE | FALSE | 3 |  |  | No Match | No Match | No Match | No Match | Other | No Match |  | No Match |  | 760000 |  | 380000 |  | 85 | 80 |  |  | 4 |  | 82 |  |  | Federally-Regulated Commercial & Industrial Equipment | 1996-03-13
Viessmann Manufacturing | Viessmann Manufacturing | VD2-630 | Water | Oil | Power | FALSE | FALSE | 3 |  |  |  | None | Non-Condensing | Two-Stage Modulating | Cast Iron |  |  |  |  | 2482000 | 2183000 |  |  | 88 |  | 88 | [6 empty] | Federally-Regulated Commercial & Industrial Equipment | 2014-10-23
Laars Heating Systems Co. | Laars | HH4050IP******** | Water | LPG | Induced Draft | FALSE | FALSE | 1 |  |  |  | None | Non-Condensing | Step Modulating | Copper |  |  |  |  | 4050000 | 3321000 | 1215000 |  | 81 | 80 | [7 empty] | Federally-Regulated Commercial & Industrial Equipment | 2007-11-01
Water Pik, Inc. | Laars | VW1200EN09CBA | Both Steam & Water | Natural Gas | No Match | FALSE | TRUE | 3 |  |  | No Match | No Match | No Match | No Match | Copper | No Match |  | No Match |  | 1200000 |  | 1200000 |  | 82 | 80 |  |  | 5 |  | 82 |  |  | Federally-Regulated Commercial & Industrial Equipment | 2001-11-21
Crown Boiler Co. | Burnham Corp. | 306 | Water | Natural Gas | Injection Type | FALSE | FALSE | 1 |  |  | Draft Diverter | Stack Damper | Non-Condensing | Single-Stage | Cast Iron | Single-Speed |  | Standard |  | 175000 | 146000 | [9 empty] | 84 | 80 | Federally-Regulated Consumer Product | 2010-03-16
Gasmaster Industries, Inc. | Gasmaster | GMI 1M | Both Steam & Water | Natural Gas | Power | FALSE | FALSE | 3 |  |  | No Match | No Match | No Match | No Match | Other | No Match |  | No Match |  | 1000000 |  | 50000 |  | 93 | 80 |  |  |  |  | 98 |  |  | Federally-Regulated Commercial & Industrial Equipment | 2000-05-18
Hydrotherm, Division of Mestek, Inc. | Hydrotherm | HVX-140 | Water | Natural Gas | Induced Draft | FALSE | FALSE | 1 | TRUE |  |  | None | Non-Condensing | Single-Stage | Cast Iron |  |  |  |  | 140000 | 116000 | [9 empty] | 93.3 | 80 | Federally-Regulated Consumer Product | 2015-09-30
Smith Cast Iron Boilers | Smith Cast Iron Boilers | 19-S/W-07 | Both Steam & Water | Oil | Power | FALSE | FALSE | 1 |  |  |  | None | Non-Condensing | Single-Stage | Cast Iron |  |  |  |  | 910000 | 760000 |  |  | 85.2 | 83 | 83.2 | [6 empty] | Federally-Regulated Commercial & Industrial Equipment | 2007-12-12
New York Thermal, Inc. | New York Thermal, Inc. | CT215 | Water | Oil | Power | FALSE | FALSE | 1 |  | TRUE |  | None | Non-Condensing | Single-Stage | Cast Iron |  |  |  |  | 245000 | 212000 | [9 empty] | 85.8 | 80 | Federally-Regulated Consumer Product | 2013-04-19
Smith Cast Iron Boilers | Smith Cast Iron Boilers | 650A-*-20 | Both Steam & Water | Natural Gas | Power | FALSE | FALSE | 1 |  |  |  | None | Non-Condensing | Single-Stage | Cast Iron |  |  |  |  | 10361000 | 8374000 |  |  | 82.4 | 80 | 80.8 | [6 empty] | Federally-Regulated Commercial & Industrial Equipment | 2007-12-12
U.S. Boiler Co. | U.S. Boiler Co. | PVG-6 | Water | LPG | Induced Draft | FALSE | FALSE | 1 |  | TRUE |  | None | Non-Condensing | Single-Stage | Cast Iron | Single-Speed |  |  |  | 175000 | 150000 | [9 empty] | 85.2 | 80 | Federally-Regulated Consumer Product | 2014-01-14
Weil-McLain | Weil-McLain | 988R | Both Steam & Water | Natural Gas | Power | FALSE | FALSE | 1 |  |  |  | None | Non-Condensing | Single-Stage | Cast Iron |  |  |  |  | 2482000 | 2062000 |  |  | 83.7 | 80 | 83.1 | [6 empty] | Federally-Regulated Commercial & Industrial Equipment | 2008-04-14
Axeman-Anderson Co. | Axeman-Anderson Co. | PVT-175HD | Water | Oil | No Match | FALSE | FALSE | 1 |  |  | No Match | No Match | No Match | No Match | Other | No Match |  | No Match |  | 175000 | [10 empty] | 84.4 | 80 | Federally-Regulated Consumer Product | 2001-04-12
Laars Heating Systems Co. | Laars Heating Systems Co. | NTH210 | Water | LPG | Induced Draft | FALSE | FALSE | 1 |  | TRUE | None | None | Condensing | Step Modulating | Other | Single-Speed | 0.17 | Standard |  | 210000 | 194000 | 42000 | 40000 | [7 empty] | 95 | 80 | Federally-Regulated Consumer Product | 2013-11-14
Parker Boiler Co. | Parker Boiler | 30 | Steam | Natural Gas | No Match | FALSE | FALSE | 3 |  |  | No Match | No Match | No Match | No Match | Other | No Match |  | No Match |  | 1260000 |  | 1260000 |  | 80 | 80 |  |  | 4 |  | 80 |  |  | Non Federally-Regulated | 1992-10-27
Burnham Corp. | Burnham Corp. | V910 | Both Steam & Water | Oil | Power | FALSE | FALSE | 1 |  |  |  | None | Non-Condensing | Single-Stage | Cast Iron |  |  |  |  | 1848000 | 1528000 |  |  | 84.8 | 83 | 82.7 | [6 empty] | Federally-Regulated Commercial & Industrial Equipment | 2010-03-16
PVI Industries | PVI | 288 ESB 150A-E | Steam | Electricity | No Match | TRUE | FALSE | 3 |  |  | No Match | No Match | No Match | No Match | Other | No Match |  | No Match |  | 983000 |  | 983000 |  | 99.9 | [5 empty] | 99.9 |  |  | Non Federally-Regulated | 1992-09-28
Raypak | Raypak | H7-2005 * | Water | Natural Gas | Induced Draft | FALSE | FALSE | 1 |  |  |  | None | Condensing | Step Modulating | Copper |  |  |  |  | 1999000 | 1919000 |  |  |  |  | 96 | [6 empty] | Federally-Regulated Commercial & Industrial Equipment | 2015-04-16
Cemline Corp. | Cemline Corp. | VB30EHB54 | Water | Electricity | No Match | FALSE | TRUE | 1 |  |  | No Match | No Match | No Match | No Match | Cast Iron | No Match |  | No Match |  | 184410 |  |  |  | 98.4 | [8 empty] | Federally-Regulated Consumer Product | 1992-06-18
Laars Heating Systems Co. | Laars | PH1010EP******** | Water | LPG | Induced Draft | FALSE | TRUE | 1 |  |  |  | None | Non-Condensing | Step Modulating | Copper | Single-Speed |  | Standard |  | 1010000 | 829000 | 252500 |  | 82 | 80 | 79.6 | [6 empty] | Federally-Regulated Commercial & Industrial Equipment | 2007-11-01
Thermal Solutions | Thermal Solutions | EVO1500B**-*E* | Water | Natural Gas | Power | FALSE | TRUE | 3 |  |  |  | None | Non-Condensing | Step Modulating | Copper |  |  |  |  | 1500000 | 1250000 |  |  | 83.7 |  | 83.3 | [6 empty] | Federally-Regulated Commercial & Industrial Equipment | 2014-08-11
U.S. Boiler Co. | F.W. Webb | AG4 | Water | LPG | Injection Type | FALSE | FALSE | 1 |  | TRUE |  | Stack Damper | Non-Condensing | Single-Stage | Cast Iron | Single-Speed |  |  |  | 105000 | 88000 | [9 empty] | 84 | 80 | Federally-Regulated Consumer Product | 2013-04-19
Raypak | Raypak | H(3,4)-2100* | Water | Natural Gas | Injection Type | FALSE | FALSE | 1 |  |  |  | None | Non-Condensing | Single-Stage | Copper |  |  |  |  | 2100000 | 1701000 |  |  |  |  | 81 | [6 empty] | Federally-Regulated Commercial & Industrial Equipment | 2015-04-16
Ajax Boiler, Inc. | Ajax | OSGXB4250 | Steam | Natural Gas | No Match | FALSE | TRUE | 3 |  |  | No Match | No Match | No Match | No Match | Other | No Match |  | No Match |  | 4250000 |  | 4250000 |  | 80 | 80 |  |  |  |  | 80 |  |  | Federally-Regulated Commercial & Industrial Equipment | 1996-02-29
Burnham Corp. | Crown Boiler Co. | BWF229 | Water | LPG | Induced Draft | FALSE | FALSE | 1 |  |  |  | None | Non-Condensing | Single-Stage | Cast Iron | Single-Speed | 0.04 | Standard |  | 229000 | 189000 | [9 empty] | 82 | 80 | Federally-Regulated Consumer Product | 2007-11-14
Water Pik, Inc. | Laars | HH0520MN20****** | Water | Natural Gas | Power | FALSE | TRUE | 3 |  |  | No Match | No Match | No Match | No Match | Copper | No Match |  | No Match |  | 520000 |  | 520000 |  | 83 | 80 |  |  | 5 |  | 83 |  |  | Federally-Regulated Commercial & Industrial Equipment | 2001-05-16
Laars Heating Systems Company | BRUTE | BNTH1000 | Water | LPG | Induced Draft | FALSE | TRUE | 1 |  |  |  | None | Condensing | Step Modulating | Other |  |  |  |  | 999000 | 942000 |  |  |  |  | 94.2 | 80 | [5 empty] | Federally-Regulated Commercial & Industrial Equipment | 2015-09-30
Laars Heating Systems Co. | Bradford-White Corp. | BLXHW050(N,P)**** | Water | LPG | Power | FALSE | FALSE | 1 |  |  |  | None | Condensing | Step Modulating | Other |  |  |  |  | 50000 | 46000 | [9 empty] | 95 | 80 | Federally-Regulated Consumer Product | 2014-10-23
Slant / Fin Corp. | Slant / Fin Corp. | TR-70 | Water | Oil | Power | FALSE | FALSE | 1 |  |  |  | None | Non-Condensing | Single-Stage | Cast Iron |  |  |  |  | 420000 | 399000 |  |  | 83.5 | 83 | 80.7 | [6 empty] | Federally-Regulated Commercial & Industrial Equipment | 2008-04-14
Laars Heating Systems Co. | Laars | HH0850IP******** | Water | LPG | Induced Draft | FALSE | FALSE | 1 |  |  |  | None | Non-Condensing | Step Modulating | Copper |  |  |  |  | 850000 | 688500 | 212500 |  | 81 | 80 | 78.6 | [6 empty] | Federally-Regulated Commercial & Industrial Equipment | 2007-11-01
PVI Industries | PVI | 432 ESB 200A-E | Steam | Electricity | No Match | TRUE | FALSE | 3 |  |  | No Match | No Match | No Match | No Match | Other | No Match |  | No Match |  | 1474000 |  | 1474000 |  | 99.9 | [5 empty] | 99.9 |  |  | Non Federally-Regulated | 1992-09-28
Smith Cast Iron Boilers | Smith Cast Iron Boilers | GB250-S-5H-INTD | Steam | Natural Gas | No Match | FALSE | FALSE | 1 |  |  | No Match | No Match | No Match | No Match | Cast Iron | No Match |  | No Match |  | 200000 | [10 empty] | 81.6 | 75 | Federally-Regulated Consumer Product | 1998-12-21
Dunkirk | Lennox | GWM-150IE | Water | LPG | Pressure | FALSE | FALSE | 1 |  | TRUE |  | None | Condensing | Step Modulating | Other | Single-Speed |  |  |  | 150000 | 139000 | [9 empty] | 95 | 80 | Federally-Regulated Consumer Product | 2013-04-19
Smith Cast Iron Boilers | Smith Cast Iron Boilers | GBX-195-INT | Water | Natural Gas | Injection Type | FALSE | FALSE | 1 | TRUE |  |  | Stack Damper | Non-Condensing | Single-Stage | Cast Iron |  |  |  |  | 195000 | 160000 | [9 empty] | 93.3 | 80 | Federally-Regulated Consumer Product | 2015-09-30
Aerco International | AERCO | MLX EXT 3060 | Water | LPG | Luminous | FALSE | TRUE | 1 |  | FALSE | None | None | Condensing | Step Modulating | Other |  |  |  |  | 3060000 | 2754000 | 83000 |  | 90 |  | 90 | [6 empty] | Federally-Regulated Commercial & Industrial Equipment | 2014-12-11
Ajax Boiler, Inc. | Ajax | WFG700W | Water | Natural Gas | Power | FALSE | TRUE | 3 |  |  | No Match | No Match | No Match | No Match | Other | No Match |  | No Match |  | 700000 |  | 450000 |  | 80 | 80 |  |  |  |  | 80 |  |  | Federally-Regulated Commercial & Industrial Equipment | 1997-01-07
Raypak | Raypak | H-1336A | Water | LPG | Injection Type | FALSE | FALSE | 1 |  |  | None | None | Non-Condensing | Single-Stage | Copper |  |  |  |  | 1233000 | 1012000 |  |  | 82 | 80 | 82 | [6 empty] | Federally-Regulated Commercial & Industrial Equipment | 2007-12-12
Raypak | Raypak | H(3,4)-1631 * | Water | LPG | Injection Type | FALSE | FALSE | 1 |  |  |  | None | Non-Condensing | Single-Stage | Copper |  |  |  |  | 1500000 | 1230000 |  |  |  |  | 82 | [6 empty] | Federally-Regulated Commercial & Industrial Equipment | 2015-04-16
Ajax Boiler, Inc. | Ajax | XFG4250W | Water | Natural Gas | Power | FALSE | TRUE | 3 |  |  | No Match | No Match | No Match | No Match | Other | No Match |  | No Match |  | 4250000 |  | 1700000 |  | 80 | 80 |  |  |  |  | 80 |  |  | Federally-Regulated Commercial & Industrial Equipment | 1997-01-07
U.S. Boiler Co. | BURNHAM BY U.S. BOILER | GW07 | Water | Natural Gas | Injection Type | FALSE | FALSE | 1 | TRUE |  |  | Stack Damper | Non-Condensing | Single-Stage | Cast Iron | Single-Speed |  |  |  | 198000 | 164000 | [9 empty] | 82 | 80 | Federally-Regulated Consumer Product | 2015-09-30
PB Heat, LLC | Smith Cast Iron Boilers | GVX-105 | Water | LPG | Induced Draft | FALSE | FALSE | 1 |  |  | None | None | Non-Condensing | Single-Stage | Cast Iron | Single-Speed |  | Standard |  | 105000 | 87000 | [9 empty] | 82 | 80 | Federally-Regulated Consumer Product | 2011-08-02
Cleaver-Brooks | Cleaver-Brooks | CBE-700-60-***** | Steam | Natural Gas | Power | FALSE | FALSE | 3 |  |  | No Match | No Match | No Match | No Match | Other | No Match |  | No Match |  | 2520000 |  | 2520000 |  | 80 | 80 |  |  | 25 |  | 80 |  |  | Federally-Regulated Commercial & Industrial Equipment | 1999-03-02
Water Pik, Inc. | Laars | VW1430IN09C1A | Both Steam & Water | Natural Gas | No Match | FALSE | FALSE | 3 |  |  | No Match | No Match | No Match | No Match | Copper | No Match |  | No Match |  | 1430000 |  | 1430000 |  | 81 | 80 |  |  | 5 |  | 81 |  |  | Federally-Regulated Commercial & Industrial Equipment | 2001-11-21
ECR International, Ltd. | ECR International, Ltd. | VX-075 | Water | LPG | Power | FALSE | FALSE | 1 |  |  |  | None | Condensing | Step Modulating | Other |  |  |  |  | 75000 | 69000 | [9 empty] | 95 | 80 | Federally-Regulated Consumer Product | 2014-08-08
Viessmann Manufacturing | Viessmann Manufacturing | B2HA-45 | Water | Natural Gas | Power | FALSE | FALSE | 1 |  |  |  | Electro-Mechanical Inlet Dampe | Condensing | Step Modulating | Other |  |  |  |  | 160000 | 147000 | [9 empty] | 92 | 80 | Federally-Regulated Consumer Product | 2014-01-14
Raypak | Raypak | H3752B-CHX | Water | Natural Gas | Induced Draft | FALSE | FALSE | 1 |  |  | None | None | Condensing | Single-Stage | Copper |  |  |  |  | 750000 | 735000 |  |  | 98 | 80 | 98 | [6 empty] | Federally-Regulated Commercial & Industrial Equipment | 2007-12-12
Burnham Corp. | Burnham Corp. | V1112 | Both Steam & Water | Natural Gas | Power | FALSE | FALSE | 1 |  |  |  | None | Non-Condensing | Single-Stage | Cast Iron |  |  |  |  | 2887000 | 2316000 |  |  | 80.2 | 80 | 80.9 | [6 empty] | Federally-Regulated Commercial & Industrial Equipment | 2012-03-02
Raypak | Raypak | H7-504 | Water | Natural Gas | Induced Draft | FALSE | TRUE | 1 |  |  | None | None | Non-Condensing | Single-Stage | Copper |  |  |  |  | 500000 | 420000 |  |  | 84 | 80 | 84 | [6 empty] | Federally-Regulated Commercial & Industrial Equipment | 2007-12-12
Camus Hydronics | Camus Hydronics | DFNW-1201-MS | Water | Natural Gas | Power | FALSE | FALSE | 1 |  |  |  | None | Condensing | Step Modulating | Other |  |  |  |  | 1200000 | 1046000 |  |  | 87.2 |  | 87.2 | [6 empty] | Federally-Regulated Commercial & Industrial Equipment | 2014-08-11
Slant / Fin Corp. | Slant / Fin Corp. | S-34ED | Water | LPG | Injection Type | FALSE | FALSE | 1 |  |  |  | Stack Damper | Non-Condensing | Single-Stage | Cast Iron |  |  |  |  | 34000 | 29000 | [9 empty] | 84 | 80 | Federally-Regulated Consumer Product | 2007-11-14
Thermal Solutions | Thermal Solutions | EV(A,S)1000B**-*C* | Water | Natural Gas | Power | FALSE | FALSE | 3 |  |  |  | None | Non-Condensing | Step Modulating | Copper |  |  |  |  | 1000000 | 819000 |  |  | 82.7 |  | 81.9 | [6 empty] | Federally-Regulated Commercial & Industrial Equipment | 2014-08-11
Lochinvar, LLC. | Lochinvar Corp. | KBN700 | Water | LPG | Power | FALSE | FALSE | 1 |  |  | None | None | Condensing | Step Modulating | Other |  |  |  |  | 700000 | 660000 | 140000 |  | 95 | 80 | 94.3 | [6 empty] | Federally-Regulated Commercial & Industrial Equipment | 2008-04-14
Ajax Boiler, Inc. | Ajax | A150W | Water | Natural Gas | Luminous | FALSE | TRUE | 1 |  |  | None | None | Condensing | Step Modulating | Copper | None |  | No Match |  | 1500000 | 1395000 | 375000 | 363750 | 93 | 80 | 92 |  |  |  | 98 |  |  | Federally-Regulated Commercial & Industrial Equipment | 2007-08-15
U.S. Boiler Co. | BURNHAM HYDRONICS | ES27A | Water | Natural Gas | Injection Type | FALSE | FALSE | 1 | TRUE |  |  | Stack Damper | Non-Condensing | Single-Stage | Cast Iron | Multiple-Speed |  |  |  | 210000 | 178000 | [9 empty] | 85 | 80 | Federally-Regulated Consumer Product | 2015-09-30
Laars Heating Systems Co. | Laars | HHO600EN******** | Water | Natural Gas | Induced Draft | FALSE | TRUE | 1 |  |  |  | None | Non-Condensing | Step Modulating | Copper |  |  |  |  | 600000 | 492000 | 150000 |  | 82 | 80 | 79.6 | [6 empty] | Federally-Regulated Commercial & Industrial Equipment | 2007-11-01
ECR International, Ltd. | ECR International, Ltd. | UBSSC-200 | Water | Natural Gas | Pressure | FALSE | FALSE | 1 |  | TRUE |  | None | Condensing | Step Modulating | Other | Single-Speed |  |  |  | 200000 | 185000 | [9 empty] | 95 | 80 | Federally-Regulated Consumer Product | 2014-08-08
Viessmann Manufacturing Co., Inc. | VIESSMANN | B2HA-28 | Water | LPG | Power | FALSE | FALSE | 1 | TRUE |  |  | Electro-Mechanical Inlet Dampe | Condensing | Step Modulating | Other |  |  |  |  | 100000 | 93000 | [9 empty] | 93.3 | 80 | Federally-Regulated Consumer Product | 2015-09-24
Ajax Boiler, Inc. | Ajax | WGOFD-1050 | Steam | Natural Gas | Power | FALSE | FALSE | 3 |  |  | No Match | No Match | No Match | No Match | Other | No Match |  | No Match |  | 1050000 |  | 525000 |  | 82 | 80 |  |  |  |  | 80 |  |  | Non Federally-Regulated | 1992-10-27
Laars Heating Systems Co. | Laars | PH1670IN******** | Water | Natural Gas | Induced Draft | FALSE | FALSE | 1 |  |  |  | None | Non-Condensing | Step Modulating | Copper | Single-Speed |  | Standard |  | 1670000 | 1352700 | 417500 |  | 81 | 80 | 78.6 | [6 empty] | Federally-Regulated Commercial & Industrial Equipment | 2007-11-01
Ajax Boiler, Inc. | Ajax | WFG5500W | Water | Natural Gas | Power | FALSE | TRUE | 3 |  |  | No Match | No Match | No Match | No Match | Other | No Match |  | No Match |  | 5500000 |  | 2200000 |  | 80 | 80 |  |  |  |  | 80 |  |  | Federally-Regulated Commercial & Industrial Equipment | 1997-01-07
Laars Heating Systems Co. | Bradford-White Corp. | BNTH285 | Water | LPG | Induced Draft | FALSE | FALSE | 1 |  | TRUE |  | None | Condensing | Step Modulating | Other | Single-Speed |  |  |  | 285000 | 264000 | [9 empty] | 95 | 80 | Federally-Regulated Consumer Product | 2013-11-14
Cleaver-Brooks | Cleaver-Brooks | CEW-700-400-***** | Steam | Natural Gas | Power | FALSE | FALSE | 3 |  |  | No Match | No Match | No Match | No Match | Other | No Match |  | No Match |  | 16740000 |  | 16740000 |  | 80 | 80 |  |  | 25 |  | 80 |  |  | Federally-Regulated Commercial & Industrial Equipment | 1999-03-02
Laars Heating Systems Co. | Laars | PHO715EN******** | Water | Natural Gas | Induced Draft | FALSE | TRUE | 1 |  |  |  | None | Non-Condensing | Step Modulating | Copper | Single-Speed |  | Standard |  | 715000 | 587000 | 178750 |  | 82 | 80 | 79.6 | [6 empty] | Federally-Regulated Commercial & Industrial Equipment | 2007-11-01
Viessmann Manufacturing Co., Inc. | VIESSMANN | WB2B-80 | Water | Natural Gas | Power | FALSE | FALSE | 1 | TRUE |  |  | None | Condensing | Step Modulating | Other |  |  |  |  | 285000 | 261000 | [9 empty] | 90.3 | 80 | Federally-Regulated Consumer Product | 2015-09-24
Raypak | Raypak | H7-500*(N,P)* | Water | Natural Gas | Induced Draft | FALSE | TRUE | 1 |  |  | None | None | Condensing | Step Modulating | Copper |  |  |  |  | 500000 | 470000 | 100000 |  | 94.5 | 80 | 94 |  | 12 |  |  |  |  | Federally-Regulated Commercial & Industrial Equipment | 2009-06-22
Burnham Corp. | Crown Boiler Co. | 32-1425*N | Both Steam & Water | Natural Gas | Induced Draft | FALSE | FALSE | 1 |  |  |  | None | Non-Condensing | Single-Stage | Cast Iron |  |  |  |  | 1425000 | 1140000 |  |  | 80.5 | 80 | 75.4 | [6 empty] | Federally-Regulated Commercial & Industrial Equipment | 2007-12-12
Raypak | Raypak | H(3,4)-0926 * | Water | LPG | Injection Type | FALSE | TRUE | 1 |  |  |  | None | Non-Condensing | Single-Stage | Copper |  |  |  |  | 885000 | 726000 |  |  |  |  | 82 | [6 empty] | Federally-Regulated Commercial & Industrial Equipment | 2015-04-16
Laars Heating Systems Company | Mighty Therm | PH0250CP12KB | Water | LPG | Injection Type | FALSE | FALSE | 1 | TRUE |  |  | None | Non-Condensing | Two-Stage Modulating | Copper |  |  |  |  | 250000 | 208000 | [9 empty] | 82 | 80 | Federally-Regulated Consumer Product | 2015-09-30
Burnham Corp. | Burnham Corp. | V1117-SO | Steam | Oil | Power | FALSE | FALSE | 3 |  |  |  | Stack Damper | Non-Condensing | Two-Stage Modulating | Cast Iron |  |  |  |  | 4060000 | 3340000 |  |  | 82.3 | 83 | 82.6 | [6 empty] | Federally-Regulated Commercial & Industrial Equipment | 2012-06-11
Water Pik, Inc. | Laars | VW0600EP09CBA | Both Steam & Water | LPG | No Match | FALSE | TRUE | 3 |  |  | No Match | No Match | No Match | No Match | Copper | No Match |  | No Match |  | 600000 |  | 600000 |  | 82 | 80 |  |  | 5 |  | 82 |  |  | Federally-Regulated Commercial & Industrial Equipment | 2001-11-21
Crown Boiler Co. | CROWN BOILER | AWI 162E | Water | LPG | Induced Draft | FALSE | FALSE | 1 | TRUE |  |  | Stack Damper | Non-Condensing | Single-Stage | Cast Iron |  |  |  |  | 162000 | 132000 | [9 empty] | 81.7 | 80 | Federally-Regulated Consumer Product | 2015-09-30
Ajax Boiler, Inc. | Ajax | OWGB-14000 | Water | Natural Gas | No Match | FALSE | TRUE | 3 |  |  | No Match | No Match | No Match | No Match | Other | No Match |  | No Match |  | 14000000 |  | 14000000 |  | 80 | 80 |  |  |  |  | 80 |  |  | Federally-Regulated Commercial & Industrial Equipment | 1996-02-29
Weil-McLain | Weil-McLain | CGa-8-PIDN | Water | Natural Gas | No Match | FALSE | FALSE | 1 |  |  | No Match | No Match | No Match | No Match | Cast Iron | No Match |  | No Match |  | 245000 | [10 empty] | 82.7 | 80 | Federally-Regulated Consumer Product | 2000-09-27
Lattner Boiler Co. | Lattner | WLF 10 | Steam | Natural Gas | Power | FALSE | FALSE | 3 |  |  | No Match | No Match | No Match | No Match | Other | No Match |  | No Match |  | 418000 |  | 418000 |  | 82.2 | 80 |  |  |  |  | 82.3 |  |  | Federally-Regulated Commercial & Industrial Equipment | 2000-09-06
Ajax Boiler, Inc. | Ajax | OWGFD-13000 | Water | Natural Gas | Power | FALSE | TRUE | 3 |  |  | No Match | No Match | No Match | No Match | Other | No Match |  | No Match |  | 13000000 |  | 6500000 |  | 82 | 80 |  |  |  |  | 80 |  |  | Non Federally-Regulated | 1992-09-21
Water Pik, Inc. | Laars | VW0850IP09*BA | Both Steam & Water | LPG | No Match | FALSE | FALSE | 3 |  |  | No Match | No Match | No Match | No Match | Copper | No Match |  | No Match |  | 850000 |  | 212850 |  | 82 | 80 |  |  | 5 |  | 82 |  |  | Federally-Regulated Commercial & Industrial Equipment | 2001-11-21
Peerless Heater Co. | Peerless | 211A-29I | Steam | Natural Gas | No Match | FALSE | FALSE | 3 |  |  | No Match | No Match | No Match | No Match | Cast Iron | No Match |  | No Match |  | 5880000 |  | 5880000 |  | 80 | 75 |  |  | 12 | 147 | 80 |  |  | Non Federally-Regulated | 1990-06-25
Smith Cast Iron Boilers | Smith Cast Iron Boilers | 19-S/W-05 | Both Steam & Water | Oil | Power | FALSE | FALSE | 1 |  |  |  | None | Non-Condensing | Single-Stage | Cast Iron |  |  |  |  | 644000 | 529000 |  |  | 85.2 | 83 | 82.5 | [6 empty] | Federally-Regulated Commercial & Industrial Equipment | 2007-12-12
Camus Hydronics | Camus Hydronics | DFNH-2502-MH | Water | Natural Gas | Power | FALSE | FALSE | 1 |  |  |  | None | Condensing | Step Modulating | Copper |  |  |  |  | 2500000 | 2360000 |  |  | 94.4 |  | 94.4 | [6 empty] | Federally-Regulated Commercial & Industrial Equipment | 2014-08-11
Camus Hydronics | Camus Hydronics | DFPH-3502-MH | Water | LPG | Power | FALSE | FALSE | 1 |  |  |  | None | Condensing | Step Modulating | Copper |  |  |  |  | 3500000 | 3304000 |  |  | 94.4 |  | 94.4 | [6 empty] | Federally-Regulated Commercial & Industrial Equipment | 2014-08-11
Crown Boiler Co. | Crown Boiler Co. | BWC399 | Water | LPG | Pressure | FALSE | FALSE | 1 |  |  |  | None | Condensing | Step Modulating | Other | Single-Speed |  |  |  | 399000 | 350000 |  |  |  |  | 86.5 | [6 empty] | Federally-Regulated Commercial & Industrial Equipment | 2015-04-20
PB Heat, LLC | Smith Cast Iron Boilers | GVX-165 | Water | LPG | Injection Type | FALSE | FALSE | 1 |  | TRUE |  | None | Non-Condensing | Single-Stage | Cast Iron | Single-Speed |  |  |  | 165000 | 136000 | [9 empty] | 82 | 80 | Federally-Regulated Consumer Product | 2013-06-17
Weil-McLain | Weil-McLain | WM97+70 | Water | LPG | Pressure | FALSE | FALSE | 1 | TRUE |  |  | None | Condensing | Step Modulating | Other | Multiple-Speed |  |  |  | 70000 | 65000 | [9 empty] | 90 | 80 | Federally-Regulated Consumer Product | 2015-09-30
Lochinvar, LLC. | Lochinvar Corp. | CBN0497 | Water | Natural Gas | Power | FALSE | TRUE | 1 |  |  |  | None | Non-Condensing | Two-Stage Modulating | Copper |  |  |  |  | 495000 | 401000 |  |  |  |  | 81 | [6 empty] | Federally-Regulated Commercial & Industrial Equipment | 2015-04-20
Weil-McLain | Weil-McLain | CGa-7-PIDN | Water | Natural Gas | No Match | FALSE | FALSE | 1 |  |  | No Match | No Match | No Match | No Match | Cast Iron | No Match |  | No Match |  | 210000 | [10 empty] | 83 | 80 | Federally-Regulated Consumer Product | 2000-09-27
Burnham Corp. | Crown Boiler Co. | 32-1330*N | Both Steam & Water | LPG | Induced Draft | FALSE | FALSE | 1 |  |  |  | None | Non-Condensing | Single-Stage | Cast Iron |  |  |  |  | 1330000 | 1064000 |  |  | 80.5 | 80 | 75.4 | [6 empty] | Federally-Regulated Commercial & Industrial Equipment | 2007-12-12
DDR Americas, Inc. | De Deitrich | GAS 310-9 ECO | Water | Natural Gas | Power | FALSE | FALSE | 1 |  |  |  | Electro-Mechanical Inlet Dampe | Condensing | Step Modulating | Other |  |  |  |  | 2049000 | 1955000 |  |  | 97.4 |  | 97.4 | [6 empty] | Federally-Regulated Commercial & Industrial Equipment | 2014-09-05
Ajax Boiler, Inc. | Ajax | SGOXFD-4000 | Steam | Natural Gas | Power | FALSE | FALSE | 3 |  |  | No Match | No Match | No Match | No Match | Other | No Match |  | No Match |  | 4000000 |  | 2000000 |  | 81 | 80 |  |  |  |  | 80 |  |  | Non Federally-Regulated | 1992-10-27
Water Pik, Inc. | Laars | PW1825EN04*BA | Both Steam & Water | Natural Gas | No Match | FALSE | TRUE | 3 |  |  | No Match | No Match | No Match | No Match | Copper | No Match |  | No Match |  | 1825000 |  | 456250 |  | 82 | 80 |  |  | 5 |  | 82 |  |  | Federally-Regulated Commercial & Industrial Equipment | 2001-11-21
Smith Cast Iron Boilers | Smith Cast Iron Boilers | 28A-S/W-09 | Both Steam & Water | Natural Gas | Power | FALSE | FALSE | 1 |  |  |  | None | Non-Condensing | Single-Stage | Cast Iron |  |  |  |  | 2836000 | 2232000 |  |  | 81 | 80 | 78.7 | [6 empty] | Federally-Regulated Commercial & Industrial Equipment | 2007-12-12
Columbia Boiler / Pottstown | Columbia Boiler / Pottstown | CBX-WC 110-DV | Water | Oil | Power | FALSE | FALSE | 1 |  |  | None | None | Non-Condensing | Single-Stage | Other |  |  |  |  | 154000 | 132000 | [9 empty] | 86 | 80 | Federally-Regulated Consumer Product | 2007-11-14
Ajax Boiler, Inc. | Ajax | OSGOXFD1050 | Steam | Natural Gas | Power | FALSE | TRUE | 3 |  |  | No Match | No Match | No Match | No Match | Other | No Match |  | No Match |  | 1050000 |  | 525000 |  | 81 | 80 |  |  |  |  | 80 |  |  | Non Federally-Regulated | 1992-10-27
Ajax Boiler, Inc. | Ajax | WNG6000W | Water | Natural Gas | No Match | FALSE | TRUE | 3 |  |  | No Match | No Match | No Match | No Match | Other | No Match |  | No Match |  | 6000000 |  | 3000000 |  | 80 | 80 |  |  |  |  | 80 |  |  | Federally-Regulated Commercial & Industrial Equipment | 1997-01-07
Water Pik, Inc. | Laars | PH1200EP09*BA | Water | LPG | No Match | FALSE | TRUE | 3 |  |  | No Match | No Match | No Match | No Match | Copper | No Match |  | No Match |  | 1200000 |  | 300000 |  | 82 | 80 |  |  | 5 |  | 82 |  |  | Federally-Regulated Commercial & Industrial Equipment | 2001-05-30
PB Heat, LLC | PB Heat, LLC | LC-9-N | Water | Natural Gas | Power | FALSE | FALSE | 1 |  |  |  | None | Non-Condensing | Single-Stage | Cast Iron |  |  |  |  | 1664000 | 1350000 |  |  | 81.1 |  | 81.1 | [6 empty] | Federally-Regulated Commercial & Industrial Equipment | 2014-09-05
Aerco International | Aerco International | MLX EXT 641 | Water | LPG | Luminous | FALSE | TRUE | 1 |  |  |  | None | Condensing | Step Modulating | Other |  |  |  |  | 641000 | 577000 |  |  |  |  | 90 | [6 empty] | Federally-Regulated Commercial & Industrial Equipment | 2015-04-16
ECR International, Ltd. | Dunkirk | ESC0365 | Steam | Oil | Pressure | FALSE | FALSE | 1 |  |  |  | None | Non-Condensing | Single-Stage | Cast Iron |  |  |  |  | 91000 | 79000 | [9 empty] | 85 | 80 | Federally-Regulated Consumer Product | 2008-10-20
Burnham Corp. | Burnham Corp. | SP4 | Water | Natural Gas | Induced Draft | FALSE | FALSE | 1 |  |  |  | None | Non-Condensing | Single-Stage | Cast Iron | Single-Speed | 0.04 | Standard |  | 96000 | 81000 | [9 empty] | 84 | 80 | Federally-Regulated Consumer Product | 2007-11-14
Smith Cast Iron Boilers | Smith Cast Iron Boilers | 19HE-S-5 | Steam | Oil | Power | FALSE | FALSE | 1 |  |  |  | None | Non-Condensing | Single-Stage | Cast Iron |  |  |  |  | 700000 | 587000 |  |  | 84 | 83 | 83.9 | [6 empty] | Federally-Regulated Commercial & Industrial Equipment | 2010-07-21
Weil-McLain | Weil-McLain | 676 | Steam | Natural Gas | Power | FALSE | FALSE | 3 |  |  | No Match | No Match | No Match | No Match | Cast Iron | No Match |  | No Match |  | 520000 |  | 520000 |  | 81 | 80 |  |  | 10 |  | 81 |  |  | Federally-Regulated Commercial & Industrial Equipment | 1996-02-29
Burnham Corp. | Burnham Corp. | V1119H-SO | Steam | Oil | Power | FALSE | FALSE | 3 |  | FALSE |  | None | Non-Condensing | Two-Stage Modulating | Cast Iron |  |  |  |  | 4522000 | 3817000 |  |  | 85.2 |  | 84.4 | [6 empty] | Federally-Regulated Commercial & Industrial Equipment | 2014-08-11
Water Pik, Inc. | Laars | PH0600IP09CBA | Water | LPG | No Match | FALSE | FALSE | 3 |  |  | No Match | No Match | No Match | No Match | Copper | No Match |  | No Match |  | 600000 |  | 600000 |  | 82 | 80 |  |  | 5 |  | 82 |  |  | Federally-Regulated Commercial & Industrial Equipment | 2001-05-30
PB Heat, LLC | Peerless | MI-09-SV | Water | LPG | Injection Type | FALSE | FALSE | 1 | TRUE |  |  | Stack Damper | Non-Condensing | Single-Stage | Cast Iron |  |  |  |  | 260000 | 211000 | [9 empty] | 82 | 80 | Federally-Regulated Consumer Product | 2015-09-30
Water Pik, Inc. | Laars | PW1825IP09CBA | Both Steam & Water | LPG | No Match | FALSE | FALSE | 3 |  |  | No Match | No Match | No Match | No Match | Copper | No Match |  | No Match |  | 1825000 |  | 1825000 |  | 82 | 80 |  |  | 5 |  | 82 |  |  | Federally-Regulated Commercial & Industrial Equipment | 2001-11-21
Ajax Boiler, Inc. | Ajax | OWGB900 | Steam | LPG | No Match | FALSE | TRUE | 3 |  |  | No Match | No Match | No Match | No Match | Other | No Match |  | No Match |  | 900000 |  | 900000 |  | 80 | 80 |  |  |  |  | 80 |  |  | Federally-Regulated Commercial & Industrial Equipment | 1996-02-29
Raypak | Raypak | H(3,4)-2500* | Water | Natural Gas | Injection Type | FALSE | FALSE | 1 |  |  |  | None | Non-Condensing | Single-Stage | Copper |  |  |  |  | 2499000 | 2024000 |  |  |  |  | 81 | [6 empty] | Federally-Regulated Commercial & Industrial Equipment | 2015-04-16
Harsco Industrial / Patterson-Kelley | Harsco Industrial / Patterson-Kelley | N-700 | Water | Natural Gas | Pressure | FALSE | FALSE | 1 |  |  |  | None | Non-Condensing | Single-Stage | Copper |  |  |  |  | 700000 | 595000 |  |  |  |  | 85 | [6 empty] | Federally-Regulated Commercial & Industrial Equipment | 2014-09-05
Allied Engineering Co. | Super Hot | AAE840**** | Water | Natural Gas | No Match | TRUE | TRUE | 3 |  |  | No Match | No Match | No Match | No Match | Copper | No Match |  | No Match |  | 840000 |  | 294000 |  | 80 | 80 |  |  | 225 |  | 80 |  |  | Federally-Regulated Commercial & Industrial Equipment | 1998-04-21
Water Pik, Inc. | Laars | VW1010IN04*1A | Both Steam & Water | Natural Gas | No Match | FALSE | FALSE | 3 |  |  | No Match | No Match | No Match | No Match | Copper | No Match |  | No Match |  | 1010000 |  | 252500 |  | 81 | 80 |  |  | 5 |  | 81 |  |  | Federally-Regulated Commercial & Industrial Equipment | 2001-11-21
Burnham Corp. | Burnham Corp. | V86NS | Steam | Oil | Power | FALSE | FALSE | 1 |  |  |  | None | Non-Condensing | Single-Stage | Cast Iron | Single-Speed | 0.04 | Standard |  | 266000 | 227000 | [9 empty] | 84.1 | 80 | Federally-Regulated Consumer Product | 2007-11-14
Water Pik, Inc. | Laars | HH0715EN21*N* | Water | Natural Gas | No Match | FALSE | TRUE | 3 |  |  | No Match | No Match | No Match | No Match | Copper | No Match |  | No Match |  | 715000 |  | 178750 |  | 82 | 80 |  |  | 5 |  | 82 |  |  | Federally-Regulated Commercial & Industrial Equipment | 2001-11-21
U.S. Boiler Co. | U.S. Boiler Co. | FORCE04 | Water | LPG | Injection Type | FALSE | FALSE | 1 |  |  |  | Stack Damper | Non-Condensing | Single-Stage | Cast Iron | Single-Speed |  |  |  | 96000 | 78000 | [9 empty] | 82 | 80 | Federally-Regulated Consumer Product | 2014-10-23
Cleaver-Brooks | Cleaver-Brooks | CBLE-700-750-***** | Steam | Natural Gas | Power | FALSE | FALSE | 3 |  |  | No Match | No Match | No Match | No Match | Other | No Match |  | No Match |  | 31380000 |  | 31380000 |  | 80 | 80 |  |  | 25 |  | 80 |  |  | Federally-Regulated Commercial & Industrial Equipment | 1999-03-02
Viessmann Manufacturing Co., Inc. | VIESSMANN | B2HA-80 | Water | LPG | Power | FALSE | FALSE | 1 | TRUE |  |  | Electro-Mechanical Inlet Dampe | Condensing | Step Modulating | Other |  |  |  |  | 285000 | 262000 | [9 empty] | 92 | 80 | Federally-Regulated Consumer Product | 2015-09-24
New Yorker Boiler Co. | New Yorker Boiler Co. | FR350W | Water | Oil | Power | FALSE | FALSE | 1 |  |  |  | None | Non-Condensing | Single-Stage | Other |  |  |  |  | 420000 | 350000 |  |  | 85 |  | 83.1 | [6 empty] | Federally-Regulated Commercial & Industrial Equipment | 2014-09-05
Laars Heating Systems Co. | Bradford-White Corp. | BWCH2000 | Water | LPG | Power | FALSE | FALSE | 1 |  |  |  | None | Non-Condensing | Step Modulating | Copper |  |  |  |  | 1999000 | 1701000 |  |  |  |  | 85.2 | [6 empty] | Federally-Regulated Commercial & Industrial Equipment | 2015-06-01
Water Pik, Inc. | Laars | VW0400CN12*B | Both Steam & Water | Natural Gas | No Match | FALSE | TRUE | 3 |  |  | No Match | No Match | No Match | No Match | Copper | No Match |  | No Match |  | 399000 |  | 100000 |  | 83 | 80 |  |  | 5 |  | 82 |  |  | Federally-Regulated Commercial & Industrial Equipment | 2001-11-21
Ajax Boiler, Inc. | Ajax | OWGOFD800 | Steam | Natural Gas | Power | FALSE | TRUE | 3 |  |  | No Match | No Match | No Match | No Match | Other | No Match |  | No Match |  | 800000 |  | 400000 |  | 82 | 80 |  |  |  |  | 80 |  |  | Non Federally-Regulated | 1992-10-27
Slant / Fin Corp. | Slant / Fin Corp. | GXH-105EDPZ | Steam | LPG | Injection Type | FALSE | FALSE | 1 |  |  |  | Stack Damper | Non-Condensing | Single-Stage | Cast Iron |  |  |  |  | 105000 | 86000 | [9 empty] | 81 | 75 | Federally-Regulated Consumer Product | 2007-11-14
Laars Heating Systems Co. | Laars Heating Systems Co. | RHCH1600 | Water | LPG | Power | FALSE | TRUE | 1 |  |  |  | None | Non-Condensing | Single-Stage | Copper |  |  |  |  | 1600000 | 1376000 |  |  |  |  | 86.3 | [6 empty] | Federally-Regulated Commercial & Industrial Equipment | 2015-04-20
Ajax Boiler, Inc. | Ajax | OWGH2000 | Steam | Natural Gas | No Match | FALSE | TRUE | 3 |  |  | No Match | No Match | No Match | No Match | Other | No Match |  | No Match |  | 2000000 |  | 2000000 |  | 80 | 80 |  |  |  |  | 80 |  |  | Federally-Regulated Commercial & Industrial Equipment | 1996-02-29
Ajax Boiler, Inc. | Ajax | OSGXB3500 | Steam | Natural Gas | No Match | FALSE | TRUE | 3 |  |  | No Match | No Match | No Match | No Match | Other | No Match |  | No Match |  | 3500000 |  | 3500000 |  | 80 | 80 |  |  |  |  | 80 |  |  | Federally-Regulated Commercial & Industrial Equipment | 1996-02-29
Burnham Corp. | Crown Boiler Co. | CWI310S | Water | LPG | Induced Draft | TRUE | FALSE | 1 |  |  |  | None | Non-Condensing | Single-Stage | Cast Iron |  |  |  |  | 310000 | 259000 |  |  | 83.5 | 80 | 80.5 | [6 empty] | Federally-Regulated Commercial & Industrial Equipment | 2007-12-12
Burnham Corp. | New Yorker Boiler Co. | FR350W | Water | Oil | Power | FALSE | FALSE | 1 |  |  |  | None | Non-Condensing | Single-Stage | Other | Single-Speed |  | Standard |  | 420000 | 350000 |  |  | 85 | 83 | 83.1 | [6 empty] | Federally-Regulated Commercial & Industrial Equipment | 2007-12-12
New York Thermal, Inc. | New York Thermal, Inc. | TFT300 | Water | LPG | Power | FALSE | FALSE | 1 |  | TRUE |  | None | Condensing | Step Modulating | Other |  |  |  |  | 299000 | 278000 | [9 empty] | 94 | 80 | Federally-Regulated Consumer Product | 2014-01-14
Lochinvar, LLC. | Lochinvar Corp. | KBN286 | Water | Natural Gas | Power | FALSE | FALSE | 1 |  | TRUE | None | None | Condensing | Step Modulating | Other |  |  |  |  | 285000 | 267000 | [9 empty] | 95 | 80 | Federally-Regulated Consumer Product | 2014-10-23
Ajax Boiler, Inc. | Ajax | WGXFD-5000 | Steam | Natural Gas | Power | FALSE | FALSE | 3 |  |  | No Match | No Match | No Match | No Match | Other | No Match |  | No Match |  | 5000000 |  | 2500000 |  | 82 | 80 |  |  |  |  | 80 |  |  | Non Federally-Regulated | 1992-10-27
Viessmann Manufacturing Co., Inc. | VIESSMANN | B2HA-19 | Water | LPG | Power | FALSE | FALSE | 1 | TRUE |  |  | Electro-Mechanical Inlet Dampe | Condensing | Step Modulating | Other |  |  |  |  | 67000 | 62000 | [9 empty] | 93.3 | 80 | Federally-Regulated Consumer Product | 2015-09-24
Navien, Inc. | Navien America, Inc. | NHB-150 | Water | LPG | Power | FALSE | FALSE | 1 |  | TRUE |  | None | Condensing | Step Modulating | Other |  |  |  |  | 150000 | 138000 | [9 empty] | 95 | 80 | Federally-Regulated Consumer Product | 2015-03-30
Raypak | Raypak | H7-0503 * | Water | LPG | Induced Draft | FALSE | FALSE | 1 |  |  |  | None | Non-Condensing | Step Modulating | Copper |  |  |  |  | 500000 | 431000 |  |  |  |  | 86.2 | [6 empty] | Federally-Regulated Commercial & Industrial Equipment | 2015-04-16
Burnham Corp. | Crown Boiler Co. | CWI310E | Water | LPG | Induced Draft | FALSE | FALSE | 1 |  |  |  | None | Non-Condensing | Single-Stage | Cast Iron |  |  |  |  | 310000 | 259000 |  |  | 83.5 | 80 | 80.5 | [6 empty] | Federally-Regulated Commercial & Industrial Equipment | 2007-12-12
Ajax Boiler, Inc. | Ajax | DRPG70 | Water | Natural Gas | Power | FALSE | TRUE | 1 |  |  | Draft Hood | Stack Damper | Non-Condensing | Two-Stage Modulating | Other | None |  | No Match |  | 3000000 | 2400000 | 2400000 | 1920000 | 80 | 80 | 79.2 | [6 empty] | Federally-Regulated Commercial & Industrial Equipment | 2007-08-15
Viessmann Manufacturing Co., Inc. | VIESSMANN | B2HA-45 | Water | LPG | Power | FALSE | FALSE | 1 | TRUE |  |  | Electro-Mechanical Inlet Dampe | Condensing | Step Modulating | Other |  |  |  |  | 160000 | 147000 | [9 empty] | 92 | 80 | Federally-Regulated Consumer Product | 2015-09-24
Ajax Boiler, Inc. | Ajax | SGXFD-4250 | Steam | Natural Gas | Power | FALSE | FALSE | 3 |  |  | No Match | No Match | No Match | No Match | Other | No Match |  | No Match |  | 4250000 |  | 2125000 |  | 81 | 80 |  |  |  |  | 80 |  |  | Non Federally-Regulated | 1992-10-27
Smith Cast Iron Boilers | Peerless | CC-09-S-O | Steam | Oil | Power | FALSE | FALSE | 1 |  | FALSE |  | None | Non-Condensing | Single-Stage | Cast Iron |  |  |  |  | 1512000 | 1262000 |  |  |  |  | 83.5 | 81 | [5 empty] | Federally-Regulated Commercial & Industrial Equipment | 2015-09-30
Ajax Boiler, Inc. | Ajax | HNG15000W | Steam | Natural Gas | No Match | FALSE | TRUE | 3 |  |  | No Match | No Match | No Match | No Match | Other | No Match |  | No Match |  | 15000000 |  | 7500000 |  | 80 | 80 |  |  |  |  | 80 |  |  | Federally-Regulated Commercial & Industrial Equipment | 1997-01-07
Burnham Corp. | Burnham Corp. | 4FHW-107A | Water | Natural Gas | Power | FALSE | FALSE | 1 |  |  |  | None | Non-Condensing | Single-Stage | Other |  |  |  |  | 895000 | 732000 |  |  | 84.9 |  | 81.8 | [6 empty] | Federally-Regulated Commercial & Industrial Equipment | 2014-08-11
PB Heat, LLC | Hydrotherm | HVX-140 | Water | LPG | Induced Draft | FALSE | FALSE | 1 |  |  | None | None | Non-Condensing | Single-Stage | Cast Iron | Single-Speed |  | Standard |  | 140000 | 116000 | [9 empty] | 82 | 80 | Federally-Regulated Consumer Product | 2011-08-02
Smith Cast Iron Boilers | Smith Cast Iron Boilers | 28HE-S/W-15 | Both Steam & Water | Natural Gas | Power | FALSE | FALSE | 1 |  |  |  | None | Non-Condensing | Single-Stage | Cast Iron |  |  |  |  | 4608000 | 3831000 |  |  | 83.4 | 80 | 83.1 | [6 empty] | Federally-Regulated Commercial & Industrial Equipment | 2007-12-12
Camus Hydronics | Camus Hydronics | DFNW-4001-MS | Water | Natural Gas | Power | FALSE | FALSE | 1 |  |  |  | None | Condensing | Step Modulating | Other |  |  |  |  | 4000000 | 3488000 |  |  | 87.2 |  | 87.2 | [6 empty] | Federally-Regulated Commercial & Industrial Equipment | 2014-08-11
Water Pik, Inc. | Laars | PW0320MN20***** | Both Steam & Water | Natural Gas | Power | FALSE | FALSE | 3 |  |  | No Match | No Match | No Match | No Match | Copper | No Match |  | No Match |  | 320000 |  | 320000 |  | 85 | 80 |  |  | 5 |  | 83 |  |  | Federally-Regulated Commercial & Industrial Equipment | 2001-11-21
Dunkirk | Caribe | BWMAAN000200 | Water | Natural Gas | Pressure | FALSE | FALSE | 1 |  | TRUE |  | None | Condensing | Step Modulating | Other | Single-Speed |  |  |  | 200000 | 185000 | [9 empty] | 95 | 80 | Federally-Regulated Consumer Product | 2014-08-08
ECR International, Ltd. | ECR International, Ltd. | OLSSV-150 | Water | LPG | Power | FALSE | FALSE | 1 |  |  |  | None | Condensing | Step Modulating | Other |  |  |  |  | 150000 | 140000 | [9 empty] | 95 | 80 | Federally-Regulated Consumer Product | 2014-08-08
Ajax Boiler, Inc. | Ajax | HRF225 | Steam | Natural Gas | Power | FALSE | TRUE | 1 |  |  | Draft Hood | Stack Damper | Non-Condensing | Two-Stage Modulating | Other | None |  | No Match |  | 9500000 | 7600000 | 7600000 | 6080000 | 80 | 80 | 79.2 | [6 empty] | Federally-Regulated Commercial & Industrial Equipment | 2007-08-15
Burnham Corp. | Burnham Corp. | V1104 | Both Steam & Water | Natural Gas | Power | FALSE | FALSE | 1 |  |  |  | None | Non-Condensing | Single-Stage | Cast Iron |  |  |  |  | 837000 | 667000 |  |  | 80.9 | 80 | 79.7 | [6 empty] | Federally-Regulated Commercial & Industrial Equipment | 2012-03-02
PB Heat, LLC | PB Heat, LLC | PF-110 | Water | Natural Gas | Power | FALSE | FALSE | 1 |  | TRUE | None | None | Condensing | Step Modulating | Other |  |  |  |  | 110000 | 103000 | 36000 | 34000 | [7 empty] | 95 | 80 | Federally-Regulated Consumer Product | 2015-03-30
Smith Cast Iron Boilers | Smith Cast Iron Boilers | GB100-W-6-HSI-D | Water | Natural Gas | No Match | FALSE | FALSE | 1 |  |  | No Match | No Match | No Match | No Match | Cast Iron | No Match |  | No Match |  | 125000 | [10 empty] | 83.2 | 80 | Federally-Regulated Consumer Product | 1998-12-21
Slant / Fin Corp. | Slant / Fin Corp. | VHS-150EP | Water | LPG | Induced Draft | FALSE | FALSE | 1 |  |  |  | Stack Damper | Non-Condensing | Single-Stage | Cast Iron |  |  |  |  | 150000 | 125000 | [9 empty] | 82.1 | 80 | Federally-Regulated Consumer Product | 2007-11-14
U.S. Boiler Co. | U.S. Boiler Co. | FCM120 | Water | Natural Gas | Induced Draft | FALSE | FALSE | 1 |  | TRUE |  | None | Condensing | Step Modulating | Other | Single-Speed |  |  |  | 120000 | 108000 | [9 empty] | 92.8 | 80 | Federally-Regulated Consumer Product | 2014-01-14
Lochinvar, LLC. | Lochinvar Corp. | FBL3500 | Water | Natural Gas | Power | FALSE | FALSE | 1 |  |  | None | None | Condensing | Step Modulating | Other |  |  |  |  | 3500000 | 3220000 |  |  | 92 | 80 | 92 | [6 empty] | Federally-Regulated Commercial & Industrial Equipment | 2011-02-17
Ajax Boiler, Inc. | Ajax | WGB-4500-D | Steam | Natural Gas | No Match | FALSE | FALSE | 3 |  |  | No Match | No Match | No Match | No Match | Other | No Match |  | No Match |  | 4500000 |  | 4500000 |  | 80 | 80 |  |  |  |  | 80 |  |  | Federally-Regulated Commercial & Industrial Equipment | 1996-02-29
Bosch Thermotechnology Corp. | Buderus | GC124/4 II | Water | Natural Gas | Induced Draft | FALSE | FALSE | 1 |  |  | Barometric Regulator | Electro-Mechanical Flue Damper | Non-Condensing | Single-Stage | Cast Iron | Single-Speed |  |  |  | 103000 | 87000 | [9 empty] | 85 | 80 | Federally-Regulated Consumer Product | 2011-10-19
Water Pik, Inc. | Laars | PH0400CN30*B | Water | Natural Gas | No Match | FALSE | TRUE | 3 |  |  | No Match | No Match | No Match | No Match | Copper | No Match |  | No Match |  | 399000 |  | 100000 |  | 82 | 80 |  |  | 5 |  | 82 |  |  | Federally-Regulated Commercial & Industrial Equipment | 2001-11-21
Rite Engineering | Rite | 225SG | Both Steam & Water | Natural Gas | Power | FALSE | FALSE | 3 |  |  | No Match | No Match | No Match | No Match | Other | No Match |  | No Match |  | 2250000 |  | 750000 |  | 80 | 80 |  |  |  |  | 80 |  |  | Non Federally-Regulated | 1992-10-14
Water Pik, Inc. | Laars | VW0850IP04*BA | Both Steam & Water | LPG | No Match | FALSE | FALSE | 3 |  |  | No Match | No Match | No Match | No Match | Copper | No Match |  | No Match |  | 850000 |  | 212850 |  | 82 | 80 |  |  | 5 |  | 82 |  |  | Federally-Regulated Commercial & Industrial Equipment | 2001-11-21
Crown Boiler Co. | Crown Boiler Co. | PHNTM120 | Water | Natural Gas | Power | FALSE | FALSE | 1 |  |  |  | None | Condensing | Step Modulating | Other | Single-Speed |  |  |  | 120000 | 111000 | [9 empty] | 93 | 80 | Federally-Regulated Consumer Product | 2014-08-08
Water Pik, Inc. | Laars | SR125 | Water | Oil | No Match | TRUE | FALSE | 1 |  |  | No Match | No Match | No Match | No Match | Other | No Match |  | No Match |  | 140000 | [10 empty] | 84 | 80 | Federally-Regulated Consumer Product | 2001-10-11
Water Pik, Inc. | Laars | PW1010IN09*1A | Both Steam & Water | Natural Gas | No Match | FALSE | FALSE | 3 |  |  | No Match | No Match | No Match | No Match | Copper | No Match |  | No Match |  | 1010000 |  | 252500 |  | 81 | 80 |  |  | 5 |  | 81 |  |  | Federally-Regulated Commercial & Industrial Equipment | 2001-11-21
Water Pik, Inc. | Laars | DMAX 75 | Water | Oil | No Match | TRUE | FALSE | 1 |  |  | No Match | No Match | No Match | No Match | Other | No Match |  | No Match |  | 105000 | [10 empty] | 87 | 80 | Federally-Regulated Consumer Product | 2001-10-11
Smith Cast Iron Boilers | Peerless | TCII-12-S-G | Steam | LPG | Power | FALSE | FALSE | 1 |  | FALSE |  | None | Non-Condensing | Single-Stage | Cast Iron |  |  |  |  | 3663000 | 3040000 |  |  |  |  | 83 | 79 | [5 empty] | Federally-Regulated Commercial & Industrial Equipment | 2015-09-30
English Boiler & Tube, Inc. | Bent Tube Balanced Flow | BTBF-1200-15 | Steam | Natural Gas | Power | FALSE | FALSE | 3 |  |  | No Match | No Match | No Match | No Match | Other | No Match |  | No Match |  | 51000000 |  | 12750000 |  | 80 | 80 |  |  | 3 |  | 80 |  |  | Federally-Regulated Commercial & Industrial Equipment | 1998-09-10
PB Heat, LLC | PB Heat, LLC | DE-05-SPRK | Water | LPG | Injection Type | FALSE | FALSE | 1 |  | TRUE |  | None | Non-Condensing | Single-Stage | Cast Iron | Single-Speed |  |  |  | 140000 | 116000 | [9 empty] | 82 | 80 | Federally-Regulated Consumer Product | 2013-04-19
Lochinvar, LLC. | Lochinvar Corp. | FTX600(N,L) | Water | LPG | Power | FALSE | FALSE | 1 |  |  |  | None | Condensing | Step Modulating | Other |  |  |  |  | 600000 | 585000 |  |  |  |  | 97.5 | [6 empty] | Federally-Regulated Commercial & Industrial Equipment | 2015-04-20
Burnham Corp. | Crown Boiler Co. | LCW065 | Water | Oil | Power | FALSE | FALSE | 1 |  |  |  | None | Non-Condensing | Single-Stage | Cast Iron |  |  |  |  | 91000 | 80000 | [9 empty] | 86 | 80 | Federally-Regulated Consumer Product | 2008-04-14
PB Heat, LLC | PB Heat, LLC | 63-03-SPRK-S | Steam | Natural Gas | Injection Type | FALSE | FALSE | 1 |  | TRUE | Draft Diverter | Stack Damper | Non-Condensing | Single-Stage | Cast Iron |  |  |  |  | 118000 | 98000 | [9 empty] | 82.6 | 75 | Federally-Regulated Consumer Product | 2013-04-19
Rinnai | Continuum | REU2402FFU-N | Both Steam & Water | Natural Gas | Power | FALSE | TRUE | 1 |  |  | No Match | No Match | No Match | No Match | Other | No Match |  | No Match |  | 180000 | [7 empty] | 80 |  |  | 82 | 80 | Federally-Regulated Consumer Product | 2000-07-18
Raypak | Raypak | H42002B-CHX | Water | LPG | Induced Draft | FALSE | FALSE | 1 |  |  | None | None | Non-Condensing | Single-Stage | Copper |  |  |  |  | 1999000 | 1959000 |  |  | 98 | 80 | 98 | [6 empty] | Federally-Regulated Commercial & Industrial Equipment | 2007-12-12
Raypak | Raypak | H7-0700* | Water | Natural Gas | Induced Draft | FALSE | TRUE | 1 |  |  | None | None | Condensing | Step Modulating | Other |  |  |  |  | 700000 | 658000 | 140000 |  | 94.5 | 80 | 94 |  | 12 |  |  |  |  | Federally-Regulated Commercial & Industrial Equipment | 2010-10-29
PB Heat, LLC | Peerless | DE-05-SV | Water | Natural Gas | Injection Type | FALSE | FALSE | 1 | TRUE |  |  | None | Non-Condensing | Single-Stage | Cast Iron | Single-Speed |  |  |  | 140000 | 116000 | [9 empty] | 82 | 80 | Federally-Regulated Consumer Product | 2015-09-30
Camus Hydronics | Camus Hydronics | DMNW-0152 | Water | Natural Gas | Power | FALSE | FALSE | 1 | TRUE |  |  | None | Condensing | Step Modulating | Other |  |  |  |  | 150000 | 135000 | [9 empty] | 90 | 80 | Federally-Regulated Consumer Product | 2015-09-30
Cleaver-Brooks | Cleaver-Brooks | CBW-700-200-***** | Steam | Natural Gas | Power | FALSE | FALSE | 3 |  |  | No Match | No Match | No Match | No Match | Other | No Match |  | No Match |  | 8370000 |  | 8370000 |  | 80 | 80 |  |  | 25 |  | 80 |  |  | Federally-Regulated Commercial & Industrial Equipment | 1999-03-02
U.S. Boiler Co. | Crown Boiler Co. | PHNTM600 | Water | Natural Gas | Power | FALSE | FALSE | 1 |  |  |  | None | Condensing | Step Modulating | Other |  |  |  |  | 625000 | 594000 |  |  | 95 |  | 95 | [6 empty] | Federally-Regulated Commercial & Industrial Equipment | 2014-10-21
Ajax Boiler, Inc. | Ajax | SFG50W | Steam | Natural Gas | Power | FALSE | TRUE | 3 |  |  | No Match | No Match | No Match | No Match | Other | No Match |  | No Match |  | 2090000 |  | 1000000 |  | 80 | 80 |  |  |  |  | 80 |  |  | Federally-Regulated Commercial & Industrial Equipment | 1997-01-07
Slant / Fin Corp. | Slant / Fin Corp. | LD-50 | Water | Oil | Power | FALSE | FALSE | 1 |  |  |  | None | Non-Condensing | Single-Stage | Cast Iron |  |  |  |  | 329000 | 272000 |  |  | 85.2 | 83 | 82.7 | [6 empty] | Federally-Regulated Commercial & Industrial Equipment | 2007-12-12
Easco Boiler Corp. | Easco | SM4-250-S015 | Both Steam & Water | Combo (Natural Gas & Oil) | Power | FALSE | FALSE | 3 |  |  | No Match | No Match | No Match | No Match | Other | No Match |  | No Match |  | 10461000 |  | 2092200 |  | 83 | 80 |  |  | 22 |  | 81 |  |  | Federally-Regulated Commercial & Industrial Equipment | 1998-06-02
Crown Boiler Co. | Burnham Corp. | ES26 | Water | LPG | Injection Type | FALSE | FALSE | 1 |  |  | Draft Diverter | Stack Damper | Non-Condensing | Single-Stage | Cast Iron | Single-Speed | 0.04 | Standard |  | 175000 | 149000 | [9 empty] | 85 | 80 | Federally-Regulated Consumer Product | 2010-03-16
Water Pik, Inc. | Laars | HH0600IN04*BA | Water | Natural Gas | No Match | FALSE | FALSE | 3 |  |  | No Match | No Match | No Match | No Match | Copper | No Match |  | No Match |  | 600000 |  | 150000 |  | 82 | 80 |  |  | 5 |  | 82 |  |  | Federally-Regulated Commercial & Industrial Equipment | 2001-05-30
Ajax Boiler, Inc. | Ajax | WGFD-4500 | Steam | Natural Gas | Power | FALSE | FALSE | 3 |  |  | No Match | No Match | No Match | No Match | Other | No Match |  | No Match |  | 4500000 |  | 2250000 |  | 82 | 80 |  |  |  |  | 80 |  |  | Non Federally-Regulated | 1992-10-27
Camus Hydronics | Camus Hydronics | DFPH-1751-MS | Water | LPG | Power | FALSE | FALSE | 1 |  |  |  | None | Condensing | Step Modulating | Other |  |  |  |  | 1750000 | 1526000 |  |  | 87.2 |  | 87.2 | [6 empty] | Federally-Regulated Commercial & Industrial Equipment | 2014-08-11
Water Pik, Inc. | Laars | PH0600EP04*BA | Water | LPG | No Match | FALSE | TRUE | 3 |  |  | No Match | No Match | No Match | No Match | Copper | No Match |  | No Match |  | 600000 |  | 150000 |  | 82 | 80 |  |  | 5 |  | 82 |  |  | Federally-Regulated Commercial & Industrial Equipment | 2001-05-30
U.S. Boiler Co. | U.S. Boiler Co. | 202X*I | Water | LPG | Induced Draft | FALSE | FALSE | 1 |  | TRUE |  | Stack Damper | Non-Condensing | Single-Stage | Cast Iron | Single-Speed |  |  |  | 50000 | 42000 | [9 empty] | 83.2 | 80 | Federally-Regulated Consumer Product | 2014-01-14
Water Pik, Inc. | Laars | PW0850EN09*BA | Both Steam & Water | Natural Gas | No Match | FALSE | TRUE | 3 |  |  | No Match | No Match | No Match | No Match | Copper | No Match |  | No Match |  | 850000 |  | 212850 |  | 82 | 80 |  |  | 5 |  | 82 |  |  | Federally-Regulated Commercial & Industrial Equipment | 2001-11-21
Smith Cast Iron Boilers | Smith Cast Iron Boilers | 19HE-6 | Water | Oil | Power | FALSE | FALSE | 1 |  |  |  | None | Non-Condensing | Single-Stage | Cast Iron |  |  |  |  | 910000 | 762000 |  |  | 83.8 | 83 | 83.7 | [6 empty] | Federally-Regulated Commercial & Industrial Equipment | 2010-07-21
Ajax Boiler, Inc. | Ajax | WGOXFD-700 | Steam | Natural Gas | Power | FALSE | FALSE | 3 |  |  | No Match | No Match | No Match | No Match | Other | No Match |  | No Match |  | 700000 |  | 350000 |  | 82 | 80 |  |  |  |  | 80 |  |  | Non Federally-Regulated | 1992-10-27
Ajax Boiler, Inc. | Ajax | WGOXFD-3000 | Steam | Natural Gas | Power | FALSE | FALSE | 3 |  |  | No Match | No Match | No Match | No Match | Other | No Match |  | No Match |  | 3000000 |  | 1500000 |  | 82 | 80 |  |  |  |  | 80 |  |  | Non Federally-Regulated | 1992-10-27
Utica Boilers | Pennco, Inc. | 41J-400 | Both Steam & Water | Natural Gas | Injection Type | FALSE | FALSE | 1 |  |  |  | None | Non-Condensing | Single-Stage | Cast Iron |  |  |  |  | 400000 | 322000 |  |  | 80.5 | 80 | 77.5 | [6 empty] | Federally-Regulated Commercial & Industrial Equipment | 2011-05-02
Fonderie Sime, S.p.A. | SIME | Planet Dewy 30/50 BF | Water | Combo (Natural Gas & Oil) | Power | FALSE | FALSE | 1 |  |  |  | None | Condensing | Step Modulating | Other | Multiple-Speed | 0.24 | Standard |  | 110000 | 100800 | 30000 | 27300 | [7 empty] | 94 | 80 | Federally-Regulated Consumer Product | 2011-10-28
New York Thermal, Inc. | New York Thermal, Inc. | TFT110 | Water | LPG | Power | FALSE | FALSE | 1 |  | TRUE |  | None | Condensing | Step Modulating | Other |  |  |  |  | 108000 | 99000 | [9 empty] | 95 | 80 | Federally-Regulated Consumer Product | 2013-06-17
ECR International, Ltd. | ECR International, Ltd. | OLSSV-200 | Water | LPG | Power | FALSE | FALSE | 1 |  |  |  | None | Condensing | Step Modulating | Other |  |  |  |  | 200000 | 186000 | [9 empty] | 95 | 80 | Federally-Regulated Consumer Product | 2014-08-08
Ajax Boiler, Inc. | Ajax | OWGFD400 | Steam | Natural Gas | Power | FALSE | TRUE | 3 |  |  | No Match | No Match | No Match | No Match | Other | No Match |  | No Match |  | 400000 |  | 200000 |  | 82 | 80 |  |  |  |  | 80 |  |  | Non Federally-Regulated | 1992-10-27
Peerless Heater Co. | Peerless | 211A-45I | Steam | Natural Gas | No Match | FALSE | FALSE | 3 |  |  | No Match | No Match | No Match | No Match | Cast Iron | No Match |  | No Match |  | 9240000 |  | 9240000 |  | 80 | 75 |  |  | 18 | 147 | 80 |  |  | Non Federally-Regulated | 1990-06-25
Raypak | Raypak | H42002B-CHX | Water | Natural Gas | Induced Draft | FALSE | FALSE | 1 |  |  | None | None | Non-Condensing | Single-Stage | Copper |  |  |  |  | 1999000 | 1959000 |  |  | 98 | 80 | 98 | [6 empty] | Federally-Regulated Commercial & Industrial Equipment | 2007-12-12
HTP, Inc. | Elite | EL-399VWH | Water | Natural Gas | Power | FALSE | FALSE | 1 |  |  | None | None | Condensing | Single-Stage | Other |  |  |  |  | 399000 | 381000 | 67000000 | 399000000 | 95.4 | 80 | 95.4 | [6 empty] | Federally-Regulated Commercial & Industrial Equipment | 2011-08-02
Ajax Boiler, Inc. | Ajax | WGOFD-2500 | Steam | Natural Gas | Power | FALSE | FALSE | 3 |  |  | No Match | No Match | No Match | No Match | Other | No Match |  | No Match |  | 2500000 |  | 1250000 |  | 82 | 80 |  |  |  |  | 80 |  |  | Non Federally-Regulated | 1992-10-27
Burnham Corp. | Crown Boiler Co. | CWI345S | Water | Natural Gas | Induced Draft | TRUE | FALSE | 1 |  |  |  | None | Non-Condensing | Single-Stage | Cast Iron |  |  |  |  | 345000 | 289000 |  |  | 83.5 | 80 | 80.5 | [6 empty] | Federally-Regulated Commercial & Industrial Equipment | 2007-12-12
Bosch Thermotechnology Corp. | Bosch | ZBR 28-3 | Water | LPG | Pressure | FALSE | FALSE | 1 |  |  | None | None | Condensing | Step Modulating | Other | Single-Speed |  |  |  | 101000 | 91000 | [9 empty] | 96 | 80 | Federally-Regulated Consumer Product | 2011-06-16
Ajax Boiler, Inc. | Ajax | SRF8 | Steam | Natural Gas | Power | FALSE | TRUE | 1 |  |  | Draft Hood | Stack Damper | Non-Condensing | Two-Stage Modulating | Other | None |  | No Match |  | 350000 | 280000 | 280000 | 224000 | 80 | 80 | 79.2 | [6 empty] | Federally-Regulated Commercial & Industrial Equipment | 2007-08-15
Utica Boilers | Pennco, Inc. | 41J-2800 | Both Steam & Water | Natural Gas | Injection Type | FALSE | FALSE | 1 |  |  |  | None | Non-Condensing | Single-Stage | Cast Iron |  |  |  |  | 2800000 | 2254000 |  |  | 80.5 | 80 | 77.5 | [6 empty] | Federally-Regulated Commercial & Industrial Equipment | 2011-02-17
Bryan Steam Corp. | Bryan | HED-350-W-FDG | Water | Natural Gas | Power | FALSE | FALSE | 3 |  |  | No Match | No Match | No Match | No Match | Other | No Match |  | No Match |  | 350000 |  | 350000 |  | 85 | 80 |  |  |  |  | 85 |  |  | Federally-Regulated Commercial & Industrial Equipment | 1996-03-01
Aerco International | Aerco International | MLX EXT 2677 | Water | Natural Gas | Luminous | FALSE | FALSE | 1 |  |  |  | None | Condensing | Step Modulating | Other |  |  |  |  | 2677000 | 2409000 |  |  | 92 |  | 92 | [6 empty] | Federally-Regulated Commercial & Industrial Equipment | 2015-04-02
RBI Water Heaters | RBI Water Heaters | SB350 | Water | LPG | Power | FALSE | FALSE | 1 |  |  |  | None | Non-Condensing | Single-Stage | Copper |  |  |  |  | 350000 | 285000 |  |  | 81.6 | 80 | 81.6 | [6 empty] | Federally-Regulated Commercial & Industrial Equipment | 2011-08-22
Laars Heating Systems Co. | Laars | HH1825EN******** | Water | Natural Gas | Induced Draft | FALSE | TRUE | 1 |  |  |  | None | Non-Condensing | Step Modulating | Copper |  |  |  |  | 1825000 | 1497000 | 456250 |  | 82 | 80 | 79.6 | [6 empty] | Federally-Regulated Commercial & Industrial Equipment | 2007-11-01
Easco Boiler Corp. | Easco | ESP-125-S015 | Both Steam & Water | Combo (Natural Gas & Oil) | Power | FALSE | FALSE | 3 |  |  | No Match | No Match | No Match | No Match | Other | No Match |  | No Match |  | 5230000 |  | 1743333 |  | 83 | 80 |  |  | 22 |  | 81 |  |  | Federally-Regulated Commercial & Industrial Equipment | 1998-06-02
Camus Hydronics | Camus Hydronics | DFPH-4501-MH | Water | LPG | Power | FALSE | FALSE | 1 |  |  |  | None | Condensing | Step Modulating | Copper |  |  |  |  | 4500000 | 3924000 |  |  | 87.2 |  | 87.2 | [6 empty] | Federally-Regulated Commercial & Industrial Equipment | 2014-08-11
Ajax Boiler, Inc. | Ajax | XNG9000W | Water | Natural Gas | No Match | FALSE | TRUE | 3 |  |  | No Match | No Match | No Match | No Match | Other | No Match |  | No Match |  | 9000000 |  | 4500000 |  | 80 | 80 |  |  |  |  | 80 |  |  | Federally-Regulated Commercial & Industrial Equipment | 1997-01-07
Laars Heating Systems Co. | Laars Heating Systems Co. | MLXHW050(N,P)**** | Water | Natural Gas | Power | FALSE | FALSE | 1 |  |  |  | None | Condensing | Step Modulating | Other |  |  |  |  | 50000 | 46000 | [9 empty] | 95 | 80 | Federally-Regulated Consumer Product | 2014-10-23
Lochinvar, LLC. | Lochinvar Corp. | FBL3000 | Water | Natural Gas | Power | FALSE | FALSE | 1 |  |  | None | None | Condensing | Step Modulating | Other |  |  |  |  | 3000000 | 2760000 |  |  | 92 | 80 | 92 | [6 empty] | Federally-Regulated Commercial & Industrial Equipment | 2011-02-17
PB Heat, LLC | Peerless | DE-04-SPRK | Water | Natural Gas | Injection Type | FALSE | FALSE | 1 | TRUE |  |  | None | Non-Condensing | Single-Stage | Cast Iron | Single-Speed |  |  |  | 105000 | 87000 | [9 empty] | 82 | 80 | Federally-Regulated Consumer Product | 2015-09-30
Axeman-Anderson Co. | Axeman-Anderson Co. | 74NPOD | Water | Oil | No Match | FALSE | FALSE | 1 |  |  | No Match | No Match | No Match | No Match | Other | No Match |  | No Match |  | 154000 | [10 empty] | 86.6 | 80 | Federally-Regulated Consumer Product | 2000-06-07
Raypak | Raypak | (H,W)7-0500 * | Water | Natural Gas | Induced Draft | FALSE | FALSE | 1 |  |  |  | None | Condensing | Step Modulating | Other |  |  |  |  | 500000 | 470000 |  |  |  |  | 94 | [6 empty] | Federally-Regulated Commercial & Industrial Equipment | 2015-04-16
Burnham Corp. | Crown Boiler Co. | CWI379S | Water | LPG | Induced Draft | TRUE | FALSE | 1 |  |  |  | None | Non-Condensing | Single-Stage | Cast Iron |  |  |  |  | 379000 | 317000 |  |  | 83.5 | 80 | 80.5 | [6 empty] | Federally-Regulated Commercial & Industrial Equipment | 2007-12-12
Laars Heating Systems Co. | Bradford-White Corp. | BMT2H0300 | Water | Natural Gas | Injection Type | FALSE | FALSE | 1 |  |  |  | None | Non-Condensing | Single-Stage | Copper | Single-Speed |  |  |  | 299000 | 255000 | [9 empty] | 85.1 | 80 | Federally-Regulated Consumer Product | 2014-08-08
Bryan Steam Corp. | Bryan | RW2100-S-FDGO | Both Steam & Water | Natural Gas | Power | FALSE | FALSE | 3 |  |  | No Match | No Match | No Match | No Match | Other | No Match |  | No Match |  | 21000000 |  | 2833333 |  | 82 | 80 |  |  |  |  | 81 |  |  | Federally-Regulated Commercial & Industrial Equipment | 1996-03-13
Ajax Boiler, Inc. | Ajax | WGFD-1050 | Steam | Natural Gas | Power | FALSE | FALSE | 3 |  |  | No Match | No Match | No Match | No Match | Other | No Match |  | No Match |  | 1050000 |  | 525000 |  | 82 | 80 |  |  |  |  | 80 |  |  | Non Federally-Regulated | 1992-10-27
Raypak | Raypak | H(1,2,5)-1336* | Water | Natural Gas | Injection Type | FALSE | FALSE | 1 |  |  |  | None | Non-Condensing | Step Modulating | Copper |  |  |  |  | 1336600 | 1096000 |  |  |  |  | 82 | [6 empty] | Federally-Regulated Commercial & Industrial Equipment | 2015-04-16
PB Heat, LLC | PB Heat, LLC | WBV-04-150-S | Steam | Oil | Power | FALSE | FALSE | 1 |  |  | Barometric Regulator | None | Non-Condensing | Single-Stage | Cast Iron |  |  |  |  | 210000 | 179000 | [9 empty] | 84.3 | 80 | Federally-Regulated Consumer Product | 2008-09-25
PB Heat, LLC | PB Heat, LLC | TCII-14 | Both Steam & Water | Natural Gas | Power | FALSE | FALSE | 1 |  |  |  | None | Non-Condensing | Single-Stage | Cast Iron |  |  |  |  | 4293000 | 3567000 |  |  | 83.5 | 80 | 83.1 | [6 empty] | Federally-Regulated Commercial & Industrial Equipment | 2011-08-22
Ajax Boiler, Inc. | Ajax | WGXFD-2750 | Steam | Natural Gas | Power | FALSE | FALSE | 3 |  |  | No Match | No Match | No Match | No Match | Other | No Match |  | No Match |  | 2750000 |  | 1375000 |  | 82 | 80 |  |  |  |  | 80 |  |  | Non Federally-Regulated | 1992-10-27
Quietside Boilers | Quietside | QXM8-140F1-NG | Both Steam & Water | Natural Gas | Power | FALSE | FALSE | 1 |  |  | No Match | No Match | No Match | No Match | Other | No Match |  | No Match |  | 140000 |  |  |  | 90 | [6 empty] | 86 | 80 | Federally-Regulated Consumer Product | 2002-06-12
Raypak | Raypak | H(3,4)-0180*R | Water | LPG | Induced Draft | FALSE | FALSE | 1 |  |  |  | Electro-Mechanical Flue Damper | Non-Condensing | Single-Stage | Copper |  |  |  |  | 180000 | 148000 | [9 empty] | 83.2 | 80 | Federally-Regulated Consumer Product | 2015-03-30
Hydrotherm | Hydrotherm | HS-100-PV | Water | Natural Gas | No Match | FALSE | FALSE | 1 |  |  | No Match | No Match | No Match | No Match | Cast Iron | No Match |  | No Match |  | 96000 | [10 empty] | 82.4 | 80 | Federally-Regulated Consumer Product | 1998-12-21
Quietside Boilers | Quietside | QVM9-090W1-NG | Both Steam & Water | Natural Gas | Power | FALSE | FALSE | 1 |  |  | No Match | No Match | No Match | No Match | Copper | No Match |  | No Match |  | 90000 |  |  |  | 92 | [6 empty] | 90 | 80 | Federally-Regulated Consumer Product | 2002-06-12
Burnham Corp. | Burnham Corp. | V86S | Steam | Oil | Power | FALSE | FALSE | 1 |  |  |  | None | Non-Condensing | Single-Stage | Cast Iron | Single-Speed | 0.04 | Standard |  | 231000 | 201000 | [9 empty] | 85.7 | 80 | Federally-Regulated Consumer Product | 2007-11-14
Ajax Boiler, Inc. | Ajax | DFG200W | Water | Natural Gas | Power | FALSE | TRUE | 3 |  |  | No Match | No Match | No Match | No Match | Other | No Match |  | No Match |  | 8400000 |  | 3400000 |  | 80 | 80 |  |  |  |  | 80 |  |  | Federally-Regulated Commercial & Industrial Equipment | 1997-01-07
Lochinvar, LLC. | Lochinvar Corp. | WBL150 | Water | Natural Gas | Power | FALSE | FALSE | 1 |  |  | None | None | Condensing | Step Modulating | Other |  |  |  |  | 150000 | 135000 | [9 empty] | 95.5 | 80 | Federally-Regulated Consumer Product | 2008-04-14
Lochinvar, LLC. | Lochinvar Corp. | WHN399 | Water | Natural Gas | Power | FALSE | FALSE | 1 |  |  |  | None | Condensing | Step Modulating | Other |  |  |  |  | 399000 | 377000 |  |  |  |  | 94.4 | [6 empty] | Federally-Regulated Commercial & Industrial Equipment | 2015-04-20
Parker Boiler Co. | Parker Boiler | WH490LR | Water | Natural Gas | Power | FALSE | FALSE | 3 |  |  | No Match | No Match | No Match | No Match | Other | No Match |  | No Match |  | 490000 |  | 245000 |  | 83 | 80 |  |  | 4 |  | 82 |  |  | Federally-Regulated Commercial & Industrial Equipment | 1996-03-13
Dunkirk | Lennox | GSB8-070E | Steam | LPG | No Match | FALSE | FALSE | 1 |  |  | No Match | No Match | No Match | No Match | Cast Iron | No Match |  | No Match |  | 70000 | [10 empty] | 82.7 | 75 | Federally-Regulated Consumer Product | 1999-10-22
Ajax Boiler, Inc. | Ajax | OSGXFD1125 | Steam | Natural Gas | Power | FALSE | TRUE | 3 |  |  | No Match | No Match | No Match | No Match | Other | No Match |  | No Match |  | 1125000 |  | 562500 |  | 81 | 80 |  |  |  |  | 80 |  |  | Non Federally-Regulated | 1992-10-27
Water Pik, Inc. | Laars | HH3200EP18AC | Water | LPG | No Match | FALSE | TRUE | 3 |  |  | No Match | No Match | No Match | No Match | Copper | No Match |  | No Match |  | 3150000 |  | 3150000 |  | 81 | 80 |  |  | 5 |  | 81 |  |  | Federally-Regulated Commercial & Industrial Equipment | 2001-05-30
Burnham Corp. | Burnham Corp. | V911 | Both Steam & Water | Oil | Power | FALSE | FALSE | 1 |  |  |  | None | Non-Condensing | Single-Stage | Cast Iron |  |  |  |  | 2072000 | 1714000 |  |  | 84.7 | 83 | 82.7 | [6 empty] | Federally-Regulated Commercial & Industrial Equipment | 2010-03-16
Burnham Corp. | Burnham Corp. | 4FHW-92A-O | Water | Oil | Power | FALSE | FALSE | 1 |  |  |  | None | Non-Condensing | Single-Stage | Other |  |  |  |  | 770000 | 629000 |  |  | 87.7 |  | 84.8 | [6 empty] | Federally-Regulated Commercial & Industrial Equipment | 2014-08-11
Viessmann Manufacturing | Viessmann Manufacturing | VD2-1080G | Water | Natural Gas | Power | FALSE | FALSE | 3 |  |  |  | None | Non-Condensing | Two-Stage Modulating | Cast Iron |  |  |  |  | 4387000 | 3738000 |  |  | 84.6 |  | 85.2 | [6 empty] | Federally-Regulated Commercial & Industrial Equipment | 2014-09-05
PVI Industries | PVI | 144 ESB 125A-E | Steam | Electricity | No Match | TRUE | FALSE | 3 |  |  | No Match | No Match | No Match | No Match | Other | No Match |  | No Match |  | 491000 |  | 491000 |  | 99.9 | [5 empty] | 99.9 |  |  | Non Federally-Regulated | 1992-09-28
U.S. Boiler Co. | BURNHAM HYDRONICS | SCG-3 | Water | LPG | Induced Draft | FALSE | FALSE | 1 | TRUE |  |  | None | Non-Condensing | Single-Stage | Cast Iron |  |  |  |  | 70000 | 60000 | [9 empty] | 85.5 | 80 | Federally-Regulated Consumer Product | 2015-09-30
U.S. Boiler Co. | BURNHAM BY U.S. BOILER | ESC3 | Water | Natural Gas | Induced Draft | FALSE | FALSE | 1 | TRUE |  |  | None | Non-Condensing | Single-Stage | Cast Iron | Single-Speed |  |  |  | 70000 | 60000 | [9 empty] | 85.5 | 80 | Federally-Regulated Consumer Product | 2015-09-30
Viessmann Manufacturing | Viessmann Manufacturing | CM2-311 | Water | Natural Gas | Power | FALSE | FALSE | 1 |  |  |  | None | Condensing | Step Modulating | Other |  |  |  |  | 1112000 | 1078000 |  |  | 97 |  | 97 | [6 empty] | Federally-Regulated Commercial & Industrial Equipment | 2014-10-23
Viessmann Manufacturing Co., Inc. | VIESSMANN | B2HA-35 | Water | LPG | Power | FALSE | FALSE | 1 | TRUE |  |  | Electro-Mechanical Inlet Dampe | Condensing | Step Modulating | Other |  |  |  |  | 125000 | 116000 | [9 empty] | 93.3 | 80 | Federally-Regulated Consumer Product | 2015-09-24
PB Heat, LLC | Peerless | DE-06-SPRK | Water | LPG | Injection Type | FALSE | FALSE | 1 | TRUE |  |  | None | Non-Condensing | Single-Stage | Cast Iron | Single-Speed |  |  |  | 165000 | 136000 | [9 empty] | 82 | 80 | Federally-Regulated Consumer Product | 2015-09-30
Burnham Corp. | Burnham Corp. | 4FHW-180A | Water | Natural Gas | Power | FALSE | FALSE | 1 |  |  |  | None | Non-Condensing | Two-Stage Modulating | Other |  |  |  |  | 1506000 | 1239000 |  |  | 85 |  | 82.3 | [6 empty] | Federally-Regulated Commercial & Industrial Equipment | 2014-08-11
Lochinvar, LLC. | Lochinvar Corp. | CBN260F9 | Water | LPG | Injection Type | FALSE | FALSE | 1 |  |  |  | Stack Damper | Non-Condensing | Single-Stage | Copper |  |  |  |  | 260000 | 216000 | [9 empty] | 84 | 80 | Federally-Regulated Consumer Product | 2007-11-14
Slant / Fin Corp. | Slant / Fin Corp. | SE-210EDP | Water | Natural Gas | Injection Type | FALSE | FALSE | 1 |  |  |  | Stack Damper | Non-Condensing | Single-Stage | Cast Iron |  |  |  |  | 210000 | 173000 | [9 empty] | 82.3 | 80 | Federally-Regulated Consumer Product | 2007-11-14
Camus Hydronics | Camus Hydronics | DFPH-1100-MS | Water | LPG | Power | FALSE | FALSE | 1 |  |  |  | None | Non-Condensing | Step Modulating | Other |  |  |  |  | 1100000 | 935000 |  |  | 85 |  | 85 | [6 empty] | Federally-Regulated Commercial & Industrial Equipment | 2014-08-11
RBI Water Heaters | RBI Water Heaters | DB750 | Water | LPG | Power | FALSE | FALSE | 1 |  |  |  | None | Non-Condensing | Step Modulating | Copper |  |  |  |  | 750000 | 615000 |  |  | 85 | 80 | 82 | [6 empty] | Federally-Regulated Commercial & Industrial Equipment | 2011-02-17
Laars Heating Systems Co. | Laars Heating Systems Co. | MT2H1000 | Water | LPG | Power | FALSE | FALSE | 1 |  |  |  | None | Non-Condensing | Two-Stage Modulating | Copper |  |  |  |  | 999000 | 849000 |  |  |  |  | 85 | [6 empty] | Federally-Regulated Commercial & Industrial Equipment | 2015-04-20
Slant / Fin Corp. | Slant / Fin Corp. | LZDF-1100-3-6 | Steam | Oil | Power | FALSE | FALSE | 1 |  |  |  | None | Non-Condensing | Single-Stage | Cast Iron |  |  |  |  | 1092000 | 888000 |  |  | 85.8 | 83 | 81.6 | [6 empty] | Federally-Regulated Commercial & Industrial Equipment | 2007-12-12
Ajax Boiler, Inc. | Ajax | HNG14500W | Steam | Natural Gas | No Match | FALSE | TRUE | 3 |  |  | No Match | No Match | No Match | No Match | Other | No Match |  | No Match |  | 14500000 |  | 7250000 |  | 80 | 80 |  |  |  |  | 80 |  |  | Federally-Regulated Commercial & Industrial Equipment | 1997-01-07
Ajax Boiler, Inc. | Ajax | OSGXB7500 | Steam | Natural Gas | No Match | FALSE | TRUE | 3 |  |  | No Match | No Match | No Match | No Match | Other | No Match |  | No Match |  | 7500000 |  | 7500000 |  | 80 | 80 |  |  |  |  | 80 |  |  | Federally-Regulated Commercial & Industrial Equipment | 1996-02-29
Ajax Boiler, Inc. | Ajax | WNG600W | Water | Natural Gas | No Match | FALSE | TRUE | 3 |  |  | No Match | No Match | No Match | No Match | Other | No Match |  | No Match |  | 600000 |  | 300000 |  | 80 | 80 |  |  |  |  | 80 |  |  | Federally-Regulated Commercial & Industrial Equipment | 1997-01-07
Cleaver-Brooks | Cleaver-Brooks | FLX-700-300STM | Steam | Natural Gas | Power | FALSE | FALSE | 3 |  |  | No Match | No Match | No Match | No Match | Other | No Match |  | No Match |  | 3000000 |  | 3000000 |  | 80 | 80 |  |  | 25 |  | 80 |  |  | Federally-Regulated Commercial & Industrial Equipment | 2001-07-31
Universal Boiler Works | Universal Boiler Works | BF1500S1 | Steam | Combo (Natural Gas & Oil) | Power | FALSE | FALSE | 3 |  |  | No Match | No Match | No Match | No Match | Other | No Match |  | No Match |  | 63000000 |  | 6300000 |  | 83.5 | 80 |  |  | 10 |  | 82 |  |  | Federally-Regulated Commercial & Industrial Equipment | 2001-12-13
Slant / Fin Corp. | Slant / Fin Corp. | LDZO-850-2-7 | Steam | Oil | Power | FALSE | FALSE | 1 |  |  |  | None | Non-Condensing | Single-Stage | Cast Iron |  |  |  |  | 840000 | 684000 |  |  | 85.5 | 83 | 81.5 | [6 empty] | Federally-Regulated Commercial & Industrial Equipment | 2007-12-12
Burnham Corp. | Burnham Corp. | V1122H-WO | Water | Oil | Power | FALSE | FALSE | 3 |  |  |  | None | Non-Condensing | Two-Stage Modulating | Cast Iron |  |  |  |  | 5292000 | 4519000 |  |  | 85.4 |  | 85.4 | [6 empty] | Federally-Regulated Commercial & Industrial Equipment | 2014-08-11
Ajax Boiler, Inc. | Ajax | WEC900W | Water | Combo (Natural Gas & Oil) | Power | FALSE | TRUE | 3 |  |  | No Match | No Match | No Match | No Match | Other | No Match |  | No Match |  | 855000 |  | 600000 |  | 85 | 80 |  |  |  |  | 80 |  |  | Federally-Regulated Commercial & Industrial Equipment | 1997-01-07
Camus Hydronics | Camus Hydronics | MFPH-4000-MG | Water | LPG | Power | FALSE | FALSE | 1 |  |  |  | None | Non-Condensing | Step Modulating | Copper |  |  |  |  | 4000000 | 3400000 |  |  | 85 | [8 empty] | Federally-Regulated Commercial & Industrial Equipment | 2014-10-23
Rite Engineering | Rite | A450S | Both Steam & Water | Natural Gas | No Match | FALSE | FALSE | 3 |  |  | No Match | No Match | No Match | No Match | Other | No Match |  | No Match |  | 4500000 |  | 2250000 |  | 80 | 80 |  |  |  |  | 80 |  |  | Non Federally-Regulated | 1992-10-14
Newmac Manufacturing | Newmac Manufacturing | NBR 171 | Water | Oil | No Match | TRUE | FALSE | 1 |  |  | No Match | No Match | No Match | No Match | Other | No Match |  | No Match |  | 204000 | [10 empty] | 83.8 | 80 | Federally-Regulated Consumer Product | 2001-04-12
Smith Cast Iron Boilers | Smith Cast Iron Boilers | 28A-S/W-06 | Both Steam & Water | Natural Gas | Power | FALSE | FALSE | 1 |  |  |  | None | Non-Condensing | Single-Stage | Cast Iron |  |  |  |  | 1827000 | 1433000 |  |  | 81 | 80 | 78.4 | [6 empty] | Federally-Regulated Commercial & Industrial Equipment | 2007-12-12
Burnham Corp. | Crown Boiler Co. | 32-1235*N | Both Steam & Water | LPG | Induced Draft | FALSE | FALSE | 1 |  |  |  | None | Non-Condensing | Single-Stage | Cast Iron |  |  |  |  | 1235000 | 988000 |  |  | 80.5 | 80 | 75.4 | [6 empty] | Federally-Regulated Commercial & Industrial Equipment | 2007-12-12
U.S. Boiler Co. | TDC Manufacturing | HG05 | Water | Natural Gas | Injection Type | FALSE | FALSE | 1 |  |  |  | Stack Damper | Non-Condensing | Single-Stage | Cast Iron | Single-Speed |  |  |  | 130000 | 106000 | [9 empty] | 82 | 80 | Federally-Regulated Consumer Product | 2014-08-08
Raypak | Raypak | H7-0400* | Water | LPG | Induced Draft | FALSE | TRUE | 1 |  |  | None | None | Condensing | Step Modulating | Other |  |  |  |  | 399000 | 375060 | 79800 |  | 94.5 | 80 | 94 |  | 12 |  |  |  |  | Federally-Regulated Commercial & Industrial Equipment | 2010-10-29
Viessmann Manufacturing | Viessmann Manufacturing | B2HA-19 | Water | LPG | Power | FALSE | FALSE | 1 |  |  |  | Electro-Mechanical Inlet Dampe | Condensing | Step Modulating | Other |  |  |  |  | 67000 | 62000 | [9 empty] | 93.3 | 80 | Federally-Regulated Consumer Product | 2014-01-14
Water Pik, Inc. | Laars | VW0600IP09C1A | Both Steam & Water | LPG | No Match | FALSE | FALSE | 3 |  |  | No Match | No Match | No Match | No Match | Copper | No Match |  | No Match |  | 600000 |  | 600000 |  | 81 | 80 |  |  | 5 |  | 81 |  |  | Federally-Regulated Commercial & Industrial Equipment | 2001-11-21
Ajax Boiler, Inc. | Ajax | WGOFD-300 | Steam | Natural Gas | Power | FALSE | FALSE | 3 |  |  | No Match | No Match | No Match | No Match | Other | No Match |  | No Match |  | 300000 |  | 150000 |  | 82 | 80 |  |  |  |  | 80 |  |  | Non Federally-Regulated | 1992-10-27
Dunkirk | Ultimate Engineering / Division of Dunkirk | PFG-3-126 | Water | Combo (Natural Gas & Oil) | Power | FALSE | FALSE | 1 |  |  | No Match | No Match | No Match | No Match | Cast Iron | No Match |  | No Match |  | 126000 | [10 empty] | 81.6 | 80 | Federally-Regulated Consumer Product | 2001-11-01
New York Thermal, Inc. | New York Thermal, Inc. | VM110P | Water | Natural Gas | Power | FALSE | FALSE | 1 |  |  |  | None | Condensing | Step Modulating | Other | Multiple-Speed |  |  |  | 110000 | 101000 | [9 empty] | 95 | 80 | Federally-Regulated Consumer Product | 2015-03-30
Water Pik, Inc. | Laars | HH0625MN20***** | Water | Natural Gas | Power | FALSE | FALSE | 3 |  |  | No Match | No Match | No Match | No Match | Copper | No Match |  | No Match |  | 625000 |  | 625000 |  | 85 | 80 |  |  | 5 |  | 83 |  |  | Federally-Regulated Commercial & Industrial Equipment | 2001-05-16
Raypak | Raypak | H9-1799* | Water | LPG | Induced Draft | FALSE | FALSE | 1 |  |  |  | None | Non-Condensing | Step Modulating | Copper |  |  |  |  | 1800000 | 1512000 |  |  |  |  | 84 | [6 empty] | Federally-Regulated Commercial & Industrial Equipment | 2015-04-16
Smith Cast Iron Boilers | Smith Cast Iron Boilers | 19HE-3 | Both Steam & Water | Natural Gas | Power | FALSE | FALSE | 1 |  | FALSE |  | None | Non-Condensing | Single-Stage | Cast Iron |  |  |  |  | 375000 | 308000 |  |  |  |  | 82.1 | [6 empty] | Federally-Regulated Commercial & Industrial Equipment | 2015-04-20
PB Heat, LLC | PB Heat, LLC | 63-03L-SPRK-S | Steam | LPG | Injection Type | FALSE | FALSE | 1 |  | TRUE | Draft Diverter | Stack Damper | Non-Condensing | Single-Stage | Cast Iron |  |  |  |  | 88500 | 74000 | [9 empty] | 83 | 75 | Federally-Regulated Consumer Product | 2013-04-19
Dunkirk | Pennco, Inc. | 1807HWID | Water | Natural Gas | No Match | FALSE | FALSE | 1 |  |  | No Match | No Match | No Match | No Match | Cast Iron | No Match |  | No Match |  | 225000 | [10 empty] | 84 | 80 | Federally-Regulated Consumer Product | 1998-12-21
Smith Cast Iron Boilers | Smith Cast Iron Boilers | PGV100-W-5-HSI | Water | LPG | Power | FALSE | FALSE | 1 |  |  | No Match | No Match | No Match | No Match | Cast Iron | No Match |  | No Match |  | 100000 | [10 empty] | 84.1 | 80 | Federally-Regulated Consumer Product | 2000-06-07
English Boiler & Tube, Inc. | Bent Tube Balanced Flow | BTBF-1400-160 | Water | Natural Gas | Power | FALSE | FALSE | 3 |  |  | No Match | No Match | No Match | No Match | Other | No Match |  | No Match |  | 60000000 |  | 15000000 |  | 80 | 80 |  |  | 3 |  | 80 |  |  | Federally-Regulated Commercial & Industrial Equipment | 1998-09-10
Water Pik, Inc. | Laars | HH1430EP04*BA | Water | LPG | No Match | FALSE | TRUE | 3 |  |  | No Match | No Match | No Match | No Match | Copper | No Match |  | No Match |  | 1430000 |  | 357500 |  | 82 | 80 |  |  | 5 |  | 82 |  |  | Federally-Regulated Commercial & Industrial Equipment | 2001-05-30
Smith Cast Iron Boilers | Smith Cast Iron Boilers | 19HE-10 | Water | Natural Gas | Power | FALSE | FALSE | 1 |  |  |  | None | Non-Condensing | Single-Stage | Cast Iron |  |  |  |  | 1761000 | 1424000 |  |  | 83 |  | 83 | [6 empty] | Federally-Regulated Commercial & Industrial Equipment | 2014-10-23
Viessmann Manufacturing | Viessmann Manufacturing | B2HA-28 | Water | Natural Gas | Power | FALSE | FALSE | 1 |  |  |  | Electro-Mechanical Inlet Dampe | Condensing | Step Modulating | Other |  |  |  |  | 100000 | 93000 | [9 empty] | 93.3 | 80 | Federally-Regulated Consumer Product | 2014-01-14
Ajax Boiler, Inc. | Ajax | WGXFD-4000 | Steam | Natural Gas | Power | FALSE | FALSE | 3 |  |  | No Match | No Match | No Match | No Match | Other | No Match |  | No Match |  | 4000000 |  | 2000000 |  | 82 | 80 |  |  |  |  | 80 |  |  | Non Federally-Regulated | 1992-10-27
Ajax Boiler, Inc. | Ajax | XNG3000W | Water | Natural Gas | No Match | FALSE | TRUE | 3 |  |  | No Match | No Match | No Match | No Match | Other | No Match |  | No Match |  | 3000000 |  | 1500000 |  | 80 | 80 |  |  |  |  | 80 |  |  | Federally-Regulated Commercial & Industrial Equipment | 1997-01-07
Water Pik, Inc. | Laars | EDP175 | Water | Combo (Natural Gas & Oil) | Power | FALSE | FALSE | 1 |  |  | No Match | No Match | No Match | No Match | Copper | No Match |  | No Match |  | 175300 | [10 empty] | 86.1 | 80 | Federally-Regulated Consumer Product | 2001-11-21
Ajax Boiler, Inc. | Ajax | XFG12500W | Water | Natural Gas | Power | FALSE | TRUE | 3 |  |  | No Match | No Match | No Match | No Match | Other | No Match |  | No Match |  | 12500000 |  | 5000000 |  | 80 | 80 |  |  |  |  | 80 |  |  | Federally-Regulated Commercial & Industrial Equipment | 1997-01-07
Ajax Boiler, Inc. | Ajax | WNG5500W | Water | Natural Gas | No Match | FALSE | TRUE | 3 |  |  | No Match | No Match | No Match | No Match | Other | No Match |  | No Match |  | 5500000 |  | 2750000 |  | 80 | 80 |  |  |  |  | 80 |  |  | Federally-Regulated Commercial & Industrial Equipment | 1997-01-07
Ajax Boiler, Inc. | Ajax | OWGFD1500 | Steam | Natural Gas | Power | FALSE | TRUE | 3 |  |  | No Match | No Match | No Match | No Match | Other | No Match |  | No Match |  | 1500000 |  | 750000 |  | 82 | 80 |  |  |  |  | 80 |  |  | Non Federally-Regulated | 1992-10-27
Rite Engineering | Rite | 120WG | Both Steam & Water | Natural Gas | Power | FALSE | FALSE | 3 |  |  | No Match | No Match | No Match | No Match | Other | No Match |  | No Match |  | 1200000 |  | 400000 |  | 80 | 80 |  |  |  |  | 80 |  |  | Non Federally-Regulated | 1992-10-14
Ajax Boiler, Inc. | Ajax | XNG1750W | Water | Natural Gas | No Match | FALSE | TRUE | 3 |  |  | No Match | No Match | No Match | No Match | Other | No Match |  | No Match |  | 1750000 |  | 875000 |  | 80 | 80 |  |  |  |  | 80 |  |  | Federally-Regulated Commercial & Industrial Equipment | 1997-01-07
Burnham Corp. | Crown Boiler Co. | 32-475*N | Both Steam & Water | LPG | Induced Draft | FALSE | FALSE | 1 |  |  |  | None | Non-Condensing | Single-Stage | Cast Iron |  |  |  |  | 475000 | 380000 |  |  | 80.5 | 80 | 75.4 | [6 empty] | Federally-Regulated Commercial & Industrial Equipment | 2007-12-12
Smith Cast Iron Boilers | Peerless | CC-07-W-O | Water | Oil | Power | FALSE | FALSE | 1 |  |  |  | None | Non-Condensing | Single-Stage | Cast Iron |  |  |  |  | 1106000 | 924000 |  |  |  |  | 83.5 | 82 | [5 empty] | Federally-Regulated Commercial & Industrial Equipment | 2015-09-30
Smith Cast Iron Boilers | Smith Cast Iron Boilers | 6500A-*-22 | Both Steam & Water | Oil | Power | FALSE | FALSE | 1 |  |  |  | None | Non-Condensing | Single-Stage | Cast Iron |  |  |  |  | 13580000 | 11940000 |  |  | 83.6 | 83 | 82 | [6 empty] | Federally-Regulated Commercial & Industrial Equipment | 2007-12-12
Laars Heating Systems Co. | Laars Heating Systems Co. | MLXHW125(N,P)**** | Water | Natural Gas | Power | FALSE | FALSE | 1 |  | TRUE |  | None | Condensing | Step Modulating | Other | Single-Speed |  |  |  | 125000 | 116000 | [9 empty] | 95 | 80 | Federally-Regulated Consumer Product | 2014-10-23
Heat Cell Technologies, Inc. / ECO Heating Systems | Hamilton Engineering - EVO Duo | HWHL00199ASME | Water | LPG | Power | FALSE | TRUE | 1 |  |  | None | None | Condensing | Two-Stage Modulating | Other | No Match |  | No Match |  | 199000 | 189999 | 40000 | 38000 | [7 empty] | 93 | 80 | Federally-Regulated Consumer Product | 2006-03-29
Slant / Fin Corp. | Slant / Fin Corp. | TR-60 | Both Steam & Water | Oil | Power | FALSE | FALSE | 1 |  |  |  | None | Non-Condensing | Single-Stage | Cast Iron |  |  |  |  | 364000 | 298000 |  |  | 85.8 | 83 | 81.9 | [6 empty] | Federally-Regulated Commercial & Industrial Equipment | 2007-12-12
Lochinvar, LLC. | Lochinvar Corp. | KBL150 | Water | Natural Gas | Power | FALSE | FALSE | 1 |  |  |  | None | Condensing | Step Modulating | Other |  |  |  |  | 150000 | 135000 | [9 empty] | 95.5 | 80 | Federally-Regulated Consumer Product | 2008-04-14
Ajax Boiler, Inc. | Ajax | HRF17 | Steam | Natural Gas | Power | FALSE | TRUE | 1 |  |  | Draft Hood | Stack Damper | Non-Condensing | Two-Stage Modulating | Other | None |  | No Match |  | 750000 | 600000 | 600000 | 480000 | 80 | 80 | 79.2 | [6 empty] | Federally-Regulated Commercial & Industrial Equipment | 2007-08-15
HTP, Inc. | HTP, Inc. | EFT-199 | Water | Natural Gas | Power | FALSE | FALSE | 1 |  | TRUE |  | None | Condensing | Step Modulating | Other |  |  |  |  | 199000 | 184000 | [9 empty] | 95.3 | 80 | Federally-Regulated Consumer Product | 2015-03-30
Ajax Boiler, Inc. | Ajax | HNG1375W | Steam | Natural Gas | No Match | FALSE | TRUE | 3 |  |  | No Match | No Match | No Match | No Match | Other | No Match |  | No Match |  | 1375000 |  | 687500 |  | 80 | 80 |  |  |  |  | 80 |  |  | Federally-Regulated Commercial & Industrial Equipment | 1997-01-07
Ajax Boiler, Inc. | Ajax | WRF1500 | Water | Natural Gas | Power | FALSE | TRUE | 1 |  |  | Draft Hood | Stack Damper | Non-Condensing | Two-Stage Modulating | Other | None |  | No Match |  | 1500000 | 1275000 | 1275000 | 1083750 | 85 | 80 | 84.2 | [6 empty] | Federally-Regulated Commercial & Industrial Equipment | 2007-08-15
Water Pik, Inc. | Laars | HH1010EP09CBA | Water | LPG | No Match | FALSE | TRUE | 3 |  |  | No Match | No Match | No Match | No Match | Copper | No Match |  | No Match |  | 1010000 |  | 1010000 |  | 82 | 80 |  |  | 5 |  | 82 |  |  | Federally-Regulated Commercial & Industrial Equipment | 2001-05-30
Smith Cast Iron Boilers | Smith Cast Iron Boilers | GC-160-C | Water | LPG | Power | FALSE | FALSE | 1 |  |  | None | None | Condensing | Step Modulating | Other |  |  |  |  | 160000 | 142000 | 30000000 | 28000000 | [7 empty] | 93 | 80 | Federally-Regulated Consumer Product | 2011-02-17
Crown Boiler Co. | Crown Boiler Co. | CWD165 | Water | Natural Gas | Induced Draft | FALSE | FALSE | 1 |  | TRUE |  | None | Non-Condensing | Single-Stage | Cast Iron | Single-Speed |  |  |  | 165000 | 142000 | [9 empty] | 85.2 | 80 | Federally-Regulated Consumer Product | 2013-04-19
Ajax Boiler, Inc. | Ajax | WEG1500W | Water | Natural Gas | Power | FALSE | TRUE | 3 |  |  | No Match | No Match | No Match | No Match | Other | No Match |  | No Match |  | 1430000 |  | 800000 |  | 85 | 80 |  |  |  |  | 80 |  |  | Federally-Regulated Commercial & Industrial Equipment | 1997-01-07
Weil-McLain | Weil-McLain | EGH-95-PIN | Steam | Natural Gas | No Match | FALSE | FALSE | 3 |  |  | No Match | No Match | No Match | No Match | Cast Iron | No Match |  | No Match |  | 400000 |  | 400000 |  | 80 | 80 |  |  | 10 |  | 80 |  |  | Federally-Regulated Commercial & Industrial Equipment | 1996-02-29
Laars Heating Systems Company | BRUTE LX | BLXHW150(N,P)**** | Water | Natural Gas | Power | FALSE | FALSE | 1 | TRUE |  |  | None | Condensing | Step Modulating | Other |  |  |  |  | 150000 | 139000 | [9 empty] | 95 | 80 | Federally-Regulated Consumer Product | 2015-09-30
Viessmann Manufacturing | Viessmann Manufacturing | B2HA-80 | Water | Natural Gas | Power | FALSE | FALSE | 1 |  |  |  | Electro-Mechanical Inlet Dampe | Condensing | Step Modulating | Other |  |  |  |  | 285000 | 262000 | [9 empty] | 92 | 80 | Federally-Regulated Consumer Product | 2014-01-14
English Boiler & Tube, Inc. | Bent Tube Balanced Flow | BTBF-1400-150 | Steam | Natural Gas | Power | FALSE | FALSE | 3 |  |  | No Match | No Match | No Match | No Match | Other | No Match |  | No Match |  | 60000000 |  | 15000000 |  | 80 | 80 |  |  | 3 |  | 80 |  |  | Federally-Regulated Commercial & Industrial Equipment | 1998-09-10
ECR International, Ltd. | Utica Boilers | SFE4125S | Steam | Oil | Pressure | FALSE | FALSE | 1 |  |  |  | None | Non-Condensing | Single-Stage | Cast Iron |  |  |  |  | 175000 | 145000 | [9 empty] | 82.5 | 80 | Federally-Regulated Consumer Product | 2010-03-16
Burnham Corp. | Burnham Corp. | V906 | Both Steam & Water | Natural Gas | Power | FALSE | FALSE | 1 |  |  |  | None | Non-Condensing | Single-Stage | Cast Iron |  |  |  |  | 1010000 | 809000 |  |  | 82.4 | 80 | 80.1 | [6 empty] | Federally-Regulated Commercial & Industrial Equipment | 2010-03-16
Cleaver-Brooks | Cleaver-Brooks | CB-700-100*-***** | Steam | Natural Gas | Power | FALSE | FALSE | 3 |  |  | No Match | No Match | No Match | No Match | Other | No Match |  | No Match |  | 4190000 |  | 4190000 |  | 80 | 80 |  |  | 25 |  | 80 |  |  | Federally-Regulated Commercial & Industrial Equipment | 1996-03-06
PB Heat, LLC | Smith Cast Iron Boilers | GVX-165 | Water | Natural Gas | Induced Draft | FALSE | FALSE | 1 |  |  | None | None | Non-Condensing | Single-Stage | Cast Iron | Single-Speed |  | Standard |  | 165000 | 136000 | [9 empty] | 82 | 80 | Federally-Regulated Consumer Product | 2011-08-02
Cleaver-Brooks | Cleaver-Brooks | M4*-700-6000-***** | Steam | Natural Gas | Power | FALSE | FALSE | 3 |  |  | No Match | No Match | No Match | No Match | Other | No Match |  | No Match |  | 6000000 |  | 6000000 |  | 80 | 80 |  |  | 25 |  | 80 |  |  | Federally-Regulated Commercial & Industrial Equipment | 1996-03-06
ECR International, Ltd. | ECR International, Ltd. | DKVLT-075 | Water | Natural Gas | Pressure | FALSE | FALSE | 1 |  | TRUE |  | None | Condensing | Step Modulating | Other | Single-Speed |  |  |  | 75000 | 69000 | [9 empty] | 95 | 80 | Federally-Regulated Consumer Product | 2013-04-19
Slant / Fin Corp. | Slant / Fin Corp. | GXHA-160ED | Steam | LPG | Injection Type | FALSE | FALSE | 1 |  |  |  | Stack Damper | Non-Condensing | Single-Stage | Cast Iron |  |  |  |  | 160000 | 130000 | [9 empty] | 81.2 | 75 | Federally-Regulated Consumer Product | 2007-11-14
Water Pik, Inc. | Laars | HH0715IP09C1A | Water | LPG | No Match | FALSE | FALSE | 3 |  |  | No Match | No Match | No Match | No Match | Copper | No Match |  | No Match |  | 715000 |  | 715000 |  | 81 | 80 |  |  | 5 |  | 81 |  |  | Federally-Regulated Commercial & Industrial Equipment | 2001-05-30
Utica Boilers | Columbia Boiler / Pottstown | CSC-5 | Water | Natural Gas | Power | FALSE | FALSE | 1 |  |  |  | None | Non-Condensing | Single-Stage | Cast Iron |  |  |  |  | 140000 | 122000 | [9 empty] | 87 | 80 | Federally-Regulated Consumer Product | 2010-03-16
Bryan Steam Corp. | Bryan | CL-120-S-***-FDG* | Steam | Natural Gas | Power | FALSE | FALSE | 3 |  |  | No Match | No Match | No Match | No Match | Other | No Match |  | No Match |  | 1200000 |  | 1200000 |  | 81 | 80 |  |  |  |  | 81 |  |  | Federally-Regulated Commercial & Industrial Equipment | 1996-02-29
Parker Boiler Co. | Parker Boiler | 15LR | Steam | Natural Gas | Power | FALSE | FALSE | 3 |  |  | No Match | No Match | No Match | No Match | Other | No Match |  | No Match |  | 645000 |  | 322500 |  | 83 | 80 |  |  | 4 |  | 82 |  |  | Federally-Regulated Commercial & Industrial Equipment | 1996-03-13
Water Pik, Inc. | Laars | PW0715IN04*BA | Both Steam & Water | Natural Gas | No Match | FALSE | FALSE | 3 |  |  | No Match | No Match | No Match | No Match | Copper | No Match |  | No Match |  | 715000 |  | 178750 |  | 82 | 80 |  |  | 5 |  | 82 |  |  | Federally-Regulated Commercial & Industrial Equipment | 2001-11-21
Rite Engineering | Rite | A450WG | Both Steam & Water | Natural Gas | Power | FALSE | FALSE | 3 |  |  | No Match | No Match | No Match | No Match | Other | No Match |  | No Match |  | 4500000 |  | 1500000 |  | 80 | 80 |  |  |  |  | 80 |  |  | Non Federally-Regulated | 1992-10-14
Water Pik, Inc. | Laars | VW1670EP04*BA | Both Steam & Water | LPG | No Match | FALSE | TRUE | 3 |  |  | No Match | No Match | No Match | No Match | Copper | No Match |  | No Match |  | 1670000 |  | 417500 |  | 82 | 80 |  |  | 5 |  | 82 |  |  | Federally-Regulated Commercial & Industrial Equipment | 2001-11-21
Water Pik, Inc. | Laars | HH1825EN09*BA | Water | Natural Gas | No Match | FALSE | TRUE | 3 |  |  | No Match | No Match | No Match | No Match | Copper | No Match |  | No Match |  | 1825000 |  | 456250 |  | 82 | 80 |  |  | 5 |  | 82 |  |  | Federally-Regulated Commercial & Industrial Equipment | 2001-05-16
Burnham Corp. | Burnham Corp. | FMC070 | Water | LPG | Induced Draft | FALSE | FALSE | 1 |  |  | None | None | Condensing | Step Modulating | Other | Single-Speed | 0.04 | Standard |  | 70000 | 63000 | 30000 | 27000 | [7 empty] | 95.4 | 80 | Federally-Regulated Consumer Product | 2008-09-25
Cleaver-Brooks | Cleaver-Brooks | FLX-700-400STM | Steam | Natural Gas | Power | FALSE | FALSE | 3 |  |  | No Match | No Match | No Match | No Match | Other | No Match |  | No Match |  | 4000000 |  | 4000000 |  | 80 | 80 |  |  | 25 |  | 80 |  |  | Federally-Regulated Commercial & Industrial Equipment | 2001-07-31
Cleaver-Brooks | Cleaver-Brooks | FLX-700-200HW | Water | Natural Gas | Power | FALSE | FALSE | 3 |  |  | No Match | No Match | No Match | No Match | Other | No Match |  | No Match |  | 2000000 |  | 2000000 |  | 80 | 80 |  |  | 25 |  | 80 |  |  | Federally-Regulated Commercial & Industrial Equipment | 2001-07-31
Laars Heating Systems Co. | Laars | HH2200EP******** | Water | LPG | Induced Draft | FALSE | TRUE | 1 |  |  |  | None | Non-Condensing | Step Modulating | Copper |  |  |  |  | 2205000 | 1787000 | 661500 |  | 81 | 80 | 78 | [6 empty] | Federally-Regulated Commercial & Industrial Equipment | 2007-11-01
DDR Americas, Inc. | De Deitrich | GT 339A | Water | Natural Gas | Power | FALSE | FALSE | 1 |  | FALSE |  | Electro-Mechanical Inlet Dampe | Non-Condensing | Step Modulating | Cast Iron |  |  |  |  | 1442000 | 1226000 |  |  | 85.2 |  | 85.2 | [6 empty] | Federally-Regulated Commercial & Industrial Equipment | 2014-08-11
Smith Cast Iron Boilers | Smith Cast Iron Boilers | 4500A-*-18 | Both Steam & Water | Oil | Power | FALSE | FALSE | 1 |  |  |  | None | Non-Condensing | Single-Stage | Cast Iron |  |  |  |  | 7560000 | 6174000 |  |  | 83.4 | 83 | 81.7 | [6 empty] | Federally-Regulated Commercial & Industrial Equipment | 2008-05-08
Dunkirk | Pennco, Inc. | 1603HSID | Steam | Natural Gas | No Match | FALSE | FALSE | 1 |  |  | No Match | No Match | No Match | No Match | Cast Iron | No Match |  | No Match |  | 75000 | [10 empty] | 82.7 | 75 | Federally-Regulated Consumer Product | 1998-12-21
HTP, Inc. | Westinghouse | WBRNG285W | Water | Natural Gas | Power | FALSE | FALSE | 1 | TRUE |  |  | None | Condensing | Step Modulating | Other |  |  |  |  | 285000 | 263000 | [9 empty] | 95 | 80 | Federally-Regulated Consumer Product | 2015-09-30
Viessmann Manufacturing Co., Inc. | VIESSMANN | WB2B-26 | Water | Natural Gas | Power | FALSE | FALSE | 1 | TRUE |  |  | None | Condensing | Step Modulating | Other |  |  |  |  | 93000 | 86000 | [9 empty] | 91.9 | 80 | Federally-Regulated Consumer Product | 2015-09-24
PB Heat, LLC | PB Heat, LLC | LCE-22-S-O | Steam | Oil | Power | FALSE | FALSE | 3 |  | FALSE |  | None | Non-Condensing | Single-Stage | Cast Iron |  |  |  |  | 4130000 | 3430000 |  |  | 83.6 |  | 83.4 | [6 empty] | Federally-Regulated Commercial & Industrial Equipment | 2014-09-05
Rite Engineering | Rite | 840S | Both Steam & Water | Natural Gas | No Match | FALSE | FALSE | 3 |  |  | No Match | No Match | No Match | No Match | Other | No Match |  | No Match |  | 8400000 |  | 4200000 |  | 80 | 80 |  |  |  |  | 80 |  |  | Non Federally-Regulated | 1992-10-14
Burnham Corp. | Burnham Corp. | ALP210 | Water | Natural Gas | Power | FALSE | FALSE | 1 |  |  | None | None | Condensing | Step Modulating | Other |  |  |  |  | 210000 | 194000 | 42000000 | 39900000 | [7 empty] | 95 | 80 | Federally-Regulated Consumer Product | 2008-04-14
Burnham Corp. | New Yorker Boiler Co. | CG20C_I | Water | LPG | Induced Draft | FALSE | FALSE | 1 |  |  |  | Stack Damper | Non-Condensing | Single-Stage | Cast Iron | Single-Speed | 0.04 | Standard |  | 37500 | 31000 | [9 empty] | 82.3 | 80 | Federally-Regulated Consumer Product | 2007-11-14
Ajax Boiler, Inc. | Ajax | WEG700W | Water | Natural Gas | Power | FALSE | TRUE | 3 |  |  | No Match | No Match | No Match | No Match | Other | No Match |  | No Match |  | 665000 |  | 450000 |  | 85 | 80 |  |  |  |  | 80 |  |  | Federally-Regulated Commercial & Industrial Equipment | 1997-01-07
Laars Heating Systems Co. | Bradford-White Corp. | BWCH1500 | Water | LPG | Power | FALSE | FALSE | 1 |  |  |  | None | Non-Condensing | Step Modulating | Copper |  |  |  |  | 1500000 | 1266000 |  |  |  |  | 85.2 | [6 empty] | Federally-Regulated Commercial & Industrial Equipment | 2015-06-01
Allied Engineering Co. | Super Hot | SG400*** | Water | Natural Gas | No Match | FALSE | TRUE | 3 |  |  | No Match | No Match | No Match | No Match | Copper | No Match |  | No Match |  | 400000 |  | 160000 |  | 80 | 80 |  |  |  |  | 80 |  |  | Federally-Regulated Commercial & Industrial Equipment | 1998-04-21
Burnham Corp. | Crown Boiler Co. | 32-2090*N | Both Steam & Water | Natural Gas | Induced Draft | FALSE | FALSE | 1 |  |  |  | None | Non-Condensing | Single-Stage | Cast Iron |  |  |  |  | 2090000 | 1672000 |  |  | 80.5 | 80 | 75.4 | [6 empty] | Federally-Regulated Commercial & Industrial Equipment | 2007-12-12
Camus Hydronics | Camus Hydronics | DFNW-0752-MS | Water | Natural Gas | Power | FALSE | FALSE | 1 |  |  |  | None | Condensing | Step Modulating | Other |  |  |  |  | 750000 | 708000 |  |  | 94.4 |  | 94.4 | [6 empty] | Federally-Regulated Commercial & Industrial Equipment | 2014-08-11
Ajax Boiler, Inc. | Ajax | HFG3000W | Steam | Natural Gas | Power | FALSE | TRUE | 3 |  |  | No Match | No Match | No Match | No Match | Other | No Match |  | No Match |  | 3000000 |  | 1200000 |  | 80 | 80 |  |  |  |  | 80 |  |  | Federally-Regulated Commercial & Industrial Equipment | 1997-01-07
Weil-McLain | Weil-McLain | 1394 | Steam | Natural Gas | Power | FALSE | FALSE | 3 |  |  | No Match | No Match | No Match | No Match | Cast Iron | No Match |  | No Match |  | 4330000 |  | 4330000 |  | 81.4 | 80 |  |  | 147 |  | 81.4 |  |  | Federally-Regulated Commercial & Industrial Equipment | 1996-02-29
Ajax Boiler, Inc. | Ajax | HRLG175 | Steam | Natural Gas | Power | FALSE | TRUE | 1 |  |  | Draft Hood | Stack Damper | Non-Condensing | Two-Stage Modulating | Other | None |  | No Match |  | 7350000 | 5880000 | 5880000 | 4704000 | 80 | 80 | 79.2 | [6 empty] | Federally-Regulated Commercial & Industrial Equipment | 2007-08-15
Slant / Fin Corp. | Slant / Fin Corp. | VSPH-150 | Water | Natural Gas | Induced Draft | FALSE | FALSE | 1 |  |  |  | Stack Damper | Non-Condensing | Single-Stage | Cast Iron |  |  |  |  | 150000 | 128000 | [9 empty] | 85.2 | 80 | Federally-Regulated Consumer Product | 2007-11-14
Harsco Industrial / Patterson-Kelley | Harsco Industrial / Patterson-Kelley | N-750 MFD | Water | Natural Gas | Power | FALSE | FALSE | 1 |  |  |  | None | Non-Condensing | Step Modulating | Copper |  |  |  |  | 750000 | 638000 |  |  |  |  | 85 | [6 empty] | Federally-Regulated Commercial & Industrial Equipment | 2014-09-05
Ajax Boiler, Inc. | Ajax | WGXFD-350 | Steam | Natural Gas | Power | FALSE | FALSE | 3 |  |  | No Match | No Match | No Match | No Match | Other | No Match |  | No Match |  | 350000 |  | 175000 |  | 82 | 80 |  |  |  |  | 80 |  |  | Non Federally-Regulated | 1992-10-27
Rite Engineering | Rite | A450SG | Both Steam & Water | Natural Gas | Power | FALSE | FALSE | 3 |  |  | No Match | No Match | No Match | No Match | Other | No Match |  | No Match |  | 4500000 |  | 1500000 |  | 80 | 80 |  |  |  |  | 80 |  |  | Non Federally-Regulated | 1992-10-14
Thermo-Dynamics Boiler Co. | Columbia Boiler / Pottstown | LVGD-105 | Water | Combo (Natural Gas & Oil) | No Match | FALSE | FALSE | 1 |  |  | No Match | No Match | No Match | No Match | Other | No Match |  | No Match |  | 105000 | [10 empty] | 83.7 | 80 | Federally-Regulated Consumer Product | 2001-11-01
New Yorker Boiler Co. | New Yorker | CG30AHNI- | Water | Natural Gas | No Match | FALSE | FALSE | 1 |  |  | No Match | No Match | No Match | No Match | Cast Iron | No Match |  | No Match |  | 62000 | [10 empty] | 83 | 80 | Federally-Regulated Consumer Product | 2001-03-01
Burnham Corp. | Burnham Corp. | 4FHW-180A-O | Water | Oil | Power | FALSE | FALSE | 1 |  |  |  | None | Non-Condensing | Two-Stage Modulating | Other |  |  |  |  | 1506000 | 1239000 |  |  | 88 |  | 85.4 | [6 empty] | Federally-Regulated Commercial & Industrial Equipment | 2014-08-11
Viessmann Manufacturing | Viessmann Manufacturing | VD2-195 | Water | Natural Gas | Power | FALSE | FALSE | 1 |  |  | Barometric Regulator | None | Non-Condensing | Two-Stage Modulating | Cast Iron |  |  |  |  | 792000 | 672000 |  |  | 84.8 | 80 | 84.8 | [6 empty] | Federally-Regulated Commercial & Industrial Equipment | 2008-04-14
Ajax Boiler, Inc. | Ajax | WGB-4750-D | Steam | Natural Gas | No Match | FALSE | FALSE | 3 |  |  | No Match | No Match | No Match | No Match | Other | No Match |  | No Match |  | 4750000 |  | 4750000 |  | 80 | 80 |  |  |  |  | 80 |  |  | Federally-Regulated Commercial & Industrial Equipment | 1996-02-29
Burnham Corp. | Burnham Corp. | K5022SN | Steam | Natural Gas | Induced Draft | TRUE | FALSE | 1 |  | TRUE |  | None | Non-Condensing | Single-Stage | Cast Iron |  |  |  |  | 1638000 | 1261000 |  |  | 80 |  | 77 | [6 empty] | Federally-Regulated Commercial & Industrial Equipment | 2014-09-05
Harsco Industrial / Patterson-Kelley | Mach | C-450LNX | Water | Natural Gas | Power | FALSE | TRUE | 1 |  |  | None | None | Condensing | Step Modulating | Other | Dual-Speed |  |  |  | 450000 | 418500 | 90000 | 83700 | 93 | 80 | 92 | [6 empty] | Federally-Regulated Commercial & Industrial Equipment | 2009-03-14
Rite Engineering | Rite | A400WG | Both Steam & Water | Natural Gas | Power | FALSE | FALSE | 3 |  |  | No Match | No Match | No Match | No Match | Other | No Match |  | No Match |  | 4000000 |  | 1333333 |  | 80 | 80 |  |  |  |  | 80 |  |  | Non Federally-Regulated | 1992-10-14
Ajax Boiler, Inc. | Ajax | WGFD-2750 | Steam | Natural Gas | Power | FALSE | FALSE | 3 |  |  | No Match | No Match | No Match | No Match | Other | No Match |  | No Match |  | 2750000 |  | 1375000 |  | 82 | 80 |  |  |  |  | 80 |  |  | Non Federally-Regulated | 1992-10-27
Crown Boiler Co. | Crown Boiler Co. | BWC225 | Water | LPG | Induced Draft | FALSE | FALSE | 1 |  | TRUE | None | None | Condensing | Step Modulating | Other | Single-Speed | 0.13 | Standard |  | 225000 | 202000 | 75000 | 68000 | [7 empty] | 91 | 80 | Federally-Regulated Consumer Product | 2013-04-19
Water Pik, Inc. | Laars | PW1010IN09CBA | Both Steam & Water | Natural Gas | No Match | FALSE | FALSE | 3 |  |  | No Match | No Match | No Match | No Match | Copper | No Match |  | No Match |  | 1010000 |  | 1010000 |  | 82 | 80 |  |  | 5 |  | 82 |  |  | Federally-Regulated Commercial & Industrial Equipment | 2001-11-21
Ajax Boiler, Inc. | Ajax | OSGXFD450 | Steam | Natural Gas | Power | FALSE | TRUE | 3 |  |  | No Match | No Match | No Match | No Match | Other | No Match |  | No Match |  | 450000 |  | 225000 |  | 81 | 80 |  |  |  |  | 80 |  |  | Non Federally-Regulated | 1992-10-27
Utica Boilers | Pennco, Inc. | 41J-2900 | Both Steam & Water | Natural Gas | Injection Type | FALSE | FALSE | 1 |  |  |  | None | Non-Condensing | Single-Stage | Cast Iron |  |  |  |  | 2900000 | 2335000 |  |  | 80.5 | 80 | 77.5 | [6 empty] | Federally-Regulated Commercial & Industrial Equipment | 2011-02-17
Water Pik, Inc. | Laars | JVP160PD(I/L) | Water | LPG | No Match | FALSE | FALSE | 1 |  |  | No Match | No Match | No Match | No Match | Copper | No Match |  | No Match |  | 160000 | [10 empty] | 83 | 80 | Federally-Regulated Consumer Product | 2001-11-21
Water Pik, Inc. | Laars | PH1200EP04*BA | Water | LPG | No Match | FALSE | TRUE | 3 |  |  | No Match | No Match | No Match | No Match | Copper | No Match |  | No Match |  | 1200000 |  | 300000 |  | 82 | 80 |  |  | 5 |  | 82 |  |  | Federally-Regulated Commercial & Industrial Equipment | 2001-05-30
Water Pik, Inc. | Laars | PW0500IP04*1A | Both Steam & Water | LPG | No Match | FALSE | FALSE | 3 |  |  | No Match | No Match | No Match | No Match | Copper | No Match |  | No Match |  | 500000 |  | 125000 |  | 81 | 80 |  |  | 5 |  | 81 |  |  | Federally-Regulated Commercial & Industrial Equipment | 2001-11-21
Burnham Corp. | Burnham Corp. | 4FHL-180A-O | Steam | Oil | Power | FALSE | FALSE | 1 |  | FALSE |  | None | Non-Condensing | Two-Stage Modulating | Other |  |  |  |  | 1506000 | 1221000 |  |  | 87.8 |  | 84.2 | [6 empty] | Federally-Regulated Commercial & Industrial Equipment | 2014-08-11
Ajax Boiler, Inc. | Ajax | WGX-WGXB-3000-D | Steam | Natural Gas | No Match | FALSE | FALSE | 3 |  |  | No Match | No Match | No Match | No Match | Other | No Match |  | No Match |  | 3000000 |  | 3000000 |  | 80 | 80 |  |  |  |  | 80 |  |  | Federally-Regulated Commercial & Industrial Equipment | 1996-02-29
Ajax Boiler, Inc. | Ajax | WGX-WGXB-1125-D | Steam | Natural Gas | No Match | FALSE | FALSE | 3 |  |  | No Match | No Match | No Match | No Match | Other | No Match |  | No Match |  | 1125000 |  | 1125000 |  | 80 | 80 |  |  |  |  | 80 |  |  | Federally-Regulated Commercial & Industrial Equipment | 1996-02-29
Burnham Corp. | Burnham Corp. | MPC-4 | Water | Natural Gas | Power | FALSE | FALSE | 1 |  |  |  | None | Non-Condensing | Single-Stage | Cast Iron |  |  |  |  | 500000 | 424000 |  |  | 86.3 | 80 | 84.7 | [6 empty] | Federally-Regulated Commercial & Industrial Equipment | 2010-03-16
HTP, Inc. | HTP | ELP-110 | Water | Natural Gas | Power | FALSE | FALSE | 1 | TRUE |  |  | None | Condensing | Step Modulating | Other |  |  |  |  | 110000 | 101000 | [9 empty] | 94 | 80 | Federally-Regulated Consumer Product | 2015-09-30
Easco Boiler Corp. | Easco | SM4-125-W030 | Both Steam & Water | Combo (Natural Gas & Oil) | Power | FALSE | FALSE | 3 |  |  | No Match | No Match | No Match | No Match | Other | No Match |  | No Match |  | 5230000 |  | 1743333 |  | 84 | 80 |  |  | 22 |  | 81 |  |  | Federally-Regulated Commercial & Industrial Equipment | 1998-06-02
PB Heat, LLC | Peerless | MI-05-SV | Water | Natural Gas | Injection Type | FALSE | FALSE | 1 | TRUE |  |  | Stack Damper | Non-Condensing | Single-Stage | Cast Iron | Single-Speed |  |  |  | 140000 | 115000 | [9 empty] | 82 | 80 | Federally-Regulated Consumer Product | 2015-09-30
Crown Boiler Co. | Crown Boiler Co. | AWR210 | Water | Natural Gas | Injection Type | FALSE | FALSE | 1 |  | TRUE |  | Stack Damper | Non-Condensing | Single-Stage | Cast Iron | Single-Speed |  |  |  | 210000 | 175000 | [9 empty] | 83.1 | 80 | Federally-Regulated Consumer Product | 2013-04-19
Lochinvar, LLC. | Lochinvar Corp. | PBN0751 | Water | Natural Gas | Power | FALSE | FALSE | 1 |  |  | None | None | Non-Condensing | Step Modulating | Copper |  |  |  |  | 750000 | 637000 | 188000 | 164000 | 85 | 80 | 85 | [6 empty] | Federally-Regulated Commercial & Industrial Equipment | 2007-12-12
ECR International, Ltd. | ECR International, Ltd. | VX-075 | Water | Natural Gas | Power | FALSE | FALSE | 1 |  |  |  | None | Condensing | Step Modulating | Other |  |  |  |  | 75000 | 69000 | [9 empty] | 95 | 80 | Federally-Regulated Consumer Product | 2014-08-08
HTP, Inc. | HTP, Inc. | EL-220 | Water | Natural Gas | Power | FALSE | FALSE | 1 |  |  |  | None | Condensing | Step Modulating | Other |  |  |  |  | 220000 | 205000 | [9 empty] | 95.2 | 80 | Federally-Regulated Consumer Product | 2014-10-23
PVI Industries | PVI | 612 ESB 250A-E | Steam | Electricity | No Match | TRUE | FALSE | 3 |  |  | No Match | No Match | No Match | No Match | Other | No Match |  | No Match |  | 2089000 |  | 2089000 |  | 99.9 | [5 empty] | 99.9 |  |  | Non Federally-Regulated | 1992-09-28
HTP, Inc. | Westinghouse | WBR^^110 | Water | Natural Gas | Power | FALSE | FALSE | 1 | TRUE |  |  | None | Condensing | Step Modulating | Other |  |  |  |  | 110000 | 102000 | [9 empty] | 95.6 | 80 | Federally-Regulated Consumer Product | 2015-09-30
Water Pik, Inc. | Laars | JVP050PD(I/L) | Water | LPG | No Match | FALSE | FALSE | 1 |  |  | No Match | No Match | No Match | No Match | Copper | No Match |  | No Match |  | 50000 | [10 empty] | 82 | 80 | Federally-Regulated Consumer Product | 2001-11-21
PB Heat, LLC | PB Heat, LLC | PFW-399-LP | Water | LPG | Power | FALSE | FALSE | 1 |  |  |  | None | Condensing | Step Modulating | Other |  |  |  |  | 399000 | 373000 |  |  | 95.5 |  | 93.4 | [6 empty] | Federally-Regulated Commercial & Industrial Equipment | 2014-08-11
Burnham Corp. | New Yorker Boiler Co. | CGS60A*I- | Steam | Natural Gas | Induced Draft | FALSE | FALSE | 1 |  |  |  | Stack Damper | Non-Condensing | Single-Stage | Cast Iron |  |  |  |  | 175000 | 143000 | [9 empty] | 81.4 | 75 | Federally-Regulated Consumer Product | 2007-11-14
Ajax Boiler, Inc. | Ajax | OWGFD6500 | Steam | Natural Gas | Power | FALSE | TRUE | 3 |  |  | No Match | No Match | No Match | No Match | Other | No Match |  | No Match |  | 6500000 |  | 3250000 |  | 82 | 80 |  |  |  |  | 80 |  |  | Non Federally-Regulated | 1992-10-27
Ajax Boiler, Inc. | Ajax | OSGXB5000 | Steam | Natural Gas | No Match | FALSE | TRUE | 3 |  |  | No Match | No Match | No Match | No Match | Other | No Match |  | No Match |  | 5000000 |  | 5000000 |  | 80 | 80 |  |  |  |  | 80 |  |  | Federally-Regulated Commercial & Industrial Equipment | 1996-02-29
PB Heat, LLC | National HVAC Manufacturing Company, LLC | CGSA-198** | Steam | Natural Gas | Injection Type | FALSE | FALSE | 1 |  |  |  | Stack Damper | Non-Condensing | Single-Stage | Cast Iron |  |  |  |  | 236000 | 196000 | [9 empty] | 82.2 | 75 | Federally-Regulated Consumer Product | 2013-11-14
Utica Boilers | Utica Boilers | JD-1500 | Both Steam & Water | Natural Gas | Injection Type | FALSE | FALSE | 1 |  |  |  | None | Non-Condensing | Single-Stage | Cast Iron |  |  |  |  | 1500000 | 1208000 |  |  | 80.5 | 80 | 77.5 | [6 empty] | Federally-Regulated Commercial & Industrial Equipment | 2011-05-02
Lochinvar, LLC. | Lochinvar Corp. | CBL090F9 | Water | Natural Gas | Injection Type | FALSE | FALSE | 1 |  |  |  | Stack Damper | Non-Condensing | Single-Stage | Copper |  |  |  |  | 90000 | 75000 | [9 empty] | 84 | 80 | Federally-Regulated Consumer Product | 2007-11-14
Smith Cast Iron Boilers | Smith Cast Iron Boilers | 350A-*-07 | Both Steam & Water | Oil | Power | FALSE | FALSE | 1 |  |  |  | None | Non-Condensing | Single-Stage | Cast Iron |  |  |  |  | 1540000 | 1235000 |  |  | 83.5 | 83 | 80.4 | [6 empty] | Federally-Regulated Commercial & Industrial Equipment | 2007-12-12
Burnham Corp. | Crown Boiler Co. | ODV-75 | Water | Oil | Pressure | FALSE | FALSE | 1 |  |  |  | None | Non-Condensing | Single-Stage | Cast Iron | Single-Speed | 0.04 | Standard |  | 105000 | 91000 | [9 empty] | 85 | 80 | Federally-Regulated Consumer Product | 2007-11-14
Laars Heating Systems Co. | Laars Heating Systems Co. | PH0175CP12KB | Water | LPG | Induced Draft | FALSE | FALSE | 1 |  |  |  | None | Non-Condensing | Two-Stage Modulating | Copper | Single-Speed |  |  |  | 175000 | 145000 | [9 empty] | 82 | 80 | Federally-Regulated Consumer Product | 2011-07-06
Hydrotherm, Division of Mestek, Inc. | Hydrotherm | HWX-195-SV | Water | LPG | Injection Type | FALSE | FALSE | 1 | TRUE |  |  | Stack Damper | Non-Condensing | Single-Stage | Cast Iron |  |  |  |  | 195000 | 160000 | [9 empty] | 93.3 | 80 | Federally-Regulated Consumer Product | 2015-09-30
PB Heat, LLC | Hydrotherm | HWX-105-SV | Water | LPG | Injection Type | FALSE | FALSE | 1 |  |  | Draft Diverter | Stack Damper | Non-Condensing | Single-Stage | Cast Iron | Single-Speed |  | Standard |  | 105000 | 86000 | [9 empty] | 82.1 | 80 | Federally-Regulated Consumer Product | 2011-08-02
Water Pik, Inc. | Laars | VW1200IP09CBA | Both Steam & Water | LPG | No Match | FALSE | FALSE | 3 |  |  | No Match | No Match | No Match | No Match | Copper | No Match |  | No Match |  | 1200000 |  | 1200000 |  | 82 | 80 |  |  | 5 |  | 82 |  |  | Federally-Regulated Commercial & Industrial Equipment | 2001-11-21
Smith Cast Iron Boilers | Peerless | TCII-06-W-O | Water | Oil | Power | FALSE | FALSE | 1 |  |  |  | None | Non-Condensing | Single-Stage | Cast Iron |  |  |  |  | 1708000 | 1448000 |  |  |  |  | 84.8 | 82 | [5 empty] | Federally-Regulated Commercial & Industrial Equipment | 2015-09-30
U.S. Boiler Co. | U.S. Boiler Co. | 204H*I | Water | Natural Gas | Induced Draft | FALSE | FALSE | 1 |  | TRUE |  | Stack Damper | Non-Condensing | Single-Stage | Cast Iron | Single-Speed |  |  |  | 96000 | 81000 | [9 empty] | 84 | 80 | Federally-Regulated Consumer Product | 2014-01-14
Lochinvar, LLC. | Lochinvar Corp. | KBL286 | Water | LPG | Power | FALSE | FALSE | 1 |  | TRUE | None | None | Condensing | Step Modulating | Other |  |  |  |  | 285000 | 267000 | [9 empty] | 95 | 80 | Federally-Regulated Consumer Product | 2014-10-23
Allied Engineering Co. | Super Hot | AAE1080**** | Water | Natural Gas | No Match | TRUE | TRUE | 3 |  |  | No Match | No Match | No Match | No Match | Copper | No Match |  | No Match |  | 1080000 |  | 378000 |  | 80 | 80 |  |  | 450 |  | 80 |  |  | Federally-Regulated Commercial & Industrial Equipment | 1998-04-21
English Boiler & Tube, Inc. | Bent Tube Balanced Flow | BTBF-30-160 | Water | Natural Gas | Power | FALSE | FALSE | 3 |  |  | No Match | No Match | No Match | No Match | Other | No Match |  | No Match |  | 1260000 |  | 315000 |  | 80 | 80 |  |  | 3 |  | 80 |  |  | Federally-Regulated Commercial & Industrial Equipment | 1998-09-10
Burnham Corp. | Burnham Corp. | MPC-9 | Water | Natural Gas | Power | FALSE | FALSE | 1 |  |  |  | None | Non-Condensing | Single-Stage | Cast Iron |  |  |  |  | 1660000 | 1395000 |  |  | 85.9 | 80 | 84 | [6 empty] | Federally-Regulated Commercial & Industrial Equipment | 2010-03-16
Smith Cast Iron Boilers | Peerless | CC-10-S-G | Steam | LPG | Power | FALSE | FALSE | 1 |  | FALSE |  | None | Non-Condensing | Single-Stage | Cast Iron |  |  |  |  | 1761000 | 1424000 |  |  |  |  | 83.4 | 79 | [5 empty] | Federally-Regulated Commercial & Industrial Equipment | 2015-09-30
HTP, Inc. | Westinghouse | WBRLP199W | Water | LPG | Power | FALSE | FALSE | 1 | TRUE |  |  | None | Condensing | Step Modulating | Other |  |  |  |  | 199000 | 184000 | [9 empty] | 95.3 | 80 | Federally-Regulated Consumer Product | 2015-09-30
Ajax Boiler, Inc. | Ajax | OSGOXFD6500 | Steam | Natural Gas | Power | FALSE | TRUE | 3 |  |  | No Match | No Match | No Match | No Match | Other | No Match |  | No Match |  | 6500000 |  | 3250000 |  | 81 | 80 |  |  |  |  | 80 |  |  | Non Federally-Regulated | 1992-10-27
Raypak | Raypak | H7-2004 * | Water | LPG | Induced Draft | FALSE | FALSE | 1 |  |  |  | None | Non-Condensing | Step Modulating | Copper |  |  |  |  | 1999000 | 1679000 |  |  |  |  | 84 | [6 empty] | Federally-Regulated Commercial & Industrial Equipment | 2015-04-16
Water Pik, Inc. | Laars | H(W)(P)-M2-100 | Water | Combo (Natural Gas & Oil) | Power | FALSE | FALSE | 1 |  |  | No Match | No Match | No Match | No Match | Copper | No Match |  | No Match |  | 100000 | [10 empty] | 85.8 | 80 | Federally-Regulated Consumer Product | 2001-11-21
U.S. Boiler Co. | BURNHAM HYDRONICS | RV6 | Water | Natural Gas | Induced Draft | FALSE | FALSE | 1 | TRUE |  |  | None | Non-Condensing | Single-Stage | Cast Iron |  |  |  |  | 164000 | 143000 | [9 empty] | 87.2 | 80 | Federally-Regulated Consumer Product | 2015-09-30
Harsco Industrial / Patterson-Kelley | Harsco Industrial / Patterson-Kelley | C-300 | Water | LPG | Power | FALSE | FALSE | 1 |  |  | None | None | Condensing | Step Modulating | Other |  |  |  |  | 300000 | 276000 | 60000 | 57000 | 93 | 80 | 92 | [6 empty] | Federally-Regulated Commercial & Industrial Equipment | 2011-09-26
Laars Heating Systems Co. | Laars | RHCH1600N******* | Water | Natural Gas | Power | FALSE | TRUE | 1 |  |  |  | None | Non-Condensing | Step Modulating | Copper |  |  |  |  | 1600000 | 1376000 | 800000 |  | 86 | 80 | 85.5 | [6 empty] | Federally-Regulated Commercial & Industrial Equipment | 2007-11-20
PB Heat, LLC | PB Heat, LLC | 63-04-SPRK-S | Steam | LPG | Injection Type | FALSE | FALSE | 1 |  | TRUE | Draft Diverter | Stack Damper | Non-Condensing | Single-Stage | Cast Iron |  |  |  |  | 177000 | 147000 | [9 empty] | 82.4 | 75 | Federally-Regulated Consumer Product | 2013-04-19
U.S. Boiler Co. | New Yorker Boiler Co. | PVCG80BN | Water | LPG | Induced Draft | FALSE | FALSE | 1 |  |  |  | None | Non-Condensing | Single-Stage | Cast Iron | Single-Speed |  |  |  | 245000 | 208000 | [9 empty] | 84.5 | 80 | Federally-Regulated Consumer Product | 2014-01-14
Parker Boiler Co. | Parker Boiler | O-4032R | Water | Oil | Power | FALSE | FALSE | 3 |  |  | No Match | No Match | No Match | No Match | Other | No Match |  | No Match |  | 4032000 |  | 2016000 |  | 84 | 83 |  |  | 4 |  | 82 |  |  | Federally-Regulated Commercial & Industrial Equipment | 1996-03-13
New York Thermal, Inc. | New York Thermal, Inc. | M100 | Water | Natural Gas | Power | FALSE | FALSE | 1 |  | TRUE |  | None | Condensing | Step Modulating | Other |  |  |  |  | 150000 | 136000 | [9 empty] | 93.5 | 80 | Federally-Regulated Consumer Product | 2013-06-17
Cleaver-Brooks | Cleaver-Brooks | FLX-700-450STM | Steam | Natural Gas | Power | FALSE | FALSE | 3 |  |  | No Match | No Match | No Match | No Match | Other | No Match |  | No Match |  | 4500000 |  | 4500000 |  | 80 | 80 |  |  | 25 |  | 80 |  |  | Federally-Regulated Commercial & Industrial Equipment | 2001-07-31
RBI Water Heaters | RBI Water Heaters | MB750 | Water | LPG | Induced Draft | TRUE | TRUE | 1 |  |  |  | None | Non-Condensing | Single-Stage | Copper |  |  |  |  | 750000 | 641000 |  |  | 85.4 | 80 | 85.4 | [6 empty] | Federally-Regulated Commercial & Industrial Equipment | 2007-12-12
Lochinvar, LLC. | Lochinvar Corp. | FTX500(N,L) | Water | LPG | Power | FALSE | FALSE | 1 |  |  |  | None | Condensing | Step Modulating | Other |  |  |  |  | 500000 | 489000 |  |  |  |  | 97.7 | [6 empty] | Federally-Regulated Commercial & Industrial Equipment | 2015-04-20
PB Heat, LLC | Peerless | 63-03L-SPRK-S | Steam | Natural Gas | Injection Type | FALSE | FALSE | 1 |  | TRUE |  | Stack Damper | Non-Condensing | Single-Stage | Cast Iron |  |  |  |  | 88500 | 74000 | [9 empty] | 83 | 80 | Federally-Regulated Consumer Product | 2015-09-30
Raypak | Raypak | H40181 | Water | Natural Gas | Power | FALSE | FALSE | 1 |  |  | No Match | No Match | No Match | No Match | Other | No Match |  | No Match |  | 181000 | [10 empty] | 82.6 | 80 | Federally-Regulated Consumer Product | 2001-11-01
Smith Cast Iron Boilers | Smith Cast Iron Boilers | 6500A-*-21 | Both Steam & Water | Oil | Power | FALSE | FALSE | 1 |  |  |  | None | Non-Condensing | Single-Stage | Cast Iron |  |  |  |  | 12880000 | 11262000 |  |  | 83.7 | 83 | 82.1 | [6 empty] | Federally-Regulated Commercial & Industrial Equipment | 2007-12-12
Raypak | Raypak | H7-278AR* | Water | LPG | Power | FALSE | FALSE | 1 | TRUE |  |  | None | Condensing | Step Modulating | Other |  |  |  |  | 275000 | 255000 | [9 empty] | 94.8 | 82 | Federally-Regulated Consumer Product | 2015-06-01
Water Pik, Inc. | Laars | VW1010IN09*BA | Both Steam & Water | Natural Gas | No Match | FALSE | FALSE | 3 |  |  | No Match | No Match | No Match | No Match | Copper | No Match |  | No Match |  | 1010000 |  | 252500 |  | 82 | 80 |  |  | 5 |  | 82 |  |  | Federally-Regulated Commercial & Industrial Equipment | 2001-11-21
Burnham Corp. | Burnham Corp. | V1109H-WN | Water | Natural Gas | Power | FALSE | FALSE | 1 |  |  |  | None | Non-Condensing | Two-Stage Modulating | Cast Iron |  |  |  |  | 2136000 | 1749000 |  |  | 82.6 |  | 81.9 | [6 empty] | Federally-Regulated Commercial & Industrial Equipment | 2014-08-11
U.S. Boiler Co. | U.S. Boiler Co. | 208I | Water | Natural Gas | Induced Draft | FALSE | FALSE | 1 |  | TRUE |  | Stack Damper | Non-Condensing | Single-Stage | Cast Iron | Single-Speed |  |  |  | 232000 | 191000 | [9 empty] | 82 | 80 | Federally-Regulated Consumer Product | 2014-01-14
Dunkirk | Carrier | BS2AAP000105ABAA | Steam | LPG | No Match | FALSE | FALSE | 1 |  |  | No Match | No Match | No Match | No Match | Cast Iron | No Match |  | No Match |  | 105000 | [10 empty] | 80.4 | 75 | Federally-Regulated Consumer Product | 1999-10-22
Water Pik, Inc. | Laars | PH0850IN04*1A | Water | Natural Gas | No Match | FALSE | FALSE | 3 |  |  | No Match | No Match | No Match | No Match | Copper | No Match |  | No Match |  | 850000 |  | 212850 |  | 81 | 80 |  |  | 5 |  | 81 |  |  | Federally-Regulated Commercial & Industrial Equipment | 2001-05-16
Ajax Boiler, Inc. | Ajax | WGOFD-1500 | Steam | Natural Gas | Power | FALSE | FALSE | 3 |  |  | No Match | No Match | No Match | No Match | Other | No Match |  | No Match |  | 1500000 |  | 750000 |  | 82 | 80 |  |  |  |  | 80 |  |  | Non Federally-Regulated | 1992-10-27
Raypak | Propak TM - By Huron Valley Sales | TD2-816** | Water | LPG | Induced Draft | FALSE | TRUE | 1 |  |  |  | None | Non-Condensing | Single-Stage | Copper |  |  |  |  | 160000 | 134000 | [9 empty] | 84 | 80 | Federally-Regulated Consumer Product | 2007-11-16
Ajax Boiler, Inc. | Ajax | XFG600W | Water | Natural Gas | Power | FALSE | TRUE | 3 |  |  | No Match | No Match | No Match | No Match | Other | No Match |  | No Match |  | 600000 |  | 400000 |  | 80 | 80 |  |  |  |  | 80 |  |  | Federally-Regulated Commercial & Industrial Equipment | 1997-01-07
Dunkirk | Caribe | BWMAAN000100 | Water | Natural Gas | Pressure | FALSE | FALSE | 1 |  | TRUE |  | None | Condensing | Step Modulating | Other | Single-Speed |  |  |  | 100000 | 91000 | [9 empty] | 95 | 80 | Federally-Regulated Consumer Product | 2013-04-19
Smith Cast Iron Boilers | Smith Cast Iron Boilers | 4500A-*-22 | Both Steam & Water | Natural Gas | Power | FALSE | FALSE | 1 |  |  |  | None | Non-Condensing | Single-Stage | Cast Iron |  |  |  |  | 9730000 | 7720000 |  |  | 80.6 | 80 | 79.3 | [6 empty] | Federally-Regulated Commercial & Industrial Equipment | 2007-12-12
Water Pik, Inc. | Laars | VW0500IP04*BA | Both Steam & Water | LPG | No Match | FALSE | FALSE | 3 |  |  | No Match | No Match | No Match | No Match | Copper | No Match |  | No Match |  | 500000 |  | 125000 |  | 82 | 80 |  |  | 5 |  | 82 |  |  | Federally-Regulated Commercial & Industrial Equipment | 2001-11-21
Raypak | Raypak | H9-1529* | Water | Natural Gas | Induced Draft | FALSE | FALSE | 1 |  |  |  | None | Non-Condensing | Step Modulating | Copper |  |  |  |  | 1530000 | 1285000 |  |  |  |  | 84 | [6 empty] | Federally-Regulated Commercial & Industrial Equipment | 2015-04-16
Ajax Boiler, Inc. | Ajax | OSGOXFD450 | Steam | Natural Gas | Power | FALSE | TRUE | 3 |  |  | No Match | No Match | No Match | No Match | Other | No Match |  | No Match |  | 450000 |  | 225000 |  | 81 | 80 |  |  |  |  | 80 |  |  | Non Federally-Regulated | 1992-10-01
Raypak | Raypak | H(3,4)-HD151 | Water | Natural Gas | Induced Draft | FALSE | FALSE | 1 |  |  | None | None | Non-Condensing | Two-Stage Modulating | Copper |  |  |  |  | 150000 | 128000 | [9 empty] | 85 | 80 | Federally-Regulated Consumer Product | 2010-03-16
Ajax Boiler, Inc. | Ajax | WGXFD-2500 | Steam | Natural Gas | Power | FALSE | FALSE | 3 |  |  | No Match | No Match | No Match | No Match | Other | No Match |  | No Match |  | 2500000 |  | 1250000 |  | 82 | 80 |  |  |  |  | 80 |  |  | Non Federally-Regulated | 1992-10-27
Burnham Corp. | Burnham Corp. | 203 | Water | Natural Gas | Induced Draft | FALSE | FALSE | 1 |  |  |  | Stack Damper | Non-Condensing | Single-Stage | Cast Iron | Single-Speed | 0.04 | Standard |  | 62000 | 52000 | [9 empty] | 82.6 | 80 | Federally-Regulated Consumer Product | 2007-11-14
Water Pik, Inc. | Laars | PW1200EN09*BA | Both Steam & Water | Natural Gas | No Match | FALSE | TRUE | 3 |  |  | No Match | No Match | No Match | No Match | Copper | No Match |  | No Match |  | 1200000 |  | 300000 |  | 82 | 80 |  |  | 5 |  | 82 |  |  | Federally-Regulated Commercial & Industrial Equipment | 2001-11-21
Weil-McLain | Weil-McLain | 1088R | Steam | Natural Gas | Power | FALSE | FALSE | 3 |  |  | No Match | No Match | No Match | No Match | Cast Iron | No Match |  | No Match |  | 2887000 |  | 2887000 |  | 81.1 | 80 |  |  | 147 |  | 81.1 |  |  | Federally-Regulated Commercial & Industrial Equipment | 1996-02-29
Cleaver-Brooks | Cleaver-Brooks | CBE-700-100-***** | Steam | Natural Gas | Power | FALSE | FALSE | 3 |  |  | No Match | No Match | No Match | No Match | Other | No Match |  | No Match |  | 4190000 |  | 4190000 |  | 80 | 80 |  |  | 25 |  | 80 |  |  | Federally-Regulated Commercial & Industrial Equipment | 1999-03-02
Raypak | Raypak | H7-4003* | Water | LPG | Induced Draft | FALSE | TRUE | 1 |  | FALSE | None | None | Non-Condensing | Step Modulating | Copper |  |  |  |  | 4000000 | 3400000 | 560000 |  | 85.1 | 82 | [7 empty] | Federally-Regulated Commercial & Industrial Equipment | 2013-01-02
Water Pik, Inc. | Laars | PW1825IN04*BA | Both Steam & Water | Natural Gas | No Match | FALSE | FALSE | 3 |  |  | No Match | No Match | No Match | No Match | Copper | No Match |  | No Match |  | 1825000 |  | 456250 |  | 82 | 80 |  |  | 5 |  | 82 |  |  | Federally-Regulated Commercial & Industrial Equipment | 2001-11-21
Cleaver-Brooks | Cleaver-Brooks | M4*-700-5000-***** | Steam | Natural Gas | Power | FALSE | FALSE | 3 |  |  | No Match | No Match | No Match | No Match | Other | No Match |  | No Match |  | 5000000 |  | 5000000 |  | 80 | 80 |  |  | 25 |  | 80 |  |  | Federally-Regulated Commercial & Industrial Equipment | 1996-03-06
PB Heat, LLC | Hydrotherm | HVX-165 | Water | Natural Gas | Injection Type | FALSE | FALSE | 1 | TRUE | TRUE |  | None | Non-Condensing | Single-Stage | Cast Iron | Single-Speed |  |  |  | 165000 | 136000 | [9 empty] | 82 | 82 | Federally-Regulated Consumer Product | 2015-06-01
Ajax Boiler, Inc. | Ajax | WFG4250W | Water | Natural Gas | Power | FALSE | TRUE | 3 |  |  | No Match | No Match | No Match | No Match | Other | No Match |  | No Match |  | 4250000 |  | 1700000 |  | 80 | 80 |  |  |  |  | 80 |  |  | Federally-Regulated Commercial & Industrial Equipment | 1997-01-07
Lochinvar, LLC. | Lochinvar Corp. | KBN105 | Water | LPG | Power | FALSE | FALSE | 1 |  |  |  | None | Condensing | Step Modulating | Other |  |  |  |  | 105000 | 94000 | [9 empty] | 95.4 | 80 | Federally-Regulated Consumer Product | 2008-04-14
Raypak | Raypak | H-1571A | Water | LPG | Injection Type | FALSE | FALSE | 1 |  |  | None | None | Non-Condensing | Single-Stage | Copper |  |  |  |  | 1570000 | 1288000 |  |  | 82 | 80 | 82 | [6 empty] | Federally-Regulated Commercial & Industrial Equipment | 2007-12-12
Camus Hydronics | Camus Hydronics | DFNH-2500-MS | Water | Natural Gas | Power | FALSE | FALSE | 1 |  |  |  | None | Non-Condensing | Step Modulating | Other |  |  |  |  | 2500000 | 2125000 |  |  | 85 |  | 85 | [6 empty] | Federally-Regulated Commercial & Industrial Equipment | 2014-08-11
Burnham Corp. | New Yorker Boiler Co. | CGS30A*I- | Steam | LPG | Induced Draft | FALSE | FALSE | 1 |  |  |  | Stack Damper | Non-Condensing | Single-Stage | Cast Iron |  |  |  |  | 70000 | 57000 | [9 empty] | 81.4 | 75 | Federally-Regulated Consumer Product | 2007-11-14
Aerco International | Benchmark | BMK 1500 | Water | Natural Gas | Power | FALSE | FALSE | 1 |  | FALSE | None | None | Condensing | Step Modulating | Other |  |  |  |  | 2000000 | 1922000 | 100000 |  | 95.1 |  | 94.6 | [6 empty] | Federally-Regulated Commercial & Industrial Equipment | 2014-09-02
U.S. Boiler Co. | Burnham Corp. | APX399 | Water | Natural Gas | Power | FALSE | FALSE | 1 |  |  |  | None | Condensing | Step Modulating | Other |  |  |  |  | 399000 | 375000 |  |  | 94.5 |  | 94.1 | [6 empty] | Federally-Regulated Commercial & Industrial Equipment | 2014-09-05
Water Pik, Inc. | Laars | HH0400MN20****** | Water | Natural Gas | Power | FALSE | TRUE | 3 |  |  | No Match | No Match | No Match | No Match | Copper | No Match |  | No Match |  | 399000 |  | 399000 |  | 83 | 80 |  |  | 5 |  | 83 |  |  | Federally-Regulated Commercial & Industrial Equipment | 2001-05-16
Smith Cast Iron Boilers | Smith Cast Iron Boilers | 19A-S/W-06 | Both Steam & Water | Natural Gas | Power | FALSE | FALSE | 1 |  |  |  | None | Non-Condensing | Single-Stage | Cast Iron |  |  |  |  | 931000 | 738000 |  |  | 81.7 | 80 | 79.3 | [6 empty] | Federally-Regulated Commercial & Industrial Equipment | 2007-12-12
Aerco International | Aerco International | MLX757 | Water | LPG | Pressure | FALSE | FALSE | 1 |  |  | None | None | Condensing | Step Modulating | Other |  |  |  |  | 757000 | 696000 | 45000000 | 44100000 | 92 | 80 | 92 | [6 empty] | Federally-Regulated Commercial & Industrial Equipment | 2009-08-17
Fulton Boiler Works | Fulton | FB-015F | Both Steam & Water | Natural Gas | Power | FALSE | TRUE | 3 |  |  | No Match | No Match | No Match | No Match | Other | No Match |  | No Match |  | 630000 |  | 630000 |  | 80.4 | 80 |  |  | 138 |  | 80.4 |  |  | Federally-Regulated Commercial & Industrial Equipment | 1996-02-29
Water Pik, Inc. | Laars | HH0850IP04*1A | Water | LPG | No Match | FALSE | FALSE | 3 |  |  | No Match | No Match | No Match | No Match | Copper | No Match |  | No Match |  | 850000 |  | 212850 |  | 81 | 80 |  |  | 5 |  | 81 |  |  | Federally-Regulated Commercial & Industrial Equipment | 2001-05-30
Lochinvar, LLC. | Lochinvar Corp. | PBN0502 | Water | LPG | Power | FALSE | FALSE | 1 |  |  | None | None | Non-Condensing | Step Modulating | Copper |  |  |  |  | 500000 | 425000 | 125000 | 109000 | 85 | 80 | 85 | [6 empty] | Federally-Regulated Commercial & Industrial Equipment | 2007-12-12
Raypak | Raypak | H3992B-CHX | Water | LPG | Induced Draft | FALSE | FALSE | 1 |  |  | None | None | Condensing | Single-Stage | Copper |  |  |  |  | 990000 | 970000 |  |  | 98 | 80 | 98 | [6 empty] | Federally-Regulated Commercial & Industrial Equipment | 2007-12-12
DDR Americas, Inc. | De Deitrich | GAS 310-8 ECO | Water | Natural Gas | Power | FALSE | FALSE | 1 |  |  |  | Electro-Mechanical Inlet Dampe | Condensing | Step Modulating | Other |  |  |  |  | 1785000 | 1703000 |  |  | 97.4 |  | 97.4 | [6 empty] | Federally-Regulated Commercial & Industrial Equipment | 2014-09-05
Water Pik, Inc. | Laars | PH1010IP04*1A | Water | LPG | No Match | FALSE | FALSE | 3 |  |  | No Match | No Match | No Match | No Match | Copper | No Match |  | No Match |  | 1010000 |  | 252500 |  | 81 | 80 |  |  | 5 |  | 81 |  |  | Federally-Regulated Commercial & Industrial Equipment | 2001-05-30
Rite Engineering | Rite | 48SG | Both Steam & Water | Natural Gas | Power | FALSE | FALSE | 3 |  |  | No Match | No Match | No Match | No Match | Other | No Match |  | No Match |  | 480000 |  | 160000 |  | 80 | 80 |  |  |  |  | 80 |  |  | Non Federally-Regulated | 1992-10-14
Utica Boilers | Utica Boilers | JD-2000 | Both Steam & Water | Natural Gas | Injection Type | FALSE | FALSE | 1 |  |  |  | None | Non-Condensing | Single-Stage | Cast Iron |  |  |  |  | 2000000 | 1610000 |  |  | 80.5 | 80 | 77.5 | [6 empty] | Federally-Regulated Commercial & Industrial Equipment | 2011-05-02
Triangle Tube | Triangle Tube | CC85s | Water | LPG | Power | FALSE | FALSE | 1 | TRUE | TRUE |  | None | Condensing | Step Modulating | Other |  |  |  |  | 84000 | 75000 | [9 empty] | 94 | 82 | Federally-Regulated Consumer Product | 2015-06-01
Smith Cast Iron Boilers | Smith Cast Iron Boilers | 6500A-*-23 | Both Steam & Water | Oil | Power | FALSE | FALSE | 1 |  |  |  | None | Non-Condensing | Single-Stage | Cast Iron |  |  |  |  | 14420000 | 12618000 |  |  | 83.6 | 83 | 81.9 | [6 empty] | Federally-Regulated Commercial & Industrial Equipment | 2007-12-12
Ajax Boiler, Inc. | Ajax | SNG350W | Steam | Natural Gas | No Match | FALSE | TRUE | 3 |  |  | No Match | No Match | No Match | No Match | Other | No Match |  | No Match |  | 14700000 |  | 14700000 |  | 80 | 80 |  |  |  |  | 80 |  |  | Federally-Regulated Commercial & Industrial Equipment | 1997-01-07
Hydrotherm, Division of Mestek, Inc. | Hydrotherm | HWX-175-SV | Water | LPG | Injection Type | FALSE | FALSE | 1 | TRUE |  |  | Stack Damper | Non-Condensing | Single-Stage | Cast Iron |  |  |  |  | 175000 | 143000 | [9 empty] | 93.3 | 80 | Federally-Regulated Consumer Product | 2015-09-30
Water Pik, Inc. | Laars | HH1200IN09CBA | Water | Natural Gas | No Match | FALSE | FALSE | 3 |  |  | No Match | No Match | No Match | No Match | Copper | No Match |  | No Match |  | 1200000 |  | 1200000 |  | 82 | 80 |  |  | 5 |  | 82 |  |  | Federally-Regulated Commercial & Industrial Equipment | 2001-05-16
Burnham Corp. | Burnham Corp. | V1106H-WN | Water | Natural Gas | Power | FALSE | FALSE | 1 |  |  |  | None | Non-Condensing | Two-Stage Modulating | Cast Iron |  |  |  |  | 1328000 | 1085000 |  |  | 82.7 |  | 81.7 | [6 empty] | Federally-Regulated Commercial & Industrial Equipment | 2014-08-11
Water Pik, Inc. | Laars | PW1010EN21*N* | Both Steam & Water | Natural Gas | No Match | FALSE | TRUE | 3 |  |  | No Match | No Match | No Match | No Match | Copper | No Match |  | No Match |  | 1010000 |  | 252500 |  | 82 | 80 |  |  | 5 |  | 82 |  |  | Federally-Regulated Commercial & Industrial Equipment | 2001-11-21
PB Heat, LLC | PB Heat, LLC | PF-50 | Water | LPG | Power | FALSE | FALSE | 1 |  | TRUE | None | None | Condensing | Step Modulating | Other |  |  |  |  | 50000 | 47000 | 16000 | 15000 | [7 empty] | 95 | 80 | Federally-Regulated Consumer Product | 2015-03-30
Camus Hydronics | Camus Hydronics | DFPH-4524-MH | Water | LPG | Power | FALSE | FALSE | 1 |  |  |  | None | Condensing | Step Modulating | Copper |  |  |  |  | 4500000 | 4248000 |  |  | 94.4 |  | 94.4 | [6 empty] | Federally-Regulated Commercial & Industrial Equipment | 2014-08-11
Burnham Corp. | Burnham Corp. | V905A-SO | Steam | Oil | Power | FALSE | FALSE | 1 |  | FALSE |  | Stack Damper | Non-Condensing | Two-Stage Modulating | Cast Iron |  |  |  |  | 784000 | 646000 |  |  | 85.5 |  | 82.4 | [6 empty] | Federally-Regulated Commercial & Industrial Equipment | 2014-08-11
Universal Boiler Works | Universal Boiler Works | BF800W4 | Water | Combo (Natural Gas & Oil) | Power | FALSE | FALSE | 3 |  |  | No Match | No Match | No Match | No Match | Other | No Match |  | No Match |  | 33600000 |  | 4200000 |  | 86 | 80 |  |  | 10 |  | 84 |  |  | Federally-Regulated Commercial & Industrial Equipment | 2001-12-13
Smith Cast Iron Boilers | Smith Cast Iron Boilers | 650A-*-16 | Both Steam & Water | Oil | Power | FALSE | FALSE | 1 |  |  |  | None | Non-Condensing | Single-Stage | Cast Iron |  |  |  |  | 7420000 | 6672000 |  |  | 84.7 | 83 | 83.3 | [6 empty] | Federally-Regulated Commercial & Industrial Equipment | 2007-12-12
Crown Boiler Co. | Burnham Corp. | IN12 | Steam | Natural Gas | Induced Draft | TRUE | FALSE | 1 |  |  |  | None | Non-Condensing | Single-Stage | Cast Iron |  |  |  |  | 385000 | 318000 |  |  | 82.5 | 80 | 79.5 | [6 empty] | Federally-Regulated Commercial & Industrial Equipment | 2010-03-16
Burnham Corp. | New Yorker Boiler Co. | CL3-105 | Water | Oil | Power | FALSE | FALSE | 1 |  |  |  | None | Non-Condensing | Single-Stage | Cast Iron |  |  |  |  | 105000 | 91000 | [9 empty] | 85.1 | 80 | Federally-Regulated Consumer Product | 2007-11-14
Dunkirk | Sears, Roebuck, & Co. | DKVLT-050 | Water | LPG | Power | FALSE | FALSE | 1 |  | TRUE |  | None | Condensing | Step Modulating | Other | Single-Speed |  |  |  | 50000 | 46000 | [9 empty] | 95 | 80 | Federally-Regulated Consumer Product | 2013-04-19
Hydrotherm | Hydrotherm | HS-160-PV | Water | Natural Gas | No Match | FALSE | FALSE | 1 |  |  | No Match | No Match | No Match | No Match | Cast Iron | No Match |  | No Match |  | 160000 | [10 empty] | 82.1 | 80 | Federally-Regulated Consumer Product | 1998-12-21
Burnham Corp. | Burnham Corp. | K5026SN | Steam | Natural Gas | Induced Draft | TRUE | FALSE | 1 |  | TRUE |  | None | Non-Condensing | Single-Stage | Cast Iron |  |  |  |  | 1950000 | 1502000 |  |  | 80 |  | 77 | [6 empty] | Federally-Regulated Commercial & Industrial Equipment | 2014-09-05
Lochinvar, LLC. | Lochinvar Corp. | PBL0502-F9 | Water | LPG | Power | FALSE | FALSE | 1 |  |  |  | None | Non-Condensing | Single-Stage | Copper |  |  |  |  | 500000 | 425000 |  |  |  |  | 85 | [6 empty] | Federally-Regulated Commercial & Industrial Equipment | 2015-04-20
Laars Heating Systems Co. | Laars | PH1670EP******** | Water | LPG | Induced Draft | FALSE | TRUE | 1 |  |  |  | None | Non-Condensing | Step Modulating | Copper | Single-Speed |  | Standard |  | 1670000 | 1370000 | 417500 |  | 82 | 80 | 79.6 | [6 empty] | Federally-Regulated Commercial & Industrial Equipment | 2007-11-01
Raypak, Inc. | Raypak | H(3,4)-HD301*R | Water | Natural Gas | Induced Draft | FALSE | FALSE | 1 | TRUE |  |  | None | Non-Condensing | Two-Stage Modulating | Copper |  |  |  |  | 299000 | 255000 | [9 empty] | 85 | 80 | Federally-Regulated Consumer Product | 2015-09-30
Hydrotherm | Hydrotherm | HC-145D-PV | Water | LPG | No Match | FALSE | FALSE | 1 |  |  | No Match | No Match | No Match | No Match | Cast Iron | No Match |  | No Match |  | 145000 | [10 empty] | 82 | 80 | Federally-Regulated Consumer Product | 1998-12-21
Dunkirk | Lennox | GWM-150IE | Water | Natural Gas | Pressure | FALSE | FALSE | 1 |  | TRUE |  | None | Condensing | Step Modulating | Other | Single-Speed |  |  |  | 150000 | 139000 | [9 empty] | 95 | 80 | Federally-Regulated Consumer Product | 2013-04-19
Raypak | Raypak | H7-1003 * | Water | LPG | Induced Draft | FALSE | FALSE | 1 |  |  |  | None | Non-Condensing | Step Modulating | Copper |  |  |  |  | 999000 | 861000 |  |  |  |  | 86.2 | [6 empty] | Federally-Regulated Commercial & Industrial Equipment | 2015-04-16
Ajax Boiler, Inc. | Ajax | XFG4750W | Water | Natural Gas | Power | FALSE | TRUE | 3 |  |  | No Match | No Match | No Match | No Match | Other | No Match |  | No Match |  | 4750000 |  | 1950000 |  | 80 | 80 |  |  |  |  | 80 |  |  | Federally-Regulated Commercial & Industrial Equipment | 1997-01-07
Raypak | Raypak | H2-3001* | Water | LPG | Injection Type | FALSE | FALSE | 1 |  |  |  | None | Non-Condensing | Step Modulating | Copper |  |  |  |  | 3000000 | 2460000 |  |  | 82 | [8 empty] | Federally-Regulated Commercial & Industrial Equipment | 2015-04-16
PB Heat, LLC | PB Heat, LLC | MI-03-SPRK | Water | LPG | Injection Type | FALSE | FALSE | 1 |  | TRUE |  | Stack Damper | Non-Condensing | Single-Stage | Cast Iron | Single-Speed |  |  |  | 70000 | 58000 | [9 empty] | 82.2 | 80 | Federally-Regulated Consumer Product | 2013-04-19
Camus Hydronics | Camus Hydronics | DMNH-0081-MPI | Water | Natural Gas | Power | FALSE | FALSE | 1 | TRUE |  |  | None | Condensing | Step Modulating | Other |  |  |  |  | 80000 | 72000 | [9 empty] | 90 | 80 | Federally-Regulated Consumer Product | 2015-09-30
Ajax Boiler, Inc. | Ajax | WGOXFD-3250 | Steam | Natural Gas | Power | FALSE | FALSE | 3 |  |  | No Match | No Match | No Match | No Match | Other | No Match |  | No Match |  | 3250000 |  | 1625000 |  | 82 | 80 |  |  |  |  | 80 |  |  | Non Federally-Regulated | 1992-10-27
Dunkirk | Pennco, Inc. | 1609HSID | Steam | LPG | No Match | FALSE | FALSE | 1 |  |  | No Match | No Match | No Match | No Match | Cast Iron | No Match |  | No Match |  | 280000 | [10 empty] | 81.5 | 75 | Federally-Regulated Consumer Product | 1998-12-21
Raypak | Propak TM - By Huron Valley Sales | TD5-918** | Water | Natural Gas | Injection Type | FALSE | TRUE | 1 |  |  |  | Electro-Mechanical Flue Damper | Non-Condensing | Single-Stage | Copper |  |  |  |  | 181000 | 148000 | [9 empty] | 82.6 | 80 | Federally-Regulated Consumer Product | 2007-11-16
Glowcore Corp. | Glowcore | GB090A | Water | LPG | Power | FALSE | FALSE | 1 |  |  | No Match | No Match | No Match | No Match | Other | No Match |  | No Match |  | 90000 | [10 empty] | 88.8 | 80 | Federally-Regulated Consumer Product | 2000-06-07
Lochinvar, LLC. | Lochinvar Corp. | CBL075F9 | Water | LPG | Injection Type | FALSE | FALSE | 1 |  |  |  | Stack Damper | Non-Condensing | Single-Stage | Copper |  |  |  |  | 75000 | 62000 | [9 empty] | 84 | 80 | Federally-Regulated Consumer Product | 2007-11-14
Raypak | Raypak | H(3,4)-HD101 | Water | LPG | Induced Draft | FALSE | FALSE | 1 |  |  | None | None | Non-Condensing | Two-Stage Modulating | Copper |  |  |  |  | 100000 | 85000 | [9 empty] | 85 | 80 | Federally-Regulated Consumer Product | 2010-03-16
Water Pik, Inc. | Laars | PH0175CN12KB | Water | Natural Gas | No Match | FALSE | TRUE | 1 |  |  | No Match | No Match | No Match | No Match | Copper | No Match |  | No Match |  | 175000 | [10 empty] | 82 | 80 | Federally-Regulated Consumer Product | 2001-11-21
Camus Hydronics | Camus Hydronics | DFPH-0750-MS | Water | LPG | Power | FALSE | FALSE | 1 |  |  |  | None | Non-Condensing | Step Modulating | Other |  |  |  |  | 750000 | 638000 |  |  | 85 |  | 85 | [6 empty] | Federally-Regulated Commercial & Industrial Equipment | 2014-08-11
Bryan Steam Corp. | Bryan | CL-150-S-***-G | Steam | Natural Gas | No Match | TRUE | FALSE | 3 |  |  | No Match | No Match | No Match | No Match | Other | No Match |  | No Match |  | 1500000 |  | 1500000 |  | 80 | 80 |  |  |  |  | 80 |  |  | Federally-Regulated Commercial & Industrial Equipment | 1996-02-29
Smith Cast Iron Boilers | Smith Cast Iron Boilers | 19-S/W-03 | Both Steam & Water | Natural Gas | Power | FALSE | FALSE | 1 |  |  |  | None | Non-Condensing | Single-Stage | Cast Iron |  |  |  |  | 375000 | 297000 |  |  | 81.6 | 80 | 79.2 | [6 empty] | Federally-Regulated Commercial & Industrial Equipment | 2007-12-12
Burnham Corp. | Crown Boiler Co. | 32-855*N | Both Steam & Water | LPG | Induced Draft | FALSE | FALSE | 1 |  |  |  | None | Non-Condensing | Single-Stage | Cast Iron |  |  |  |  | 855000 | 684000 |  |  | 80.5 | 80 | 75.4 | [6 empty] | Federally-Regulated Commercial & Industrial Equipment | 2007-12-12
Thermal Solutions | Thermal Solutions | EV(A,S)2000B**-*B* | Water | Natural Gas | Power | FALSE | FALSE | 3 |  |  |  | None | Non-Condensing | Step Modulating | Copper |  |  |  |  | 2000000 | 1696000 |  |  | 84.7 |  | 84.7 | [6 empty] | Federally-Regulated Commercial & Industrial Equipment | 2014-10-21
Slant / Fin Corp. | Slant / Fin Corp. | GXH-105EDPZ | Steam | Natural Gas | Injection Type | FALSE | FALSE | 1 |  |  |  | Stack Damper | Non-Condensing | Single-Stage | Cast Iron |  |  |  |  | 105000 | 86000 | [9 empty] | 81 | 75 | Federally-Regulated Consumer Product | 2007-11-14
Laars Heating Systems Co. | Laars Heating Systems Co. | MT2H0400 | Water | LPG | Power | FALSE | FALSE | 1 |  |  |  | None | Non-Condensing | Two-Stage Modulating | Copper |  |  |  |  | 399000 | 340000 |  |  |  |  | 85.3 | [6 empty] | Federally-Regulated Commercial & Industrial Equipment | 2015-04-20
Water Pik, Inc. | Laars | HH0520MP20***** | Water | LPG | Power | FALSE | FALSE | 3 |  |  | No Match | No Match | No Match | No Match | Copper | No Match |  | No Match |  | 520000 |  | 520000 |  | 85 | 80 |  |  | 5 |  | 83 |  |  | Federally-Regulated Commercial & Industrial Equipment | 2001-05-16
Utica Boilers | Pennco, Inc. | 41J-2600 | Both Steam & Water | Natural Gas | Injection Type | FALSE | FALSE | 1 |  |  |  | None | Non-Condensing | Single-Stage | Cast Iron |  |  |  |  | 2600000 | 2090000 |  |  | 80.4 | 80 | 77.5 | [6 empty] | Federally-Regulated Commercial & Industrial Equipment | 2011-02-17
Laars Heating Systems Company | Mighty Therm | PH0175CN12CB | Water | Natural Gas | Injection Type | FALSE | FALSE | 1 | TRUE |  |  | None | Non-Condensing | Single-Stage | Copper |  |  |  |  | 175000 | 143000 | [9 empty] | 82 | 80 | Federally-Regulated Consumer Product | 2015-09-30
Parker Boiler Co. | Parker Boiler | 0-9.5R | Steam | Oil | Power | FALSE | FALSE | 3 |  |  | No Match | No Match | No Match | No Match | Other | No Match |  | No Match |  | 398000 |  | 199000 |  | 83 | 83 |  |  | 4 |  | 82 |  |  | Federally-Regulated Commercial & Industrial Equipment | 1996-03-13
Burnham Corp. | Burnham Corp. | PVG-9 | Water | Natural Gas | Induced Draft | FALSE | FALSE | 1 |  |  |  | None | Non-Condensing | Single-Stage | Cast Iron | Single-Speed | 0.04 | Standard |  | 280000 | 238000 | [9 empty] | 84 | 80 | Federally-Regulated Consumer Product | 2007-11-14
Water Pik, Inc. | Laars | PH1825EN21*N* | Water | Natural Gas | No Match | FALSE | TRUE | 3 |  |  | No Match | No Match | No Match | No Match | Copper | No Match |  | No Match |  | 1825000 |  | 456250 |  | 82 | 80 |  |  | 5 |  | 82 |  |  | Federally-Regulated Commercial & Industrial Equipment | 2001-11-21
Glowcore Corp. | Glowcore | GB130A | Water | Natural Gas | Power | FALSE | FALSE | 1 |  |  | No Match | No Match | No Match | No Match | Other | No Match |  | No Match |  | 130000 | [10 empty] | 88.8 | 80 | Federally-Regulated Consumer Product | 2000-06-07
Water Pik, Inc. | Laars | PW0250CN30*B | Both Steam & Water | Natural Gas | No Match | FALSE | TRUE | 1 |  |  | No Match | No Match | No Match | No Match | Copper | No Match |  | No Match |  | 250000 | [10 empty] | 82 | 80 | Federally-Regulated Consumer Product | 2001-11-21
English Boiler & Tube, Inc. | Bent Tube Balanced Flow | BTBF-500-15 | Steam | Natural Gas | Power | FALSE | FALSE | 3 |  |  | No Match | No Match | No Match | No Match | Other | No Match |  | No Match |  | 21000000 |  | 5250000 |  | 80 | 80 |  |  | 3 |  | 80 |  |  | Federally-Regulated Commercial & Industrial Equipment | 1998-09-10
Laars Heating Systems Co. | Laars | PH1825IP******** | Water | LPG | Induced Draft | FALSE | FALSE | 1 |  |  |  | None | Non-Condensing | Step Modulating | Copper | Single-Speed |  | Standard |  | 1825000 | 1478250 | 456250 |  | 81 | 80 | 78.6 | [6 empty] | Federally-Regulated Commercial & Industrial Equipment | 2007-11-01
Lochinvar, LLC. | Lochinvar Corp. | FBN2500 | Water | Natural Gas | Power | FALSE | FALSE | 1 |  |  |  | None | Condensing | Step Modulating | Other |  |  |  |  | 2500000 | 2300000 |  |  | 92 | [8 empty] | Federally-Regulated Commercial & Industrial Equipment | 2015-04-20
U.S. Boiler Co. | BURNHAM BY U.S. BOILER | ESC6 | Water | Natural Gas | Induced Draft | FALSE | FALSE | 1 | TRUE |  |  | None | Non-Condensing | Single-Stage | Cast Iron | Single-Speed |  |  |  | 175000 | 150000 | [9 empty] | 85.2 | 80 | Federally-Regulated Consumer Product | 2015-09-30
Dunkirk | Ultimate Engineering / Division of Dunkirk | PFG-5-211 | Water | Combo (Natural Gas & Oil) | Power | FALSE | FALSE | 1 |  |  | No Match | No Match | No Match | No Match | Cast Iron | No Match |  | No Match |  | 211000 | [10 empty] | 82.1 | 80 | Federally-Regulated Consumer Product | 2001-11-01
Slant / Fin Corp. | Slant / Fin Corp. | SX-150ED | Water | LPG | Injection Type | FALSE | FALSE | 1 |  |  |  | Stack Damper | Non-Condensing | Single-Stage | Cast Iron |  |  |  |  | 150000 | 126000 | [9 empty] | 83.2 | 80 | Federally-Regulated Consumer Product | 2007-11-14
New York Thermal, Inc. | New York Thermal, Inc. | TFT85 | Water | Natural Gas | Power | FALSE | FALSE | 1 |  | TRUE |  | None | Condensing | Step Modulating | Other |  |  |  |  | 85000 | 78000 | [9 empty] | 95 | 80 | Federally-Regulated Consumer Product | 2013-06-17
Raypak | Raypak | H3-HD201*R | Water | LPG | Induced Draft | FALSE | FALSE | 1 | TRUE |  |  | None | Non-Condensing | Two-Stage Modulating | Copper |  |  |  |  | 199000 | 170000 | [9 empty] | 85 | 82 | Federally-Regulated Consumer Product | 2015-06-01
Laars Heating Systems Co. | Laars Heating Systems Co. | PH0175CN12KB | Water | Natural Gas | Induced Draft | FALSE | FALSE | 1 |  |  |  | None | Non-Condensing | Two-Stage Modulating | Copper | Single-Speed |  |  |  | 175000 | 142000 | [9 empty] | 82 | 80 | Federally-Regulated Consumer Product | 2011-07-06
Burnham Corp. | Burnham Corp. | V1118 | Both Steam & Water | Oil | Power | FALSE | FALSE | 1 |  |  |  | None | Non-Condensing | Single-Stage | Cast Iron |  |  |  |  | 4340000 | 3580000 |  |  | 84.1 | 83 | 82.5 | [6 empty] | Federally-Regulated Commercial & Industrial Equipment | 2010-03-16
Bryan Steam Corp. | Bryan | CL-300-W-FDG* | Water | Natural Gas | Power | FALSE | FALSE | 3 |  |  | No Match | No Match | No Match | No Match | Other | No Match |  | No Match |  | 3000000 |  | 3000000 |  | 81 | 80 |  |  |  |  | 81 |  |  | Federally-Regulated Commercial & Industrial Equipment | 1996-02-29
Laars Heating Systems Co. | Bradford-White Corp. | BNTH750 | Water | Natural Gas | Power | FALSE | FALSE | 1 |  | FALSE |  | None | Condensing | Step Modulating | Other |  |  |  |  | 750000 | 724000 |  |  | 96.6 |  | 96.6 | [6 empty] | Federally-Regulated Commercial & Industrial Equipment | 2014-08-11
Burnham Corp. | New Yorker Boiler Co. | CGS60A*I- | Steam | LPG | Induced Draft | FALSE | FALSE | 1 |  |  |  | Stack Damper | Non-Condensing | Single-Stage | Cast Iron |  |  |  |  | 175000 | 143000 | [9 empty] | 81.4 | 75 | Federally-Regulated Consumer Product | 2007-11-14
New York Thermal, Inc. | New York Thermal, Inc. | TX81 | Water | LPG | Power | FALSE | FALSE | 1 |  | TRUE |  | None | Condensing | Step Modulating | Other |  |  |  |  | 82000 | 75000 | [9 empty] | 94 | 80 | Federally-Regulated Consumer Product | 2014-10-23
Weil-McLain | Weil-McLain | PEG-45-PIDN-S | Steam | Natural Gas | No Match | FALSE | FALSE | 1 |  |  | No Match | No Match | No Match | No Match | Cast Iron | No Match |  | No Match |  | 150000 | [10 empty] | 82.6 | 75 | Federally-Regulated Consumer Product | 2002-06-04
Utica Boilers | Dunkirk | D248-500 | Both Steam & Water | Natural Gas | Injection Type | FALSE | FALSE | 1 |  |  |  | None | Non-Condensing | Single-Stage | Cast Iron |  |  |  |  | 500000 | 403000 |  |  | 80.5 | 80 | 77.5 | [6 empty] | Federally-Regulated Commercial & Industrial Equipment | 2011-05-02
Dunkirk | Caribe | BWMAAN000200AAAA | Water | Natural Gas | Pressure | FALSE | FALSE | 1 |  | TRUE |  | None | Condensing | Step Modulating | Other | Single-Speed |  |  |  | 200000 | 185000 | [9 empty] | 95 | 80 | Federally-Regulated Consumer Product | 2014-08-08
Burnham Corp. | Burnham Corp. | 4FHW-240A | Water | Natural Gas | Power | FALSE | FALSE | 1 |  |  |  | None | Non-Condensing | Two-Stage Modulating | Other |  |  |  |  | 2009000 | 1661000 |  |  | 85.2 |  | 82.7 | [6 empty] | Federally-Regulated Commercial & Industrial Equipment | 2014-08-11
Ajax Boiler, Inc. | Ajax | OWGFD-10500 | Water | Natural Gas | Power | FALSE | TRUE | 3 |  |  | No Match | No Match | No Match | No Match | Other | No Match |  | No Match |  | 10500000 |  | 5250000 |  | 82 | 80 |  |  |  |  | 80 |  |  | Non Federally-Regulated | 1992-09-21
U.S. Boiler Co. | BURNHAM HYDRONICS | ES28A | Water | LPG | Injection Type | FALSE | FALSE | 1 | TRUE |  |  | Stack Damper | Non-Condensing | Single-Stage | Cast Iron | Multiple-Speed |  |  |  | 245000 | 208000 | [9 empty] | 85 | 80 | Federally-Regulated Consumer Product | 2015-09-30
Ajax Boiler, Inc. | Ajax | DFG50W | Water | Natural Gas | Power | FALSE | TRUE | 3 |  |  | No Match | No Match | No Match | No Match | Other | No Match |  | No Match |  | 2090000 |  | 1000000 |  | 80 | 80 |  |  |  |  | 80 |  |  | Federally-Regulated Commercial & Industrial Equipment | 1997-01-07
A O Smith Water Products | A O Smith Water Products | XB 1300 | Water | LPG | Induced Draft | FALSE | FALSE | 1 |  |  | None | None | Condensing | Step Modulating | Other |  |  |  |  | 1300000 | 1209000 |  |  | 94.4 | 80 | 93 | [6 empty] | Federally-Regulated Commercial & Industrial Equipment | 2011-08-22
Water Pik, Inc. | Laars | VW1010EP09*BA | Both Steam & Water | LPG | No Match | FALSE | TRUE | 3 |  |  | No Match | No Match | No Match | No Match | Copper | No Match |  | No Match |  | 1010000 |  | 252500 |  | 82 | 80 |  |  | 5 |  | 82 |  |  | Federally-Regulated Commercial & Industrial Equipment | 2001-11-21
DDR Americas, Inc. | De Deitrich | GAS 310-5 ECO | Water | Natural Gas | Power | FALSE | FALSE | 1 |  |  |  | Electro-Mechanical Inlet Dampe | Condensing | Step Modulating | Other |  |  |  |  | 1017000 | 962000 |  |  | 97.4 |  | 97.4 | [6 empty] | Federally-Regulated Commercial & Industrial Equipment | 2014-09-05
Lochinvar, LLC. | Lochinvar Corp. | CCN120 | Water | Natural Gas | Power | FALSE | FALSE | 1 |  | TRUE |  | None | Condensing | Step Modulating | Other |  |  |  |  | 120000 | 111000 | [9 empty] | 94 | 80 | Federally-Regulated Consumer Product | 2014-10-23
Ajax Boiler, Inc. | Ajax | WGOFD-1375 | Steam | Natural Gas | Power | FALSE | FALSE | 3 |  |  | No Match | No Match | No Match | No Match | Other | No Match |  | No Match |  | 1375000 |  | 687500 |  | 82 | 80 |  |  |  |  | 80 |  |  | Non Federally-Regulated | 1992-10-27
Camus Hydronics | Camus Hydronics | DFPH-1201-MS | Water | LPG | Power | FALSE | FALSE | 1 |  |  |  | None | Condensing | Step Modulating | Other |  |  |  |  | 1200000 | 1046000 |  |  | 87.2 |  | 87.2 | [6 empty] | Federally-Regulated Commercial & Industrial Equipment | 2014-08-11
Weil-McLain | Weil-McLain | EG-65-PIDN-W | Water | Natural Gas | No Match | FALSE | FALSE | 1 |  |  | No Match | No Match | No Match | No Match | Cast Iron | No Match |  | No Match |  | 250000 | [10 empty] | 84.4 | 80 | Federally-Regulated Consumer Product | 2002-09-30
Water Pik, Inc. | Laars | HH0400MN20***** | Water | Natural Gas | Power | FALSE | FALSE | 3 |  |  | No Match | No Match | No Match | No Match | Copper | No Match |  | No Match |  | 399000 |  | 399000 |  | 85 | 80 |  |  | 5 |  | 83 |  |  | Federally-Regulated Commercial & Industrial Equipment | 2001-05-16
Allied Engineering Co. | Super Hot | AAE720*** | Water | Natural Gas | No Match | FALSE | TRUE | 3 |  |  | No Match | No Match | No Match | No Match | Copper | No Match |  | No Match |  | 720000 |  | 252000 |  | 80 | 80 |  |  |  |  | 80 |  |  | Federally-Regulated Commercial & Industrial Equipment | 1998-04-21
U.S. Boiler Co. | New Yorker | CL4-175-WD | Water | Oil | Power | FALSE | FALSE | 1 | TRUE |  |  | None | Non-Condensing | Single-Stage | Cast Iron | Single-Speed |  |  |  | 175000 | 152000 | [9 empty] | 87.1 | 84 | Federally-Regulated Consumer Product | 2015-09-30
Raypak | Raypak | H4-0066*R | Water | Natural Gas | Induced Draft | FALSE | FALSE | 1 |  |  |  | Electro-Mechanical Flue Damper | Non-Condensing | Single-Stage | Copper |  |  |  |  | 66000 | 54000 | [9 empty] | 83 | 80 | Federally-Regulated Consumer Product | 2015-03-30
Burnham Corp. | Burnham Corp. | V85NS | Steam | Oil | Power | FALSE | FALSE | 1 |  |  |  | None | Non-Condensing | Single-Stage | Cast Iron | Single-Speed | 0.04 | Standard |  | 231000 | 196000 | [9 empty] | 83.2 | 80 | Federally-Regulated Consumer Product | 2007-11-14
U.S. Boiler Co. | U.S. Boiler Co. | 203H*I | Water | Natural Gas | Induced Draft | FALSE | FALSE | 1 |  | TRUE |  | Stack Damper | Non-Condensing | Single-Stage | Cast Iron | Single-Speed |  |  |  | 62000 | 53000 | [9 empty] | 84 | 80 | Federally-Regulated Consumer Product | 2014-01-14
Bosch Thermotechnology Corp. | Bosch Thermotechnology Corp. | GB162-100* | Water | LPG | Power | FALSE | FALSE | 1 |  |  |  | None | Condensing | Step Modulating | Other |  |  |  |  | 315000 | 282000 |  |  | 90.8 |  | 90.8 | [6 empty] | Federally-Regulated Commercial & Industrial Equipment | 2015-04-02
Peerless Heater Co. | Peerless | 211A-34I | Steam | Natural Gas | No Match | FALSE | FALSE | 3 |  |  | No Match | No Match | No Match | No Match | Cast Iron | No Match |  | No Match |  | 6930000 |  | 6930000 |  | 80 | 75 |  |  | 15 | 147 | 80 |  |  | Non Federally-Regulated | 1990-06-25
Water Pik, Inc. | Laars | HH2800EN18CC | Water | Natural Gas | No Match | FALSE | TRUE | 3 |  |  | No Match | No Match | No Match | No Match | Copper | No Match |  | No Match |  | 2745000 |  | 2745000 |  | 81 | 80 |  |  | 5 |  | 81 |  |  | Federally-Regulated Commercial & Industrial Equipment | 2001-05-16
Burnham Corp. | Burnham Corp. | V1105-SN | Steam | Natural Gas | Power | FALSE | FALSE | 1 |  | FALSE |  | Stack Damper | Non-Condensing | Two-Stage Modulating | Cast Iron |  |  |  |  | 1068000 | 857000 |  |  | 80.7 |  | 80.2 | [6 empty] | Federally-Regulated Commercial & Industrial Equipment | 2014-08-11
Easco Boiler Corp. | Easco | FST-500-S015 | Both Steam & Water | Combo (Natural Gas & Oil) | Power | FALSE | FALSE | 3 |  |  | No Match | No Match | No Match | No Match | Other | No Match |  | No Match |  | 20923000 |  | 4184600 |  | 83 | 80 |  |  | 22 |  | 81 |  |  | Federally-Regulated Commercial & Industrial Equipment | 1998-06-02
Ajax Boiler, Inc. | Ajax | HRF40 | Steam | Natural Gas | Power | FALSE | TRUE | 1 |  |  | Draft Hood | Stack Damper | Non-Condensing | Two-Stage Modulating | Other | None |  | No Match |  | 1750000 | 1400000 | 1400000 | 1120000 | 80 | 80 | 79.2 | [6 empty] | Federally-Regulated Commercial & Industrial Equipment | 2007-08-15
Weil-McLain | Weil-McLain | LGB-21 | Steam | Natural Gas | No Match | FALSE | FALSE | 3 |  |  | No Match | No Match | No Match | No Match | Cast Iron | No Match |  | No Match |  | 2600000 |  | 2600000 |  | 81 | 80 |  |  | 147 |  | 81 |  |  | Federally-Regulated Commercial & Industrial Equipment | 1996-02-29
Raypak | Raypak | H(3,4)-0182*R | Water | Natural Gas | Induced Draft | FALSE | FALSE | 1 |  |  |  | Electro-Mechanical Flue Damper | Non-Condensing | Single-Stage | Copper |  |  |  |  | 181000 | 148000 | [9 empty] | 82.6 | 80 | Federally-Regulated Consumer Product | 2015-03-30
Crown Boiler Co. | Burnham Corp. | RSA240 | Water | Oil | Power | FALSE | FALSE | 1 |  |  |  | None | Non-Condensing | Single-Stage | Other | Single-Speed | 0.04 | Standard |  | 336000 | 268000 |  |  | 84.2 | 83 | 79.3 | [6 empty] | Federally-Regulated Commercial & Industrial Equipment | 2010-03-16
Raypak | Raypak | H(3,4)-0402* | Water | Natural Gas | Induced Draft | FALSE | FALSE | 1 |  |  |  | None | Non-Condensing | Single-Stage | Copper |  |  |  |  | 399000 | 335000 |  |  |  |  | 84 | [6 empty] | Federally-Regulated Commercial & Industrial Equipment | 2015-04-16
English Boiler & Tube, Inc. | Bent Tube Balanced Flow | BTBF-1000-150 | Steam | Natural Gas | Power | FALSE | FALSE | 3 |  |  | No Match | No Match | No Match | No Match | Other | No Match |  | No Match |  | 42000000 |  | 10500000 |  | 80 | 80 |  |  | 3 |  | 80 |  |  | Federally-Regulated Commercial & Industrial Equipment | 1998-09-10
Parker Boiler Co. | Parker Boiler | T970R | Water | Natural Gas | No Match | FALSE | FALSE | 3 |  |  | No Match | No Match | No Match | No Match | Other | No Match |  | No Match |  | 970000 |  | 485000 |  | 85 | 80 |  |  | 4 |  | 82 |  |  | Federally-Regulated Commercial & Industrial Equipment | 1996-03-13
Lochinvar, LLC. | Lochinvar Corp. | FBN1001 | Water | Natural Gas | Power | FALSE | FALSE | 1 |  |  |  | None | Condensing | Step Modulating | Other |  |  |  |  | 1000000 | 962000 |  |  |  |  | 96.2 | [6 empty] | Federally-Regulated Commercial & Industrial Equipment | 2015-04-20
Hydrotherm, Division of Mestek, Inc. | Hydrotherm | HVX-140 | Water | LPG | Induced Draft | FALSE | FALSE | 1 | TRUE |  |  | None | Non-Condensing | Single-Stage | Cast Iron |  |  |  |  | 140000 | 116000 | [9 empty] | 93.3 | 80 | Federally-Regulated Consumer Product | 2015-09-30
Laars Heating Systems Co. | Laars | PH1430IP******** | Water | LPG | Induced Draft | FALSE | FALSE | 1 |  |  |  | None | Non-Condensing | Step Modulating | Copper | Single-Speed |  | Standard |  | 1430000 | 1158300 | 357500 |  | 81 | 80 | 78.6 | [6 empty] | Federally-Regulated Commercial & Industrial Equipment | 2007-11-01
RBI Water Heaters | RBI Water Heaters | MB500 | Water | Natural Gas | Induced Draft | TRUE | TRUE | 1 |  |  |  | None | Non-Condensing | Single-Stage | Copper |  |  |  |  | 500000 | 428000 |  |  | 85.6 | 80 | 85.6 | [6 empty] | Federally-Regulated Commercial & Industrial Equipment | 2007-12-12
Ajax Boiler, Inc. | Ajax | WGFD-2250 | Steam | Natural Gas | Power | FALSE | FALSE | 3 |  |  | No Match | No Match | No Match | No Match | Other | No Match |  | No Match |  | 2250000 |  | 1125000 |  | 82 | 80 |  |  |  |  | 80 |  |  | Non Federally-Regulated | 1992-10-27
McKenna Boiler Co. | McKenna Boiler Co. | 40 | Steam | Natural Gas | Power | FALSE | FALSE | 3 |  |  | No Match | No Match | No Match | No Match | Other | No Match |  | No Match |  | 1500000 |  | 1500000 |  | 82 | 80 |  |  |  |  | 82 |  |  | Federally-Regulated Commercial & Industrial Equipment | 2002-05-14
Lochinvar, LLC. | Lochinvar Corp. | PBL1501-M9 | Water | LPG | Power | FALSE | FALSE | 1 |  |  |  | None | Non-Condensing | Step Modulating | Copper |  |  |  |  | 1500000 | 1275000 |  |  |  |  | 85 | [6 empty] | Federally-Regulated Commercial & Industrial Equipment | 2015-04-20
Burnham Corp. | Burnham Corp. | RV6 | Water | LPG | Induced Draft | FALSE | FALSE | 1 |  |  |  | None | Non-Condensing | Single-Stage | Cast Iron | Single-Speed | 0.08 | Standard |  | 164000 | 143000 | [9 empty] | 87.2 | 80 | Federally-Regulated Consumer Product | 2007-11-14
Raypak | Raypak | (H,W)7-500(N,P)Z | Water | Natural Gas | Induced Draft | FALSE | TRUE | 1 |  |  | None | None | Condensing | Step Modulating | Other |  |  |  |  | 500000 | 470000 | 100000000 | 94000000 | 94.5 | 80 | 94 | [6 empty] | Federally-Regulated Commercial & Industrial Equipment | 2010-03-16
Burnham Corp. | New Yorker Boiler Co. | FR232 | Water | Oil | Power | FALSE | FALSE | 1 |  |  |  | None | Non-Condensing | Single-Stage | Other | Single-Speed | 0.04 | Standard |  | 280000 | 242000 | [9 empty] | 85.1 | 80 | Federally-Regulated Consumer Product | 2007-11-14
Crown Boiler Co. | Crown Boiler Co. | AWR245 | Water | Natural Gas | Injection Type | FALSE | FALSE | 1 |  | TRUE |  | Stack Damper | Non-Condensing | Single-Stage | Cast Iron | Single-Speed |  |  |  | 245000 | 205000 | [9 empty] | 83.2 | 80 | Federally-Regulated Consumer Product | 2013-04-19
PB Heat, LLC | Peerless | MIHII-05-SV | Water | Natural Gas | Injection Type | FALSE | FALSE | 1 | TRUE |  |  | Stack Damper | Non-Condensing | Single-Stage | Cast Iron |  |  |  |  | 130000 | 109000 | [9 empty] | 83.6 | 80 | Federally-Regulated Consumer Product | 2015-09-30
Smith Cast Iron Boilers | Peerless | TCII-07R-S-G | Steam | LPG | Power | FALSE | FALSE | 1 |  | FALSE |  | None | Non-Condensing | Single-Stage | Cast Iron |  |  |  |  | 1990000 | 1642000 |  |  |  |  | 82.5 | 79 | [5 empty] | Federally-Regulated Commercial & Industrial Equipment | 2015-09-30
Slant / Fin Corp. | Slant / Fin Corp. | GG-225HEDP | Water | Natural Gas | Injection Type | FALSE | FALSE | 1 |  |  |  | Stack Damper | Non-Condensing | Single-Stage | Cast Iron |  |  |  |  | 225000 | 186000 | [9 empty] | 82.5 | 80 | Federally-Regulated Consumer Product | 2007-11-14
U.S. Boiler Co. | U.S. Boiler Co. | MPO-IQ147 | Water | Oil | Power | FALSE | FALSE | 1 |  | TRUE |  | None | Non-Condensing | Single-Stage | Cast Iron |  |  |  |  | 147000 | 129000 | [9 empty] | 87 | 80 | Federally-Regulated Consumer Product | 2014-01-14
Laars Heating Systems Co. | Laars | HH3600EP******** | Water | LPG | Induced Draft | FALSE | TRUE | 1 |  |  |  | None | Non-Condensing | Step Modulating | Copper |  |  |  |  | 3645000 | 2953000 | 1093500 |  | 81 | 80 | [7 empty] | Federally-Regulated Commercial & Industrial Equipment | 2007-11-01
Smith Cast Iron Boilers | Smith Cast Iron Boilers | 28HE-S/W-17 | Both Steam & Water | Oil | Power | FALSE | FALSE | 1 |  |  |  | None | Non-Condensing | Single-Stage | Cast Iron |  |  |  |  | 5110000 | 4358000 |  |  | 86 | 83 | 85.8 | [6 empty] | Federally-Regulated Commercial & Industrial Equipment | 2007-12-12
Burnham Corp. | Burnham Corp. | PVG-5 | Water | LPG | Induced Draft | FALSE | FALSE | 1 |  |  |  | None | Non-Condensing | Single-Stage | Cast Iron | Single-Speed | 0.04 | Standard |  | 140000 | 120000 | [9 empty] | 85.3 | 80 | Federally-Regulated Consumer Product | 2007-11-14
Weil-McLain | Weil-McLain | 788 | Steam | Oil | Power | FALSE | FALSE | 3 |  |  | No Match | No Match | No Match | No Match | Cast Iron | No Match |  | No Match |  | 1988000 |  | 1988000 |  | 83.8 | 83 |  |  | 147 |  | 83.8 |  |  | Federally-Regulated Commercial & Industrial Equipment | 1996-02-29
Burnham Corp. | Crown Boiler Co. | 32-2280*N | Both Steam & Water | LPG | Induced Draft | FALSE | FALSE | 1 |  |  |  | None | Non-Condensing | Single-Stage | Cast Iron |  |  |  |  | 2280000 | 1824000 |  |  | 80.5 | 80 | 75.4 | [6 empty] | Federally-Regulated Commercial & Industrial Equipment | 2007-12-12
Slant / Fin Corp. | Slant / Fin Corp. | GXH-150EDPZ | Steam | LPG | Injection Type | FALSE | FALSE | 1 |  |  |  | Stack Damper | Non-Condensing | Single-Stage | Cast Iron |  |  |  |  | 147000 | 120000 | [9 empty] | 81.1 | 75 | Federally-Regulated Consumer Product | 2007-11-14
PB Heat, LLC | Smith Cast Iron Boilers | GSX-288-INT | Steam | Natural Gas | Injection Type | FALSE | FALSE | 1 |  | TRUE | Draft Diverter | Stack Damper | Non-Condensing | Single-Stage | Cast Iron |  |  |  |  | 287500 | 238000 | [9 empty] | 82 | 75 | Federally-Regulated Consumer Product | 2013-04-19
Smith Cast Iron Boilers | Smith Cast Iron Boilers | UHE-3000 | Water | LPG | Power | FALSE | FALSE | 1 |  |  |  | None | Condensing | Step Modulating | Cast Iron |  |  |  |  | 3000000 | 2781000 |  |  | 85.8 | 80 | 92.7 | [6 empty] | Federally-Regulated Commercial & Industrial Equipment | 2011-08-22
Raypak | Raypak | H40180* | Water | Natural Gas | No Match | FALSE | FALSE | 1 |  |  | No Match | No Match | No Match | No Match | Other | No Match |  | No Match |  | 180000 | [10 empty] | 83.2 | 80 | Federally-Regulated Consumer Product | 2001-11-01
Water Pik, Inc. | Laars | PH0500EN04*BA | Water | Natural Gas | No Match | FALSE | TRUE | 3 |  |  | No Match | No Match | No Match | No Match | Copper | No Match |  | No Match |  | 500000 |  | 125000 |  | 82 | 80 |  |  | 5 |  | 82 |  |  | Federally-Regulated Commercial & Industrial Equipment | 2001-05-16
Burnham Corp. | Burnham Corp. | K5012 | Both Steam & Water | LPG | Induced Draft | FALSE | FALSE | 1 |  |  |  | None | Non-Condensing | Single-Stage | Cast Iron |  |  |  |  | 804400 | 644000 |  |  | 80 | 80 | 77 | [6 empty] | Federally-Regulated Commercial & Industrial Equipment | 2010-03-16
Burnham Corp. | Burnham Corp. | K5014SP | Steam | LPG | Induced Draft | FALSE | FALSE | 1 |  | TRUE |  | None | Non-Condensing | Single-Stage | Cast Iron |  |  |  |  | 950600 | 732000 |  |  | 80 |  | 77 | [6 empty] | Federally-Regulated Commercial & Industrial Equipment | 2014-09-05
Raypak | Raypak | H7-0754* | Water | Natural Gas | Induced Draft | FALSE | FALSE | 1 |  |  |  | None | Non-Condensing | Step Modulating | Copper |  |  |  |  | 750000 | 630000 |  |  |  |  | 84 | [6 empty] | Federally-Regulated Commercial & Industrial Equipment | 2015-04-16
Weil-McLain | Weil-McLain | 2294 | Steam | Oil | Power | FALSE | FALSE | 3 |  |  | No Match | No Match | No Match | No Match | Cast Iron | No Match |  | No Match |  | 7420000 |  | 7420000 |  | 84 | 83 |  |  | 147 |  | 84 |  |  | Federally-Regulated Commercial & Industrial Equipment | 1996-02-29
Camus Hydronics | Camus Hydronics | DFNH-4501-MH | Water | Natural Gas | Power | FALSE | FALSE | 1 |  |  |  | None | Condensing | Step Modulating | Copper |  |  |  |  | 4500000 | 3924000 |  |  | 87.2 |  | 87.2 | [6 empty] | Federally-Regulated Commercial & Industrial Equipment | 2014-08-11
U.S. Boiler Co. | BURNHAM HYDRONICS | 306A | Water | Natural Gas | Injection Type | FALSE | FALSE | 1 | TRUE |  |  | Stack Damper | Non-Condensing | Single-Stage | Cast Iron | Multiple-Speed |  |  |  | 175000 | 146000 | [9 empty] | 84 | 80 | Federally-Regulated Consumer Product | 2015-09-30
Smith Cast Iron Boilers | Smith Cast Iron Boilers | 6500A-*-19 | Both Steam & Water | Oil | Power | FALSE | FALSE | 1 |  |  |  | None | Non-Condensing | Single-Stage | Cast Iron |  |  |  |  | 11200000 | 9906000 |  |  | 83.9 | 83 | 82.3 | [6 empty] | Federally-Regulated Commercial & Industrial Equipment | 2007-12-12
Ajax Boiler, Inc. | Ajax | WG-WGB-750-D | Steam | Natural Gas | No Match | FALSE | FALSE | 3 |  |  | No Match | No Match | No Match | No Match | Other | No Match |  | No Match |  | 750000 |  | 750000 |  | 80 | 80 |  |  |  |  | 80 |  |  | Federally-Regulated Commercial & Industrial Equipment | 1996-02-29
Ajax Boiler, Inc. | Ajax | WEG6000W | Water | Natural Gas | Power | FALSE | TRUE | 3 |  |  | No Match | No Match | No Match | No Match | Other | No Match |  | No Match |  | 5700000 |  | 2400000 |  | 85 | 80 |  |  |  |  | 80 |  |  | Federally-Regulated Commercial & Industrial Equipment | 1997-01-07
Water Pik, Inc. | Laars | JVH125PD(I/L) | Water | LPG | No Match | FALSE | FALSE | 1 |  |  | No Match | No Match | No Match | No Match | Copper | No Match |  | No Match |  | 125000 | [10 empty] | 82.7 | 80 | Federally-Regulated Consumer Product | 2001-11-21
Water Pik, Inc. | Laars | VW0715EN09*BA | Both Steam & Water | Natural Gas | No Match | FALSE | TRUE | 3 |  |  | No Match | No Match | No Match | No Match | Copper | No Match |  | No Match |  | 715000 |  | 178750 |  | 82 | 80 |  |  | 5 |  | 82 |  |  | Federally-Regulated Commercial & Industrial Equipment | 2001-11-21
Laars Heating Systems Co. | Triangle Tube | KS600 | Water | Natural Gas | Power | FALSE | FALSE | 1 |  | FALSE |  | None | Condensing | Step Modulating | Other |  |  |  |  | 600000 | 572000 |  |  | 96 |  | 95.3 | [6 empty] | Federally-Regulated Commercial & Industrial Equipment | 2014-08-11
Raypak | Raypak | H7-0700* | Water | LPG | Induced Draft | FALSE | TRUE | 1 |  |  | None | None | Condensing | Step Modulating | Other |  |  |  |  | 700000 | 658000 | 140000 |  | 94.5 | 80 | 94 |  | 12 |  |  |  |  | Federally-Regulated Commercial & Industrial Equipment | 2010-10-29
Burnham Corp. | Crown Boiler Co. | JSE310S | Steam | Natural Gas | Induced Draft | TRUE | FALSE | 1 |  |  |  | None | Non-Condensing | Single-Stage | Cast Iron |  |  |  |  | 310000 | 245000 |  |  | 80 | 80 | 77 | [6 empty] | Federally-Regulated Commercial & Industrial Equipment | 2007-12-12
Water Pik, Inc. | Laars | PW0600IP09*BA | Both Steam & Water | LPG | No Match | FALSE | FALSE | 3 |  |  | No Match | No Match | No Match | No Match | Copper | No Match |  | No Match |  | 600000 |  | 150000 |  | 82 | 80 |  |  | 5 |  | 82 |  |  | Federally-Regulated Commercial & Industrial Equipment | 2001-11-21
Cleaver-Brooks | Cleaver-Brooks | FLX-700-150HW | Water | Natural Gas | Power | FALSE | FALSE | 3 |  |  | No Match | No Match | No Match | No Match | Other | No Match |  | No Match |  | 1500000 |  | 1500000 |  | 80 | 80 |  |  | 25 |  | 80 |  |  | Federally-Regulated Commercial & Industrial Equipment | 2001-07-31
Ajax Boiler, Inc. | Ajax | WGB-6500-D | Steam | Natural Gas | No Match | FALSE | FALSE | 3 |  |  | No Match | No Match | No Match | No Match | Other | No Match |  | No Match |  | 6500000 |  | 6500000 |  | 80 | 80 |  |  |  |  | 80 |  |  | Federally-Regulated Commercial & Industrial Equipment | 1996-02-29
Burnham Corp. | Crown Boiler Co. | 24-08 | Both Steam & Water | Natural Gas | Power | FALSE | FALSE | 1 |  |  |  | None | Non-Condensing | Single-Stage | Cast Iron |  |  |  |  | 1358000 | 1089000 |  |  | 82.3 | 80 | 80.2 | [6 empty] | Federally-Regulated Commercial & Industrial Equipment | 2007-12-12
RBI Water Heaters | RBI Water Heaters | MB750 | Water | LPG | Power | FALSE | FALSE | 1 |  |  |  | None | Non-Condensing | Step Modulating | Copper |  |  |  |  | 750000 | 641000 |  |  | 85.4 | 80 | 85.4 | [6 empty] | Federally-Regulated Commercial & Industrial Equipment | 2010-07-21
Slant / Fin Corp. | SLANT/FIN | B-120A | Water | LPG | Power | FALSE | FALSE | 1 | TRUE |  |  | None | Condensing | Step Modulating | Other |  |  |  |  | 120000 | 108000 | [9 empty] | 90.5 | 80 | Federally-Regulated Consumer Product | 2015-09-30
Water Pik, Inc. | Laars | PH0600EN09CBA | Water | Natural Gas | No Match | FALSE | TRUE | 3 |  |  | No Match | No Match | No Match | No Match | Copper | No Match |  | No Match |  | 600000 |  | 600000 |  | 82 | 80 |  |  | 5 |  | 82 |  |  | Federally-Regulated Commercial & Industrial Equipment | 2001-05-16
Universal Boiler Works | Universal Boiler Works | BF100S1 | Steam | Combo (Natural Gas & Oil) | Power | FALSE | FALSE | 3 |  |  | No Match | No Match | No Match | No Match | Other | No Match |  | No Match |  | 4200000 |  | 1400000 |  | 83.5 | 80 |  |  | 10 |  | 82 |  |  | Federally-Regulated Commercial & Industrial Equipment | 2001-12-13
Viessmann Manufacturing | Viessmann Manufacturing | WB2 6-24C | Water | LPG | Power | FALSE | FALSE | 1 |  |  |  | None | Condensing | Step Modulating | Other |  |  |  |  | 81000 | 73000 | [9 empty] | 95.2 | 80 | Federally-Regulated Consumer Product | 2007-11-14
Camus Hydronics | Camus Hydronics | DFPH-5001-MH | Water | LPG | Power | FALSE | FALSE | 3 |  |  |  | None | Non-Condensing | Step Modulating | Copper |  |  |  |  | 5000000 | 4360000 |  |  | 87.2 |  | 87.2 | [6 empty] | Federally-Regulated Commercial & Industrial Equipment | 2014-08-11
RBI Water Heaters | RBI Water Heaters | DB2100 | Water | Natural Gas | Power | FALSE | FALSE | 1 |  |  |  | None | Non-Condensing | Step Modulating | Copper |  |  |  |  | 2100000 | 1724000 |  |  | 85 | 80 | 82.1 | [6 empty] | Federally-Regulated Commercial & Industrial Equipment | 2011-02-17
Parker Boiler Co. | Parker Boiler | GO-1296R | Water | Combo (Natural Gas & Oil) | Power | FALSE | FALSE | 3 |  |  | No Match | No Match | No Match | No Match | Other | No Match |  | No Match |  | 1296000 |  | 648000 |  | 84 | 80 |  |  | 4 |  | 82 |  |  | Federally-Regulated Commercial & Industrial Equipment | 1996-03-13
Burnham Corp. | Burnham Corp. | IN10 | Steam | Natural Gas | Induced Draft | TRUE | FALSE | 1 |  |  |  | None | Non-Condensing | Single-Stage | Cast Iron |  |  |  |  | 315000 | 260000 |  |  | 82.5 | 80 | 79.5 | [6 empty] | Federally-Regulated Commercial & Industrial Equipment | 2007-12-12
Ajax Boiler, Inc. | Ajax | WGX-WGXB-2500-D | Steam | Natural Gas | No Match | FALSE | FALSE | 3 |  |  | No Match | No Match | No Match | No Match | Other | No Match |  | No Match |  | 2500000 |  | 2500000 |  | 80 | 80 |  |  |  |  | 80 |  |  | Federally-Regulated Commercial & Industrial Equipment | 1996-02-29
Ajax Boiler, Inc. | Ajax | WRF3350 | Water | Natural Gas | Power | FALSE | TRUE | 1 |  |  | Draft Hood | Stack Damper | Non-Condensing | Two-Stage Modulating | Other | None |  | No Match |  | 3350000 | 2847500 | 2847500 | 2420375 | 85 | 80 | 84.2 | [6 empty] | Federally-Regulated Commercial & Industrial Equipment | 2007-08-15
Parker Boiler Co. | Parker Boiler Co. | G1008R | Water | Natural Gas | Power | FALSE | FALSE | 0 |  |  |  | None | Non-Condensing | Step Modulating | Other |  |  |  |  | 1008000 | 841000 |  |  | 84 |  | 83.4 | [6 empty] | Federally-Regulated Commercial & Industrial Equipment | 2014-08-11
Ajax Boiler, Inc. | Ajax | SGX-SGXB-3750-D | Steam | Natural Gas | No Match | FALSE | FALSE | 3 |  |  | No Match | No Match | No Match | No Match | Other | No Match |  | No Match |  | 3750000 |  | 3750000 |  | 80 | 80 |  |  |  |  | 80 |  |  | Federally-Regulated Commercial & Industrial Equipment | 1996-02-29
Water Pik, Inc. | Laars | HH3200EN18CC | Water | Natural Gas | No Match | FALSE | TRUE | 3 |  |  | No Match | No Match | No Match | No Match | Copper | No Match |  | No Match |  | 3150000 |  | 3150000 |  | 81 | 80 |  |  | 5 |  | 81 |  |  | Federally-Regulated Commercial & Industrial Equipment | 2001-05-16
Thermal Solutions | Thermal Solutions | EV(A,S)2500B**-*C* | Water | Natural Gas | Power | FALSE | FALSE | 3 |  |  |  | None | Non-Condensing | Step Modulating | Copper |  |  |  |  | 2500000 | 2170000 |  |  | 86.7 |  | 86.8 | [6 empty] | Federally-Regulated Commercial & Industrial Equipment | 2014-08-11
Raypak | Raypak | H7-4003* | Water | Natural Gas | Induced Draft | FALSE | TRUE | 1 |  | FALSE | None | None | Non-Condensing | Step Modulating | Copper |  |  |  |  | 4000000 | 3400000 | 560000 |  | 85.1 | 82 | [7 empty] | Federally-Regulated Commercial & Industrial Equipment | 2013-01-02
Ajax Boiler, Inc. | Ajax | SGX-SGXB-4750-D | Steam | Natural Gas | No Match | FALSE | FALSE | 3 |  |  | No Match | No Match | No Match | No Match | Other | No Match |  | No Match |  | 4750000 |  | 4750000 |  | 80 | 80 |  |  |  |  | 80 |  |  | Federally-Regulated Commercial & Industrial Equipment | 1996-02-29
Water Pik, Inc. | Laars | HH1670EN09*BA | Water | Natural Gas | No Match | FALSE | TRUE | 3 |  |  | No Match | No Match | No Match | No Match | Copper | No Match |  | No Match |  | 1670000 |  | 417500 |  | 82 | 80 |  |  | 5 |  | 82 |  |  | Federally-Regulated Commercial & Industrial Equipment | 2001-05-16
Ajax Boiler, Inc. | Ajax | DNG80W | Water | Natural Gas | No Match | FALSE | TRUE | 3 |  |  | No Match | No Match | No Match | No Match | Other | No Match |  | No Match |  | 3360000 |  | 3360000 |  | 80 | 80 |  |  |  |  | 80 |  |  | Federally-Regulated Commercial & Industrial Equipment | 1997-01-07
Weil-McLain | Weil-McLain | ULTRA 300-CT | Water | Natural Gas | Induced Draft | FALSE | FALSE | 1 |  | FALSE |  | None | Condensing | Step Modulating | Other | Single-Speed |  |  |  | 399000 | 364000 |  |  | 91.7 |  | 91.3 | [6 empty] | Federally-Regulated Commercial & Industrial Equipment | 2014-08-11
ECR International, Ltd. | ECR International, Ltd. | SSV-200 | Water | LPG | Power | FALSE | FALSE | 1 |  |  |  | None | Condensing | Step Modulating | Other |  |  |  |  | 200000 | 186000 | [9 empty] | 95 | 80 | Federally-Regulated Consumer Product | 2014-08-08
Crown Boiler Co. | CROWN BOILER | AWI 262E | Water | LPG | Induced Draft | FALSE | FALSE | 1 | TRUE |  |  | Stack Damper | Non-Condensing | Single-Stage | Cast Iron |  |  |  |  | 262000 | 212000 | [9 empty] | 80.9 | 80 | Federally-Regulated Consumer Product | 2015-09-30
Ajax Boiler, Inc. | Ajax | SGOXFD-900 | Steam | Natural Gas | Power | FALSE | FALSE | 3 |  |  | No Match | No Match | No Match | No Match | Other | No Match |  | No Match |  | 900000 |  | 450000 |  | 81 | 80 |  |  |  |  | 80 |  |  | Non Federally-Regulated | 1992-10-27
Lochinvar, LLC. | Lochinvar Corp. | KBL080 | Water | Natural Gas | Power | FALSE | FALSE | 1 |  |  |  | None | Condensing | Step Modulating | Other |  |  |  |  | 80000 | 72000 | [9 empty] | 95.3 | 80 | Federally-Regulated Consumer Product | 2008-04-14
Parker Boiler Co. | Parker Boiler | G-50R | Steam | Natural Gas | Power | FALSE | FALSE | 3 |  |  | No Match | No Match | No Match | No Match | Other | No Match |  | No Match |  | 2100000 |  | 1050000 |  | 83 | 80 |  |  | 4 |  | 82 |  |  | Federally-Regulated Commercial & Industrial Equipment | 1996-03-13
Ajax Boiler, Inc. | Ajax | SGXFD-800 | Steam | Natural Gas | Power | FALSE | FALSE | 3 |  |  | No Match | No Match | No Match | No Match | Other | No Match |  | No Match |  | 800000 |  | 400000 |  | 81 | 80 |  |  |  |  | 80 |  |  | Non Federally-Regulated | 1992-10-27
Parker Boiler Co. | Parker Boiler | T5700R | Water | Natural Gas | No Match | FALSE | FALSE | 3 |  |  | No Match | No Match | No Match | No Match | Other | No Match |  | No Match |  | 5700000 |  | 2850000 |  | 83 | 80 |  |  | 4 |  | 82 |  |  | Federally-Regulated Commercial & Industrial Equipment | 1996-03-13
Burnham Corp. | Crown Boiler Co. | 32-1235*N | Both Steam & Water | Natural Gas | Induced Draft | FALSE | FALSE | 1 |  |  |  | None | Non-Condensing | Single-Stage | Cast Iron |  |  |  |  | 1235000 | 988000 |  |  | 80.5 | 80 | 75.4 | [6 empty] | Federally-Regulated Commercial & Industrial Equipment | 2007-12-12
PB Heat, LLC | National HVAC Manufacturing Company, LLC | CGWA-76** | Water | Natural Gas | Injection Type | FALSE | FALSE | 1 |  |  |  | Stack Damper | Non-Condensing | Single-Stage | Cast Iron | Single-Speed |  |  |  | 70000 | 58000 | [9 empty] | 82.2 | 80 | Federally-Regulated Consumer Product | 2013-11-14
ECR International, Ltd. | ECR International, Ltd. | UBSSC-050 | Water | Natural Gas | Power | FALSE | FALSE | 1 |  | TRUE |  | None | Condensing | Step Modulating | Other | Single-Speed |  |  |  | 50000 | 46000 | [9 empty] | 95 | 80 | Federally-Regulated Consumer Product | 2013-04-19
Ajax Boiler, Inc. | Ajax | SRF300 | Steam | Natural Gas | Power | FALSE | TRUE | 1 |  |  | Draft Hood | Stack Damper | Non-Condensing | Two-Stage Modulating | Other | None |  | No Match |  | 12600000 | 10080000 | 10080000 | 8640000 | 80 | 80 | 79.2 | [6 empty] | Federally-Regulated Commercial & Industrial Equipment | 2007-08-15
Ajax Boiler, Inc. | Ajax | OSGX2500 | Steam | Natural Gas | No Match | FALSE | TRUE | 3 |  |  | No Match | No Match | No Match | No Match | Other | No Match |  | No Match |  | 2500000 |  | 2500000 |  | 80 | 80 |  |  |  |  | 80 |  |  | Federally-Regulated Commercial & Industrial Equipment | 1996-02-29
Utica Boilers | Dunkirk | D248-2700 | Both Steam & Water | Natural Gas | Injection Type | FALSE | FALSE | 1 |  |  |  | None | Non-Condensing | Single-Stage | Cast Iron |  |  |  |  | 2700000 | 2171000 |  |  | 80.4 | 80 | 77.5 | [6 empty] | Federally-Regulated Commercial & Industrial Equipment | 2011-02-17
Water Pik, Inc. | Laars | PW0715IP04*BA | Both Steam & Water | LPG | No Match | FALSE | FALSE | 3 |  |  | No Match | No Match | No Match | No Match | Copper | No Match |  | No Match |  | 715000 |  | 178750 |  | 82 | 80 |  |  | 5 |  | 82 |  |  | Federally-Regulated Commercial & Industrial Equipment | 2001-11-21
U.S. Boiler Co. | New Yorker Boiler Co. | PVCG40BN | Water | LPG | Induced Draft | FALSE | FALSE | 1 |  |  |  | None | Non-Condensing | Single-Stage | Cast Iron | Single-Speed |  |  |  | 105000 | 90000 | [9 empty] | 85.4 | 80 | Federally-Regulated Consumer Product | 2014-01-14
Lochinvar, LLC. | Lochinvar Corp. | CDN070 | Water | Natural Gas | Power | FALSE | FALSE | 1 |  | TRUE |  | None | Condensing | Step Modulating | Other |  |  |  |  | 70000 | 65000 | [9 empty] | 94 | 80 | Federally-Regulated Consumer Product | 2014-10-23
Smith Cast Iron Boilers | Smith Cast Iron Boilers | 4500A-*-15 | Both Steam & Water | Oil | Power | FALSE | FALSE | 1 |  |  |  | None | Non-Condensing | Single-Stage | Cast Iron |  |  |  |  | 6160000 | 5014000 |  |  | 83.7 | 83 | 81.5 | [6 empty] | Federally-Regulated Commercial & Industrial Equipment | 2008-05-08
Raypak | Raypak | H7-753 | Water | Natural Gas | Induced Draft | FALSE | TRUE | 1 |  |  | None | None | Non-Condensing | Single-Stage | Copper |  |  |  |  | 750000 | 653000 |  |  | 87 | 80 | 87 | [6 empty] | Federally-Regulated Commercial & Industrial Equipment | 2007-12-12
ECR International, Ltd. | Pennco, Inc. | KSC3100 | Steam | Oil | Pressure | FALSE | FALSE | 1 |  |  |  | None | Non-Condensing | Single-Stage | Cast Iron |  |  |  |  | 140000 | 116000 | [9 empty] | 81.5 | 80 | Federally-Regulated Consumer Product | 2010-03-16
Burnham Corp. | Burnham Corp. | 4FHL-107A-O | Steam | Oil | Power | FALSE | FALSE | 1 |  | FALSE |  | None | Non-Condensing | Single-Stage | Other |  |  |  |  | 895000 | 722000 |  |  |  |  | 83.8 | [6 empty] | Federally-Regulated Commercial & Industrial Equipment | 2015-04-20
Water Pik, Inc. | Laars | VW4000EN18AC | Both Steam & Water | Natural Gas | No Match | FALSE | TRUE | 3 |  |  | No Match | No Match | No Match | No Match | Copper | No Match |  | No Match |  | 4050000 |  | 4050000 |  | 81 | 80 |  |  | 5 |  | 81 |  |  | Federally-Regulated Commercial & Industrial Equipment | 2001-11-21
Laars Heating Systems Co. | Laars | PH0400CP01***** | Water | LPG | Induced Draft | TRUE | TRUE | 1 |  |  |  | None | Non-Condensing | Two-Stage Modulating | Copper | Single-Speed |  | Standard |  | 399000 | 323190 | 162500 |  | 81 | 80 | 78.6 | [6 empty] | Federally-Regulated Commercial & Industrial Equipment | 2007-11-01
Ajax Boiler, Inc. | Ajax | HFG13000W | Steam | Natural Gas | Power | FALSE | TRUE | 3 |  |  | No Match | No Match | No Match | No Match | Other | No Match |  | No Match |  | 13000000 |  | 5200000 |  | 80 | 80 |  |  |  |  | 80 |  |  | Federally-Regulated Commercial & Industrial Equipment | 1997-01-07
Water Pik, Inc. | Laars | PW1825EN09CBA | Both Steam & Water | Natural Gas | No Match | FALSE | TRUE | 3 |  |  | No Match | No Match | No Match | No Match | Copper | No Match |  | No Match |  | 1825000 |  | 1825000 |  | 82 | 80 |  |  | 5 |  | 82 |  |  | Federally-Regulated Commercial & Industrial Equipment | 2001-11-21
Laars Heating Systems Co. | Laars | HH1010IN******** | Water | Natural Gas | Induced Draft | FALSE | FALSE | 1 |  |  |  | None | Non-Condensing | Step Modulating | Copper |  |  |  |  | 1010000 | 818100 | 252500 |  | 81 | 80 | 78.6 | [6 empty] | Federally-Regulated Commercial & Industrial Equipment | 2007-11-01
Advanced Thermal Hydronics | Advanced Thermal Hydronics | VGX-288-INT | Steam | LPG | Injection Type | FALSE | FALSE | 1 |  |  |  | Stack Damper | Non-Condensing | Single-Stage | Cast Iron |  |  |  |  | 287500 | 238000 | [9 empty] | 82 | 75 | Federally-Regulated Consumer Product | 2014-03-28
Burnham Corp. | Burnham Corp. | 4FHL-345A-O | Steam | Oil | Power | FALSE | FALSE | 3 |  | FALSE |  | None | Non-Condensing | Two-Stage Modulating | Other |  |  |  |  | 2888000 | 2373000 |  |  | 88.1 |  | 85.2 | [6 empty] | Federally-Regulated Commercial & Industrial Equipment | 2014-08-11
U.S. Boiler Co. | U.S. Boiler Co. | 308 | Water | LPG | Injection Type | FALSE | FALSE | 1 |  | TRUE |  | Stack Damper | Non-Condensing | Single-Stage | Cast Iron | Single-Speed |  |  |  | 245000 | 205000 | [9 empty] | 84 | 80 | Federally-Regulated Consumer Product | 2013-04-19
Heat Cell Technologies, Inc. / ECO Heating Systems | Hamilton Engineering - EVO Duo | HWHN00199ASME | Water | Natural Gas | Power | FALSE | TRUE | 1 |  |  | None | None | Condensing | Two-Stage Modulating | Other | No Match |  | No Match |  | 199000 | 189999 | 40000 | 38000 | [7 empty] | 93 | 80 | Federally-Regulated Consumer Product | 2006-03-29
Crown Boiler Co. | Crown Boiler Co. | AWR140 | Water | LPG | Injection Type | FALSE | FALSE | 1 |  | TRUE |  | Stack Damper | Non-Condensing | Single-Stage | Cast Iron | Single-Speed |  |  |  | 140000 | 117000 | [9 empty] | 83 | 80 | Federally-Regulated Consumer Product | 2013-04-19
Cleaver-Brooks | Cleaver-Brooks | M4*-700-2500-***** | Steam | Natural Gas | Power | FALSE | FALSE | 3 |  |  | No Match | No Match | No Match | No Match | Other | No Match |  | No Match |  | 2500000 |  | 2500000 |  | 80 | 80 |  |  | 25 |  | 80 |  |  | Federally-Regulated Commercial & Industrial Equipment | 1996-03-06
Universal Boiler Works | Universal Boiler Works | BF450S1 | Steam | Combo (Natural Gas & Oil) | Power | FALSE | FALSE | 3 |  |  | No Match | No Match | No Match | No Match | Other | No Match |  | No Match |  | 18900000 |  | 4725000 |  | 83.5 | 80 |  |  | 10 |  | 82 |  |  | Federally-Regulated Commercial & Industrial Equipment | 2001-12-13
Dunkirk | Caribe | BWMAAN000299 | Water | LPG | Pressure | FALSE | FALSE | 1 |  | TRUE |  | None | Condensing | Step Modulating | Other | Single-Speed |  |  |  | 299000 | 273000 | [9 empty] | 95 | 80 | Federally-Regulated Consumer Product | 2014-08-08
English Boiler & Tube, Inc. | Bent Tube Balanced Flow | BTBF-800-160 | Water | Natural Gas | Power | FALSE | FALSE | 3 |  |  | No Match | No Match | No Match | No Match | Other | No Match |  | No Match |  | 34500000 |  | 8625000 |  | 80 | 80 |  |  | 3 |  | 80 |  |  | Federally-Regulated Commercial & Industrial Equipment | 1998-09-10
Lochinvar, LLC. | Lochinvar Corp. | WBL105 | Water | Natural Gas | Power | FALSE | FALSE | 1 |  |  | None | None | Condensing | Step Modulating | Other |  |  |  |  | 105000 | 94000 | [9 empty] | 95.4 | 80 | Federally-Regulated Consumer Product | 2008-04-14
Slant / Fin Corp. | Slant / Fin Corp. | LDZO-1300-3-7 | Steam | Oil | Power | FALSE | FALSE | 1 |  |  |  | None | Non-Condensing | Single-Stage | Cast Iron |  |  |  |  | 1260000 | 1026000 |  |  | 85.5 | 83 | 81.5 | [6 empty] | Federally-Regulated Commercial & Industrial Equipment | 2007-12-12
Water Pik, Inc. | Laars | PH1010EN09CBA | Water | Natural Gas | No Match | FALSE | TRUE | 3 |  |  | No Match | No Match | No Match | No Match | Copper | No Match |  | No Match |  | 1010000 |  | 1010000 |  | 82 | 80 |  |  | 5 |  | 82 |  |  | Federally-Regulated Commercial & Industrial Equipment | 2001-05-16
Raypak | Raypak | H30260 | Water | Natural Gas | No Match | FALSE | FALSE | 1 |  |  | No Match | No Match | No Match | No Match | Other | No Match |  | No Match |  | 264000 | [10 empty] | 82.7 | 80 | Federally-Regulated Consumer Product | 2001-11-01
Crown Boiler Co. | Crown Boiler Co. | TWZ125 | Water | Oil | Power | FALSE | FALSE | 1 |  | TRUE |  | None | Non-Condensing | Single-Stage | Cast Iron | Single-Speed | 0.04 | Standard |  | 175000 | 152000 | [9 empty] | 85.1 | 80 | Federally-Regulated Consumer Product | 2013-04-19
Burnham Corp. | Burnham Corp. | SP3 | Water | Natural Gas | Induced Draft | FALSE | FALSE | 1 |  |  |  | None | Non-Condensing | Single-Stage | Cast Iron | Single-Speed | 0.04 | Standard |  | 62000 | 52000 | [9 empty] | 84 | 80 | Federally-Regulated Consumer Product | 2007-11-14
Ajax Boiler, Inc. | Ajax | WEC800W | Water | Combo (Natural Gas & Oil) | Power | FALSE | TRUE | 3 |  |  | No Match | No Match | No Match | No Match | Other | No Match |  | No Match |  | 760000 |  | 500000 |  | 85 | 80 |  |  |  |  | 80 |  |  | Federally-Regulated Commercial & Industrial Equipment | 1997-01-07
PB Heat, LLC | National HVAC Manufacturing Company, LLC | CGWA-260** | Water | Natural Gas | Injection Type | FALSE | FALSE | 1 |  |  |  | Stack Damper | Non-Condensing | Single-Stage | Cast Iron | Single-Speed |  |  |  | 260000 | 211000 | [9 empty] | 82 | 80 | Federally-Regulated Consumer Product | 2013-11-14
Ajax Boiler, Inc. | Ajax | WFG2250W | Water | Natural Gas | Power | FALSE | TRUE | 3 |  |  | No Match | No Match | No Match | No Match | Other | No Match |  | No Match |  | 2250000 |  | 1000000 |  | 80 | 80 |  |  |  |  | 80 |  |  | Federally-Regulated Commercial & Industrial Equipment | 1997-01-07
A O Smith Water Products | A O Smith Water Products | VB 1,500 | Water | LPG | Induced Draft | FALSE | FALSE | 1 |  |  | None | None | Non-Condensing | Step Modulating | Copper |  |  |  |  | 1500000 | 1260000 | 375000 | 330000 | 84 | 80 | 82 | [6 empty] | Federally-Regulated Commercial & Industrial Equipment | 2011-08-02
PVI Industries | PVI | 342 EWB 150A-E | Water | Electricity | No Match | TRUE | FALSE | 3 |  |  | No Match | No Match | No Match | No Match | Other | No Match |  | No Match |  | 1167000 |  | 1167000 |  | 99.9 | [5 empty] | 99.9 |  |  | Non Federally-Regulated | 1992-09-28
Universal Boiler Works | Universal Boiler Works | BF800S4 | Steam | Combo (Natural Gas & Oil) | Power | FALSE | FALSE | 3 |  |  | No Match | No Match | No Match | No Match | Other | No Match |  | No Match |  | 33600000 |  | 4200000 |  | 83.5 | 80 |  |  | 10 |  | 82 |  |  | Federally-Regulated Commercial & Industrial Equipment | 2001-12-13
Burnham Corp. | Burnham Corp. | V1117 | Both Steam & Water | Natural Gas | Power | FALSE | FALSE | 1 |  |  |  | None | Non-Condensing | Single-Stage | Cast Iron |  |  |  |  | 4186000 | 3353000 |  |  | 81.7 | 80 | 80.1 | [6 empty] | Federally-Regulated Commercial & Industrial Equipment | 2010-03-16
Water Pik, Inc. | Laars | PW0500EP04*BA | Both Steam & Water | LPG | No Match | FALSE | TRUE | 3 |  |  | No Match | No Match | No Match | No Match | Copper | No Match |  | No Match |  | 500000 |  | 125000 |  | 82 | 80 |  |  | 5 |  | 82 |  |  | Federally-Regulated Commercial & Industrial Equipment | 2001-11-21
Water Pik, Inc. | Laars | HH3500IN18A* | Water | Natural Gas | No Match | FALSE | FALSE | 3 |  |  | No Match | No Match | No Match | No Match | Copper | No Match |  | No Match |  | 3500000 |  | 3500000 |  | 82 | 80 |  |  | 5 |  | 82 |  |  | Federally-Regulated Commercial & Industrial Equipment | 2001-05-16
Ajax Boiler, Inc. | Ajax | WNG3750W | Water | Natural Gas | No Match | FALSE | TRUE | 3 |  |  | No Match | No Match | No Match | No Match | Other | No Match |  | No Match |  | 3750000 |  | 1875000 |  | 80 | 80 |  |  |  |  | 80 |  |  | Federally-Regulated Commercial & Industrial Equipment | 1997-01-07
Bryan Steam Corp. | Bryan | K-350-W-LP | Water | LPG | No Match | TRUE | FALSE | 3 |  |  | No Match | No Match | No Match | No Match | Other | No Match |  | No Match |  | 3500000 |  | 3500000 |  | 80 | 80 |  |  |  |  | 80 |  |  | Federally-Regulated Commercial & Industrial Equipment | 1996-03-01
Water Pik, Inc. | Laars | HH0500IN09CBA | Water | Natural Gas | No Match | FALSE | FALSE | 3 |  |  | No Match | No Match | No Match | No Match | Copper | No Match |  | No Match |  | 500000 |  | 500000 |  | 82 | 80 |  |  | 5 |  | 82 |  |  | Federally-Regulated Commercial & Industrial Equipment | 2001-05-16
PB Heat, LLC | PB Heat, LLC | LCE-23-S-O | Steam | Oil | Power | FALSE | FALSE | 3 |  | FALSE |  | None | Non-Condensing | Single-Stage | Cast Iron |  |  |  |  | 4340000 | 3604000 |  |  | 83.7 |  | 83.5 | [6 empty] | Federally-Regulated Commercial & Industrial Equipment | 2014-09-05
Burnham Corp. | Burnham Corp. | V1122H-WN | Water | Natural Gas | Power | FALSE | FALSE | 3 |  |  |  | None | Non-Condensing | Two-Stage Modulating | Cast Iron |  |  |  |  | 5485000 | 4524000 |  |  | 82.6 |  | 82.5 | [6 empty] | Federally-Regulated Commercial & Industrial Equipment | 2014-08-11
Burnham Corp. | Crown Boiler Co. | 24-10 | Both Steam & Water | Oil | Power | FALSE | FALSE | 1 |  |  |  | None | Non-Condensing | Single-Stage | Cast Iron |  |  |  |  | 1820000 | 1505000 |  |  | 84.8 | 83 | 82.7 | [6 empty] | Federally-Regulated Commercial & Industrial Equipment | 2007-12-12
Dunkirk | Lennox | GWM-200IE | Water | LPG | Pressure | FALSE | FALSE | 1 |  | TRUE |  | None | Condensing | Step Modulating | Other | Single-Speed |  |  |  | 200000 | 185000 | [9 empty] | 95 | 80 | Federally-Regulated Consumer Product | 2014-08-08
PB Heat, LLC | PB Heat, LLC | MI-07-SPRK | Water | Natural Gas | Injection Type | FALSE | FALSE | 1 |  | TRUE |  | Stack Damper | Non-Condensing | Single-Stage | Cast Iron | Single-Speed |  |  |  | 195000 | 160000 | [9 empty] | 82 | 80 | Federally-Regulated Consumer Product | 2013-04-19
Ajax Boiler, Inc. | Ajax | DRPG175 | Water | Natural Gas | Power | FALSE | TRUE | 1 |  |  | Draft Hood | Stack Damper | Non-Condensing | Two-Stage Modulating | Other | None |  | No Match |  | 7000000 | 5600000 | 5600000 | 4480000 | 80 | 80 | 79.2 | [6 empty] | Federally-Regulated Commercial & Industrial Equipment | 2007-08-15
Weil-McLain | Weil-McLain | LGB-9 | Steam | Natural Gas | No Match | FALSE | FALSE | 3 |  |  | No Match | No Match | No Match | No Match | Cast Iron | No Match |  | No Match |  | 1040000 |  | 1040000 |  | 81 | 80 |  |  | 147 |  | 81 |  |  | Federally-Regulated Commercial & Industrial Equipment | 1996-02-29
Smith Cast Iron Boilers | Embassy Industries | OX-160C | Water | Natural Gas | Power | FALSE | FALSE | 1 |  | TRUE |  | None | Condensing | Step Modulating | Other | Multiple-Speed |  |  |  | 160000 | 142000 | [9 empty] | 91.1 | 80 | Federally-Regulated Consumer Product | 2013-11-14
Water Pik, Inc. | Laars | PH0850IP09CBA | Water | LPG | No Match | FALSE | FALSE | 3 |  |  | No Match | No Match | No Match | No Match | Copper | No Match |  | No Match |  | 850000 |  | 850000 |  | 82 | 80 |  |  | 5 |  | 82 |  |  | Federally-Regulated Commercial & Industrial Equipment | 2001-05-30
Water Pik, Inc. | Laars | PH0500IN21*N* | Water | Natural Gas | No Match | FALSE | FALSE | 3 |  |  | No Match | No Match | No Match | No Match | Copper | No Match |  | No Match |  | 500000 |  | 125000 |  | 82 | 80 |  |  | 5 |  | 82 |  |  | Federally-Regulated Commercial & Industrial Equipment | 2001-11-21
Ajax Boiler, Inc. | Ajax | HFG14500W | Steam | Natural Gas | Power | FALSE | TRUE | 3 |  |  | No Match | No Match | No Match | No Match | Other | No Match |  | No Match |  | 14500000 |  | 5800000 |  | 80 | 80 |  |  |  |  | 80 |  |  | Federally-Regulated Commercial & Industrial Equipment | 1997-01-07
Camus Hydronics | Camus Hydronics | DFNH-5014-MS | Water | Natural Gas | Power | FALSE | FALSE | 3 |  |  |  | None | Condensing | Step Modulating | Other |  |  |  |  | 5000000 | 4360000 |  |  | 87.2 |  | 87.2 | [6 empty] | Federally-Regulated Commercial & Industrial Equipment | 2014-08-11
Ajax Boiler, Inc. | Ajax | OWG750 | Steam | Natural Gas | No Match | FALSE | TRUE | 3 |  |  | No Match | No Match | No Match | No Match | Other | No Match |  | No Match |  | 750000 |  | 750000 |  | 80 | 80 |  |  |  |  | 80 |  |  | Federally-Regulated Commercial & Industrial Equipment | 1996-02-29
Bosch Thermotechnology Corp. | Buderus | GC124/3 II | Water | Natural Gas | Induced Draft | FALSE | FALSE | 1 |  |  | Barometric Regulator | Electro-Mechanical Flue Damper | Non-Condensing | Single-Stage | Cast Iron | Single-Speed |  |  |  | 74000 | 62000 | [9 empty] | 85 | 80 | Federally-Regulated Consumer Product | 2011-10-19
Ajax Boiler, Inc. | Ajax | DRLG125 | Water | Natural Gas | Power | FALSE | TRUE | 1 |  |  | Draft Hood | Stack Damper | Non-Condensing | Two-Stage Modulating | Other | None |  | No Match |  | 5000000 | 4000000 | 4000000 | 3200000 | 80 | 80 | 79.2 | [6 empty] | Federally-Regulated Commercial & Industrial Equipment | 2007-08-15
Slant / Fin Corp. | Slant / Fin Corp. | SX-210ED | Water | LPG | Injection Type | FALSE | FALSE | 1 |  |  |  | Stack Damper | Non-Condensing | Single-Stage | Cast Iron |  |  |  |  | 210000 | 175000 | [9 empty] | 83.1 | 80 | Federally-Regulated Consumer Product | 2007-11-14
Raypak | Raypak | H10133 | Water | Natural Gas | No Match | FALSE | FALSE | 1 |  |  | No Match | No Match | No Match | No Match | Other | No Match |  | No Match |  | 136000 | [10 empty] | 82.7 | 80 | Federally-Regulated Consumer Product | 2001-11-01
Dunkirk | Lennox | GWB9100IH | Water | Combo (Natural Gas & Oil) | No Match | FALSE | FALSE | 1 |  |  | No Match | No Match | No Match | No Match | Other | No Match |  | No Match |  | 100000 | [10 empty] | 90 | 80 | Federally-Regulated Consumer Product | 2001-11-01
Ajax Boiler, Inc. | Ajax | WGX-WGXB-1500-D | Steam | Natural Gas | No Match | FALSE | FALSE | 3 |  |  | No Match | No Match | No Match | No Match | Other | No Match |  | No Match |  | 1500000 |  | 1500000 |  | 80 | 80 |  |  |  |  | 80 |  |  | Federally-Regulated Commercial & Industrial Equipment | 1996-02-29
Bryan Steam Corp. | Bryan | K-250-S-***-G | Steam | Natural Gas | No Match | TRUE | FALSE | 3 |  |  | No Match | No Match | No Match | No Match | Other | No Match |  | No Match |  | 2500000 |  | 2500000 |  | 80 | 80 |  |  |  |  | 80 |  |  | Federally-Regulated Commercial & Industrial Equipment | 1996-03-01
Hydrotherm, Division of Mestek, Inc. | Hydrotherm | HWX-175-SV | Water | Natural Gas | Injection Type | FALSE | FALSE | 1 | TRUE |  |  | Stack Damper | Non-Condensing | Single-Stage | Cast Iron |  |  |  |  | 175000 | 143000 | [9 empty] | 93.3 | 80 | Federally-Regulated Consumer Product | 2015-09-30
Aerco International | Aerco International | MLX EXT 1530 | Water | Natural Gas | Luminous | FALSE | FALSE | 1 |  |  |  | None | Condensing | Step Modulating | Other |  |  |  |  | 1530000 | 1408000 |  |  |  |  | 92 | [6 empty] | Federally-Regulated Commercial & Industrial Equipment | 2015-04-14
Bryan Steam Corp. | Bryan | CL-270-S-***-G | Steam | Natural Gas | No Match | TRUE | FALSE | 3 |  |  | No Match | No Match | No Match | No Match | Other | No Match |  | No Match |  | 2700000 |  | 2700000 |  | 80 | 80 |  |  |  |  | 80 |  |  | Federally-Regulated Commercial & Industrial Equipment | 1996-02-29
Dunkirk | Dunkirk | DPFG-3-126 | Water | Combo (Natural Gas & Oil) | Power | FALSE | FALSE | 1 |  |  | No Match | No Match | No Match | No Match | Cast Iron | No Match |  | No Match |  | 126000 | [10 empty] | 81.6 | 80 | Federally-Regulated Consumer Product | 2001-11-01
Raypak | Raypak | H(1,2,5)-1571* | Water | Natural Gas | Injection Type | FALSE | TRUE | 1 |  |  |  | None | Non-Condensing | Step Modulating | Copper |  |  |  |  | 1570000 | 1287000 |  |  |  |  | 82 | [6 empty] | Federally-Regulated Commercial & Industrial Equipment | 2015-04-16
RBI Water Heaters | RBI Water Heaters | DB400 | Water | LPG | Induced Draft | TRUE | FALSE | 1 |  |  |  | None | Non-Condensing | Single-Stage | Copper |  |  |  |  | 399000 | 335000 |  |  | 84 | 80 | 80.8 | [6 empty] | Federally-Regulated Commercial & Industrial Equipment | 2007-12-12
Smith Cast Iron Boilers | Peerless | CC-11-S-O | Steam | Oil | Power | FALSE | FALSE | 1 |  | FALSE |  | None | Non-Condensing | Single-Stage | Cast Iron |  |  |  |  | 1904000 | 1587000 |  |  |  |  | 83.4 | 81 | [5 empty] | Federally-Regulated Commercial & Industrial Equipment | 2015-09-30
Easco Boiler Corp. | Easco | SM4-700-S015 | Both Steam & Water | Combo (Natural Gas & Oil) | Power | FALSE | FALSE | 3 |  |  | No Match | No Match | No Match | No Match | Other | No Match |  | No Match |  | 29291000 |  | 5858200 |  | 83 | 80 |  |  | 22 |  | 81 |  |  | Federally-Regulated Commercial & Industrial Equipment | 1998-06-02
Ajax Boiler, Inc. | Ajax | WNG450W | Water | Natural Gas | No Match | FALSE | TRUE | 3 |  |  | No Match | No Match | No Match | No Match | Other | No Match |  | No Match |  | 450000 |  | 225000 |  | 80 | 80 |  |  |  |  | 80 |  |  | Federally-Regulated Commercial & Industrial Equipment | 1997-01-07
Burnham Corp. | Burnham Corp. | MPC-4 | Water | Oil | Power | FALSE | FALSE | 1 |  |  |  | None | Non-Condensing | Single-Stage | Cast Iron |  |  |  |  | 500000 | 424000 |  |  | 89 | 83 | 87.3 | [6 empty] | Federally-Regulated Commercial & Industrial Equipment | 2010-03-16
Parker Boiler Co. | Parker Boiler | GO-22R | Steam | Combo (Natural Gas & Oil) | Power | FALSE | FALSE | 3 |  |  | No Match | No Match | No Match | No Match | Other | No Match |  | No Match |  | 946000 |  | 473000 |  | 83 | 80 |  |  | 4 |  | 82 |  |  | Federally-Regulated Commercial & Industrial Equipment | 1996-03-13
Aerco International | Aerco International | BMK 6000 | Water | Natural Gas | Luminous | FALSE | FALSE | 3 |  |  |  | None | Condensing | Step Modulating | Other |  |  |  |  | 6000000 | 5670000 |  |  | 95 |  | 94.5 | [6 empty] | Federally-Regulated Commercial & Industrial Equipment | 2014-09-05
PB Heat, LLC | Peerless | MI-07-SV | Water | LPG | Injection Type | FALSE | FALSE | 1 | TRUE |  |  | Stack Damper | Non-Condensing | Single-Stage | Cast Iron | Single-Speed |  |  |  | 195000 | 160000 | [9 empty] | 82 | 80 | Federally-Regulated Consumer Product | 2015-09-30
Laars Heating Systems Co. | Laars Heating Systems Co. | PNCH2000 | Water | Natural Gas | Power | FALSE | FALSE | 1 |  |  |  | None | Non-Condensing | Step Modulating | Copper |  |  |  |  | 1999000 | 1701000 |  |  |  |  | 85.2 | [6 empty] | Federally-Regulated Commercial & Industrial Equipment | 2015-04-20
Ajax Boiler, Inc. | Ajax | WGFD-5000 | Steam | Natural Gas | Power | FALSE | FALSE | 3 |  |  | No Match | No Match | No Match | No Match | Other | No Match |  | No Match |  | 5000000 |  | 2500000 |  | 82 | 80 |  |  |  |  | 80 |  |  | Non Federally-Regulated | 1992-10-27
Water Pik, Inc. | Laars | PH0500IN09C1A | Water | Natural Gas | No Match | FALSE | FALSE | 3 |  |  | No Match | No Match | No Match | No Match | Copper | No Match |  | No Match |  | 500000 |  | 500000 |  | 81 | 80 |  |  | 5 |  | 81 |  |  | Federally-Regulated Commercial & Industrial Equipment | 2001-05-16
Crown Boiler Co. | Crown Boiler Co. | BWF095 | Water | LPG | Induced Draft | FALSE | FALSE | 1 |  | TRUE |  | None | Non-Condensing | Single-Stage | Cast Iron | Single-Speed |  |  |  | 95000 | 78000 | [9 empty] | 83.1 | 80 | Federally-Regulated Consumer Product | 2013-04-19
U.S. Boiler Co. | BURNHAM HYDRONICS | LC5 | Water | Oil | Power | FALSE | FALSE | 1 | TRUE |  |  | None | Non-Condensing | Single-Stage | Cast Iron |  |  |  |  | 231000 | 189000 | [9 empty] | 93.3 | 84 | Federally-Regulated Consumer Product | 2015-09-30
Raypak | Raypak | H-1287A | Water | Natural Gas | Injection Type | FALSE | FALSE | 1 |  |  | None | None | Non-Condensing | Single-Stage | Copper |  |  |  |  | 1287000 | 1056000 |  |  | 82 | 80 | 82 | [6 empty] | Federally-Regulated Commercial & Industrial Equipment | 2007-12-12
Crown Boiler Co. | Crown | C247-1100-S | Steam | Natural Gas | No Match | FALSE | FALSE | 3 |  |  | No Match | No Match | No Match | No Match | Cast Iron | No Match |  | No Match |  | 1100000 |  | 1100000 |  | 80 | 80 |  |  |  |  | 80 |  |  | Federally-Regulated Commercial & Industrial Equipment | 1996-03-06
Laars Heating Systems Co. | Laars | MGH3000****** | Water | Natural Gas | Power | FALSE | TRUE | 3 |  | FALSE | None | None | Condensing | Step Modulating | Other |  |  |  |  | 3000000 | 2814000 |  |  | 93.8 |  | 95 | [6 empty] | Federally-Regulated Commercial & Industrial Equipment | 2014-05-07
Slant / Fin Corp. | Slant / Fin Corp. | LDWO-1700-4-7 | Water | Oil | Power | FALSE | FALSE | 1 |  |  |  | None | Non-Condensing | Single-Stage | Cast Iron |  |  |  |  | 1680000 | 1368000 |  |  | 85.5 | 83 | 81.5 | [6 empty] | Federally-Regulated Commercial & Industrial Equipment | 2007-12-12
PB Heat, LLC | Hydrotherm | HVX-140 | Water | Natural Gas | Injection Type | FALSE | FALSE | 1 | TRUE | TRUE |  | None | Non-Condensing | Single-Stage | Cast Iron | Single-Speed |  |  |  | 140000 | 116000 | [9 empty] | 82 | 82 | Federally-Regulated Consumer Product | 2015-06-01
Water Pik, Inc. | Laars | HH1200EN09CBA | Water | Natural Gas | No Match | FALSE | TRUE | 3 |  |  | No Match | No Match | No Match | No Match | Copper | No Match |  | No Match |  | 1200000 |  | 1200000 |  | 82 | 80 |  |  | 5 |  | 82 |  |  | Federally-Regulated Commercial & Industrial Equipment | 2001-05-16
Water Pik, Inc. | Laars | VW1200IN09C1A | Both Steam & Water | Natural Gas | No Match | FALSE | FALSE | 3 |  |  | No Match | No Match | No Match | No Match | Copper | No Match |  | No Match |  | 1200000 |  | 1200000 |  | 81 | 80 |  |  | 5 |  | 81 |  |  | Federally-Regulated Commercial & Industrial Equipment | 2001-11-21
Thermo-Dynamics Boiler Co. | Columbia Boiler / Pottstown | MCB-125ID | Water | Natural Gas | No Match | FALSE | FALSE | 1 |  |  | No Match | No Match | No Match | No Match | Cast Iron | No Match |  | No Match |  | 125000 | [10 empty] | 82 | 80 | Federally-Regulated Consumer Product | 2000-06-07
U.S. Boiler Co. | U.S. Boiler Co. | FORCE08 | Water | Natural Gas | Injection Type | FALSE | FALSE | 1 |  |  |  | Stack Damper | Non-Condensing | Single-Stage | Cast Iron | Single-Speed |  |  |  | 232000 | 191000 | [9 empty] | 82 | 80 | Federally-Regulated Consumer Product | 2014-10-23
Weil-McLain | Weil-McLain | 1688 | Steam | Oil | Power | FALSE | FALSE | 3 |  |  | No Match | No Match | No Match | No Match | Cast Iron | No Match |  | No Match |  | 4970000 |  | 4970000 |  | 83.5 | 83 |  |  | 147 |  | 83.5 |  |  | Federally-Regulated Commercial & Industrial Equipment | 1996-02-29
Lochinvar, LLC. | Lochinvar Corp. | CBN1257 | Water | Natural Gas | Power | FALSE | TRUE | 1 |  |  |  | None | Non-Condensing | Two-Stage Modulating | Copper |  |  |  |  | 1255000 | 1017000 |  |  |  |  | 81 | [6 empty] | Federally-Regulated Commercial & Industrial Equipment | 2015-04-20
PB Heat, LLC | Peerless | WV-DV-04-130 | Water | Oil | Power | FALSE | FALSE | 1 | TRUE |  |  | None | Non-Condensing | Single-Stage | Cast Iron |  |  |  |  | 182000 | 158000 | [9 empty] | 86 | 84 | Federally-Regulated Consumer Product | 2015-09-30
Ajax Boiler, Inc. | Ajax | WFG4500W | Water | Natural Gas | Power | FALSE | TRUE | 3 |  |  | No Match | No Match | No Match | No Match | Other | No Match |  | No Match |  | 4500000 |  | 1800000 |  | 80 | 80 |  |  |  |  | 80 |  |  | Federally-Regulated Commercial & Industrial Equipment | 1997-01-07
New York Thermal, Inc. | New York Thermal, Inc. | TX101 | Water | Natural Gas | Power | FALSE | FALSE | 1 |  | TRUE |  | None | Condensing | Step Modulating | Other |  |  |  |  | 101000 | 92000 | [9 empty] | 94 | 80 | Federally-Regulated Consumer Product | 2014-10-23
Parker Boiler Co. | Parker Boiler | O-3120R | Water | Oil | Power | FALSE | FALSE | 3 |  |  | No Match | No Match | No Match | No Match | Other | No Match |  | No Match |  | 3120000 |  | 1560000 |  | 84 | 83 |  |  | 4 |  | 82 |  |  | Federally-Regulated Commercial & Industrial Equipment | 1996-03-13
Ajax Boiler, Inc. | Ajax | SGX-SGXB-2250-D | Steam | Natural Gas | No Match | FALSE | FALSE | 3 |  |  | No Match | No Match | No Match | No Match | Other | No Match |  | No Match |  | 2250000 |  | 2250000 |  | 80 | 80 |  |  |  |  | 80 |  |  | Federally-Regulated Commercial & Industrial Equipment | 1996-02-29
Parker Boiler Co. | Parker Boiler | GO-9.5R | Steam | Combo (Natural Gas & Oil) | Power | FALSE | FALSE | 3 |  |  | No Match | No Match | No Match | No Match | Other | No Match |  | No Match |  | 398000 |  | 199000 |  | 83 | 80 |  |  | 4 |  | 82 |  |  | Federally-Regulated Commercial & Industrial Equipment | 1996-03-13
Raypak | Raypak | H7-0753 * | Water | LPG | Induced Draft | FALSE | FALSE | 1 |  |  |  | None | Non-Condensing | Step Modulating | Copper |  |  |  |  | 750000 | 647000 |  |  |  |  | 86.2 | [6 empty] | Federally-Regulated Commercial & Industrial Equipment | 2015-04-16
Ajax Boiler, Inc. | Ajax | WEG1750W | Water | Natural Gas | Power | FALSE | TRUE | 3 |  |  | No Match | No Match | No Match | No Match | Other | No Match |  | No Match |  | 1660000 |  | 800000 |  | 85 | 80 |  |  |  |  | 80 |  |  | Federally-Regulated Commercial & Industrial Equipment | 1997-01-07
Parker Boiler Co. | Parker Boiler | GO-150R | Steam | Combo (Natural Gas & Oil) | Power | FALSE | FALSE | 3 |  |  | No Match | No Match | No Match | No Match | Other | No Match |  | No Match |  | 6300000 |  | 3150000 |  | 83 | 80 |  |  | 4 |  | 82 |  |  | Federally-Regulated Commercial & Industrial Equipment | 1996-03-13
Laars Heating Systems Co. | Laars | HH3050IP******** | Water | LPG | Induced Draft | FALSE | FALSE | 1 |  |  |  | None | Non-Condensing | Step Modulating | Copper |  |  |  |  | 3050000 | 2501000 | 915000 |  | 82 | 80 | [7 empty] | Federally-Regulated Commercial & Industrial Equipment | 2007-11-01
Ajax Boiler, Inc. | Ajax | OWGFD1750 | Steam | Natural Gas | Power | FALSE | TRUE | 3 |  |  | No Match | No Match | No Match | No Match | Other | No Match |  | No Match |  | 1750000 |  | 875000 |  | 82 | 80 |  |  |  |  | 80 |  |  | Non Federally-Regulated | 1992-10-27
PVI Industries | PVI | 576 ESB 225A-E | Steam | Electricity | No Match | TRUE | FALSE | 3 |  |  | No Match | No Match | No Match | No Match | Other | No Match |  | No Match |  | 1966000 |  | 1966000 |  | 99.9 | [5 empty] | 99.9 |  |  | Non Federally-Regulated | 1992-09-28
Raypak | Raypak | H7-2003 * | Water | Natural Gas | Induced Draft | FALSE | FALSE | 1 |  |  |  | None | Non-Condensing | Step Modulating | Copper |  |  |  |  | 1999000 | 1723000 |  |  |  |  | 86.2 | [6 empty] | Federally-Regulated Commercial & Industrial Equipment | 2015-04-16
Raypak | Raypak | H9-1802* | Water | Natural Gas | Induced Draft | FALSE | FALSE | 1 |  |  |  | None | Non-Condensing | Step Modulating | Copper |  |  |  |  | 1800000 | 1512000 |  |  |  |  | 84 | [6 empty] | Federally-Regulated Commercial & Industrial Equipment | 2015-04-16
Ajax Boiler, Inc. | Ajax | DNG350W | Water | Natural Gas | No Match | FALSE | TRUE | 3 |  |  | No Match | No Match | No Match | No Match | Other | No Match |  | No Match |  | 14700000 |  | 14700000 |  | 80 | 80 |  |  |  |  | 80 |  |  | Federally-Regulated Commercial & Industrial Equipment | 1997-01-07
Dunkirk | Ultimate Engineering / Division of Dunkirk | PFG-4-84 | Water | Combo (Natural Gas & Oil) | Power | FALSE | FALSE | 1 |  |  | No Match | No Match | No Match | No Match | Cast Iron | No Match |  | No Match |  | 84000 | [10 empty] | 84.8 | 80 | Federally-Regulated Consumer Product | 2001-11-01
Burnham Corp. | Crown Boiler Co. | 24-12 | Both Steam & Water | Oil | Power | FALSE | FALSE | 1 |  |  |  | None | Non-Condensing | Single-Stage | Cast Iron |  |  |  |  | 2240000 | 1852000 |  |  | 84.7 | 83 | 82.7 | [6 empty] | Federally-Regulated Commercial & Industrial Equipment | 2007-12-12
HTP, Inc. | HTP, Inc. | WBRCLP140W | Water | LPG | Power | FALSE | FALSE | 1 | TRUE |  |  | None | Condensing | Step Modulating | Other |  |  |  |  | 140000 | 128000 | [9 empty] | 94 | 82 | Federally-Regulated Consumer Product | 2015-06-01
Raypak | Raypak | H(3,4)-0724 * | Water | LPG | Injection Type | FALSE | FALSE | 1 |  |  |  | None | Non-Condensing | Single-Stage | Copper |  |  |  |  | 682000 | 559000 |  |  |  |  | 82 | [6 empty] | Federally-Regulated Commercial & Industrial Equipment | 2015-04-16
Raypak | Raypak | H4-HD301* | Water | Natural Gas | Induced Draft | FALSE | FALSE | 1 |  |  | None | None | Non-Condensing | Single-Stage | Copper | Single-Speed |  | Standard |  | 299000 | 251160 | [9 empty] | 85 | 80 | Federally-Regulated Consumer Product | 2010-01-11
Dunkirk | Dunkirk | QL-100 | Water | Combo (Natural Gas & Oil) | No Match | FALSE | FALSE | 1 |  |  | No Match | No Match | No Match | No Match | Other | No Match |  | No Match |  | 100000 | [10 empty] | 95 | 80 | Federally-Regulated Consumer Product | 2001-11-01
Smith Cast Iron Boilers | Peerless | TCII-12-S-O | Steam | Oil | Power | FALSE | FALSE | 1 |  | FALSE |  | None | Non-Condensing | Single-Stage | Cast Iron |  |  |  |  | 3570000 | 3040000 |  |  |  |  | 85.6 | 81 | [5 empty] | Federally-Regulated Commercial & Industrial Equipment | 2015-09-30
Heat Cell Technologies, Inc. / ECO Heating Systems | Propak TM - By Huron Valley Sales | HWHN0599ASME | Water | Natural Gas | Power | FALSE | TRUE | 1 |  |  | None | None | Condensing | Two-Stage Modulating | Other | No Match |  | No Match |  | 630000 | 598500 | 147500 | 138950 | 94.7 | 80 | 2.8 | [6 empty] | Federally-Regulated Commercial & Industrial Equipment | 2006-03-29
Laars Heating Systems Company | Heatmaker | CB-M2-250 | Water | Natural Gas | Power | FALSE | FALSE | 1 | TRUE |  |  | None | Condensing | Single-Stage | Copper |  |  |  |  | 250000 | 223000 | [9 empty] | 93.3 | 80 | Federally-Regulated Consumer Product | 2015-09-30
U.S. Boiler Co. | U.S. Boiler Co. | FCM090 | Water | Natural Gas | Induced Draft | FALSE | FALSE | 1 |  |  |  | None | Condensing | Step Modulating | Other | Single-Speed |  |  |  | 90000 | 80000 | [9 empty] | 91 | 80 | Federally-Regulated Consumer Product | 2013-05-09
ECR International, Ltd. | ECR International, Ltd. | UBSSC-075 | Water | LPG | Pressure | FALSE | FALSE | 1 |  | TRUE |  | None | Condensing | Step Modulating | Other | Single-Speed |  |  |  | 75000 | 69000 | [9 empty] | 95 | 80 | Federally-Regulated Consumer Product | 2013-04-19
Laars Heating Systems Co. | Laars Heating Systems Co. | PNCH0200***C | Water | Natural Gas | Power | FALSE | FALSE | 1 |  |  | None | None | Non-Condensing | Single-Stage | Copper | Single-Speed | 0.17 | Standard |  | 199900 | 172000 | 199000 | [8 empty] | 85.5 | 80 | Federally-Regulated Consumer Product | 2007-11-14
PB Heat, LLC | PB Heat, LLC | DE-03-SPRK | Water | Natural Gas | Injection Type | FALSE | FALSE | 1 |  | TRUE |  | None | Non-Condensing | Single-Stage | Cast Iron | Single-Speed |  |  |  | 70000 | 58000 | [9 empty] | 82.1 | 80 | Federally-Regulated Consumer Product | 2013-04-19
Burnham Corp. | Burnham Corp. | IN3L*I | Water | Natural Gas | Induced Draft | FALSE | FALSE | 1 |  |  |  | Stack Damper | Non-Condensing | Single-Stage | Cast Iron |  |  |  |  | 62000 | 51000 | [9 empty] | 83.1 | 80 | Federally-Regulated Consumer Product | 2007-11-14
Ajax Boiler, Inc. | Ajax | WNG900W | Water | Natural Gas | No Match | FALSE | TRUE | 3 |  |  | No Match | No Match | No Match | No Match | Other | No Match |  | No Match |  | 900000 |  | 450000 |  | 80 | 80 |  |  |  |  | 80 |  |  | Federally-Regulated Commercial & Industrial Equipment | 1997-01-07
Burnham Corp. | Crown Boiler Co. | BSI379S | Both Steam & Water | Natural Gas | Induced Draft | TRUE | FALSE | 1 |  |  |  | None | Non-Condensing | Single-Stage | Cast Iron |  |  |  |  | 379000 | 313000 |  |  | 82.5 | 80 | 79.5 | [6 empty] | Federally-Regulated Commercial & Industrial Equipment | 2007-12-12
Ajax Boiler, Inc. | Ajax | SGX-SGXB-2000-D | Steam | Natural Gas | No Match | FALSE | FALSE | 3 |  |  | No Match | No Match | No Match | No Match | Other | No Match |  | No Match |  | 2000000 |  | 2000000 |  | 80 | 80 |  |  |  |  | 80 |  |  | Federally-Regulated Commercial & Industrial Equipment | 1996-02-29
Burnham Commercial | BURNHAM COMMERCIAL | 3W-50-G | Water | Natural Gas | Power | FALSE | FALSE | 1 |  |  |  | None | Non-Condensing | Two-Stage Modulating | Other |  |  |  |  | 2092000 | 1728000 |  |  |  |  | 82.6 | 80 | [5 empty] | Federally-Regulated Commercial & Industrial Equipment | 2015-09-30
Slant / Fin Corp. | Slant / Fin Corp. | EG-13 | Water | Natural Gas | Power | FALSE | FALSE | 1 |  |  |  | None | Non-Condensing | Single-Stage | Cast Iron |  |  |  |  | 91000 | 76000 | [9 empty] | 84.5 | 80 | Federally-Regulated Consumer Product | 2008-04-14
Ajax Boiler, Inc. | Ajax | HFG900W | Steam | Natural Gas | Power | FALSE | TRUE | 3 |  |  | No Match | No Match | No Match | No Match | Other | No Match |  | No Match |  | 900000 |  | 600000 |  | 80 | 80 |  |  |  |  | 80 |  |  | Federally-Regulated Commercial & Industrial Equipment | 1997-01-07
Lochinvar, LLC. | Lochinvar Corp. | PBL1002-F9 | Water | LPG | Power | FALSE | FALSE | 1 |  |  |  | None | Non-Condensing | Single-Stage | Copper |  |  |  |  | 999900 | 850000 |  |  |  |  | 85 | [6 empty] | Federally-Regulated Commercial & Industrial Equipment | 2015-04-20
Crown Boiler Co. | Burnham Corp. | IN10 | Steam | Natural Gas | Induced Draft | TRUE | FALSE | 1 |  |  |  | None | Non-Condensing | Single-Stage | Cast Iron |  |  |  |  | 315000 | 260000 |  |  | 82.5 | 80 | 79.5 | [6 empty] | Federally-Regulated Commercial & Industrial Equipment | 2010-03-16
Bryan Steam Corp. | Bryan | LM-1500-S-***-G | Steam | Natural Gas | No Match | TRUE | FALSE | 3 |  |  | No Match | No Match | No Match | No Match | Other | No Match |  | No Match |  | 15000000 |  | 15000000 |  | 80 | 80 |  |  |  |  | 80 |  |  | Non Federally-Regulated | 1992-10-16
Laars Heating Systems Co. | Laars | PH1825EN******** | Water | Natural Gas | Induced Draft | FALSE | TRUE | 1 |  |  |  | None | Non-Condensing | Step Modulating | Copper | Single-Speed |  | Standard |  | 1825000 | 1497000 | 456250 |  | 82 | 80 | 79.6 | [6 empty] | Federally-Regulated Commercial & Industrial Equipment | 2007-11-01
Crown Boiler Co. | Crown Boiler Co. | BWC300 | Water | Natural Gas | Pressure | FALSE | FALSE | 1 |  |  |  | None | Condensing | Step Modulating | Other | Single-Speed |  |  |  | 300000 | 265000 |  |  |  |  | 86.5 | [6 empty] | Federally-Regulated Commercial & Industrial Equipment | 2015-04-20
Bosch Thermotechnology Corp. | Bosch | ZBR 42-3 | Water | Natural Gas | Pressure | FALSE | FALSE | 1 |  |  | None | None | Condensing | Step Modulating | Other | Single-Speed |  |  |  | 152000 | 135000 | [9 empty] | 94.3 | 80 | Federally-Regulated Consumer Product | 2011-06-16
Slant / Fin Corp. | Slant / Fin Corp. | CHS399 | Water | Natural Gas | Power | FALSE | FALSE | 1 |  | FALSE |  | None | Condensing | Step Modulating | Other |  |  |  |  | 399000 | 380000 |  |  | 96 |  | 95.4 | [6 empty] | Federally-Regulated Commercial & Industrial Equipment | 2014-08-11
Water Pik, Inc. | Laars | PW1430IN09*BA | Both Steam & Water | Natural Gas | No Match | FALSE | FALSE | 3 |  |  | No Match | No Match | No Match | No Match | Copper | No Match |  | No Match |  | 1430000 |  | 357500 |  | 82 | 80 |  |  | 5 |  | 82 |  |  | Federally-Regulated Commercial & Industrial Equipment | 2001-11-21
Rite Engineering | Rite | 180S | Both Steam & Water | Natural Gas | No Match | FALSE | FALSE | 3 |  |  | No Match | No Match | No Match | No Match | Other | No Match |  | No Match |  | 1800000 |  | 900000 |  | 80 | 80 |  |  |  |  | 80 |  |  | Non Federally-Regulated | 1992-10-14
Lochinvar, LLC. | Lochinvar Corp. | WBL051 | Water | LPG | Power | FALSE | FALSE | 1 |  |  | None | None | Condensing | Step Modulating | Other |  |  |  |  | 50000 | 45000 | [9 empty] | 95.3 | 80 | Federally-Regulated Consumer Product | 2010-07-21
Weil-McLain | Weil-McLain | EG-45-PIDN-W | Water | Natural Gas | No Match | FALSE | FALSE | 1 |  |  | No Match | No Match | No Match | No Match | Cast Iron | No Match |  | No Match |  | 150000 | [10 empty] | 83.5 | 80 | Federally-Regulated Consumer Product | 2001-04-12
Ajax Boiler, Inc. | Ajax | XFG800W | Water | Natural Gas | Power | FALSE | TRUE | 3 |  |  | No Match | No Match | No Match | No Match | Other | No Match |  | No Match |  | 800000 |  | 500000 |  | 80 | 80 |  |  |  |  | 80 |  |  | Federally-Regulated Commercial & Industrial Equipment | 1997-01-07
Ajax Boiler, Inc. | Ajax | WEC11000W | Water | Combo (Natural Gas & Oil) | Power | FALSE | TRUE | 3 |  |  | No Match | No Match | No Match | No Match | Other | No Match |  | No Match |  | 10500000 |  | 4400000 |  | 85 | 80 |  |  |  |  | 80 |  |  | Federally-Regulated Commercial & Industrial Equipment | 1997-01-07
Crown Boiler Co. | Crown | C247-2900-S | Steam | Natural Gas | No Match | FALSE | FALSE | 3 |  |  | No Match | No Match | No Match | No Match | Cast Iron | No Match |  | No Match |  | 2900000 |  | 2900000 |  | 80 | 80 |  |  |  |  | 80 |  |  | Federally-Regulated Commercial & Industrial Equipment | 1996-03-06
Ajax Boiler, Inc. | Ajax | WNG13000W | Water | Natural Gas | No Match | FALSE | TRUE | 3 |  |  | No Match | No Match | No Match | No Match | Other | No Match |  | No Match |  | 13000000 |  | 6500000 |  | 80 | 80 |  |  |  |  | 80 |  |  | Federally-Regulated Commercial & Industrial Equipment | 1997-01-07
HTP, Inc. | Elite | EL-399 | Water | Natural Gas | Power | FALSE | FALSE | 1 |  |  |  | None | Condensing | Single-Stage | Other |  |  |  |  | 399000 | 381000 | 67000000 | 399000000 | 95.4 | 80 | 95.4 | [6 empty] | Federally-Regulated Commercial & Industrial Equipment | 2009-08-17
Ajax Boiler, Inc. | Ajax | OSGOXFD2750 | Steam | Natural Gas | Power | FALSE | TRUE | 3 |  |  | No Match | No Match | No Match | No Match | Other | No Match |  | No Match |  | 2750000 |  | 1375000 |  | 81 | 80 |  |  |  |  | 80 |  |  | Non Federally-Regulated | 1992-10-27
Burnham Corp. | Crown Boiler Co. | BWC120 | Water | LPG | Induced Draft | FALSE | FALSE | 1 |  |  | None | None | Condensing | Step Modulating | Other | Single-Speed | 0.13 | Standard |  | 120000 | 107000 | 40000 | 37000 | [7 empty] | 95.2 | 80 | Federally-Regulated Consumer Product | 2008-09-25
Gasmaster Industries, Inc. | Gasmaster | GMI 600 | Both Steam & Water | Natural Gas | Power | FALSE | FALSE | 3 |  |  | No Match | No Match | No Match | No Match | Other | No Match |  | No Match |  | 600000 |  | 30000 |  | 95.8 | 80 |  |  |  |  | 98 |  |  | Federally-Regulated Commercial & Industrial Equipment | 2000-05-18
Water Pik, Inc. | Laars | PH0600IN09*1A | Water | Natural Gas | No Match | FALSE | FALSE | 3 |  |  | No Match | No Match | No Match | No Match | Copper | No Match |  | No Match |  | 600000 |  | 150000 |  | 81 | 80 |  |  | 5 |  | 81 |  |  | Federally-Regulated Commercial & Industrial Equipment | 2001-05-16
Ajax Boiler, Inc. | Ajax | WGB-9500-D | Steam | Natural Gas | No Match | FALSE | FALSE | 3 |  |  | No Match | No Match | No Match | No Match | Other | No Match |  | No Match |  | 9500000 |  | 9500000 |  | 80 | 80 |  |  |  |  | 80 |  |  | Federally-Regulated Commercial & Industrial Equipment | 1996-02-29
Crown Boiler Co. | Crown | C247-2400-W | Water | Natural Gas | No Match | FALSE | FALSE | 3 |  |  | No Match | No Match | No Match | No Match | Cast Iron | No Match |  | No Match |  | 2400000 |  | 2400000 |  | 80 | 80 |  |  |  |  | 80 |  |  | Federally-Regulated Commercial & Industrial Equipment | 1996-03-06
Water Pik, Inc. | Laars | PW0600IN09CBA | Both Steam & Water | Natural Gas | No Match | FALSE | FALSE | 3 |  |  | No Match | No Match | No Match | No Match | Copper | No Match |  | No Match |  | 600000 |  | 600000 |  | 82 | 80 |  |  | 5 |  | 82 |  |  | Federally-Regulated Commercial & Industrial Equipment | 2001-11-21
Dunkirk | Dunkirk | WPSB-3D | Water | LPG | No Match | FALSE | FALSE | 1 |  |  | No Match | No Match | No Match | No Match | Cast Iron | No Match |  | No Match |  | 70000 | [10 empty] | 84 | 80 | Federally-Regulated Consumer Product | 1998-12-21
Parker Boiler Co. | Parker Boiler | 50LR | Steam | Natural Gas | Power | FALSE | FALSE | 3 |  |  | No Match | No Match | No Match | No Match | Other | No Match |  | No Match |  | 2100000 |  | 1050000 |  | 83 | 80 |  |  | 4 |  | 82 |  |  | Federally-Regulated Commercial & Industrial Equipment | 1996-03-13
PB Heat, LLC | PB Heat, LLC | 63-04L-SPRK-S | Steam | Natural Gas | Injection Type | FALSE | FALSE | 1 |  | TRUE | Draft Diverter | Stack Damper | Non-Condensing | Single-Stage | Cast Iron |  |  |  |  | 147500 | 123000 | [9 empty] | 82.6 | 75 | Federally-Regulated Consumer Product | 2013-04-19
Lochinvar, LLC. | Lochinvar Corp. | KBN400 | Water | Natural Gas | Power | FALSE | FALSE | 1 |  |  |  | None | Condensing | Step Modulating | Other |  |  |  |  | 399900 | 376000 |  |  |  |  | 94 | [6 empty] | Federally-Regulated Commercial & Industrial Equipment | 2015-04-20
U.S. Boiler Co. | BURNHAM HYDRONICS | SCG-9 | Water | LPG | Induced Draft | FALSE | FALSE | 1 | TRUE |  |  | None | Non-Condensing | Single-Stage | Cast Iron |  |  |  |  | 280000 | 238000 | [9 empty] | 84 | 80 | Federally-Regulated Consumer Product | 2015-09-30
Newmac Manufacturing | Newmac Manufacturing | NBR 160 | Water | Oil | No Match | TRUE | FALSE | 1 |  |  | No Match | No Match | No Match | No Match | Other | No Match |  | No Match |  | 189000 | [10 empty] | 85.2 | 80 | Federally-Regulated Consumer Product | 2001-04-12
Raypak | Raypak | H3-HD101* | Water | LPG | Induced Draft | FALSE | FALSE | 1 |  |  | None | None | Non-Condensing | Two-Stage Modulating | Copper | Single-Speed |  | Standard |  | 100000 | 84000 | 60000 | [8 empty] | 85 | 80 | Federally-Regulated Consumer Product | 2010-01-11
Slant / Fin Corp. | Slant / Fin Corp. | EC-13B | Water | Oil | Power | FALSE | FALSE | 1 |  |  |  | None | Non-Condensing | Single-Stage | Cast Iron |  |  |  |  | 98000 | 85000 | [9 empty] | 87 | 80 | Federally-Regulated Consumer Product | 2007-11-14
HTP, Inc. | Westinghouse | WBRNG155WPU | Water | Natural Gas | Power | FALSE | FALSE | 1 | TRUE |  |  | None | Condensing | Step Modulating | Other | Multiple-Speed |  |  |  | 155000 | 143000 | [9 empty] | 95.1 | 80 | Federally-Regulated Consumer Product | 2015-09-30
Burnham Corp. | Burnham Corp. | RVII3 | Water | Natural Gas | Induced Draft | FALSE | FALSE | 1 |  |  |  | None | Condensing | Single-Stage | Cast Iron | Single-Speed | 0.08 | Standard |  | 62000 | 57000 | [9 empty] | 91.2 | 80 | Federally-Regulated Consumer Product | 2007-11-14
Smith Cast Iron Boilers | Smith Cast Iron Boilers | PGV100-W-4-HSI | Water | LPG | Power | FALSE | FALSE | 1 |  |  | No Match | No Match | No Match | No Match | Cast Iron | No Match |  | No Match |  | 75000 | [10 empty] | 84.3 | 80 | Federally-Regulated Consumer Product | 2000-06-07
Viessmann Manufacturing Co., Inc. | VIESSMANN | B2HB-57 | Water | Natural Gas | Power | FALSE | FALSE | 1 | TRUE |  |  | Electro-Mechanical Inlet Dampe | Condensing | Step Modulating | Other |  |  |  |  | 199000 | 185000 | [9 empty] | 95 | 80 | Federally-Regulated Consumer Product | 2015-09-24
Water Pik, Inc. | Laars | PW1670IN09CBA | Both Steam & Water | Natural Gas | No Match | FALSE | FALSE | 3 |  |  | No Match | No Match | No Match | No Match | Copper | No Match |  | No Match |  | 1670000 |  | 1670000 |  | 82 | 80 |  |  | 5 |  | 82 |  |  | Federally-Regulated Commercial & Industrial Equipment | 2001-11-21
Lochinvar, LLC. | Lochinvar Corp. | WBN106 | Water | Natural Gas | Power | FALSE | FALSE | 1 |  |  | None | None | Condensing | Step Modulating | Other |  |  |  |  | 105000 | 94000 | [9 empty] | 95.4 | 80 | Federally-Regulated Consumer Product | 2010-07-21
Water Pik, Inc. | Laars | HH0850IP09*1A | Water | LPG | No Match | FALSE | FALSE | 3 |  |  | No Match | No Match | No Match | No Match | Copper | No Match |  | No Match |  | 850000 |  | 212850 |  | 81 | 80 |  |  | 5 |  | 81 |  |  | Federally-Regulated Commercial & Industrial Equipment | 2001-05-30
Raypak | Raypak | H7-1505* | Water | LPG | Induced Draft | FALSE | FALSE | 1 |  |  | None | None | Condensing | Step Modulating | Copper | Single-Speed | 1 | Standard |  | 1500000 | 1440000 | 375000000 |  | 96.5 | 80 | 96 |  | 12 |  |  |  |  | Federally-Regulated Commercial & Industrial Equipment | 2010-03-16
Ajax Boiler, Inc. | Ajax | WEC1125W | Water | Combo (Natural Gas & Oil) | Power | FALSE | TRUE | 3 |  |  | No Match | No Match | No Match | No Match | Other | No Match |  | No Match |  | 1070000 |  | 750000 |  | 85 | 80 |  |  |  |  | 80 |  |  | Federally-Regulated Commercial & Industrial Equipment | 1997-01-07
PB Heat, LLC | Hydrotherm | HVX-140 | Water | LPG | Injection Type | FALSE | FALSE | 1 | TRUE | TRUE |  | None | Non-Condensing | Single-Stage | Cast Iron | Single-Speed |  |  |  | 140000 | 116000 | [9 empty] | 82 | 82 | Federally-Regulated Consumer Product | 2015-06-01
Burnham Corp. | Burnham Corp. | SP5 | Water | Natural Gas | Induced Draft | FALSE | FALSE | 1 |  |  |  | None | Non-Condensing | Single-Stage | Cast Iron | Single-Speed | 0.04 | Standard |  | 130000 | 108000 | [9 empty] | 83 | 80 | Federally-Regulated Consumer Product | 2007-11-14
Allied Engineering Co. | Super Hot | AAE2760*** | Water | Natural Gas | No Match | FALSE | TRUE | 3 |  |  | No Match | No Match | No Match | No Match | Copper | No Match |  | No Match |  | 2760000 |  | 966000 |  | 80 | 80 |  |  |  |  | 80 |  |  | Federally-Regulated Commercial & Industrial Equipment | 1998-04-21
Slant / Fin Corp. | Slant / Fin Corp. | LD30H | Water | Oil | Power | FALSE | FALSE | 1 |  |  |  | None | Non-Condensing | Single-Stage | Cast Iron |  |  |  |  | 140000 | 121000 | [9 empty] | 86 | 80 | Federally-Regulated Consumer Product | 2007-11-14
Parker Boiler Co. | Parker Boiler | G-12R | Steam | Natural Gas | Power | FALSE | FALSE | 3 |  |  | No Match | No Match | No Match | No Match | Other | No Match |  | No Match |  | 516000 |  | 258000 |  | 83 | 80 |  |  | 4 |  | 82 |  |  | Federally-Regulated Commercial & Industrial Equipment | 1996-03-13
Bryan Steam Corp. | Bryan | LM-1350-S-***-FDG* | Steam | Natural Gas | Power | FALSE | FALSE | 3 |  |  | No Match | No Match | No Match | No Match | Other | No Match |  | No Match |  | 13500000 |  | 13500000 |  | 80 | 80 |  |  |  |  | 80 |  |  | Federally-Regulated Commercial & Industrial Equipment | 1996-03-01
Laars Heating Systems Company | COPPER BRUTE II | BWCH0500 | Water | Natural Gas | Power | FALSE | FALSE | 1 |  |  |  | None | Non-Condensing | Two-Stage Modulating | Copper |  |  |  |  | 500000 | 425000 |  |  |  |  | 85 | 80 | [5 empty] | Federally-Regulated Commercial & Industrial Equipment | 2015-09-30
Harsco Industrial / Patterson-Kelley | Harsco Industrial / Patterson-Kelley | C-4000 | Water | Natural Gas | Power | FALSE | FALSE | 3 |  |  |  | None | Condensing | Step Modulating | Other |  |  |  |  | 4000000 | 3720000 |  |  | 93 |  | 93 | [6 empty] | Federally-Regulated Commercial & Industrial Equipment | 2015-04-02
Burnham Corp. | Crown Boiler Co. | BWC070 | Water | LPG | Induced Draft | FALSE | FALSE | 1 |  |  | None | None | Condensing | Step Modulating | Other | Single-Speed | 0.04 | Standard |  | 70000 | 63000 | 30000 | 27000 | [7 empty] | 95.4 | 80 | Federally-Regulated Consumer Product | 2008-09-25
Burnham Corp. | Burnham Corp. | IN8L*I | Water | LPG | Induced Draft | FALSE | FALSE | 1 |  |  |  | Stack Damper | Non-Condensing | Single-Stage | Cast Iron |  |  |  |  | 245000 | 202000 | [9 empty] | 83.2 | 80 | Federally-Regulated Consumer Product | 2007-11-14
Weil-McLain | Weil-McLain | 488 | Both Steam & Water | Natural Gas | Power | FALSE | FALSE | 1 |  |  |  | None | Non-Condensing | Single-Stage | Cast Iron |  |  |  |  | 1010000 | 839000 |  |  | 84.8 | 80 | 83.1 | [6 empty] | Federally-Regulated Commercial & Industrial Equipment | 2008-04-14
Burnham Corp. | Crown Boiler Co. | 32-2565*N | Both Steam & Water | Natural Gas | Induced Draft | FALSE | FALSE | 1 |  |  |  | None | Non-Condensing | Single-Stage | Cast Iron |  |  |  |  | 2565000 | 2052000 |  |  | 80.5 | 80 | 75.4 | [6 empty] | Federally-Regulated Commercial & Industrial Equipment | 2007-12-12
PB Heat, LLC | PB Heat, LLC | 63-06-SPRK-S | Steam | LPG | Injection Type | FALSE | FALSE | 1 |  | TRUE | Draft Diverter | Stack Damper | Non-Condensing | Single-Stage | Cast Iron |  |  |  |  | 287500 | 238000 | [9 empty] | 82 | 75 | Federally-Regulated Consumer Product | 2013-04-19
Burnham Corp. | Burnham Corp. | K5018SN | Steam | Natural Gas | Induced Draft | TRUE | FALSE | 1 |  | TRUE |  | None | Non-Condensing | Single-Stage | Cast Iron |  |  |  |  | 1326000 | 1021000 |  |  | 80 |  | 77 | [6 empty] | Federally-Regulated Commercial & Industrial Equipment | 2014-09-05
Easco Boiler Corp. | Easco | SM4-800-W030 | Both Steam & Water | Combo (Natural Gas & Oil) | Power | FALSE | FALSE | 3 |  |  | No Match | No Match | No Match | No Match | Other | No Match |  | No Match |  | 33475000 |  | 6695000 |  | 84 | 80 |  |  | 22 |  | 81 |  |  | Federally-Regulated Commercial & Industrial Equipment | 1998-06-02
HTP, Inc. | HTP | ELP-199 | Water | LPG | Power | FALSE | FALSE | 1 | TRUE |  |  | None | Condensing | Step Modulating | Other |  |  |  |  | 199000 | 186000 | [9 empty] | 94.3 | 80 | Federally-Regulated Consumer Product | 2015-09-30
Smith Cast Iron Boilers | Peerless | TCII-06-S-O | Steam | Oil | Power | FALSE | FALSE | 1 |  | FALSE |  | None | Non-Condensing | Single-Stage | Cast Iron |  |  |  |  | 1708000 | 1448000 |  |  |  |  | 84.8 | 81 | [5 empty] | Federally-Regulated Commercial & Industrial Equipment | 2015-09-30
Water Pik, Inc. | Laars | PH1200IP09CBA | Water | LPG | No Match | FALSE | FALSE | 3 |  |  | No Match | No Match | No Match | No Match | Copper | No Match |  | No Match |  | 1200000 |  | 1200000 |  | 82 | 80 |  |  | 5 |  | 82 |  |  | Federally-Regulated Commercial & Industrial Equipment | 2001-05-30
Crown Boiler Co. | Burnham Corp. | 307 | Water | Natural Gas | Injection Type | FALSE | FALSE | 1 |  |  | Draft Diverter | Stack Damper | Non-Condensing | Single-Stage | Cast Iron | Single-Speed |  | Standard |  | 210000 | 176000 | [9 empty] | 84 | 80 | Federally-Regulated Consumer Product | 2010-03-16
Ajax Boiler, Inc. | Ajax | SGX-SGXB-1050-D | Steam | Natural Gas | No Match | FALSE | FALSE | 3 |  |  | No Match | No Match | No Match | No Match | Other | No Match |  | No Match |  | 1050000 |  | 1050000 |  | 80 | 80 |  |  |  |  | 80 |  |  | Federally-Regulated Commercial & Industrial Equipment | 1996-02-29
Burnham Corp. | Burnham Corp. | 4FHW-63A | Water | Natural Gas | Power | FALSE | FALSE | 1 |  |  |  | None | Non-Condensing | Single-Stage | Other |  |  |  |  | 528000 | 431000 |  |  | 84.8 |  | 81.6 | [6 empty] | Federally-Regulated Commercial & Industrial Equipment | 2014-08-11
Laars Heating Systems Company | Laars | NP 85-110-3 | Water | Oil | Pressure | FALSE | FALSE | 1 | TRUE |  |  | None | Non-Condensing | Single-Stage | Other |  |  |  |  | 155000 | 133000 | [9 empty] | 93.3 | 84 | Federally-Regulated Consumer Product | 2015-09-30
Rite Engineering | Rite | 750SG | Both Steam & Water | Natural Gas | Power | FALSE | FALSE | 3 |  |  | No Match | No Match | No Match | No Match | Other | No Match |  | No Match |  | 7500000 |  | 2500000 |  | 80 | 80 |  |  |  |  | 80 |  |  | Non Federally-Regulated | 1992-10-14
Laars Heating Systems Co. | Laars | PNCH1250P******* | Water | LPG | Power | FALSE | TRUE | 1 |  |  |  | None | Non-Condensing | Step Modulating | Copper |  |  |  |  | 1250000 | 1062500 | 500000 |  | 85 | 80 | 84 | [6 empty] | Federally-Regulated Commercial & Industrial Equipment | 2007-11-01
Water Pik, Inc. | Laars | JVP100PD(I/L) | Water | LPG | No Match | FALSE | FALSE | 1 |  |  | No Match | No Match | No Match | No Match | Copper | No Match |  | No Match |  | 100000 | [10 empty] | 82.7 | 80 | Federally-Regulated Consumer Product | 2001-11-21
HTP, Inc. | Munchkin | 199M | Water | LPG | Power | FALSE | FALSE | 1 |  |  |  | None | Condensing | Single-Stage | Other |  |  |  |  | 199000 | 183000 | [9 empty] | 95.1 | 80 | Federally-Regulated Consumer Product | 2009-02-27
Water Pik, Inc. | Laars | VW1430IP09*1A | Both Steam & Water | LPG | No Match | FALSE | FALSE | 3 |  |  | No Match | No Match | No Match | No Match | Copper | No Match |  | No Match |  | 1430000 |  | 357500 |  | 81 | 80 |  |  | 5 |  | 81 |  |  | Federally-Regulated Commercial & Industrial Equipment | 2001-11-21
DDR Americas, Inc. | De Deitrich | GT 530A-15 | Water | Natural Gas | Power | FALSE | FALSE | 3 |  | FALSE |  | Electro-Mechanical Inlet Dampe | Non-Condensing | Step Modulating | Cast Iron |  |  |  |  | 3749000 | 3194000 |  |  | 85.2 |  | 85.2 | [6 empty] | Federally-Regulated Commercial & Industrial Equipment | 2014-08-11
Crown Boiler Co. | Crown Boiler Co. | PHNTM120 | Water | LPG | Power | FALSE | FALSE | 1 |  |  |  | None | Condensing | Step Modulating | Other | Single-Speed |  |  |  | 120000 | 111000 | [9 empty] | 93 | 80 | Federally-Regulated Consumer Product | 2014-08-08
Laars Heating Systems Co. | Laars Heating Systems Co. | MT2H0500 | Water | LPG | Power | FALSE | FALSE | 1 |  |  |  | None | Non-Condensing | Two-Stage Modulating | Copper |  |  |  |  | 500000 | 425000 |  |  |  |  | 85 | [6 empty] | Federally-Regulated Commercial & Industrial Equipment | 2015-04-20
Smith Cast Iron Boilers | Smith Cast Iron Boilers | GB100-W-12-INT-D | Water | Natural Gas | No Match | FALSE | FALSE | 1 |  |  | No Match | No Match | No Match | No Match | Cast Iron | No Match |  | No Match |  | 275000 | [10 empty] | 83.2 | 80 | Federally-Regulated Consumer Product | 1998-12-21
Camus Hydronics | Camus Hydronics | DFPH-2501-MS | Water | LPG | Power | FALSE | FALSE | 1 |  |  |  | None | Condensing | Step Modulating | Other |  |  |  |  | 2500000 | 2180000 |  |  | 87.2 |  | 87.2 | [6 empty] | Federally-Regulated Commercial & Industrial Equipment | 2014-08-11
Quietside Boilers | Quietside | QXM8-070F1-NG | Both Steam & Water | Natural Gas | Power | FALSE | FALSE | 1 |  |  | No Match | No Match | No Match | No Match | Other | No Match |  | No Match |  | 70000 |  |  |  | 90 | [6 empty] | 86 | 80 | Federally-Regulated Consumer Product | 2002-06-12
PVI Industries | PVI | 180 EWB 125A-E | Water | Electricity | No Match | TRUE | FALSE | 3 |  |  | No Match | No Match | No Match | No Match | Other | No Match |  | No Match |  | 614000 |  | 614000 |  | 99.9 | [5 empty] | 99.9 |  |  | Non Federally-Regulated | 1992-09-28
Harsco Industrial / Patterson-Kelley | Mach | C-750 | Water | Natural Gas | Power | FALSE | TRUE | 1 |  |  | None | None | Condensing | Step Modulating | Other | Single-Speed |  |  |  | 750000 | 705000 | 150000 | 141000 | 94 | 80 | 93.9 | [6 empty] | Federally-Regulated Commercial & Industrial Equipment | 2009-03-14
Slant / Fin Corp. | Slant / Fin Corp. | LZDF-900-3-5 | Steam | Oil | Power | FALSE | FALSE | 1 |  |  |  | None | Non-Condensing | Single-Stage | Cast Iron |  |  |  |  | 896000 | 750000 |  |  | 85.9 | 83 | 82.9 | [6 empty] | Federally-Regulated Commercial & Industrial Equipment | 2007-12-12
Ajax Boiler, Inc. | Ajax | WGB-13500 | Water | Natural Gas | No Match | FALSE | FALSE | 3 |  |  | No Match | No Match | No Match | No Match | Other | No Match |  | No Match |  | 13500000 |  | 13500000 |  | 80 | 80 |  |  |  |  | 80 |  |  | Federally-Regulated Commercial & Industrial Equipment | 1996-02-29
Lochinvar, LLC. | Lochinvar Corp. | CHL2072 | Water | LPG | Power | FALSE | TRUE | 1 |  |  |  | None | Non-Condensing | Step Modulating | Copper |  |  |  |  | 2070000 | 1760000 |  |  |  |  | 85 | [6 empty] | Federally-Regulated Commercial & Industrial Equipment | 2015-04-20
Smith Cast Iron Boilers | Smith Cast Iron Boilers | 650A-*-24 | Both Steam & Water | Oil | Power | FALSE | FALSE | 1 |  |  |  | None | Non-Condensing | Single-Stage | Cast Iron |  |  |  |  | 11340000 | 10076000 |  |  | 85 | 83 | 83.3 | [6 empty] | Federally-Regulated Commercial & Industrial Equipment | 2007-12-12
Water Pik, Inc. | Laars | PH1010EN21*N* | Water | Natural Gas | No Match | FALSE | TRUE | 3 |  |  | No Match | No Match | No Match | No Match | Copper | No Match |  | No Match |  | 1010000 |  | 252500 |  | 82 | 80 |  |  | 5 |  | 82 |  |  | Federally-Regulated Commercial & Industrial Equipment | 2001-11-21
Laars Heating Systems Company | COPPER BRUTE II | BWCH1500 | Water | Natural Gas | Power | FALSE | FALSE | 1 |  |  |  | None | Non-Condensing | Step Modulating | Copper |  |  |  |  | 1500000 | 1266000 |  |  |  |  | 85.2 | 80 | [5 empty] | Federally-Regulated Commercial & Industrial Equipment | 2015-09-30
Smith Cast Iron Boilers | Peerless | TCII-10-S-G | Steam | Natural Gas | Power | FALSE | FALSE | 1 |  | FALSE |  | None | Non-Condensing | Single-Stage | Cast Iron |  |  |  |  | 3033000 | 2511000 |  |  |  |  | 82.8 | 79 | [5 empty] | Federally-Regulated Commercial & Industrial Equipment | 2015-09-30
Bryan Steam Corp. | Bryan | HECL-90-W-FDG | Water | Natural Gas | Power | FALSE | FALSE | 3 |  |  | No Match | No Match | No Match | No Match | Other | No Match |  | No Match |  | 900000 |  | 900000 |  | 85 | 80 |  |  |  |  | 85 |  |  | Federally-Regulated Commercial & Industrial Equipment | 1996-03-01
Advanced Thermal Hydronics | Advanced Thermal Hydronics | VGX-118-INT | Steam | Natural Gas | Injection Type | FALSE | FALSE | 1 |  |  |  | Stack Damper | Non-Condensing | Single-Stage | Cast Iron |  |  |  |  | 118000 | 98000 | [9 empty] | 82.6 | 75 | Federally-Regulated Consumer Product | 2014-03-28
Advanced Thermal Hydronics | Advanced Thermal Hydronics | VGX-88-INT | Steam | Natural Gas | Injection Type | FALSE | FALSE | 1 |  |  |  | Stack Damper | Non-Condensing | Single-Stage | Cast Iron |  |  |  |  | 88500 | 74000 | [9 empty] | 83 | 75 | Federally-Regulated Consumer Product | 2014-03-28
Ajax Boiler, Inc. | Ajax | WNG9000W | Water | Natural Gas | No Match | FALSE | TRUE | 3 |  |  | No Match | No Match | No Match | No Match | Other | No Match |  | No Match |  | 9000000 |  | 4500000 |  | 80 | 80 |  |  |  |  | 80 |  |  | Federally-Regulated Commercial & Industrial Equipment | 1997-01-07
Water Pik, Inc. | Laars | EBP110 | Water | Combo (Natural Gas & Oil) | Power | FALSE | FALSE | 1 |  |  | No Match | No Match | No Match | No Match | Copper | No Match |  | No Match |  | 108200 | [10 empty] | 85.5 | 80 | Federally-Regulated Consumer Product | 2001-11-21
Allied Engineering Co. | Super Hot | SG315*** | Water | Natural Gas | No Match | FALSE | TRUE | 3 |  |  | No Match | No Match | No Match | No Match | Copper | No Match |  | No Match |  | 315000 |  | 126000 |  | 80 | 80 |  |  |  |  | 80 |  |  | Federally-Regulated Commercial & Industrial Equipment | 1998-04-21
Columbia Boiler / Pottstown | Columbia Boiler / Pottstown | SL5125 | Water | Natural Gas | Power | FALSE | FALSE | 1 |  |  |  | None | Non-Condensing | Single-Stage | Cast Iron |  |  |  |  | 150000 | 127000 | [9 empty] | 85.1 | 80 | Federally-Regulated Consumer Product | 2008-04-14
Camus Hydronics | Camus Hydronics | MFPH-3000-MG | Water | LPG | Power | FALSE | FALSE | 1 |  |  |  | None | Non-Condensing | Step Modulating | Copper |  |  |  |  | 3000000 | 2550000 |  |  | 85 | [8 empty] | Federally-Regulated Commercial & Industrial Equipment | 2014-10-23
Weil-McLain | Weil-McLain | 776 | Steam | Natural Gas | Power | FALSE | FALSE | 3 |  |  | No Match | No Match | No Match | No Match | Cast Iron | No Match |  | No Match |  | 613000 |  | 613000 |  | 80.9 | 80 |  |  | 10 |  | 80.9 |  |  | Federally-Regulated Commercial & Industrial Equipment | 1996-02-29
Hydrotherm | Hydrotherm | KN-6 | Water | LPG | Induced Draft | TRUE | FALSE | 1 |  |  |  | None | Condensing | Step Modulating | Cast Iron |  |  |  |  | 600000 | 512000 |  |  | 85.3 | 80 | 84.8 | [6 empty] | Federally-Regulated Commercial & Industrial Equipment | 2007-12-12
Camus Hydronics | Camus Hydronics | DFPH-5000-MS | Water | LPG | Power | FALSE | FALSE | 3 |  |  |  | None | Non-Condensing | Step Modulating | Other |  |  |  |  | 5000000 | 4250000 |  |  | 85 |  | 85 | [6 empty] | Federally-Regulated Commercial & Industrial Equipment | 2014-08-11
Water Pik, Inc. | Laars | PW1430IN09CBA | Both Steam & Water | Natural Gas | No Match | FALSE | FALSE | 3 |  |  | No Match | No Match | No Match | No Match | Copper | No Match |  | No Match |  | 1430000 |  | 1430000 |  | 82 | 80 |  |  | 5 |  | 82 |  |  | Federally-Regulated Commercial & Industrial Equipment | 2001-11-21
Smith Cast Iron Boilers | Peerless | TCII-08-S-G | Steam | LPG | Power | FALSE | FALSE | 1 |  | FALSE |  | None | Non-Condensing | Single-Stage | Cast Iron |  |  |  |  | 2403000 | 1984000 |  |  |  |  | 82.6 | 79 | [5 empty] | Federally-Regulated Commercial & Industrial Equipment | 2015-09-30
U.S. Boiler Co. | BURNHAM BY U.S. BOILER | GW10 | Water | Natural Gas | Injection Type | FALSE | FALSE | 1 | TRUE |  |  | Stack Damper | Non-Condensing | Single-Stage | Cast Iron | Single-Speed |  |  |  | 299000 | 244000 | [9 empty] | 82 | 80 | Federally-Regulated Consumer Product | 2015-09-30
Slant / Fin Corp. | Slant / Fin Corp. | TR-70 | Steam | Oil | Power | FALSE | FALSE | 1 |  |  |  | None | Non-Condensing | Single-Stage | Cast Iron |  |  |  |  | 420000 | 337000 |  |  | 84.8 | 83 | 80.2 | [6 empty] | Federally-Regulated Commercial & Industrial Equipment | 2007-12-12
Viessmann Manufacturing Co., Inc. | VIESSMANN | B2HA-28 | Water | Natural Gas | Power | FALSE | FALSE | 1 | TRUE |  |  | Electro-Mechanical Inlet Dampe | Condensing | Step Modulating | Other |  |  |  |  | 100000 | 93000 | [9 empty] | 93.3 | 80 | Federally-Regulated Consumer Product | 2015-09-24
Cemline Corp. | Cemline Corp. | VB30EHB90 | Water | Electricity | No Match | FALSE | TRUE | 3 |  |  | No Match | No Match | No Match | No Match | Cast Iron | No Match |  | No Match |  | 307350 |  | 307350 |  | 98.4 | [5 empty] | 98.4 |  |  | Non Federally-Regulated | 1992-06-18
PB Heat, LLC | Hydrotherm | HVX-165 | Water | LPG | Induced Draft | FALSE | FALSE | 1 |  |  | None | None | Non-Condensing | Single-Stage | Cast Iron | Single-Speed |  | Standard |  | 165000 | 136000 | [9 empty] | 82 | 80 | Federally-Regulated Consumer Product | 2011-08-02
Ajax Boiler, Inc. | Ajax | OWGB9500 | Steam | Natural Gas | No Match | FALSE | TRUE | 3 |  |  | No Match | No Match | No Match | No Match | Other | No Match |  | No Match |  | 9500000 |  | 9500000 |  | 80 | 80 |  |  |  |  | 80 |  |  | Federally-Regulated Commercial & Industrial Equipment | 1996-02-29
Ajax Boiler, Inc. | Ajax | OSGXH675 | Steam | Natural Gas | No Match | FALSE | TRUE | 3 |  |  | No Match | No Match | No Match | No Match | Other | No Match |  | No Match |  | 675000 |  | 675000 |  | 80 | 80 |  |  |  |  | 80 |  |  | Federally-Regulated Commercial & Industrial Equipment | 1996-02-29
Ajax Boiler, Inc. | Ajax | XFG1125W | Water | Natural Gas | Power | FALSE | TRUE | 3 |  |  | No Match | No Match | No Match | No Match | Other | No Match |  | No Match |  | 1125000 |  | 750000 |  | 80 | 80 |  |  |  |  | 80 |  |  | Federally-Regulated Commercial & Industrial Equipment | 1997-01-07
Ajax Boiler, Inc. | Ajax | HNG800W | Steam | Natural Gas | No Match | FALSE | TRUE | 3 |  |  | No Match | No Match | No Match | No Match | Other | No Match |  | No Match |  | 800000 |  | 400000 |  | 80 | 80 |  |  |  |  | 80 |  |  | Federally-Regulated Commercial & Industrial Equipment | 1997-01-07
Water Pik, Inc. | Laars | VW0250CP12*B | Both Steam & Water | LPG | No Match | FALSE | TRUE | 1 |  |  | No Match | No Match | No Match | No Match | Copper | No Match |  | No Match |  | 250000 | [10 empty] | 82 | 80 | Federally-Regulated Consumer Product | 2001-11-21
Weil-McLain | Weil-McLain | CGs-4E-PIN | Water | Natural Gas | Induced Draft | FALSE | FALSE | 1 |  |  | None | None | Non-Condensing | Single-Stage | Cast Iron |  |  |  |  | 90000 | 77000 | [9 empty] | 85 | 80 | Federally-Regulated Consumer Product | 2008-12-24
Slant / Fin Corp. | Slant / Fin Corp. | EG-16* | Water | Natural Gas | Power | FALSE | FALSE | 1 |  |  |  | None | Non-Condensing | Single-Stage | Cast Iron |  |  |  |  | 175000 | 147000 | [9 empty] | 84.5 | 80 | Federally-Regulated Consumer Product | 2008-04-14
Raypak | Raypak | H2-2500* | Water | Natural Gas | Injection Type | FALSE | FALSE | 1 |  |  |  | None | Non-Condensing | Step Modulating | Copper |  |  |  |  | 2499000 | 2024000 |  |  |  |  | 81 | [6 empty] | Federally-Regulated Commercial & Industrial Equipment | 2015-04-16
Water Pik, Inc. | Laars | VW1200IN04*BA | Both Steam & Water | Natural Gas | No Match | FALSE | FALSE | 3 |  |  | No Match | No Match | No Match | No Match | Copper | No Match |  | No Match |  | 1200000 |  | 300000 |  | 82 | 80 |  |  | 5 |  | 82 |  |  | Federally-Regulated Commercial & Industrial Equipment | 2001-11-21
Cleaver-Brooks | Cleaver-Brooks | CEW-700-700-***** | Steam | Natural Gas | Power | FALSE | FALSE | 3 |  |  | No Match | No Match | No Match | No Match | Other | No Match |  | No Match |  | 29290000 |  | 29290000 |  | 80 | 80 |  |  | 25 |  | 80 |  |  | Federally-Regulated Commercial & Industrial Equipment | 1999-03-02
Burnham Corp. | Burnham Corp. | V1117-SN | Steam | Natural Gas | Power | FALSE | FALSE | 3 |  |  |  | Stack Damper | Non-Condensing | Two-Stage Modulating | Cast Iron |  |  |  |  | 4186000 | 3341000 |  |  | 79.8 | 80 | 80.1 | [6 empty] | Federally-Regulated Commercial & Industrial Equipment | 2012-06-11
HTP, Inc. | HTP | UFT-140W | Water | Natural Gas | Power | FALSE | FALSE | 1 | TRUE |  |  | None | Condensing | Step Modulating | Other |  |  |  |  | 140000 | 128000 | [9 empty] | 95 | 80 | Federally-Regulated Consumer Product | 2015-09-30
Hydrotherm | Hydrotherm | VS-85BS-INT | Steam | Natural Gas | Injection Type | FALSE | FALSE | 1 |  |  |  | None | Non-Condensing | Single-Stage | Cast Iron |  |  |  |  | 85000 | 69000 | [9 empty] | 81.8 | 75 | Federally-Regulated Consumer Product | 2008-10-20
Smith Cast Iron Boilers | Smith Cast Iron Boilers | 4500A-*-12 | Both Steam & Water | Oil | Power | FALSE | FALSE | 1 |  |  |  | None | Non-Condensing | Single-Stage | Cast Iron |  |  |  |  | 4760000 | 3853000 |  |  | 84.1 | 83 | 81.3 | [6 empty] | Federally-Regulated Commercial & Industrial Equipment | 2008-05-08
Smith Cast Iron Boilers | Peerless | TCII-07-W-G | Water | Natural Gas | Power | FALSE | FALSE | 1 |  |  |  | None | Non-Condensing | Single-Stage | Cast Iron |  |  |  |  | 2088000 | 1722000 |  |  |  |  | 82.5 | 80 | [5 empty] | Federally-Regulated Commercial & Industrial Equipment | 2015-09-30
Hydrotherm | Hydrotherm | VS-135BS-PV | Steam | Natural Gas | No Match | FALSE | FALSE | 1 |  |  | No Match | No Match | No Match | No Match | Cast Iron | No Match |  | No Match |  | 135000 | [10 empty] | 81.5 | 75 | Federally-Regulated Consumer Product | 1998-12-21
Laars Heating Systems Co. | Bradford-White Corp. | BMT2H0200 | Water | Natural Gas | Injection Type | FALSE | FALSE | 1 |  |  |  | None | Non-Condensing | Single-Stage | Copper | Single-Speed |  |  |  | 200000 | 170000 | [9 empty] | 85.1 | 80 | Federally-Regulated Consumer Product | 2014-08-08
Rite Engineering | Rite | 250WG | Both Steam & Water | Natural Gas | Power | FALSE | FALSE | 3 |  |  | No Match | No Match | No Match | No Match | Other | No Match |  | No Match |  | 2500000 |  | 833333 |  | 80 | 80 |  |  |  |  | 80 |  |  | Non Federally-Regulated | 1992-10-14
Crown Boiler Co. | Crown Boiler Co. | CWI103E | Water | LPG | Induced Draft | FALSE | FALSE | 1 |  | TRUE |  | Stack Damper | Non-Condensing | Single-Stage | Cast Iron | Single-Speed |  |  |  | 103000 | 86000 | [9 empty] | 83.1 | 80 | Federally-Regulated Consumer Product | 2013-04-19
Smith Cast Iron Boilers | Peerless | CC-07-S-G | Steam | LPG | Power | FALSE | FALSE | 1 |  | FALSE |  | None | Non-Condensing | Single-Stage | Cast Iron |  |  |  |  | 1140000 | 924000 |  |  |  |  | 81.1 | 79 | [5 empty] | Federally-Regulated Commercial & Industrial Equipment | 2015-09-30
Smith Cast Iron Boilers | Peerless | CC-05-W-O | Water | Oil | Power | FALSE | FALSE | 1 |  |  |  | None | Non-Condensing | Single-Stage | Cast Iron |  |  |  |  | 700000 | 587000 |  |  |  |  | 83.9 | 82 | [5 empty] | Federally-Regulated Commercial & Industrial Equipment | 2015-09-30
Laars Heating Systems Co. | Laars Heating Systems Co. | DMAX 120 | Water | Oil | Power | FALSE | FALSE | 1 |  |  | None | None | Non-Condensing | Single-Stage | Other |  |  |  |  | 175000 | 144000 | [9 empty] | 86 | 80 | Federally-Regulated Consumer Product | 2007-11-14
Laars Heating Systems Company | BRUTE | BNTH1000 | Water | Natural Gas | Induced Draft | FALSE | TRUE | 1 |  |  |  | None | Condensing | Step Modulating | Other |  |  |  |  | 999000 | 942000 |  |  |  |  | 94.2 | 80 | [5 empty] | Federally-Regulated Commercial & Industrial Equipment | 2015-09-30
PB Heat, LLC | Smith Cast Iron Boilers | GVX-140 | Water | Natural Gas | Induced Draft | FALSE | FALSE | 1 |  |  | None | None | Non-Condensing | Single-Stage | Cast Iron | Single-Speed |  | Standard |  | 140000 | 116000 | [9 empty] | 82 | 80 | Federally-Regulated Consumer Product | 2011-08-02
Water Pik, Inc. | Laars | HH1430EN09*BA | Water | Natural Gas | No Match | FALSE | TRUE | 3 |  |  | No Match | No Match | No Match | No Match | Copper | No Match |  | No Match |  | 1430000 |  | 357500 |  | 82 | 80 |  |  | 5 |  | 82 |  |  | Federally-Regulated Commercial & Industrial Equipment | 2001-05-16
RBI Water Heaters | RBI Water Heaters | DB1050 | Water | Natural Gas | Induced Draft | TRUE | FALSE | 1 |  |  |  | None | Non-Condensing | Single-Stage | Copper |  |  |  |  | 1050000 | 882000 |  |  | 84 | 80 | 82 | [6 empty] | Federally-Regulated Commercial & Industrial Equipment | 2007-12-12
Bosch Thermotechnology Corp. | Bosch | ZBR 35-3 | Water | LPG | Pressure | FALSE | FALSE | 1 |  |  | None | None | Condensing | Step Modulating | Other | Single-Speed |  |  |  | 132000 | 118000 | [9 empty] | 96 | 80 | Federally-Regulated Consumer Product | 2011-06-16
Ajax Boiler, Inc. | Ajax | WEC1275W | Water | Combo (Natural Gas & Oil) | Power | FALSE | TRUE | 3 |  |  | No Match | No Match | No Match | No Match | Other | No Match |  | No Match |  | 1210000 |  | 750000 |  | 85 | 80 |  |  |  |  | 80 |  |  | Federally-Regulated Commercial & Industrial Equipment | 1997-01-07
Crown Boiler Co. | CROWN BOILER | AWI 037E | Water | Natural Gas | Induced Draft | FALSE | FALSE | 1 | TRUE |  |  | Stack Damper | Non-Condensing | Single-Stage | Cast Iron |  |  |  |  | 37000 | 30000 | [9 empty] | 82.3 | 80 | Federally-Regulated Consumer Product | 2015-09-30
Smith Cast Iron Boilers | Smith Cast Iron Boilers | 28A-S/W-09 | Both Steam & Water | Oil | Power | FALSE | FALSE | 1 |  |  |  | None | Non-Condensing | Single-Stage | Cast Iron |  |  |  |  | 2744000 | 2232000 |  |  | 83.5 | 83 | 81.1 | [6 empty] | Federally-Regulated Commercial & Industrial Equipment | 2007-12-12
Slant / Fin Corp. | Slant / Fin Corp. | EC-13A | Water | Oil | Power | FALSE | FALSE | 1 |  |  |  | None | Non-Condensing | Single-Stage | Cast Iron |  |  |  |  | 91000 | 79000 | [9 empty] | 87 | 80 | Federally-Regulated Consumer Product | 2007-11-14
Water Pik, Inc. | Laars | VW1670EN04*BA | Both Steam & Water | Natural Gas | No Match | FALSE | TRUE | 3 |  |  | No Match | No Match | No Match | No Match | Copper | No Match |  | No Match |  | 1670000 |  | 417500 |  | 82 | 80 |  |  | 5 |  | 82 |  |  | Federally-Regulated Commercial & Industrial Equipment | 2001-11-21
Parker Boiler Co. | Parker Boiler | G-9.5R | Steam | Natural Gas | Power | FALSE | FALSE | 3 |  |  | No Match | No Match | No Match | No Match | Other | No Match |  | No Match |  | 398000 |  | 199000 |  | 83 | 80 |  |  | 4 |  | 82 |  |  | Federally-Regulated Commercial & Industrial Equipment | 1996-03-13
PB Heat, LLC | PB Heat, LLC | PFW-210-LP | Water | LPG | Power | FALSE | FALSE | 1 |  | TRUE |  | None | Condensing | Step Modulating | Other |  |  |  |  | 210000 | 195000 | [9 empty] | 95.1 | 80 | Federally-Regulated Consumer Product | 2015-03-30
PB Heat, LLC | PB Heat, LLC | 211A-07 | Steam | LPG | Injection Type | FALSE | FALSE | 1 |  | TRUE |  | None | Non-Condensing | Single-Stage | Cast Iron |  |  |  |  | 1230000 | 957000 |  |  |  |  | 77.8 | [6 empty] | Federally-Regulated Commercial & Industrial Equipment | 2015-06-01
Water Pik, Inc. | Laars | HH0500EP04*BA | Water | LPG | No Match | FALSE | TRUE | 3 |  |  | No Match | No Match | No Match | No Match | Copper | No Match |  | No Match |  | 500000 |  | 125000 |  | 82 | 80 |  |  | 5 |  | 82 |  |  | Federally-Regulated Commercial & Industrial Equipment | 2001-05-30
Weil-McLain | Weil-McLain | 1188 | Steam | Natural Gas | Power | FALSE | FALSE | 3 |  |  | No Match | No Match | No Match | No Match | Cast Iron | No Match |  | No Match |  | 3392000 |  | 3392000 |  | 81.1 | 80 |  |  | 147 |  | 81.1 |  |  | Federally-Regulated Commercial & Industrial Equipment | 1996-02-29
Raypak | Raypak | H(3,4)-0180*R | Water | Natural Gas | Induced Draft | FALSE | FALSE | 1 |  |  |  | Electro-Mechanical Flue Damper | Non-Condensing | Single-Stage | Copper |  |  |  |  | 180000 | 148000 | [9 empty] | 83.2 | 80 | Federally-Regulated Consumer Product | 2015-03-30
Camus Hydronics | Camus Hydronics | DFNH-2001-MS | Water | Natural Gas | Power | FALSE | FALSE | 1 |  |  |  | None | Condensing | Step Modulating | Other |  |  |  |  | 2000000 | 1744000 |  |  | 87.2 |  | 87.2 | [6 empty] | Federally-Regulated Commercial & Industrial Equipment | 2014-08-11
Lochinvar, LLC. | Lochinvar Corp. | FBD4000 | Water | LPG | Power | FALSE | FALSE | 1 |  |  |  | None | Condensing | Step Modulating | Other |  |  |  |  | 4000000 | 3728000 |  |  | 93.2 | [8 empty] | Federally-Regulated Commercial & Industrial Equipment | 2015-04-20
Camus Hydronics | Camus Hydronics | DFPH-0751-MS | Water | LPG | Power | FALSE | FALSE | 1 |  |  |  | None | Condensing | Step Modulating | Other |  |  |  |  | 750000 | 654000 |  |  | 87.2 |  | 87.2 | [6 empty] | Federally-Regulated Commercial & Industrial Equipment | 2014-08-11
Smith Cast Iron Boilers | Smith Cast Iron Boilers | 650A-*-18 | Both Steam & Water | Oil | Power | FALSE | FALSE | 1 |  |  |  | None | Non-Condensing | Single-Stage | Cast Iron |  |  |  |  | 8400000 | 7523000 |  |  | 84.8 | 83 | 83.3 | [6 empty] | Federally-Regulated Commercial & Industrial Equipment | 2007-12-12
Water Pik, Inc. | Laars | PH1200IP04*1A | Water | LPG | No Match | FALSE | FALSE | 3 |  |  | No Match | No Match | No Match | No Match | Copper | No Match |  | No Match |  | 1200000 |  | 300000 |  | 81 | 80 |  |  | 5 |  | 81 |  |  | Federally-Regulated Commercial & Industrial Equipment | 2001-05-30
Ajax Boiler, Inc. | Ajax | XNG2750W | Water | Natural Gas | No Match | FALSE | TRUE | 3 |  |  | No Match | No Match | No Match | No Match | Other | No Match |  | No Match |  | 2750000 |  | 1375000 |  | 80 | 80 |  |  |  |  | 80 |  |  | Federally-Regulated Commercial & Industrial Equipment | 1997-01-07
Crown Boiler Co. | Crown | C247-2300-S | Steam | Natural Gas | No Match | FALSE | FALSE | 3 |  |  | No Match | No Match | No Match | No Match | Cast Iron | No Match |  | No Match |  | 2300000 |  | 2300000 |  | 80 | 80 |  |  |  |  | 80 |  |  | Federally-Regulated Commercial & Industrial Equipment | 1996-03-06
Laars Heating Systems Co. | Triangle Tube | EXCELLENCE 110P | Water | LPG | Power | FALSE | FALSE | 1 |  |  |  | None | Condensing | Step Modulating | Other | Multiple-Speed |  |  |  | 97000 | 87000 | [9 empty] | 96 | 80 | Federally-Regulated Consumer Product | 2012-07-06
Burnham Corp. | Burnham Corp. | 4FHW-154A-O | Water | Oil | Power | FALSE | FALSE | 1 |  |  |  | None | Non-Condensing | Two-Stage Modulating | Other |  |  |  |  | 1289000 | 1059000 |  |  | 87.9 |  | 85.2 | [6 empty] | Federally-Regulated Commercial & Industrial Equipment | 2014-08-11
Raypak | Raypak | H(3,4)-3500* | Water | LPG | Injection Type | FALSE | FALSE | 1 |  |  |  | None | Non-Condensing | Single-Stage | Copper |  |  |  |  | 3500000 | 2870000 |  |  | 82 | [8 empty] | Federally-Regulated Commercial & Industrial Equipment | 2015-04-16
Laars Heating Systems Company | Laars | FC85H0300 | Water | LPG | Power | FALSE | TRUE | 1 | TRUE |  |  | None | Non-Condensing | Single-Stage | Copper |  |  |  |  | 299000 | 255000 | [9 empty] | 93.3 | 80 | Federally-Regulated Consumer Product | 2015-09-30
Camus Hydronics | Camus Hydronics | DFPH-5024-MH | Water | LPG | Power | FALSE | FALSE | 3 |  |  |  | None | Condensing | Step Modulating | Copper |  |  |  |  | 5000000 | 4720000 |  |  | 94.4 |  | 94.4 | [6 empty] | Federally-Regulated Commercial & Industrial Equipment | 2014-08-11
Water Pik, Inc. | Laars | VW0715IN09*1A | Both Steam & Water | Natural Gas | No Match | FALSE | FALSE | 3 |  |  | No Match | No Match | No Match | No Match | Copper | No Match |  | No Match |  | 715000 |  | 178750 |  | 81 | 80 |  |  | 5 |  | 81 |  |  | Federally-Regulated Commercial & Industrial Equipment | 2001-11-21
U.S. Boiler Co. | U.S. Boiler Co. | OW-5-175 | Water | Oil | Power | FALSE | FALSE | 1 |  | TRUE |  | None | Non-Condensing | Single-Stage | Cast Iron | Multiple-Speed |  |  |  | 245000 | 212000 | [9 empty] | 85.1 | 80 | Federally-Regulated Consumer Product | 2014-01-14
Aerco International | Aerco International | MLX EXT 481 | Water | LPG | Luminous | FALSE | TRUE | 1 |  |  |  | None | Condensing | Step Modulating | Other |  |  |  |  | 481000 | 433000 |  |  |  |  | 90 | [6 empty] | Federally-Regulated Commercial & Industrial Equipment | 2015-04-16
PB Heat, LLC | Smith Cast Iron Boilers | GSX-177-INT | Steam | LPG | Injection Type | FALSE | FALSE | 1 |  | TRUE | Draft Diverter | Stack Damper | Non-Condensing | Single-Stage | Cast Iron |  |  |  |  | 177000 | 147000 | [9 empty] | 82.4 | 75 | Federally-Regulated Consumer Product | 2013-04-19
Slant / Fin Corp. | Slant / Fin Corp. | EC-13DV | Water | Oil | Power | FALSE | FALSE | 1 |  | TRUE |  | None | Non-Condensing | Single-Stage | Cast Iron |  |  |  |  | 91000 | 79000 | [9 empty] | 87 | 80 | Federally-Regulated Consumer Product | 2013-04-19
PB Heat, LLC | Peerless | DE-03-SV | Water | Natural Gas | Injection Type | FALSE | FALSE | 1 | TRUE |  |  | None | Non-Condensing | Single-Stage | Cast Iron | Single-Speed |  |  |  | 70000 | 58000 | [9 empty] | 82.1 | 80 | Federally-Regulated Consumer Product | 2015-09-30
Water Pik, Inc. | Laars | PH0715EP04*BA | Water | LPG | No Match | FALSE | TRUE | 3 |  |  | No Match | No Match | No Match | No Match | Copper | No Match |  | No Match |  | 715000 |  | 178750 |  | 82 | 80 |  |  | 5 |  | 82 |  |  | Federally-Regulated Commercial & Industrial Equipment | 2001-05-30
Camus Hydronics | Camus Hydronics | DFNH-2501-MS | Water | Natural Gas | Power | FALSE | FALSE | 1 |  |  |  | None | Condensing | Step Modulating | Other |  |  |  |  | 2500000 | 2180000 |  |  | 87.2 |  | 87.2 | [6 empty] | Federally-Regulated Commercial & Industrial Equipment | 2014-08-11
RBI Water Heaters | RBI Water Heaters | MB1000 | Water | Natural Gas | Power | FALSE | FALSE | 1 |  |  |  | None | Non-Condensing | Step Modulating | Copper |  |  |  |  | 1000000 | 853000 |  |  | 85.3 | 80 | 85.3 | [6 empty] | Federally-Regulated Commercial & Industrial Equipment | 2010-07-21
Raypak | Raypak | H3-HD201* | Water | Natural Gas | Induced Draft | FALSE | FALSE | 1 |  |  | None | None | Non-Condensing | Two-Stage Modulating | Copper | Single-Speed |  | Standard |  | 199000 | 167160 | 119400 | [8 empty] | 85 | 80 | Federally-Regulated Consumer Product | 2010-01-11
PB Heat, LLC | Peerless | WBV-03-085-W | Water | Oil | Power | FALSE | FALSE | 1 | TRUE |  |  | None | Non-Condensing | Single-Stage | Cast Iron |  |  |  |  | 119000 | 104000 | [9 empty] | 86.2 | 84 | Federally-Regulated Consumer Product | 2015-09-30
Crown Boiler Co. | Burnham Corp. | 306 | Water | LPG | Injection Type | FALSE | FALSE | 1 |  |  | Draft Diverter | Stack Damper | Non-Condensing | Single-Stage | Cast Iron | Single-Speed |  | Standard |  | 175000 | 146000 | [9 empty] | 84 | 80 | Federally-Regulated Consumer Product | 2010-03-16
Dunkirk | Sears | 229.9653 | Water | LPG | Power | FALSE | FALSE | 1 |  |  | No Match | No Match | No Match | No Match | Cast Iron | No Match |  | No Match |  | 112500 | [10 empty] | 83 | 80 | Federally-Regulated Consumer Product | 2000-06-07
Laars Heating Systems Co. | Triangle Tube | KS150 | Water | Natural Gas | Induced Draft | FALSE | FALSE | 1 |  | TRUE |  | None | Condensing | Step Modulating | Other | Single-Speed |  |  |  | 150000 | 138000 | [9 empty] | 95 | 80 | Federally-Regulated Consumer Product | 2013-11-14
Burnham Corp. | Burnham Corp. | K5026 | Both Steam & Water | LPG | Induced Draft | FALSE | FALSE | 1 |  |  |  | None | Non-Condensing | Single-Stage | Cast Iron |  |  |  |  | 1828100 | 1463000 |  |  | 80 | 80 | 77 | [6 empty] | Federally-Regulated Commercial & Industrial Equipment | 2010-03-16
PB Heat, LLC | Peerless | PF-460-LP | Water | LPG | Power | FALSE | FALSE | 1 |  |  |  | None | Condensing | Step Modulating | Other |  |  |  |  | 460000 | 438000 |  |  |  |  | 95.2 | 80 | [5 empty] | Federally-Regulated Commercial & Industrial Equipment | 2015-09-30
Parker Boiler Co. | Parker Boiler | G-115R | Steam | Natural Gas | Power | FALSE | FALSE | 3 |  |  | No Match | No Match | No Match | No Match | Other | No Match |  | No Match |  | 4830000 |  | 2415000 |  | 83 | 80 |  |  | 4 |  | 82 |  |  | Federally-Regulated Commercial & Industrial Equipment | 1996-03-13
Raypak | Raypak | H3402B-CHX | Water | LPG | Induced Draft | FALSE | FALSE | 1 |  |  | None | None | Condensing | Single-Stage | Copper |  |  |  |  | 399000 | 391000 |  |  | 98 | 80 | 98 | [6 empty] | Federally-Regulated Commercial & Industrial Equipment | 2007-12-12
Utica Boilers | Utica Boilers | JD-2400 | Both Steam & Water | Natural Gas | Injection Type | FALSE | FALSE | 1 |  |  |  | None | Non-Condensing | Single-Stage | Cast Iron |  |  |  |  | 2400000 | 1932000 |  |  | 80.5 | 80 | 77.5 | [6 empty] | Federally-Regulated Commercial & Industrial Equipment | 2011-05-02
Slant / Fin Corp. | Slant / Fin Corp. | EC-26 | Water | Oil | Power | FALSE | FALSE | 1 |  |  |  | None | Non-Condensing | Single-Stage | Cast Iron |  |  |  |  | 266000 | 232000 | [9 empty] | 86.5 | 80 | Federally-Regulated Consumer Product | 2008-04-14
PB Heat, LLC | Peerless | PF-210 LP | Water | LPG | Power | FALSE | FALSE | 1 | TRUE |  |  | None | Condensing | Step Modulating | Other |  |  |  |  | 210000 | 195000 | [9 empty] | 95.1 | 80 | Federally-Regulated Consumer Product | 2015-09-30
Ajax Boiler, Inc. | Ajax | SGOXFD-8000 | Steam | Natural Gas | Power | FALSE | FALSE | 3 |  |  | No Match | No Match | No Match | No Match | Other | No Match |  | No Match |  | 8000000 |  | 4000000 |  | 81 | 80 |  |  |  |  | 80 |  |  | Non Federally-Regulated | 1992-10-27
U.S. Boiler Co. | U.S. Boiler Co. | 205H*I | Water | Natural Gas | Induced Draft | FALSE | FALSE | 1 |  | TRUE |  | Stack Damper | Non-Condensing | Single-Stage | Cast Iron | Single-Speed |  |  |  | 130000 | 110000 | [9 empty] | 84 | 80 | Federally-Regulated Consumer Product | 2014-01-14
Burnham Corp. | Crown Boiler Co. | CWI241E | Water | LPG | Induced Draft | FALSE | FALSE | 1 |  |  |  | Stack Damper | Non-Condensing | Single-Stage | Cast Iron | Single-Speed | 0.04 | Standard |  | 241000 | 201000 | [9 empty] | 83.2 | 80 | Federally-Regulated Consumer Product | 2007-11-14
Water Pik, Inc. | Laars | HH0715EP09*BA | Water | LPG | No Match | FALSE | TRUE | 3 |  |  | No Match | No Match | No Match | No Match | Copper | No Match |  | No Match |  | 715000 |  | 178750 |  | 82 | 80 |  |  | 5 |  | 82 |  |  | Federally-Regulated Commercial & Industrial Equipment | 2001-05-30
Smith Cast Iron Boilers | Smith Cast Iron Boilers | 350A-*-09 | Both Steam & Water | Oil | Power | FALSE | FALSE | 1 |  |  |  | None | Non-Condensing | Single-Stage | Cast Iron |  |  |  |  | 2100000 | 1705000 |  |  | 83.5 | 83 | 80.8 | [6 empty] | Federally-Regulated Commercial & Industrial Equipment | 2007-12-12
Dunkirk | Caribe | BWMAAN000100 | Water | LPG | Pressure | FALSE | FALSE | 1 |  | TRUE |  | None | Condensing | Step Modulating | Other | Single-Speed |  |  |  | 100000 | 91000 | [9 empty] | 95 | 80 | Federally-Regulated Consumer Product | 2013-04-19
Ajax Boiler, Inc. | Ajax | WEO-400 | Water | Oil | Power | FALSE | FALSE | 3 |  |  | No Match | No Match | No Match | No Match | Other | No Match |  | No Match |  | 380000 |  | 300000 |  | 85 | 83 |  |  |  |  | 82 |  |  | Federally-Regulated Commercial & Industrial Equipment | 1996-03-13
Ajax Boiler, Inc. | Ajax | WG-WGB-2750-D | Steam | Natural Gas | No Match | FALSE | FALSE | 3 |  |  | No Match | No Match | No Match | No Match | Other | No Match |  | No Match |  | 2750000 |  | 2750000 |  | 80 | 80 |  |  |  |  | 80 |  |  | Federally-Regulated Commercial & Industrial Equipment | 1996-02-29
Advanced Thermal Hydronics | Advanced Thermal Hydronics | HWX-140-INT | Water | LPG | Injection Type | FALSE | FALSE | 1 |  |  |  | Stack Damper | Non-Condensing | Single-Stage | Cast Iron | Single-Speed |  |  |  | 140000 | 115000 | [9 empty] | 82 | 80 | Federally-Regulated Consumer Product | 2014-03-28
Raypak | Raypak | H92002*BE | Water | LPG | Induced Draft | FALSE | FALSE | 1 |  |  | None | None | Non-Condensing | Single-Stage | Copper |  |  |  |  | 1999000 | 1739000 |  |  | 87 | 80 | 87 | [6 empty] | Federally-Regulated Commercial & Industrial Equipment | 2007-12-12
Raypak | Raypak | W7-0700* | Water | Natural Gas | Induced Draft | FALSE | TRUE | 1 |  |  | None | None | Condensing | Step Modulating | Other |  |  |  |  | 700000 | 658000 | 140000 |  | 94.5 | 80 | 94 |  | 12 |  |  |  |  | Federally-Regulated Commercial & Industrial Equipment | 2010-10-29
Ajax Boiler, Inc. | Ajax | OWGB600 | Steam | LPG | No Match | FALSE | TRUE | 3 |  |  | No Match | No Match | No Match | No Match | Other | No Match |  | No Match |  | 600000 |  | 600000 |  | 80 | 80 |  |  |  |  | 80 |  |  | Federally-Regulated Commercial & Industrial Equipment | 1996-02-29
Burnham Corp. | New Yorker Boiler Co. | PVCG60*I- | Water | LPG | Induced Draft | FALSE | FALSE | 1 |  |  |  | None | Non-Condensing | Single-Stage | Cast Iron | Single-Speed | 0.04 | Standard |  | 164000 | 135000 | [9 empty] | 82 | 80 | Federally-Regulated Consumer Product | 2007-11-14
Burnham Corp. | Burnham Corp. | 4FHW-63A-O | Water | Oil | Power | FALSE | FALSE | 1 |  |  |  | None | Non-Condensing | Single-Stage | Other |  |  |  |  | 528000 | 431000 |  |  | 87.6 |  | 84.6 | [6 empty] | Federally-Regulated Commercial & Industrial Equipment | 2014-08-11
Burnham Corp. | Burnham Corp. | SCG-8 | Water | Natural Gas | Induced Draft | FALSE | FALSE | 1 |  |  |  | None | Non-Condensing | Single-Stage | Cast Iron | Single-Speed | 0.04 | Standard |  | 245000 | 208000 | [9 empty] | 84.5 | 80 | Federally-Regulated Consumer Product | 2007-11-14
Weil-McLain | Weil-McLain | 488 | Both Steam & Water | Oil | Power | FALSE | FALSE | 1 |  |  |  | None | Non-Condensing | Single-Stage | Cast Iron |  |  |  |  | 980000 | 839000 |  |  | 87.5 | 83 | 85.6 | [6 empty] | Federally-Regulated Commercial & Industrial Equipment | 2008-04-14
Burnham Corp. | Burnham Corp. | V1112H-SO | Steam | Oil | Power | FALSE | FALSE | 1 |  | FALSE |  | None | Non-Condensing | Two-Stage Modulating | Cast Iron |  |  |  |  | 2772000 | 2359000 |  |  | 85.3 |  | 85.1 | [6 empty] | Federally-Regulated Commercial & Industrial Equipment | 2014-08-11
Laars Heating Systems Co. | Laars | NTH399P*** | Water | LPG | Induced Draft | FALSE | FALSE | 1 |  |  | None | None | Condensing | Step Modulating | Other | Single-Speed |  | Standard |  | 399000 | 375000 |  |  | 95.6 | 80 | 94 | [6 empty] | Federally-Regulated Commercial & Industrial Equipment | 2008-10-08
Raypak | Raypak | H3-HD151* | Water | LPG | Induced Draft | FALSE | FALSE | 1 |  |  | None | None | Non-Condensing | Two-Stage Modulating | Copper | Single-Speed |  | Standard |  | 150000 | 126000 | 90000 | [8 empty] | 85 | 80 | Federally-Regulated Consumer Product | 2010-01-11
Weil-McLain | Weil-McLain | PFG-7-PIN | Water | Natural Gas | No Match | FALSE | FALSE | 3 |  |  | No Match | No Match | No Match | No Match | Cast Iron | No Match |  | No Match |  | 366000 |  | 366000 |  | 81 | 80 |  |  | 10 |  | 81 |  |  | Federally-Regulated Commercial & Industrial Equipment | 1996-02-29
RBI Water Heaters | Hamilton Engineering | HZH 00500 | Water | Natural Gas | Power | FALSE | FALSE | 1 |  |  |  | None | Non-Condensing | Two-Stage Modulating | Copper |  |  |  |  | 500000 | 425000 |  |  | 85 |  | 85 | [6 empty] | Federally-Regulated Commercial & Industrial Equipment | 2014-08-11
Water Pik, Inc. | Laars | SR100 | Water | Oil | No Match | TRUE | FALSE | 1 |  |  | No Match | No Match | No Match | No Match | Other | No Match |  | No Match |  | 119000 | [10 empty] | 84.2 | 80 | Federally-Regulated Consumer Product | 2001-10-11
Ajax Boiler, Inc. | Ajax | SGOXFD-8500 | Steam | Natural Gas | Power | FALSE | FALSE | 3 |  |  | No Match | No Match | No Match | No Match | Other | No Match |  | No Match |  | 8500000 |  | 4250000 |  | 81 | 80 |  |  |  |  | 80 |  |  | Non Federally-Regulated | 1992-10-27
Burnham Corp. | Crown Boiler Co. | LCW120 | Water | Oil | Power | FALSE | FALSE | 1 |  |  |  | None | Non-Condensing | Single-Stage | Cast Iron |  |  |  |  | 168000 | 147000 | [9 empty] | 85.9 | 80 | Federally-Regulated Consumer Product | 2008-04-14
Lattner Boiler Co. | Lattner | WLF 9.5 | Steam | Natural Gas | Power | FALSE | FALSE | 3 |  |  | No Match | No Match | No Match | No Match | Other | No Match |  | No Match |  | 398000 |  | 398000 |  | 82.3 | 80 |  |  |  |  | 82.3 |  |  | Federally-Regulated Commercial & Industrial Equipment | 2000-09-06
U.S. Boiler Co. | U.S. Boiler Co. | ALP700 | Water | Natural Gas | Power | FALSE | FALSE | 1 |  |  |  | None | Condensing | Step Modulating | Other |  |  |  |  | 725000 | 689000 |  |  | 95 |  | 95 | [6 empty] | Federally-Regulated Commercial & Industrial Equipment | 2014-08-11
Raypak | Raypak | (H,W)7-0850 * | Water | Natural Gas | Induced Draft | FALSE | FALSE | 1 |  |  |  | None | Condensing | Step Modulating | Other |  |  |  |  | 850000 | 799000 |  |  |  |  | 94 | [6 empty] | Federally-Regulated Commercial & Industrial Equipment | 2015-04-16
Raypak | Propak TM - By Huron Valley Sales | TDX2-918L* | Water | Natural Gas | Injection Type | FALSE | TRUE | 1 |  |  |  | Electro-Mechanical Flue Damper | Non-Condensing | Single-Stage | Copper |  |  |  |  | 181000 | 148000 | [9 empty] | 82.6 | 80 | Federally-Regulated Consumer Product | 2007-11-16
Lochinvar, LLC. | Lochinvar Corp. | FBL0751 | Water | LPG | Power | FALSE | FALSE | 1 |  |  |  | None | Condensing | Step Modulating | Other |  |  |  |  | 750000 | 722000 |  |  |  |  | 96.2 | [6 empty] | Federally-Regulated Commercial & Industrial Equipment | 2015-04-20
Lochinvar, LLC. | Lochinvar Corp. | PBL0752-F9 | Water | LPG | Power | FALSE | FALSE | 1 |  |  |  | None | Non-Condensing | Single-Stage | Copper |  |  |  |  | 750000 | 637000 |  |  |  |  | 85 | [6 empty] | Federally-Regulated Commercial & Industrial Equipment | 2015-04-20
Parker Boiler Co. | Parker Boiler | T1140LR | Water | Natural Gas | Power | FALSE | FALSE | 3 |  |  | No Match | No Match | No Match | No Match | Other | No Match |  | No Match |  | 1140000 |  | 570000 |  | 85 | 80 |  |  | 4 |  | 82 |  |  | Federally-Regulated Commercial & Industrial Equipment | 1996-03-13
Raypak | Raypak | H92002*B | Water | LPG | Induced Draft | FALSE | FALSE | 1 |  |  | None | None | Non-Condensing | Single-Stage | Copper |  |  |  |  | 1999000 | 1679000 |  |  | 84 | 80 | 84 | [6 empty] | Federally-Regulated Commercial & Industrial Equipment | 2007-12-12
Water Pik, Inc. | Laars | VW0850IP09*1A | Both Steam & Water | LPG | No Match | FALSE | FALSE | 3 |  |  | No Match | No Match | No Match | No Match | Copper | No Match |  | No Match |  | 850000 |  | 212850 |  | 81 | 80 |  |  | 5 |  | 81 |  |  | Federally-Regulated Commercial & Industrial Equipment | 2001-11-21
Dunkirk | Dunkirk | Q90-150 | Water | Combo (Natural Gas & Oil) | No Match | FALSE | FALSE | 1 |  |  | No Match | No Match | No Match | No Match | Other | No Match |  | No Match |  | 150000 | [10 empty] | 89.6 | 80 | Federally-Regulated Consumer Product | 2002-06-04
Rite Engineering | Rite | 76SG | Both Steam & Water | Natural Gas | Power | FALSE | FALSE | 3 |  |  | No Match | No Match | No Match | No Match | Other | No Match |  | No Match |  | 760000 |  | 253333 |  | 80 | 80 |  |  |  |  | 80 |  |  | Non Federally-Regulated | 1992-10-14
Crown Boiler Co. | CROWN BOILER | AWI 195E | Water | Natural Gas | Induced Draft | FALSE | FALSE | 1 | TRUE |  |  | Stack Damper | Non-Condensing | Single-Stage | Cast Iron |  |  |  |  | 195000 | 159000 | [9 empty] | 81.4 | 80 | Federally-Regulated Consumer Product | 2015-09-30
Raypak | Raypak | H3-HD301* | Water | Natural Gas | Induced Draft | FALSE | TRUE | 1 |  |  | None | None | Non-Condensing | Two-Stage Modulating | Copper | Single-Speed |  | Standard |  | 299000 | 251160 | 179400 | [8 empty] | 85 | 80 | Federally-Regulated Consumer Product | 2010-01-11
U.S. Boiler Co. | U.S. Boiler Co. | FCM090 | Water | LPG | Induced Draft | FALSE | FALSE | 1 |  |  |  | None | Condensing | Step Modulating | Other | Single-Speed |  |  |  | 90000 | 80000 | [9 empty] | 91 | 80 | Federally-Regulated Consumer Product | 2013-05-09
Harsco Industrial / Patterson-Kelley | Harsco Industrial / Patterson-Kelley | N-2500 MFD | Water | Natural Gas | Power | FALSE | FALSE | 1 |  |  |  | None | Non-Condensing | Step Modulating | Copper |  |  |  |  | 2500000 | 2123000 |  |  | 88 | [8 empty] | Federally-Regulated Commercial & Industrial Equipment | 2015-04-20
RBI Water Heaters | RBI Water Heaters | MB2000 | Water | LPG | Power | FALSE | FALSE | 1 |  |  |  | None | Non-Condensing | Step Modulating | Copper |  |  |  |  | 2000000 | 1704000 |  |  | 85.2 | 80 | 85.2 | [6 empty] | Federally-Regulated Commercial & Industrial Equipment | 2010-07-21
Ajax Boiler, Inc. | Ajax | WRF1250 | Water | Natural Gas | Power | FALSE | TRUE | 1 |  |  | Draft Hood | Stack Damper | Non-Condensing | Two-Stage Modulating | Other | None |  | No Match |  | 1250000 | 1062500 | 1062500 | 903125 | 85 | 80 | 84.2 | [6 empty] | Federally-Regulated Commercial & Industrial Equipment | 2007-08-15
Raypak | Raypak | H3-0752* | Water | LPG | Induced Draft | FALSE | FALSE | 1 |  |  |  | None | Non-Condensing | Single-Stage | Copper |  |  |  |  | 750000 | 630000 |  |  |  |  | 84 | [6 empty] | Federally-Regulated Commercial & Industrial Equipment | 2015-04-16
Ajax Boiler, Inc. | Ajax | XNG2000W | Water | Natural Gas | No Match | FALSE | TRUE | 3 |  |  | No Match | No Match | No Match | No Match | Other | No Match |  | No Match |  | 2000000 |  | 1000000 |  | 80 | 80 |  |  |  |  | 80 |  |  | Federally-Regulated Commercial & Industrial Equipment | 1997-01-07
Burnham Corp. | New Yorker Boiler Co. | CG30CHNI | Water | Natural Gas | Induced Draft | FALSE | FALSE | 1 |  |  |  | Stack Damper | Non-Condensing | Single-Stage | Cast Iron | Single-Speed | 0.04 | Standard |  | 62000 | 52000 | [9 empty] | 84 | 80 | Federally-Regulated Consumer Product | 2008-12-24
Raypak | Propak TM - By Huron Valley Sales | TD2-824** | Water | LPG | Induced Draft | FALSE | TRUE | 1 |  |  |  | None | Non-Condensing | Single-Stage | Copper |  |  |  |  | 240000 | 202000 | [9 empty] | 84 | 80 | Federally-Regulated Consumer Product | 2007-11-16
PB Heat, LLC | PB Heat, LLC | 211A-06 | Steam | Natural Gas | Injection Type | FALSE | FALSE | 1 |  | TRUE |  | None | Non-Condensing | Single-Stage | Cast Iron |  |  |  |  | 1050000 | 816000 |  |  |  |  | 77.7 | [6 empty] | Federally-Regulated Commercial & Industrial Equipment | 2015-06-01
Lochinvar, LLC. | Lochinvar Corp. | CBL260M9 | Water | Natural Gas | Injection Type | FALSE | FALSE | 1 |  |  |  | Stack Damper | Non-Condensing | Single-Stage | Copper |  |  |  |  | 260000 | 216000 | [9 empty] | 82 | 80 | Federally-Regulated Consumer Product | 2007-11-14
PB Heat, LLC | Smith Cast Iron Boilers | GSX-147-INT | Steam | Natural Gas | Injection Type | FALSE | FALSE | 1 |  | TRUE | Draft Diverter | Stack Damper | Non-Condensing | Single-Stage | Cast Iron |  |  |  |  | 147500 | 123000 | [9 empty] | 82.6 | 75 | Federally-Regulated Consumer Product | 2013-04-19
Water Pik, Inc. | Laars | PW0175CP30*B | Both Steam & Water | LPG | No Match | FALSE | TRUE | 1 |  |  | No Match | No Match | No Match | No Match | Copper | No Match |  | No Match |  | 175000 | [10 empty] | 82 | 80 | Federally-Regulated Consumer Product | 2001-11-21
Burnham Corp. | Burnham Corp. | V911A-SN | Steam | Natural Gas | Power | FALSE | FALSE | 3 |  | FALSE |  | Stack Damper | Non-Condensing | Two-Stage Modulating | Cast Iron |  |  |  |  | 2136000 | 1714000 |  |  | 82.1 |  | 80.3 | [6 empty] | Federally-Regulated Commercial & Industrial Equipment | 2014-08-11
Utica Boilers | Utica Boilers | JD-1300 | Both Steam & Water | Natural Gas | Injection Type | FALSE | FALSE | 1 |  |  |  | None | Non-Condensing | Single-Stage | Cast Iron |  |  |  |  | 1300000 | 1045000 |  |  | 80.4 | 80 | 77.5 | [6 empty] | Federally-Regulated Commercial & Industrial Equipment | 2011-05-02
HTP, Inc. | HTP, Inc. | EL-299 | Water | Natural Gas | Power | FALSE | FALSE | 1 |  |  |  | None | Condensing | Step Modulating | Other |  |  |  |  | 299000 | 275000 | [9 empty] | 93 | 80 | Federally-Regulated Consumer Product | 2014-10-23
HTP, Inc. | HTP | EFT-199 | Water | Natural Gas | Power | FALSE | FALSE | 1 | TRUE |  |  | None | Condensing | Step Modulating | Other |  |  |  |  | 199000 | 184000 | [9 empty] | 95.3 | 80 | Federally-Regulated Consumer Product | 2015-09-30
Weil-McLain | Weil-McLain | 1188 | Both Steam & Water | Oil | Power | FALSE | FALSE | 1 |  |  |  | None | Non-Condensing | Single-Stage | Cast Iron |  |  |  |  | 3325000 | 2848000 |  |  | 86.1 | 83 | 85.7 | [6 empty] | Federally-Regulated Commercial & Industrial Equipment | 2008-04-14
Burnham Corp. | Burnham Corp. | PVG-8 | Water | Natural Gas | Induced Draft | FALSE | FALSE | 1 |  |  |  | None | Non-Condensing | Single-Stage | Cast Iron | Single-Speed | 0.04 | Standard |  | 245000 | 208000 | [9 empty] | 84.5 | 80 | Federally-Regulated Consumer Product | 2007-11-14
Ajax Boiler, Inc. | Ajax | WEC5500W | Water | Combo (Natural Gas & Oil) | Power | FALSE | TRUE | 3 |  |  | No Match | No Match | No Match | No Match | Other | No Match |  | No Match |  | 5230000 |  | 2200000 |  | 85 | 80 |  |  |  |  | 80 |  |  | Federally-Regulated Commercial & Industrial Equipment | 1997-01-07
Ajax Boiler, Inc. | Ajax | OWGB-11500 | Water | Natural Gas | No Match | FALSE | TRUE | 3 |  |  | No Match | No Match | No Match | No Match | Other | No Match |  | No Match |  | 11500000 |  | 11500000 |  | 80 | 80 |  |  |  |  | 80 |  |  | Federally-Regulated Commercial & Industrial Equipment | 1996-02-29
Aerco International | Aerco International | BMK 750 | Water | Natural Gas | Power | FALSE | FALSE | 1 |  | FALSE | None | None | Condensing | Single-Stage | Other |  |  |  |  | 750000 | 721000 | 750000000 | 721000000 | 96.2 |  | 95.6 | [6 empty] | Federally-Regulated Commercial & Industrial Equipment | 2014-08-11
Water Pik, Inc. | Laars | HH0850EP09CBA | Water | LPG | No Match | FALSE | TRUE | 3 |  |  | No Match | No Match | No Match | No Match | Copper | No Match |  | No Match |  | 850000 |  | 850000 |  | 82 | 80 |  |  | 5 |  | 82 |  |  | Federally-Regulated Commercial & Industrial Equipment | 2001-05-30
Raypak | Raypak | H3-HD251*R | Water | Natural Gas | Induced Draft | FALSE | FALSE | 1 | TRUE |  |  | None | Non-Condensing | Two-Stage Modulating | Copper |  |  |  |  | 250000 | 213000 | [9 empty] | 85 | 82 | Federally-Regulated Consumer Product | 2015-06-01
A O Smith Water Products | A O Smith Water Products | HW 399 300 | Water | Natural Gas | Injection Type | FALSE | FALSE | 1 |  |  |  | None | Non-Condensing | Single-Stage | Copper |  |  |  |  | 399000 | 319000 |  |  | 83 |  | 80 | [6 empty] | Federally-Regulated Commercial & Industrial Equipment | 2014-09-05
Water Pik, Inc. | Laars | HH0600EN09*BA | Water | Natural Gas | No Match | FALSE | TRUE | 3 |  |  | No Match | No Match | No Match | No Match | Copper | No Match |  | No Match |  | 600000 |  | 150000 |  | 82 | 80 |  |  | 5 |  | 82 |  |  | Federally-Regulated Commercial & Industrial Equipment | 2001-05-16
Smith Cast Iron Boilers | Peerless | CC-03-S-O | Steam | Oil | Power | FALSE | FALSE | 1 |  | FALSE |  | None | Non-Condensing | Single-Stage | Cast Iron |  |  |  |  | 364000 | 231000 |  |  |  |  | 84.6 | 81 | [5 empty] | Federally-Regulated Commercial & Industrial Equipment | 2015-09-30
Burnham Corp. | Burnham Corp. | RSAE125 | Water | Oil | Power | FALSE | FALSE | 1 |  |  |  | None | Non-Condensing | Single-Stage | Other | Single-Speed | 0.04 | Standard |  | 91000 | 78000 | [9 empty] | 86.1 | 80 | Federally-Regulated Consumer Product | 2007-11-14
Slant / Fin Corp. | Slant / Fin Corp. | XL-30-1.00 | Water | Oil | Power | FALSE | FALSE | 1 |  |  |  | None | Non-Condensing | Single-Stage | Cast Iron |  |  |  |  | 140000 | 121000 | [9 empty] | 85 | 80 | Federally-Regulated Consumer Product | 2007-11-14
Burnham Corp. | Crown Boiler Co. | CTPR-3 | Water | Oil | Pressure | FALSE | FALSE | 1 |  |  |  | None | Non-Condensing | Single-Stage | Cast Iron | Single-Speed | 0.04 | Standard |  | 105000 | 92000 | [9 empty] | 87.6 | 80 | Federally-Regulated Consumer Product | 2007-11-14
Lochinvar, LLC. | Lochinvar Corp. | PBN1002-F9 | Water | LPG | Power | FALSE | FALSE | 1 |  |  | None | None | Non-Condensing | Single-Stage | Copper |  |  |  |  | 1000000 | 850000 | 250000 | 218000 | 85 | 80 | 85 | [6 empty] | Federally-Regulated Commercial & Industrial Equipment | 2007-12-12
Harsco Industrial / Patterson-Kelley | Harsco Industrial / Patterson-Kelley | C-3000 | Water | LPG | Power | FALSE | FALSE | 1 |  |  | None | None | Condensing | Step Modulating | Other |  |  |  |  | 3000000 | 2775000 | 600000 | 555000 | 92.5 | 80 | 91.1 | [6 empty] | Federally-Regulated Commercial & Industrial Equipment | 2011-09-26
Lochinvar, LLC. | Lochinvar Corp. | CBN0747 | Water | Natural Gas | Power | FALSE | TRUE | 1 |  |  |  | None | Non-Condensing | Two-Stage Modulating | Copper |  |  |  |  | 745000 | 603000 |  |  |  |  | 81 | [6 empty] | Federally-Regulated Commercial & Industrial Equipment | 2015-04-20
Burnham Corp. | Crown Boiler Co. | 32-2090*N | Both Steam & Water | LPG | Induced Draft | FALSE | FALSE | 1 |  |  |  | None | Non-Condensing | Single-Stage | Cast Iron |  |  |  |  | 2090000 | 1672000 |  |  | 80.5 | 80 | 75.4 | [6 empty] | Federally-Regulated Commercial & Industrial Equipment | 2007-12-12
Hydrotherm | Hydrotherm | KN-26 | Water | LPG | Power | FALSE | FALSE | 1 |  |  |  | None | Condensing | Step Modulating | Cast Iron |  |  |  |  | 2600000 | 2236000 |  |  | 86 | [8 empty] | Federally-Regulated Commercial & Industrial Equipment | 2015-04-20
Raypak | Raypak | H7-398A-P* | Water | LPG | Power | FALSE | FALSE | 1 |  |  |  | None | Condensing | Step Modulating | Other |  |  |  |  | 399000 | 383040 | 39900 | 38304 | 96 |  | 96 | [6 empty] | Federally-Regulated Commercial & Industrial Equipment | 2015-01-07
Allied Engineering Co. | Super Hot | AAE1080*** | Water | Natural Gas | No Match | FALSE | TRUE | 3 |  |  | No Match | No Match | No Match | No Match | Copper | No Match |  | No Match |  | 1080000 |  | 378000 |  | 80 | 80 |  |  |  |  | 80 |  |  | Federally-Regulated Commercial & Industrial Equipment | 1998-04-21
Water Pik, Inc. | Laars | PH0625MN20****** | Water | Natural Gas | Power | FALSE | TRUE | 3 |  |  | No Match | No Match | No Match | No Match | Copper | No Match |  | No Match |  | 625000 |  | 625000 |  | 83 | 80 |  |  | 5 |  | 83 |  |  | Federally-Regulated Commercial & Industrial Equipment | 2001-11-21
Burnham Corp. | Crown Boiler Co. | 24-10 | Both Steam & Water | LPG | Power | FALSE | FALSE | 1 |  |  |  | None | Non-Condensing | Single-Stage | Cast Iron |  |  |  |  | 1867000 | 1497000 |  |  | 82.2 | 80 | 80.2 | [6 empty] | Federally-Regulated Commercial & Industrial Equipment | 2007-12-12
Ajax Boiler, Inc. | Ajax | WEO-700 | Water | Oil | Power | FALSE | FALSE | 3 |  |  | No Match | No Match | No Match | No Match | Other | No Match |  | No Match |  | 665000 |  | 450000 |  | 85 | 83 |  |  |  |  | 82 |  |  | Federally-Regulated Commercial & Industrial Equipment | 1996-03-13
Water Pik, Inc. | Laars | PW1010IN04*1A | Both Steam & Water | Natural Gas | No Match | FALSE | FALSE | 3 |  |  | No Match | No Match | No Match | No Match | Copper | No Match |  | No Match |  | 1010000 |  | 252500 |  | 81 | 80 |  |  | 5 |  | 81 |  |  | Federally-Regulated Commercial & Industrial Equipment | 2001-11-21
New Yorker Boiler Co. | New Yorker Boiler Co. | FRHGSII | Water | Oil | Power | FALSE | FALSE | 1 |  | TRUE |  | Stack Damper | Non-Condensing | Single-Stage | Other | Single-Speed |  |  |  | 182000 | 158000 | [9 empty] | 85 | 80 | Federally-Regulated Consumer Product | 2013-04-19
Water Pik, Inc. | Laars | HH1825IN09CBA | Water | Natural Gas | No Match | FALSE | FALSE | 3 |  |  | No Match | No Match | No Match | No Match | Copper | No Match |  | No Match |  | 1825000 |  | 1825000 |  | 82 | 80 |  |  | 5 |  | 82 |  |  | Federally-Regulated Commercial & Industrial Equipment | 2001-05-16
Lochinvar, LLC. | Lochinvar Corp. | PBL2001-B9 | Water | LPG | Power | FALSE | FALSE | 1 |  |  |  | None | Non-Condensing | Step Modulating | Copper |  |  |  |  | 2000000 | 1680000 |  |  |  |  | 84 | [6 empty] | Federally-Regulated Commercial & Industrial Equipment | 2015-04-20
Rite Engineering | Rite | 325S | Both Steam & Water | Natural Gas | No Match | FALSE | FALSE | 3 |  |  | No Match | No Match | No Match | No Match | Other | No Match |  | No Match |  | 3250000 |  | 1625000 |  | 80 | 80 |  |  |  |  | 80 |  |  | Non Federally-Regulated | 1992-10-14
Axeman-Anderson Co. | Axeman-Anderson Co. | PVT-210HD | Water | Oil | No Match | FALSE | FALSE | 1 |  |  | No Match | No Match | No Match | No Match | Other | No Match |  | No Match |  | 210000 | [10 empty] | 84.8 | 80 | Federally-Regulated Consumer Product | 2001-04-12
Ajax Boiler, Inc. | Ajax | OSGXFD350 | Steam | Natural Gas | Power | FALSE | TRUE | 3 |  |  | No Match | No Match | No Match | No Match | Other | No Match |  | No Match |  | 350000 |  | 175000 |  | 81 | 80 |  |  |  |  | 80 |  |  | Non Federally-Regulated | 1992-10-27
Crown Boiler Co. | Crown Boiler Co. | TWZ150 | Water | Oil | Power | FALSE | FALSE | 1 |  | TRUE |  | None | Non-Condensing | Single-Stage | Cast Iron | Single-Speed | 0.04 | Standard |  | 210000 | 179000 | [9 empty] | 84 | 80 | Federally-Regulated Consumer Product | 2013-04-19
Dunkirk | Dunkirk | PSB-9D | Steam | LPG | No Match | FALSE | FALSE | 1 |  |  | No Match | No Match | No Match | No Match | Cast Iron | No Match |  | No Match |  | 280000 | [10 empty] | 81.5 | 75 | Federally-Regulated Consumer Product | 1998-12-21
Utica Boilers | Utica Boilers | JD-1200 | Both Steam & Water | Natural Gas | Injection Type | FALSE | FALSE | 1 |  |  |  | None | Non-Condensing | Single-Stage | Cast Iron |  |  |  |  | 1200000 | 966000 |  |  | 80.5 | 80 | 77.5 | [6 empty] | Federally-Regulated Commercial & Industrial Equipment | 2011-05-02
PB Heat, LLC | PB Heat, LLC | DE-04-SPRK | Water | Natural Gas | Injection Type | FALSE | FALSE | 1 |  | TRUE |  | None | Non-Condensing | Single-Stage | Cast Iron | Single-Speed |  |  |  | 105000 | 87000 | [9 empty] | 82 | 80 | Federally-Regulated Consumer Product | 2013-04-19
Smith Cast Iron Boilers | Peerless | CC-12-S-G | Steam | LPG | Power | FALSE | FALSE | 1 |  | FALSE |  | None | Non-Condensing | Single-Stage | Cast Iron |  |  |  |  | 2165000 | 1750000 |  |  |  |  | 83.4 | 79 | [5 empty] | Federally-Regulated Commercial & Industrial Equipment | 2015-09-30
Easco Boiler Corp. | Easco | SM4-125-S015 | Both Steam & Water | Combo (Natural Gas & Oil) | Power | FALSE | FALSE | 3 |  |  | No Match | No Match | No Match | No Match | Other | No Match |  | No Match |  | 5230000 |  | 1743333 |  | 83 | 80 |  |  | 22 |  | 81 |  |  | Federally-Regulated Commercial & Industrial Equipment | 1998-06-02
Laars Heating Systems Co. | Laars | HH4500EP******** | Water | LPG | Induced Draft | FALSE | TRUE | 1 |  |  |  | None | Non-Condensing | Step Modulating | Copper |  |  |  |  | 4500000 | 3645000 | 1350000 |  | 81 | 80 | [7 empty] | Federally-Regulated Commercial & Industrial Equipment | 2007-11-01
U.S. Boiler Co. | New Yorker Boiler Co. | PVCG40A | Water | Natural Gas | Induced Draft | FALSE | FALSE | 1 |  | TRUE |  | None | Non-Condensing | Single-Stage | Cast Iron | Single-Speed |  |  |  | 105000 | 90000 | [9 empty] | 85.4 | 80 | Federally-Regulated Consumer Product | 2014-01-14
Easco Boiler Corp. | Easco | ESP-250-S015 | Both Steam & Water | Combo (Natural Gas & Oil) | Power | FALSE | FALSE | 3 |  |  | No Match | No Match | No Match | No Match | Other | No Match |  | No Match |  | 10461000 |  | 2092200 |  | 83 | 80 |  |  | 22 |  | 81 |  |  | Federally-Regulated Commercial & Industrial Equipment | 1998-06-02
Raypak | Raypak | H7-0300* | Water | Natural Gas | Induced Draft | FALSE | TRUE | 1 |  |  | None | None | Condensing | Step Modulating | Other |  |  |  |  | 300000 | 282000 | 60000 |  | 94.5 | 80 | 94 |  | 12 |  |  |  |  | Federally-Regulated Commercial & Industrial Equipment | 2010-10-29
Raypak | Raypak | H(1,2,5)-1468 * | Water | LPG | Injection Type | FALSE | FALSE | 1 |  |  |  | None | Non-Condensing | Step Modulating | Copper |  |  |  |  | 1350000 | 1107000 |  |  |  |  | 82 | [6 empty] | Federally-Regulated Commercial & Industrial Equipment | 2015-04-16
Easco Boiler Corp. | Easco | SM4-800-S015 | Both Steam & Water | Combo (Natural Gas & Oil) | Power | FALSE | FALSE | 3 |  |  | No Match | No Match | No Match | No Match | Other | No Match |  | No Match |  | 33475000 |  | 6695000 |  | 83 | 80 |  |  | 22 |  | 81 |  |  | Federally-Regulated Commercial & Industrial Equipment | 1998-06-02
Burnham Corp. | Crown Boiler Co. | 24-11 | Both Steam & Water | Oil | Power | FALSE | FALSE | 1 |  |  |  | None | Non-Condensing | Single-Stage | Cast Iron |  |  |  |  | 2044000 | 1690000 |  |  | 84.7 | 83 | 82.7 | [6 empty] | Federally-Regulated Commercial & Industrial Equipment | 2007-12-12
Ajax Boiler, Inc. | Ajax | HRF100 | Steam | Natural Gas | Power | FALSE | TRUE | 1 |  |  | Draft Hood | Stack Damper | Non-Condensing | Two-Stage Modulating | Other | None |  | No Match |  | 4200000 | 3360000 | 3360000 | 2688000 | 80 | 80 | 79.2 | [6 empty] | Federally-Regulated Commercial & Industrial Equipment | 2007-08-15
Viessmann Manufacturing | Viessmann Manufacturing | CT3-89 | Water | LPG | Power | FALSE | FALSE | 1 |  |  |  | None | Condensing | Step Modulating | Other |  |  |  |  | 3361000 | 3252000 |  |  | 96.7 | 80 | 96.7 | [6 empty] | Federally-Regulated Commercial & Industrial Equipment | 2008-04-14
Bosch Thermotechnology Corp. | Bosch Thermotechnology Corp. | GB 142 30 | Water | Natural Gas | Injection Type | FALSE | FALSE | 1 |  | TRUE |  | None | Condensing | Step Modulating | Other | Multiple-Speed |  |  |  | 106000 | 95000 | [9 empty] | 95 | 80 | Federally-Regulated Consumer Product | 2013-11-14
Camus Hydronics | Camus Hydronics | DFPH-5004-MH | Water | LPG | Power | FALSE | FALSE | 3 |  |  |  | None | Non-Condensing | Step Modulating | Copper |  |  |  |  | 5000000 | 4250000 |  |  | 85 |  | 85 | [6 empty] | Federally-Regulated Commercial & Industrial Equipment | 2014-08-11
Ajax Boiler, Inc. | Ajax | SGOXFD-300 | Steam | Natural Gas | Power | FALSE | FALSE | 3 |  |  | No Match | No Match | No Match | No Match | Other | No Match |  | No Match |  | 300000 |  | 300000 |  | 81 | 80 |  |  |  |  | 81 |  |  | Federally-Regulated Commercial & Industrial Equipment | 1996-02-29
Weil-McLain | Weil-McLain | 1594 | Steam | Natural Gas | Power | FALSE | FALSE | 3 |  |  | No Match | No Match | No Match | No Match | Cast Iron | No Match |  | No Match |  | 5052000 |  | 5052000 |  | 81.5 | 80 |  |  | 147 |  | 81.5 |  |  | Federally-Regulated Commercial & Industrial Equipment | 1996-02-29
Ajax Boiler, Inc. | Ajax | WGFD-6500 | Steam | Natural Gas | Power | FALSE | FALSE | 3 |  |  | No Match | No Match | No Match | No Match | Other | No Match |  | No Match |  | 6500000 |  | 3250000 |  | 82 | 80 |  |  |  |  | 80 |  |  | Non Federally-Regulated | 1992-10-27
Utica Boilers | Utica Boilers | USC-3 | Water | Combo (Natural Gas & Oil) | No Match | FALSE | FALSE | 1 |  |  | No Match | No Match | No Match | No Match | Cast Iron | No Match |  | No Match |  | 50000 | [10 empty] | 87 | 80 | Federally-Regulated Consumer Product | 2001-11-01
HTP, Inc. | HTP | EL-299 | Water | Natural Gas | Power | FALSE | FALSE | 1 | TRUE |  |  | None | Condensing | Step Modulating | Other |  |  |  |  | 299000 | 275000 | [9 empty] | 93 | 80 | Federally-Regulated Consumer Product | 2015-09-30
Parker Boiler Co. | Parker Boiler | 7R | Steam | Natural Gas | No Match | FALSE | FALSE | 3 |  |  | No Match | No Match | No Match | No Match | Other | No Match |  | No Match |  | 301000 |  | 150500 |  | 83 | 80 |  |  | 4 |  | 82 |  |  | Federally-Regulated Commercial & Industrial Equipment | 1996-03-13
Lochinvar, LLC. | Lochinvar Corp. | KBL501 | Water | LPG | Power | FALSE | FALSE | 1 |  |  |  | None | Condensing | Step Modulating | Other |  |  |  |  | 500000 | 470000 |  |  |  |  | 94 | [6 empty] | Federally-Regulated Commercial & Industrial Equipment | 2015-04-20
Ajax Boiler, Inc. | Ajax | HRF12 | Steam | Natural Gas | Power | FALSE | TRUE | 1 |  |  | Draft Hood | Stack Damper | Non-Condensing | Two-Stage Modulating | Other | None |  | No Match |  | 525000 | 420000 | 420000 | 336000 | 80 | 80 | 79.2 | [6 empty] | Federally-Regulated Commercial & Industrial Equipment | 2007-08-15
Water Pik, Inc. | Laars | PW0715EN21*N* | Both Steam & Water | Natural Gas | No Match | FALSE | TRUE | 3 |  |  | No Match | No Match | No Match | No Match | Copper | No Match |  | No Match |  | 715000 |  | 178750 |  | 82 | 80 |  |  | 5 |  | 82 |  |  | Federally-Regulated Commercial & Industrial Equipment | 2001-11-21
Ajax Boiler, Inc. | Ajax | HRF300 | Steam | Natural Gas | Power | FALSE | TRUE | 1 |  |  | Draft Hood | Stack Damper | Non-Condensing | Two-Stage Modulating | Other | None |  | No Match |  | 12600000 | 1008000 | 1008000 | 8064000 | 80 | 80 | 79.2 | [6 empty] | Federally-Regulated Commercial & Industrial Equipment | 2007-08-15
Ajax Boiler, Inc. | Ajax | WGX-WGXB-4000-D | Steam | Natural Gas | No Match | FALSE | FALSE | 3 |  |  | No Match | No Match | No Match | No Match | Other | No Match |  | No Match |  | 4000000 |  | 4000000 |  | 80 | 80 |  |  |  |  | 80 |  |  | Federally-Regulated Commercial & Industrial Equipment | 1996-02-29
Ajax Boiler, Inc. | Ajax | WFG4000W | Water | Natural Gas | Power | FALSE | TRUE | 3 |  |  | No Match | No Match | No Match | No Match | Other | No Match |  | No Match |  | 4000000 |  | 1600000 |  | 80 | 80 |  |  |  |  | 80 |  |  | Federally-Regulated Commercial & Industrial Equipment | 1997-01-07
Water Pik, Inc. | Laars | HH1670EP09CBA | Water | LPG | No Match | FALSE | TRUE | 3 |  |  | No Match | No Match | No Match | No Match | Copper | No Match |  | No Match |  | 1670000 |  | 1670000 |  | 82 | 80 |  |  | 5 |  | 82 |  |  | Federally-Regulated Commercial & Industrial Equipment | 2001-05-30
Easco Boiler Corp. | Easco | SM4-150-W030 | Both Steam & Water | Combo (Natural Gas & Oil) | Power | FALSE | FALSE | 3 |  |  | No Match | No Match | No Match | No Match | Other | No Match |  | No Match |  | 6276000 |  | 2092000 |  | 84 | 80 |  |  | 22 |  | 81 |  |  | Federally-Regulated Commercial & Industrial Equipment | 1998-06-02
Ajax Boiler, Inc. | Ajax | OSGXH900 | Steam | Natural Gas | No Match | FALSE | TRUE | 3 |  |  | No Match | No Match | No Match | No Match | Other | No Match |  | No Match |  | 900000 |  | 900000 |  | 80 | 80 |  |  |  |  | 80 |  |  | Federally-Regulated Commercial & Industrial Equipment | 1996-02-29
Crown Boiler Co. | Crown | C247-1200-W | Water | Natural Gas | No Match | FALSE | FALSE | 3 |  |  | No Match | No Match | No Match | No Match | Cast Iron | No Match |  | No Match |  | 1200000 |  | 1200000 |  | 80 | 80 |  |  |  |  | 80 |  |  | Federally-Regulated Commercial & Industrial Equipment | 1996-03-06
Burnham Corp. | Burnham Corp. | K5015 | Both Steam & Water | Natural Gas | Induced Draft | TRUE | FALSE | 1 |  |  |  | None | Non-Condensing | Single-Stage | Cast Iron |  |  |  |  | 1092000 | 874000 |  |  | 80 | 80 | 77 | [6 empty] | Federally-Regulated Commercial & Industrial Equipment | 2010-03-16
Burnham Corp. | Burnham Corp. | IN9 | Steam | Natural Gas | Induced Draft | FALSE | FALSE | 1 |  |  |  | Stack Damper | Non-Condensing | Single-Stage | Cast Iron |  |  |  |  | 280000 | 231000 | [9 empty] | 82.2 | 75 | Federally-Regulated Consumer Product | 2007-11-14
Slant / Fin Corp. | Slant / Fin Corp. | LX-85 | Water | LPG | Injection Type | FALSE | FALSE | 1 |  |  |  | None | Condensing | Step Modulating | Other |  |  |  |  | 85000 | 76000 | [9 empty] | 94 | 80 | Federally-Regulated Consumer Product | 2008-04-14
Dunkirk | Ultimate Engineering / Division of Dunkirk | PFG-7-147 | Water | Combo (Natural Gas & Oil) | Power | FALSE | FALSE | 1 |  |  | No Match | No Match | No Match | No Match | Cast Iron | No Match |  | No Match |  | 147000 | [10 empty] | 84.9 | 80 | Federally-Regulated Consumer Product | 2001-11-01
Water Pik, Inc. | Laars | PH0850EP09*BA | Water | LPG | No Match | FALSE | TRUE | 3 |  |  | No Match | No Match | No Match | No Match | Copper | No Match |  | No Match |  | 850000 |  | 212850 |  | 82 | 80 |  |  | 5 |  | 82 |  |  | Federally-Regulated Commercial & Industrial Equipment | 2001-05-30
Parker Boiler Co. | Parker Boiler | G-5000R | Water | Natural Gas | Power | FALSE | FALSE | 3 |  |  | No Match | No Match | No Match | No Match | Other | No Match |  | No Match |  | 5000000 |  | 2500000 |  | 85 | 80 |  |  | 4 |  | 82 |  |  | Federally-Regulated Commercial & Industrial Equipment | 1996-03-13
Water Pik, Inc. | Laars | VW3050IP18A* | Both Steam & Water | LPG | No Match | FALSE | FALSE | 3 |  |  | No Match | No Match | No Match | No Match | Copper | No Match |  | No Match |  | 3050000 |  | 3050000 |  | 82 | 80 |  |  | 5 |  | 82 |  |  | Federally-Regulated Commercial & Industrial Equipment | 2001-11-21
PVI Industries | PVI | 270 ESB 150A-E | Steam | Electricity | No Match | TRUE | FALSE | 3 |  |  | No Match | No Match | No Match | No Match | Other | No Match |  | No Match |  | 922000 |  | 922000 |  | 99.9 | [5 empty] | 99.9 |  |  | Non Federally-Regulated | 1992-09-28
Water Pik, Inc. | Laars | PW1670EP09*BA | Both Steam & Water | LPG | No Match | FALSE | TRUE | 3 |  |  | No Match | No Match | No Match | No Match | Copper | No Match |  | No Match |  | 1670000 |  | 417500 |  | 82 | 80 |  |  | 5 |  | 82 |  |  | Federally-Regulated Commercial & Industrial Equipment | 2001-11-21
Laars Heating Systems Co. | Triangle Tube | SOLO 110P | Water | LPG | Power | FALSE | FALSE | 1 |  |  |  | None | Condensing | Step Modulating | Other | Multiple-Speed |  |  |  | 97000 | 87000 | [9 empty] | 96 | 80 | Federally-Regulated Consumer Product | 2012-07-06
Raypak | Raypak | H(3,4)-HD401* | Water | LPG | Induced Draft | FALSE | FALSE | 1 |  |  |  | None | Non-Condensing | Single-Stage | Copper |  |  |  |  | 399000 | 335000 |  |  |  |  | 84 | [6 empty] | Federally-Regulated Commercial & Industrial Equipment | 2015-04-16
Ajax Boiler, Inc. | Ajax | SGX-SGXB-1125-D | Steam | Natural Gas | No Match | FALSE | FALSE | 3 |  |  | No Match | No Match | No Match | No Match | Other | No Match |  | No Match |  | 1125000 |  | 1125000 |  | 80 | 80 |  |  |  |  | 80 |  |  | Federally-Regulated Commercial & Industrial Equipment | 1996-02-29
U.S. Boiler Co. | BURNHAM HYDRONICS | SCG-6 | Water | LPG | Induced Draft | FALSE | FALSE | 1 | TRUE |  |  | None | Non-Condensing | Single-Stage | Cast Iron |  |  |  |  | 175000 | 150000 | [9 empty] | 85.2 | 80 | Federally-Regulated Consumer Product | 2015-09-30
Slant / Fin Corp. | Slant / Fin Corp. | S-90ED | Water | LPG | Injection Type | FALSE | FALSE | 1 |  |  |  | Stack Damper | Non-Condensing | Single-Stage | Cast Iron |  |  |  |  | 90000 | 76000 | [9 empty] | 84.2 | 80 | Federally-Regulated Consumer Product | 2007-11-14
Burnham Corp. | Burnham Corp. | V1119 | Both Steam & Water | Natural Gas | Power | FALSE | FALSE | 1 |  |  |  | None | Non-Condensing | Single-Stage | Cast Iron |  |  |  |  | 4691000 | 3739000 |  |  | 81.4 | 80 | 79.7 | [6 empty] | Federally-Regulated Commercial & Industrial Equipment | 2010-03-16
Ajax Boiler, Inc. | Ajax | OSGXFD9500 | Steam | Natural Gas | Power | FALSE | TRUE | 3 |  |  | No Match | No Match | No Match | No Match | Other | No Match |  | No Match |  | 9500000 |  | 4750000 |  | 81 | 80 |  |  |  |  | 80 |  |  | Non Federally-Regulated | 1992-10-27
Burnham Corp. | Crown Boiler Co. | LCS150 | Steam | Oil | Power | FALSE | FALSE | 1 |  |  |  | None | Non-Condensing | Single-Stage | Cast Iron |  |  |  |  | 210000 | 177000 | [9 empty] | 82.9 | 80 | Federally-Regulated Consumer Product | 2008-04-14
Hydrotherm | Hydrotherm | VGA-250BS-INT | Steam | LPG | Injection Type | FALSE | FALSE | 1 |  |  |  | None | Non-Condensing | Single-Stage | Cast Iron |  |  |  |  | 250000 | 207000 | [9 empty] | 82.3 | 75 | Federally-Regulated Consumer Product | 2008-10-20
Smith Cast Iron Boilers | Smith Cast Iron Boilers | GC-160 | Water | LPG | Power | FALSE | FALSE | 1 |  |  |  | None | Condensing | Step Modulating | Other |  |  |  |  | 160000 | 142000 | 30000 | 28000 | [7 empty] | 93 | 80 | Federally-Regulated Consumer Product | 2009-09-17
Laars Heating Systems Co. | Laars | RHCH2000N******* | Water | Natural Gas | Power | FALSE | TRUE | 1 |  |  |  | None | Non-Condensing | Step Modulating | Copper |  |  |  |  | 1999000 | 1719000 | 1000000 |  | 86 | 80 | 85.5 | [6 empty] | Federally-Regulated Commercial & Industrial Equipment | 2007-11-20
Water Pik, Inc. | Laars | VW1825IP09*1A | Both Steam & Water | LPG | No Match | FALSE | FALSE | 3 |  |  | No Match | No Match | No Match | No Match | Copper | No Match |  | No Match |  | 1825000 |  | 456250 |  | 81 | 80 |  |  | 5 |  | 81 |  |  | Federally-Regulated Commercial & Industrial Equipment | 2001-11-21
Camus Hydronics | Camus Hydronics | DMNC-0123-MPI | Water | Natural Gas | Power | FALSE | FALSE | 1 | TRUE |  |  | None | Condensing | Step Modulating | Other |  |  |  |  | 120000 | 108000 | [9 empty] | 90 | 80 | Federally-Regulated Consumer Product | 2015-09-30
Laars Heating Systems Company | BRUTE | BNTH285 | Water | Natural Gas | Induced Draft | FALSE | FALSE | 1 | TRUE |  |  | None | Condensing | Step Modulating | Other |  |  |  |  | 285000 | 264000 | [9 empty] | 95 | 80 | Federally-Regulated Consumer Product | 2015-09-30
PB Heat, LLC | Hydrotherm | HVX-165 | Water | LPG | Injection Type | FALSE | FALSE | 1 | TRUE | TRUE |  | None | Non-Condensing | Single-Stage | Cast Iron | Single-Speed |  |  |  | 165000 | 136000 | [9 empty] | 82 | 82 | Federally-Regulated Consumer Product | 2015-06-01
U.S. Boiler Co. | U.S. Boiler Co. | K2-150 | Water | Natural Gas | Power | FALSE | FALSE | 1 |  |  |  | None | Condensing | Step Modulating | Other | Single-Speed |  |  |  | 150000 | 141000 | [9 empty] | 94 | 80 | Federally-Regulated Consumer Product | 2014-08-08
Lochinvar, LLC. | Lochinvar Corp. | KBN285 | Water | Natural Gas | Power | FALSE | FALSE | 1 |  |  | None | None | Condensing | Step Modulating | Other |  |  |  |  | 285000 | 260000 | [9 empty] | 96 | 80 | Federally-Regulated Consumer Product | 2010-03-16
Cleaver-Brooks | Cleaver-Brooks | FLX-700-700STM | Steam | Natural Gas | Power | FALSE | FALSE | 3 |  |  | No Match | No Match | No Match | No Match | Other | No Match |  | No Match |  | 7000000 |  | 7000000 |  | 80 | 80 |  |  | 25 |  | 80 |  |  | Federally-Regulated Commercial & Industrial Equipment | 2001-07-31
Ajax Boiler, Inc. | Ajax | OWGFD-10000 | Water | Natural Gas | Power | FALSE | TRUE | 3 |  |  | No Match | No Match | No Match | No Match | Other | No Match |  | No Match |  | 10000000 |  | 5000000 |  | 82 | 80 |  |  |  |  | 80 |  |  | Non Federally-Regulated | 1992-09-21
Raypak | Raypak | H(1,2,5)-1125 * | Water | LPG | Injection Type | FALSE | FALSE | 1 |  |  |  | None | Non-Condensing | Step Modulating | Copper |  |  |  |  | 1035000 | 849000 |  |  |  |  | 82 | [6 empty] | Federally-Regulated Commercial & Industrial Equipment | 2015-04-16
New Yorker Boiler Company, Inc. | New Yorker | MICROTEKDV-1 | Water | Oil | Power | FALSE | FALSE | 1 | TRUE |  |  | None | Non-Condensing | Single-Stage | Other |  |  |  |  | 84000 | 74000 | [9 empty] | 86.7 | 84 | Federally-Regulated Consumer Product | 2015-09-30
Dunkirk | Dunkirk | WPSB-8D | Water | LPG | No Match | FALSE | FALSE | 1 |  |  | No Match | No Match | No Match | No Match | Cast Iron | No Match |  | No Match |  | 245000 | [10 empty] | 83.9 | 80 | Federally-Regulated Consumer Product | 1998-12-21
Raypak | Raypak | H7-398*-PS | Water | LPG | Induced Draft | FALSE | FALSE | 1 |  |  |  | None | Condensing | Step Modulating | Other |  |  |  |  | 399000 | 383000 |  |  |  |  | 96 | [6 empty] | Federally-Regulated Commercial & Industrial Equipment | 2015-04-16
Rite Engineering | Rite | A600S | Both Steam & Water | Natural Gas | No Match | FALSE | FALSE | 3 |  |  | No Match | No Match | No Match | No Match | Other | No Match |  | No Match |  | 6000000 |  | 3000000 |  | 80 | 80 |  |  |  |  | 80 |  |  | Non Federally-Regulated | 1992-10-14
Weil-McLain | Weil-McLain | CGa-25-PIDN | Water | Natural Gas | No Match | FALSE | FALSE | 1 |  |  | No Match | No Match | No Match | No Match | Cast Iron | No Match |  | No Match |  | 52000 | [10 empty] | 84 | 80 | Federally-Regulated Consumer Product | 2000-09-27
Ajax Boiler, Inc. | Ajax | WGFD-1125 | Steam | Natural Gas | Power | FALSE | FALSE | 3 |  |  | No Match | No Match | No Match | No Match | Other | No Match |  | No Match |  | 1125000 |  | 562500 |  | 82 | 80 |  |  |  |  | 80 |  |  | Non Federally-Regulated | 1992-10-27
Slant / Fin Corp. | Slant / Fin Corp. | LD-60 | Both Steam & Water | Oil | Power | FALSE | FALSE | 1 |  |  |  | None | Non-Condensing | Single-Stage | Cast Iron |  |  |  |  | 364000 | 298000 |  |  | 85.8 | 83 | 81.9 | [6 empty] | Federally-Regulated Commercial & Industrial Equipment | 2007-12-12
Burnham Corp. | Burnham Corp. | V1122H-SN | Steam | Natural Gas | Power | FALSE | FALSE | 3 |  | FALSE |  | None | Non-Condensing | Two-Stage Modulating | Cast Iron |  |  |  |  | 5485000 | 4473000 |  |  | 82.1 |  | 81.6 | [6 empty] | Federally-Regulated Commercial & Industrial Equipment | 2014-08-11
Smith Cast Iron Boilers | Smith Cast Iron Boilers | GB250-S-8-INT | Steam | Natural Gas | Power | FALSE | FALSE | 1 |  |  |  | Electro-Mechanical Flue Damper | Non-Condensing | Single-Stage | Cast Iron |  |  |  |  | 350000 | 280000 |  |  | 80 | 80 | 75.8 | [6 empty] | Federally-Regulated Commercial & Industrial Equipment | 2007-12-12
PB Heat, LLC | PB Heat, LLC | LC-8-N | Water | Natural Gas | Power | FALSE | FALSE | 1 |  |  |  | None | Non-Condensing | Single-Stage | Cast Iron |  |  |  |  | 1469000 | 1189000 |  |  | 81.1 |  | 81 | [6 empty] | Federally-Regulated Commercial & Industrial Equipment | 2014-09-05
Crown Boiler Co. | Crown | C247-600-W | Water | Natural Gas | No Match | FALSE | FALSE | 3 |  |  | No Match | No Match | No Match | No Match | Cast Iron | No Match |  | No Match |  | 600000 |  | 600000 |  | 80 | 80 |  |  |  |  | 80 |  |  | Federally-Regulated Commercial & Industrial Equipment | 1996-03-06
Slant / Fin Corp. | Slant / Fin Corp. | GG-75HEDP | Water | LPG | Injection Type | FALSE | FALSE | 1 |  |  |  | Stack Damper | Non-Condensing | Single-Stage | Cast Iron |  |  |  |  | 75000 | 64000 | [9 empty] | 84.4 | 80 | Federally-Regulated Consumer Product | 2007-11-14
Parker Boiler Co. | Parker Boiler | WH1900LR | Water | Natural Gas | Power | FALSE | FALSE | 3 |  |  | No Match | No Match | No Match | No Match | Other | No Match |  | No Match |  | 1900000 |  | 950000 |  | 83 | 80 |  |  | 4 |  | 82 |  |  | Federally-Regulated Commercial & Industrial Equipment | 1996-03-13
Parker Boiler Co. | Parker Boiler | 10 | Steam | Natural Gas | No Match | FALSE | FALSE | 3 |  |  | No Match | No Match | No Match | No Match | Other | No Match |  | No Match |  | 430000 |  | 430000 |  | 80 | 80 |  |  | 4 |  | 80 |  |  | Non Federally-Regulated | 1992-10-27
Laars Heating Systems Co. | Bradford-White Corp. | BMT2H0200 | Water | LPG | Injection Type | FALSE | TRUE | 1 |  |  |  | None | Non-Condensing | Single-Stage | Copper | Single-Speed |  |  |  | 200000 | 170000 | [9 empty] | 85.1 | 80 | Federally-Regulated Consumer Product | 2013-05-09
Smith Cast Iron Boilers | Smith Cast Iron Boilers | 19HE-11 | Water | Oil | Power | FALSE | FALSE | 1 |  |  |  | None | Non-Condensing | Single-Stage | Cast Iron |  |  |  |  | 1904000 | 1587000 |  |  | 83.4 | 83 | 83.4 | [6 empty] | Federally-Regulated Commercial & Industrial Equipment | 2010-07-21
Crown Boiler Co. | Burnham Corp. | V88S | Steam | Oil | Power | FALSE | FALSE | 1 |  |  |  | None | Non-Condensing | Single-Stage | Cast Iron |  |  |  |  | 329000 | 266000 |  |  | 84.2 | 83 | 81.4 | [6 empty] | Federally-Regulated Commercial & Industrial Equipment | 2010-03-16
Rite Engineering | Rite | 300WG | Both Steam & Water | Natural Gas | Power | FALSE | FALSE | 3 |  |  | No Match | No Match | No Match | No Match | Other | No Match |  | No Match |  | 3000000 |  | 1000000 |  | 80 | 80 |  |  |  |  | 80 |  |  | Non Federally-Regulated | 1992-10-14
Ajax Boiler, Inc. | Ajax | XNG13000W | Water | Natural Gas | No Match | FALSE | TRUE | 3 |  |  | No Match | No Match | No Match | No Match | Other | No Match |  | No Match |  | 13000000 |  | 6500000 |  | 80 | 80 |  |  |  |  | 80 |  |  | Federally-Regulated Commercial & Industrial Equipment | 1997-01-07
Dunkirk | Lennox | GSB8-105E | Steam | LPG | No Match | FALSE | FALSE | 1 |  |  | No Match | No Match | No Match | No Match | Cast Iron | No Match |  | No Match |  | 105000 | [10 empty] | 80.4 | 75 | Federally-Regulated Consumer Product | 1999-10-22
Hydrotherm | Hydrotherm | R-180C-PV | Water | LPG | No Match | FALSE | FALSE | 1 |  |  | No Match | No Match | No Match | No Match | Cast Iron | No Match |  | No Match |  | 180000 | [10 empty] | 83.2 | 80 | Federally-Regulated Consumer Product | 1998-12-21
Water Pik, Inc. | Laars | VW1670IN09*BA | Both Steam & Water | Natural Gas | No Match | FALSE | FALSE | 3 |  |  | No Match | No Match | No Match | No Match | Copper | No Match |  | No Match |  | 1670000 |  | 417500 |  | 82 | 80 |  |  | 5 |  | 82 |  |  | Federally-Regulated Commercial & Industrial Equipment | 2001-11-21
Bryan Steam Corp. | Bryan | K-600-W-G | Water | Natural Gas | No Match | TRUE | FALSE | 3 |  |  | No Match | No Match | No Match | No Match | Other | No Match |  | No Match |  | 6000000 |  | 6000000 |  | 80 | 80 |  |  |  |  | 80 |  |  | Federally-Regulated Commercial & Industrial Equipment | 1996-03-01
Lochinvar, LLC. | Lochinvar Corp. | FTX850(N,L) | Water | LPG | Power | FALSE | FALSE | 1 |  |  |  | None | Condensing | Step Modulating | Other |  |  |  |  | 850000 | 825000 |  |  |  |  | 97 | [6 empty] | Federally-Regulated Commercial & Industrial Equipment | 2015-04-20
A O Smith Water Products | A O Smith Water Products | HW 420 300 | Water | Natural Gas | Injection Type | FALSE | FALSE | 1 |  |  |  | None | Non-Condensing | Single-Stage | Copper |  |  |  |  | 420000 | 336000 |  |  | 83 |  | 80 | [6 empty] | Federally-Regulated Commercial & Industrial Equipment | 2014-09-05
Laars Heating Systems Co. | Laars Heating Systems Co. | MLXHW050(N,P)**** | Water | LPG | Power | FALSE | FALSE | 1 |  |  |  | None | Condensing | Step Modulating | Other |  |  |  |  | 50000 | 46000 | [9 empty] | 95 | 80 | Federally-Regulated Consumer Product | 2014-10-23
Easco Boiler Corp. | Easco | ESP-100-W030 | Both Steam & Water | Combo (Natural Gas & Oil) | Power | FALSE | FALSE | 3 |  |  | No Match | No Match | No Match | No Match | Other | No Match |  | No Match |  | 4185000 |  | 1395000 |  | 83 | 80 |  |  | 22 |  | 81 |  |  | Federally-Regulated Commercial & Industrial Equipment | 1998-06-02
Burnham Corp. | Crown Boiler Co. | CWD220 | Water | LPG | Induced Draft | FALSE | FALSE | 1 |  |  |  | None | Non-Condensing | Single-Stage | Cast Iron | Single-Speed | 0.04 | Standard |  | 220000 | 189000 | [9 empty] | 85.2 | 80 | Federally-Regulated Consumer Product | 2007-11-14
Lochinvar, LLC. | Lochinvar Corp. | PBL1701-M9 | Water | Natural Gas | Power | FALSE | FALSE | 1 |  |  |  | None | Non-Condensing | Step Modulating | Copper |  |  |  |  | 1700000 | 1445000 |  |  | 85 |  | 85 | [6 empty] | Federally-Regulated Commercial & Industrial Equipment | 2014-10-23
Bryan Steam Corp. | Bryan | HECL-210-W-FDG | Water | Natural Gas | Power | FALSE | FALSE | 3 |  |  | No Match | No Match | No Match | No Match | Other | No Match |  | No Match |  | 2100000 |  | 2100000 |  | 85 | 80 |  |  |  |  | 85 |  |  | Federally-Regulated Commercial & Industrial Equipment | 1996-03-01
RBI Water Heaters | LCD DOMINATOR SERIES | LB225 | Water | Natural Gas | Power | FALSE | FALSE | 1 | TRUE |  |  | None | Non-Condensing | Single-Stage | Copper |  |  |  |  | 225000 | 189000 | [9 empty] | 83 | 80 | Federally-Regulated Consumer Product | 2015-09-30
Ajax Boiler, Inc. | Ajax | WG-WGB-850-D | Steam | Natural Gas | No Match | FALSE | FALSE | 3 |  |  | No Match | No Match | No Match | No Match | Other | No Match |  | No Match |  | 850000 |  | 850000 |  | 80 | 80 |  |  |  |  | 80 |  |  | Federally-Regulated Commercial & Industrial Equipment | 1996-02-29
Ajax Boiler, Inc. | Ajax | DRF50 | Water | Natural Gas | Power | FALSE | TRUE | 1 |  |  | Draft Hood | Stack Damper | Non-Condensing | Two-Stage Modulating | Other | None |  | No Match |  | 2100000 | 1680000 | 1680000 | 1344000 | 80 | 80 | 79.2 | [6 empty] | Federally-Regulated Commercial & Industrial Equipment | 2007-08-15
Allied Engineering Co. | Allied Engineering Co. | MG-50-N-E | Water | Natural Gas | Injection Type | FALSE | FALSE | 1 |  | TRUE |  | Stack Damper | Non-Condensing | Single-Stage | Other |  |  |  |  | 50000 | 43000 | [9 empty] | 85 | 80 | Federally-Regulated Consumer Product | 2014-08-08
Burnham Corp. | New Yorker Boiler Co. | CG60C_I | Water | Natural Gas | Induced Draft | FALSE | FALSE | 1 |  |  |  | Stack Damper | Non-Condensing | Single-Stage | Cast Iron | Single-Speed | 0.04 | Standard |  | 164000 | 136000 | [9 empty] | 81.7 | 80 | Federally-Regulated Consumer Product | 2007-11-14
Lochinvar, LLC. | Lochinvar Corp. | PBN0502 | Water | Natural Gas | Power | FALSE | FALSE | 1 |  |  |  | None | Non-Condensing | Step Modulating | Copper |  |  |  |  | 500000 | 425000 |  |  |  |  | 85 | [6 empty] | Federally-Regulated Commercial & Industrial Equipment | 2015-04-20
Lochinvar, LLC. | Lochinvar Corp. | FBL2500 | Water | Natural Gas | Power | FALSE | FALSE | 1 |  |  | None | None | Condensing | Step Modulating | Other |  |  |  |  | 2500000 | 2300000 |  |  | 92 | 80 | 92 | [6 empty] | Federally-Regulated Commercial & Industrial Equipment | 2011-02-17
Slant / Fin Corp. | Slant / Fin Corp. | EC-14DV | Water | Oil | Power | FALSE | FALSE | 1 |  | TRUE |  | None | Non-Condensing | Single-Stage | Cast Iron |  |  |  |  | 112000 | 98000 | [9 empty] | 87 | 80 | Federally-Regulated Consumer Product | 2013-04-19
Water Pik, Inc. | Laars | PH0625MN20***** | Water | Natural Gas | Power | FALSE | FALSE | 3 |  |  | No Match | No Match | No Match | No Match | Copper | No Match |  | No Match |  | 625000 |  | 625000 |  | 85 | 80 |  |  | 5 |  | 83 |  |  | Federally-Regulated Commercial & Industrial Equipment | 2001-11-21
Rite Engineering | Rite | 940S | Both Steam & Water | Natural Gas | No Match | FALSE | FALSE | 3 |  |  | No Match | No Match | No Match | No Match | Other | No Match |  | No Match |  | 9400000 |  | 4700000 |  | 80 | 80 |  |  |  |  | 80 |  |  | Non Federally-Regulated | 1992-10-14
U.S. Boiler Co. | TDC Manufacturing | HG05 | Water | LPG | Injection Type | FALSE | FALSE | 1 |  |  |  | Stack Damper | Non-Condensing | Single-Stage | Cast Iron | Single-Speed |  |  |  | 130000 | 106000 | [9 empty] | 82 | 80 | Federally-Regulated Consumer Product | 2014-08-08
Laars Heating Systems Co. | Laars Heating Systems Co. | JVS125PD* | Water | LPG | Pressure | FALSE | FALSE | 1 |  |  |  | None | Non-Condensing | Single-Stage | Copper |  |  |  |  | 125000 | 106000 | [9 empty] | 85 | 80 | Federally-Regulated Consumer Product | 2011-08-02
Burnham Corp. | Crown Boiler Co. | BCW225 | Water | Natural Gas | Induced Draft | FALSE | FALSE | 1 |  |  | None | None | Condensing | Step Modulating | Other | Single-Speed | 0.13 | Standard |  | 225000 | 202000 | 75000 | 68000 | [7 empty] | 94.2 | 80 | Federally-Regulated Consumer Product | 2008-09-25
Camus Hydronics | Camus Hydronics | DFNH-6014-MS | Water | Natural Gas | Power | FALSE | FALSE | 3 |  |  |  | None | Condensing | Step Modulating | Other |  |  |  |  | 6000000 | 5232000 |  |  | 87.2 |  | 87.2 | [6 empty] | Federally-Regulated Commercial & Industrial Equipment | 2014-08-11
Water Pik, Inc. | Laars | PW0500IP04*BA | Both Steam & Water | LPG | No Match | FALSE | FALSE | 3 |  |  | No Match | No Match | No Match | No Match | Copper | No Match |  | No Match |  | 500000 |  | 125000 |  | 82 | 80 |  |  | 5 |  | 82 |  |  | Federally-Regulated Commercial & Industrial Equipment | 2001-11-21
Water Pik, Inc. | Laars | PH1430IP09*1A | Water | LPG | No Match | FALSE | FALSE | 3 |  |  | No Match | No Match | No Match | No Match | Copper | No Match |  | No Match |  | 1430000 |  | 357500 |  | 81 | 80 |  |  | 5 |  | 81 |  |  | Federally-Regulated Commercial & Industrial Equipment | 2001-05-30
Cleaver-Brooks | Cleaver-Brooks | FLX-700-1100STM | Steam | Natural Gas | Power | FALSE | FALSE | 3 |  |  | No Match | No Match | No Match | No Match | Other | No Match |  | No Match |  | 11000000 |  | 11000000 |  | 80 | 80 |  |  | 25 |  | 80 |  |  | Federally-Regulated Commercial & Industrial Equipment | 2001-07-31
Slant / Fin Corp. | Slant / Fin Corp. | XL-50-2.00 | Water | Oil | Power | FALSE | FALSE | 1 |  |  |  | None | Non-Condensing | Single-Stage | Cast Iron |  |  |  |  | 280000 | 239000 | [9 empty] | 84.1 | 80 | Federally-Regulated Consumer Product | 2007-11-14
Slant / Fin Corp. | Slant / Fin Corp. | LDF-50 | Both Steam & Water | Oil | Power | FALSE | FALSE | 1 |  |  |  | None | Non-Condensing | Single-Stage | Cast Iron |  |  |  |  | 329000 | 271000 |  |  | 84.8 | 83 | 82.4 | [6 empty] | Federally-Regulated Commercial & Industrial Equipment | 2008-04-14
Raypak | Raypak | H4-HD401* | Water | Natural Gas | Induced Draft | FALSE | FALSE | 1 |  |  | None | None | Non-Condensing | Single-Stage | Copper | Single-Speed |  | Standard |  | 399000 | 335160 |  |  | 84.5 | 80 | 84 |  | 12 |  |  |  |  | Federally-Regulated Commercial & Industrial Equipment | 2010-01-11
ECR International, Ltd. | Sears, Roebuck, & Co. | 6EXA130 | Water | Oil | Power | FALSE | FALSE | 1 |  |  | Barometric Regulator | None | Non-Condensing | Single-Stage | Cast Iron |  |  |  |  | 182000 | 157000 | [9 empty] | 86.5 | 80 | Federally-Regulated Consumer Product | 2008-09-25
Sterling HVAC Products | Sterling HVAC Products | X7P9-12003-0008 | Water | Natural Gas | Power | FALSE | TRUE | 1 |  |  |  | None | Condensing | Step Modulating | Other |  |  |  |  | 800000 | 754000 |  |  | 94.2 |  | 94.2 | [6 empty] | Federally-Regulated Commercial & Industrial Equipment | 2014-08-11
Camus Hydronics | Camus Hydronics | DMNW-0202 | Water | Natural Gas | Power | FALSE | FALSE | 1 | TRUE |  |  | None | Condensing | Step Modulating | Other |  |  |  |  | 199000 | 179000 | [9 empty] | 90 | 80 | Federally-Regulated Consumer Product | 2015-09-30
Smith Cast Iron Boilers | Smith Cast Iron Boilers | 28HE-S/W-11 | Both Steam & Water | Oil | Power | FALSE | FALSE | 1 |  |  |  | None | Non-Condensing | Single-Stage | Cast Iron |  |  |  |  | 3220000 | 2776000 |  |  | 86 | 83 | 85.5 | [6 empty] | Federally-Regulated Commercial & Industrial Equipment | 2007-12-12
English Boiler & Tube, Inc. | Bent Tube Balanced Flow | BTBF-50-160 | Water | Natural Gas | Power | FALSE | FALSE | 3 |  |  | No Match | No Match | No Match | No Match | Other | No Match |  | No Match |  | 2100000 |  | 525000 |  | 80 | 80 |  |  | 3 |  | 80 |  |  | Federally-Regulated Commercial & Industrial Equipment | 1998-09-10
U.S. Boiler Co. | BURNHAM HYDRONICS | ES25A | Water | Natural Gas | Injection Type | FALSE | FALSE | 1 | TRUE |  |  | Stack Damper | Non-Condensing | Single-Stage | Cast Iron | Multiple-Speed |  |  |  | 140000 | 119000 | [9 empty] | 85 | 80 | Federally-Regulated Consumer Product | 2015-09-30
Ajax Boiler, Inc. | Ajax | WGFD-700 | Steam | Natural Gas | Power | FALSE | FALSE | 3 |  |  | No Match | No Match | No Match | No Match | Other | No Match |  | No Match |  | 700000 |  | 350000 |  | 82 | 80 |  |  |  |  | 80 |  |  | Non Federally-Regulated | 1992-10-27
Water Pik, Inc. | Laars | PW0400CN30*B | Both Steam & Water | Natural Gas | No Match | FALSE | TRUE | 3 |  |  | No Match | No Match | No Match | No Match | Copper | No Match |  | No Match |  | 399000 |  | 100000 |  | 82 | 80 |  |  | 5 |  | 82 |  |  | Federally-Regulated Commercial & Industrial Equipment | 2001-11-21
Lochinvar, LLC. | Lochinvar Corp. | FBD1500 | Water | LPG | Power | FALSE | FALSE | 1 |  |  |  | None | Condensing | Step Modulating | Other |  |  |  |  | 1500000 | 1380000 |  |  |  |  | 92 | [6 empty] | Federally-Regulated Commercial & Industrial Equipment | 2015-04-20
Raypak | Raypak | H2-3500* | Water | Natural Gas | Injection Type | FALSE | FALSE | 1 |  |  |  | None | Non-Condensing | Step Modulating | Copper |  |  |  |  | 3500000 | 2870000 |  |  | 82 | [8 empty] | Federally-Regulated Commercial & Industrial Equipment | 2015-04-16
Laars Heating Systems Co. | Laars | PHO850EP******** | Water | LPG | Induced Draft | FALSE | TRUE | 1 |  |  |  | None | Non-Condensing | Step Modulating | Copper | Single-Speed |  | Standard |  | 850000 | 697000 | 212500 |  | 82 | 80 | 79.6 | [6 empty] | Federally-Regulated Commercial & Industrial Equipment | 2007-11-01
Ace Boiler, Inc. | Ace Boiler, Inc. | B3EO | Both Steam & Water | Natural Gas | No Match | FALSE | TRUE | 3 |  |  | No Match | No Match | No Match | No Match | Copper | No Match |  | No Match |  | 300000 |  | 300000 |  | 80.5 | 80 |  |  |  |  | 80.5 |  |  | Federally-Regulated Commercial & Industrial Equipment | 1996-02-29
Easco Boiler Corp. | Easco | SM4-900-S015 | Both Steam & Water | Combo (Natural Gas & Oil) | Power | FALSE | FALSE | 3 |  |  | No Match | No Match | No Match | No Match | Other | No Match |  | No Match |  | 37659000 |  | 7531800 |  | 83 | 80 |  |  | 22 |  | 81 |  |  | Federally-Regulated Commercial & Industrial Equipment | 1998-06-02
Burnham Corp. | Crown Boiler Co. | JSE379S | Steam | Natural Gas | Induced Draft | TRUE | FALSE | 1 |  |  |  | None | Non-Condensing | Single-Stage | Cast Iron |  |  |  |  | 379000 | 299000 |  |  | 80 | 80 | 77 | [6 empty] | Federally-Regulated Commercial & Industrial Equipment | 2007-12-12
Advanced Thermal Hydronics | Advanced Thermal Hydronics | VGX-147-INT | Steam | LPG | Injection Type | FALSE | FALSE | 1 |  |  |  | Stack Damper | Non-Condensing | Single-Stage | Cast Iron |  |  |  |  | 147500 | 123000 | [9 empty] | 82.6 | 75 | Federally-Regulated Consumer Product | 2014-03-28
Smith Cast Iron Boilers | Peerless | CC-06-S-G | Steam | Natural Gas | Power | FALSE | FALSE | 1 |  | FALSE |  | None | Non-Condensing | Single-Stage | Cast Iron |  |  |  |  | 938000 | 762000 |  |  |  |  | 81.2 | 79 | [5 empty] | Federally-Regulated Commercial & Industrial Equipment | 2015-09-30
Smith Cast Iron Boilers | Peerless | CC-09-W-G | Water | Natural Gas | Power | FALSE | FALSE | 1 |  |  |  | None | Non-Condensing | Single-Stage | Cast Iron |  |  |  |  | 1559000 | 1262000 |  |  |  |  | 83.5 | 80 | [5 empty] | Federally-Regulated Commercial & Industrial Equipment | 2015-09-30
Cleaver-Brooks | Cleaver-Brooks | CFC-1000 | Water | Natural Gas | Power | FALSE | FALSE | 1 |  |  |  | None | Condensing | Step Modulating | Other |  |  |  |  | 1000000 | 958000 |  |  | 94 |  | 94 | [6 empty] | Federally-Regulated Commercial & Industrial Equipment | 2014-10-23
Lochinvar, LLC. | Lochinvar Corp. | EBL250 | Water | LPG | Power | FALSE | FALSE | 1 |  |  |  | None | Non-Condensing | Single-Stage | Copper |  |  |  |  | 250000 | 218000 | [9 empty] | 83.2 | 80 | Federally-Regulated Consumer Product | 2007-11-14
Smith Cast Iron Boilers | Peerless | CC-05-W-G | Water | LPG | Power | FALSE | FALSE | 1 |  |  |  | None | Non-Condensing | Single-Stage | Cast Iron |  |  |  |  | 722000 | 587000 |  |  |  |  | 81.3 | 80 | [5 empty] | Federally-Regulated Commercial & Industrial Equipment | 2015-09-30
Slant / Fin Corp. | Slant / Fin Corp. | GG-75HEDP | Water | Natural Gas | Injection Type | FALSE | FALSE | 1 |  |  |  | Stack Damper | Non-Condensing | Single-Stage | Cast Iron |  |  |  |  | 75000 | 64000 | [9 empty] | 84.4 | 80 | Federally-Regulated Consumer Product | 2007-11-14
Weil-McLain | Weil-McLain | 588 | Steam | Oil | Power | FALSE | FALSE | 3 |  |  | No Match | No Match | No Match | No Match | Cast Iron | No Match |  | No Match |  | 1316000 |  | 1316000 |  | 84.1 | 83 |  |  | 147 |  | 84.1 |  |  | Federally-Regulated Commercial & Industrial Equipment | 1996-02-29
Aerco International | AERCO | MLX EXT 2677 | Water | LPG | Luminous | FALSE | TRUE | 1 |  | FALSE | None | None | Condensing | Step Modulating | Other |  |  |  |  | 2677000 | 2409300 | 83000 |  | 90 |  | 90 | [6 empty] | Federally-Regulated Commercial & Industrial Equipment | 2014-12-11
Slant / Fin Corp. | Slant / Fin Corp. | LX-150CB | Water | Natural Gas | Power | FALSE | FALSE | 1 |  | TRUE |  | None | Condensing | Step Modulating | Other | Single-Speed |  |  |  | 150000 | 133000 | [9 empty] | 92.5 | 80 | Federally-Regulated Consumer Product | 2013-07-10
Smith Cast Iron Boilers | Smith Cast Iron Boilers | 19HE-6 | Both Steam & Water | Natural Gas | Power | FALSE | FALSE | 1 |  | FALSE |  | None | Non-Condensing | Single-Stage | Cast Iron |  |  |  |  | 938000 | 762000 |  |  |  |  | 81.2 | [6 empty] | Federally-Regulated Commercial & Industrial Equipment | 2015-04-20
Water Pik, Inc. | Laars | HH1010IN21*N* | Water | Natural Gas | No Match | FALSE | FALSE | 3 |  |  | No Match | No Match | No Match | No Match | Copper | No Match |  | No Match |  | 1010000 |  | 252500 |  | 82 | 80 |  |  | 5 |  | 82 |  |  | Federally-Regulated Commercial & Industrial Equipment | 2001-11-21
Advanced Thermal Hydronics | Advanced Thermal Hydronics | HWX-70-INT | Water | Natural Gas | Injection Type | FALSE | FALSE | 1 |  |  |  | Stack Damper | Non-Condensing | Single-Stage | Cast Iron | Single-Speed |  |  |  | 70000 | 58000 | [9 empty] | 82.2 | 80 | Federally-Regulated Consumer Product | 2014-03-28
Water Pik, Inc. | Laars | PH1825IP09CBA | Water | LPG | No Match | FALSE | FALSE | 3 |  |  | No Match | No Match | No Match | No Match | Copper | No Match |  | No Match |  | 1825000 |  | 1825000 |  | 82 | 80 |  |  | 5 |  | 82 |  |  | Federally-Regulated Commercial & Industrial Equipment | 2001-05-30
Slant / Fin Corp. | Slant / Fin Corp. | GXHA-200ED | Steam | Natural Gas | Injection Type | FALSE | FALSE | 1 |  |  |  | Stack Damper | Non-Condensing | Single-Stage | Cast Iron |  |  |  |  | 200000 | 163000 | [9 empty] | 81.3 | 75 | Federally-Regulated Consumer Product | 2007-11-14
Ajax Boiler, Inc. | Ajax | WGFD-1375 | Steam | Natural Gas | Power | FALSE | FALSE | 3 |  |  | No Match | No Match | No Match | No Match | Other | No Match |  | No Match |  | 1375000 |  | 687500 |  | 82 | 80 |  |  |  |  | 80 |  |  | Non Federally-Regulated | 1992-10-27
Burnham Corp. | New Yorker Boiler Co. | FR462W | Water | Oil | Power | FALSE | FALSE | 1 |  |  |  | None | Non-Condensing | Single-Stage | Other | Single-Speed |  | Standard |  | 560000 | 462000 |  |  | 84.2 | 83 | 82.7 | [6 empty] | Federally-Regulated Commercial & Industrial Equipment | 2007-12-12
Noritz America Corp. | Noritz America Corp. | NH199-DV | Water | Natural Gas | Power | FALSE | FALSE | 1 |  |  | None | Stack Damper | Non-Condensing | Step Modulating | Copper | None |  |  |  | 199900 | 163100 | 55500 | 45300 | [7 empty] | 82.7 | 80 | Federally-Regulated Consumer Product | 2009-11-12
Water Pik, Inc. | Laars | HH0600IN09CBA | Water | Natural Gas | No Match | FALSE | FALSE | 3 |  |  | No Match | No Match | No Match | No Match | Copper | No Match |  | No Match |  | 600000 |  | 600000 |  | 82 | 80 |  |  | 5 |  | 82 |  |  | Federally-Regulated Commercial & Industrial Equipment | 2001-05-16
ECR International, Ltd. | Utica Boilers | SFE5175S | Steam | Oil | Pressure | FALSE | FALSE | 1 |  |  |  | None | Non-Condensing | Single-Stage | Cast Iron |  |  |  |  | 245000 | 202000 | [9 empty] | 83 | 80 | Federally-Regulated Consumer Product | 2010-03-16
New York Thermal, Inc. | New York Thermal, Inc. | VM110 | Water | LPG | Power | FALSE | FALSE | 1 |  |  |  | None | Condensing | Step Modulating | Other | Multiple-Speed |  |  |  | 110000 | 101000 | [9 empty] | 95 | 80 | Federally-Regulated Consumer Product | 2015-03-30
Cemline Corp. | Cemline Corp. | VB30EHB18 | Water | Electricity | No Match | FALSE | TRUE | 1 |  |  | No Match | No Match | No Match | No Match | Cast Iron | No Match |  | No Match |  | 61470 |  |  |  | 98.4 | [8 empty] | Federally-Regulated Consumer Product | 1992-06-18
Dunkirk | Carrier | BW3AAP000075ABAA | Water | LPG | Power | FALSE | FALSE | 1 |  |  | No Match | No Match | No Match | No Match | Cast Iron | No Match |  | No Match |  | 75000 | [10 empty] | 83.4 | 80 | Federally-Regulated Consumer Product | 2000-06-07
Crown Boiler Co. | Crown | C247-2800-S | Steam | Natural Gas | No Match | FALSE | FALSE | 3 |  |  | No Match | No Match | No Match | No Match | Cast Iron | No Match |  | No Match |  | 2800000 |  | 2800000 |  | 80 | 80 |  |  |  |  | 80 |  |  | Federally-Regulated Commercial & Industrial Equipment | 1996-03-06
Universal Boiler Works | Universal Boiler Works | BF900S4 | Steam | Combo (Natural Gas & Oil) | Power | FALSE | FALSE | 3 |  |  | No Match | No Match | No Match | No Match | Other | No Match |  | No Match |  | 37800000 |  | 4725000 |  | 83.5 | 80 |  |  | 10 |  | 82 |  |  | Federally-Regulated Commercial & Industrial Equipment | 2001-12-13
Smith Cast Iron Boilers | Peerless | TCII-13-W-O | Water | Oil | Power | FALSE | FALSE | 1 |  |  |  | None | Non-Condensing | Single-Stage | Cast Iron |  |  |  |  | 3850000 | 3295000 |  |  | 86 | 84 | [7 empty] | Federally-Regulated Commercial & Industrial Equipment | 2015-09-30
Allied Engineering Co. | Super Hot | AAE1200*** | Water | Natural Gas | No Match | FALSE | TRUE | 3 |  |  | No Match | No Match | No Match | No Match | Copper | No Match |  | No Match |  | 1200000 |  | 420000 |  | 80 | 80 |  |  |  |  | 80 |  |  | Federally-Regulated Commercial & Industrial Equipment | 1998-04-21
Water Pik, Inc. | Laars | PH0850IN04*BA | Water | Natural Gas | No Match | FALSE | FALSE | 3 |  |  | No Match | No Match | No Match | No Match | Copper | No Match |  | No Match |  | 850000 |  | 212850 |  | 82 | 80 |  |  | 5 |  | 82 |  |  | Federally-Regulated Commercial & Industrial Equipment | 2001-05-30
Crown Boiler Co. | Burnham Corp. | ES28 | Water | LPG | Injection Type | FALSE | FALSE | 1 |  |  | Draft Diverter | Stack Damper | Non-Condensing | Single-Stage | Cast Iron | Single-Speed | 0.04 | Standard |  | 245000 | 208000 | [9 empty] | 85 | 80 | Federally-Regulated Consumer Product | 2010-03-16
Raypak | Raypak | H(1,2,5)-0514 * | Water | LPG | Injection Type | FALSE | FALSE | 1 |  |  |  | None | Non-Condensing | Step Modulating | Copper |  |  |  |  | 480500 | 394000 |  |  |  |  | 82 | [6 empty] | Federally-Regulated Commercial & Industrial Equipment | 2015-04-16
Water Pik, Inc. | Laars | PW0715IP09CBA | Both Steam & Water | LPG | No Match | FALSE | FALSE | 3 |  |  | No Match | No Match | No Match | No Match | Copper | No Match |  | No Match |  | 715000 |  | 715000 |  | 82 | 80 |  |  | 5 |  | 82 |  |  | Federally-Regulated Commercial & Industrial Equipment | 2001-11-21
Burnham Corp. | Burnham Corp. | IN8 | Steam | LPG | Induced Draft | FALSE | FALSE | 1 |  |  |  | Stack Damper | Non-Condensing | Single-Stage | Cast Iron |  |  |  |  | 245000 | 202000 | [9 empty] | 82.2 | 75 | Federally-Regulated Consumer Product | 2007-11-14
Water Pik, Inc. | Laars | HH0325CP30*B | Water | LPG | No Match | FALSE | TRUE | 3 |  |  | No Match | No Match | No Match | No Match | Copper | No Match |  | No Match |  | 325000 |  | 81250 |  | 82 | 80 |  |  | 5 |  | 82 |  |  | Federally-Regulated Commercial & Industrial Equipment | 2001-11-21
Smith Cast Iron Boilers | Smith Cast Iron Boilers | 650A-*-24 | Both Steam & Water | Natural Gas | Power | FALSE | FALSE | 1 |  |  |  | None | Non-Condensing | Single-Stage | Cast Iron |  |  |  |  | 12464000 | 10076000 |  |  | 82.5 | 80 | 80.8 | [6 empty] | Federally-Regulated Commercial & Industrial Equipment | 2007-12-12
Smith Cast Iron Boilers | Smith Cast Iron Boilers | 6500-*-25 | Both Steam & Water | Oil | Power | FALSE | FALSE | 1 |  |  |  | None | Non-Condensing | Single-Stage | Cast Iron |  |  |  |  | 17080000 | 13975000 |  |  | 83.5 | 83 | 81.7 | [6 empty] | Federally-Regulated Commercial & Industrial Equipment | 2007-12-12
Water Pik, Inc. | Laars | JVS160ND(I/L) | Water | Natural Gas | No Match | FALSE | FALSE | 1 |  |  | No Match | No Match | No Match | No Match | Copper | No Match |  | No Match |  | 160000 | [10 empty] | 83 | 80 | Federally-Regulated Consumer Product | 2001-11-21
Ajax Boiler, Inc. | Ajax | A250W | Water | Natural Gas | Luminous | FALSE | TRUE | 1 |  |  | None | None | Condensing | Step Modulating | Copper | None |  | No Match |  | 2500000 | 2325000 | 625000 | 606250 | 93 | 80 | 92 |  |  |  | 98 |  |  | Federally-Regulated Commercial & Industrial Equipment | 2007-08-15
Camus Hydronics | Camus Hydronics | DFNW-1752-MS | Water | Natural Gas | Power | FALSE | FALSE | 1 |  |  |  | None | Condensing | Step Modulating | Other |  |  |  |  | 1750000 | 1652000 |  |  | 94.4 |  | 94.4 | [6 empty] | Federally-Regulated Commercial & Industrial Equipment | 2014-08-11
Lochinvar, LLC. | Lochinvar Corp. | KBL400 | Water | LPG | Power | FALSE | FALSE | 1 |  |  |  | None | Condensing | Step Modulating | Other |  |  |  |  | 399900 | 376000 |  |  |  |  | 94 | [6 empty] | Federally-Regulated Commercial & Industrial Equipment | 2015-04-20
HTP, Inc. | HTP | EFT-199 | Water | LPG | Power | FALSE | FALSE | 1 | TRUE |  |  | None | Condensing | Step Modulating | Other |  |  |  |  | 199000 | 184000 | [9 empty] | 95.3 | 80 | Federally-Regulated Consumer Product | 2015-09-30
Ajax Boiler, Inc. | Ajax | OWGOFD1050 | Steam | Natural Gas | Power | FALSE | TRUE | 3 |  |  | No Match | No Match | No Match | No Match | Other | No Match |  | No Match |  | 1050000 |  | 525000 |  | 82 | 80 |  |  |  |  | 80 |  |  | Non Federally-Regulated | 1992-10-27
Navien, Inc. | Navien | CH-210-ASME | Water | LPG | Power | FALSE | TRUE | 1 |  |  |  | None | Condensing | Step Modulating | Other | Single-Speed |  |  |  | 175000 | 163000 | [9 empty] | 91 | 80 | Federally-Regulated Consumer Product | 2012-10-16
Water Pik, Inc. | Laars | PW0715IN09*1A | Both Steam & Water | Natural Gas | No Match | FALSE | FALSE | 3 |  |  | No Match | No Match | No Match | No Match | Copper | No Match |  | No Match |  | 715000 |  | 178750 |  | 81 | 80 |  |  | 5 |  | 81 |  |  | Federally-Regulated Commercial & Industrial Equipment | 2001-11-21
Water Pik, Inc. | Laars | HH1825EN21*N* | Water | Natural Gas | No Match | FALSE | TRUE | 3 |  |  | No Match | No Match | No Match | No Match | Copper | No Match |  | No Match |  | 1825000 |  | 456250 |  | 82 | 80 |  |  | 5 |  | 82 |  |  | Federally-Regulated Commercial & Industrial Equipment | 2001-11-21
Dunkirk | Caribe | BWMAAN000100AAAA | Water | LPG | Pressure | FALSE | FALSE | 1 |  | TRUE |  | None | Condensing | Step Modulating | Other | Single-Speed |  |  |  | 100000 | 91000 | [9 empty] | 95 | 80 | Federally-Regulated Consumer Product | 2013-04-19
Burnham Corp. | Burnham Corp. | ALP399 | Water | Natural Gas | Power | FALSE | FALSE | 1 |  |  | None | None | Condensing | Step Modulating | Other |  |  |  |  | 399000 | 376000 | 79800000 |  | 94.5 | 80 | 94.1 | [6 empty] | Federally-Regulated Commercial & Industrial Equipment | 2008-04-14
Bosch Thermotechnology Corp. | Bosch Thermotechnology Corp. | GB312 - 160 | Water | Natural Gas | Induced Draft | FALSE | FALSE | 1 |  |  |  | None | Condensing | Step Modulating | Other |  |  |  |  | 588300 | 544000 |  |  | 92.8 |  | 92.5 | [6 empty] | Federally-Regulated Commercial & Industrial Equipment | 2014-09-05
Ajax Boiler, Inc. | Ajax | WGXFD-8000 | Steam | Natural Gas | Power | FALSE | FALSE | 3 |  |  | No Match | No Match | No Match | No Match | Other | No Match |  | No Match |  | 8000000 |  | 4000000 |  | 82 | 80 |  |  |  |  | 80 |  |  | Non Federally-Regulated | 1992-10-27
Fulton Boiler Works | Fulton | PHW-1000 | Water | Natural Gas | No Match | FALSE | TRUE | 3 |  |  | No Match | No Match | No Match | No Match | Other | No Match |  | No Match |  | 1000000 |  | 1000000 |  | 93 | 80 |  |  |  |  | 93 |  |  | Federally-Regulated Commercial & Industrial Equipment | 1996-02-29
Rite Engineering | Rite | 250SG | Both Steam & Water | Natural Gas | Power | FALSE | FALSE | 3 |  |  | No Match | No Match | No Match | No Match | Other | No Match |  | No Match |  | 2500000 |  | 833333 |  | 80 | 80 |  |  |  |  | 80 |  |  | Non Federally-Regulated | 1992-10-14
Smith Cast Iron Boilers | Peerless | TCII-16-W-G | Water | LPG | Power | FALSE | FALSE | 1 |  |  |  | None | Non-Condensing | Single-Stage | Cast Iron |  |  |  |  | 4923000 | 4095000 |  |  | 83.4 | 82 | [7 empty] | Federally-Regulated Commercial & Industrial Equipment | 2015-09-30
Ajax Boiler, Inc. | Ajax | OWGB1050 | Steam | LPG | No Match | FALSE | TRUE | 3 |  |  | No Match | No Match | No Match | No Match | Other | No Match |  | No Match |  | 1050000 |  | 1050000 |  | 80 | 80 |  |  |  |  | 80 |  |  | Federally-Regulated Commercial & Industrial Equipment | 1996-02-29
New Yorker Boiler Company, Inc. | New Yorker | CG90C_I | Water | Natural Gas | Induced Draft | FALSE | FALSE | 1 | TRUE |  |  | Stack Damper | Non-Condensing | Single-Stage | Cast Iron |  |  |  |  | 266000 | 219000 | [9 empty] | 82 | 80 | Federally-Regulated Consumer Product | 2015-09-30
Raypak | Raypak | H7-2503* | Water | LPG | Induced Draft | FALSE | TRUE | 1 |  | FALSE | None | None | Non-Condensing | Step Modulating | Copper |  |  |  |  | 2501000 | 2125850 | 350000 |  | 85.1 | 82 | [7 empty] | Federally-Regulated Commercial & Industrial Equipment | 2013-01-02
Raypak | Raypak | H-0624A | Water | LPG | Injection Type | FALSE | FALSE | 1 |  |  |  | None | Non-Condensing | Single-Stage | Copper |  |  |  |  | 627000 | 515000 |  |  | 82 | 80 | 82 | [6 empty] | Federally-Regulated Commercial & Industrial Equipment | 2007-12-12
Ajax Boiler, Inc. | Ajax | WEG2500W | Water | Natural Gas | Power | FALSE | TRUE | 3 |  |  | No Match | No Match | No Match | No Match | Other | No Match |  | No Match |  | 2380000 |  | 1000000 |  | 85 | 80 |  |  |  |  | 80 |  |  | Federally-Regulated Commercial & Industrial Equipment | 1997-01-07
Parker Boiler Co. | Parker Boiler | 7LR | Steam | Natural Gas | Power | FALSE | FALSE | 3 |  |  | No Match | No Match | No Match | No Match | Other | No Match |  | No Match |  | 301000 |  | 150500 |  | 83 | 80 |  |  | 4 |  | 82 |  |  | Federally-Regulated Commercial & Industrial Equipment | 1996-03-13
Camus Hydronics | Camus Hydronics | DFNH-5014-MG | Water | Natural Gas | Power | FALSE | FALSE | 3 |  |  |  | None | Condensing | Step Modulating | Copper |  |  |  |  | 5000000 | 4360000 |  |  | 87.2 |  | 87.2 | [6 empty] | Federally-Regulated Commercial & Industrial Equipment | 2014-08-11
Water Pik, Inc. | Laars | VW0500EN09CBA | Both Steam & Water | Natural Gas | No Match | FALSE | TRUE | 3 |  |  | No Match | No Match | No Match | No Match | Copper | No Match |  | No Match |  | 500000 |  | 500000 |  | 82 | 80 |  |  | 5 |  | 82 |  |  | Federally-Regulated Commercial & Industrial Equipment | 2001-11-21
Burnham Corp. | Crown Boiler Co. | CT45 | Water | Oil | Pressure | FALSE | FALSE | 1 |  |  |  | None | Non-Condensing | Single-Stage | Cast Iron | Single-Speed | 0.04 | Standard |  | 189000 | 160000 | [9 empty] | 84 | 80 | Federally-Regulated Consumer Product | 2007-11-14
Heat Cell Technologies, Inc. / ECO Heating Systems | Propak TM - By Huron Valley Sales | HWHN00399ASME | Water | Natural Gas | Power | FALSE | TRUE | 1 |  |  | None | None | Condensing | Two-Stage Modulating | Other | No Match |  | No Match |  | 399000 | 379999 | 80000 | 75360 | 94.7 | 80 | 2.8 | [6 empty] | Federally-Regulated Commercial & Industrial Equipment | 2006-03-29
U.S. Boiler Co. | U.S. Boiler Co. | PVG-6 | Water | Natural Gas | Induced Draft | FALSE | FALSE | 1 |  | TRUE |  | None | Non-Condensing | Single-Stage | Cast Iron | Single-Speed |  |  |  | 175000 | 150000 | [9 empty] | 85.2 | 80 | Federally-Regulated Consumer Product | 2014-01-14
Parker Boiler Co. | Parker Boiler | T5700LR | Water | Natural Gas | Power | FALSE | FALSE | 3 |  |  | No Match | No Match | No Match | No Match | Other | No Match |  | No Match |  | 5700000 |  | 2850000 |  | 85 | 80 |  |  | 4 |  | 82 |  |  | Federally-Regulated Commercial & Industrial Equipment | 1996-03-13
Burnham Corp. | Burnham Corp. | V88S | Steam | Oil | Power | FALSE | FALSE | 1 |  |  |  | None | Non-Condensing | Single-Stage | Cast Iron |  |  |  |  | 329000 | 266000 |  |  | 84.2 | 83 | 81.4 | [6 empty] | Federally-Regulated Commercial & Industrial Equipment | 2007-12-12