## PGEMeasureCodes
Row Labels | PG&E Measure Code | Comment
1 inch Insulation layer, <= 1 inch pipe, <=15 psig steam, Indoor | PR060 | Adopted measure for R1. Also highlighted in other tabs.
1 inch Insulation layer, <= 1 inch pipe, <=15 psig steam, Outdoor | PR051
1 inch Insulation layer, <= 1 inch pipe, >15 psig steam, Indoor | PR061 | Adopted measure for R1. Also highlighted in other tabs.
1 inch Insulation layer, <= 1 inch pipe, >15 psig steam, Outdoor | PR052
1 inch Insulation layer, <= 1 inch pipe, Hot Water, Indoor | PR062 | Adopted measure for R1. Also highlighted in other tabs.
1 inch Insulation layer, <= 1 inch pipe, Hot Water, Outdoor | PR053
1 inch Insulation layer, > 4 inch pipe, <=15 psig steam, Indoor | PR063 | Adopted measure for R1. Also highlighted in other tabs.
1 inch Insulation layer, > 4 inch pipe, <=15 psig steam, Outdoor | PR054
1 inch Insulation layer, > 4 inch pipe, >15 psig steam, Indoor | PR064 | Adopted measure for R1. Also highlighted in other tabs.
1 inch Insulation layer, > 4 inch pipe, >15 psig steam, Outdoor | PR055
1 inch Insulation layer, > 4 inch pipe, Hot Water, Indoor | PR065 | Adopted measure for R1. Also highlighted in other tabs.
1 inch Insulation layer, > 4 inch pipe, Hot Water, Outdoor | PR056
1 inch Insulation layer, 1 inch < pipe <= 4 inch, <=15 psig steam, Indoor | PR066 | Adopted measure for R1. Also highlighted in other tabs.
1 inch Insulation layer, 1 inch < pipe <= 4 inch, <=15 psig steam, Outdoor | PR057
1 inch Insulation layer, 1 inch < pipe <= 4 inch, >15 psig steam, Indoor | PR067 | Adopted measure for R1. Also highlighted in other tabs.
1 inch Insulation layer, 1 inch < pipe <= 4 inch, >15 psig steam, Outdoor | PR058
1 inch Insulation layer, 1 inch < pipe <= 4 inch, Hot Water, Indoor | PR068 | Adopted measure for R1. Also highlighted in other tabs.
1 inch Insulation layer, 1 inch < pipe <= 4 inch, Hot Water, Outdoor | PR059
Fitting Insulation <= 1 inch pipe, <=15 psig steam, Indoor | PR069
Fitting Insulation <= 1 inch pipe, >15 psig steam, Indoor | PR070
Fitting Insulation <= 1 inch pipe, Hot Water, Indoor | PR071
Fitting Insulation > 4 inch pipe, <=15 psig steam, Indoor | PR072
Fitting Insulation > 4 inch pipe, >15 psig steam, Indoor | PR073
Fitting Insulation > 4 inch pipe, Hot Water, Indoor | PR074
Fitting Insulation 1 inch < pipe <= 4 inch, <=15 psig steam, Indoor | PR075
Fitting Insulation 1 inch < pipe <= 4 inch, >15 psig steam, Indoor | PR076
Fitting Insulation 1 inch < pipe <= 4 inch, Hot Water, Indoor | PR077
Fitting Insulation, <= 1 inch pipe, <=15 psig steam, Outdoor | PR078
Fitting Insulation, <= 1 inch pipe, >15 psig steam, Outdoor | PR079
Fitting Insulation, <= 1 inch pipe, Hot Water, Outdoor | PR080
Fitting Insulation, > 4 inch pipe, <=15 psig steam, Outdoor | PR081
Fitting Insulation, > 4 inch pipe, >15 psig steam, Outdoor | PR082
Fitting Insulation, > 4 inch pipe, Hot Water, Outdoor | PR083
Fitting Insulation, 1 inch < pipe <= 4 inch, <=15 psig steam, Outdoor | PR084
Fitting Insulation, 1 inch < pipe <= 4 inch, >15 psig steam, Outdoor | PR085
Fitting Insulation, 1 inch < pipe <= 4 inch, Hot Water, Outdoor | PR086
Grand Total

## SmallLargeCombinedCalculations
Small Commercial Measure Descriptions | Sector | Building Type | Building Vintage | Climate Zone | Building HVAC | APreWBtherm | Large Commercial Measure Descriptions | Sector | Building Type | Building Vintage | Climate Zone | Building HVAC | APreWBtherm | APreWBtherm 30% Small Commercial, 70% Large Commercial | Combined Large and Small Commercial Measure Description
Small Commercial Pipe Insulation 1” Insulation <= 1" pipe Hot Water_Outdoor | Com | Com | Ex | CZ01 | cWtd | 10.16 | Large Commercial Pipe Insulation 1” Insulation <= 1" pipe Hot Water_Outdoor | Com | Com | Ex | CZ01 | cWtd | 8.79 | 9.201 | Commercial Pipe Insulation 1” Insulation <= 1" pipe Hot Water_Outdoor
Small Commercial Pipe Insulation 1” Insulation <= 1" pipe Hot Water_Outdoor | Com | Com | Ex | CZ02 | cWtd | 8.64 | Large Commercial Pipe Insulation 1” Insulation <= 1" pipe Hot Water_Outdoor | Com | Com | Ex | CZ02 | cWtd | 7.47 | 7.821 | Commercial Pipe Insulation 1” Insulation <= 1" pipe Hot Water_Outdoor
Small Commercial Pipe Insulation 1” Insulation <= 1" pipe Hot Water_Outdoor | Com | Com | Ex | CZ03 | cWtd | 11.25 | Large Commercial Pipe Insulation 1” Insulation <= 1" pipe Hot Water_Outdoor | Com | Com | Ex | CZ03 | cWtd | 9.73 | 10.186 | Commercial Pipe Insulation 1” Insulation <= 1" pipe Hot Water_Outdoor
Small Commercial Pipe Insulation 1” Insulation <= 1" pipe Hot Water_Outdoor | Com | Com | Ex | CZ04 | cWtd | 9.83 | Large Commercial Pipe Insulation 1” Insulation <= 1" pipe Hot Water_Outdoor | Com | Com | Ex | CZ04 | cWtd | 8.5 | 8.899 | Commercial Pipe Insulation 1” Insulation <= 1" pipe Hot Water_Outdoor
Small Commercial Pipe Insulation 1” Insulation <= 1" pipe Hot Water_Outdoor | Com | Com | Ex | CZ05 | cWtd | 10.2 | Large Commercial Pipe Insulation 1” Insulation <= 1" pipe Hot Water_Outdoor | Com | Com | Ex | CZ05 | cWtd | 8.82 | 9.234 | Commercial Pipe Insulation 1” Insulation <= 1" pipe Hot Water_Outdoor
Small Commercial Pipe Insulation 1” Insulation <= 1" pipe Hot Water_Outdoor | Com | Com | Ex | CZ11 | cWtd | 9.83 | Large Commercial Pipe Insulation 1” Insulation <= 1" pipe Hot Water_Outdoor | Com | Com | Ex | CZ11 | cWtd | 8.5 | 8.899 | Commercial Pipe Insulation 1” Insulation <= 1" pipe Hot Water_Outdoor
Small Commercial Pipe Insulation 1” Insulation <= 1" pipe Hot Water_Outdoor | Com | Com | Ex | CZ12 | cWtd | 9.23 | Large Commercial Pipe Insulation 1” Insulation <= 1" pipe Hot Water_Outdoor | Com | Com | Ex | CZ12 | cWtd | 7.98 | 8.355 | Commercial Pipe Insulation 1” Insulation <= 1" pipe Hot Water_Outdoor
Small Commercial Pipe Insulation 1” Insulation <= 1" pipe Hot Water_Outdoor | Com | Com | Ex | CZ13 | cWtd | 8.53 | Large Commercial Pipe Insulation 1” Insulation <= 1" pipe Hot Water_Outdoor | Com | Com | Ex | CZ13 | cWtd | 7.37 | 7.718 | Commercial Pipe Insulation 1” Insulation <= 1" pipe Hot Water_Outdoor
Small Commercial Pipe Insulation 1” Insulation <= 1" pipe Hot Water_Outdoor | Com | Com | Ex | CZ14 | cWtd | 10.94 | Large Commercial Pipe Insulation 1” Insulation <= 1" pipe Hot Water_Outdoor | Com | Com | Ex | CZ14 | cWtd | 9.46 | 9.904 | Commercial Pipe Insulation 1” Insulation <= 1" pipe Hot Water_Outdoor
Small Commercial Pipe Insulation 1” Insulation <= 1" pipe Hot Water_Outdoor | Com | Com | Ex | CZ16 | cWtd | 9.69 | Large Commercial Pipe Insulation 1” Insulation <= 1" pipe Hot Water_Outdoor | Com | Com | Ex | CZ16 | cWtd | 8.38 | 8.773 | Commercial Pipe Insulation 1” Insulation <= 1" pipe Hot Water_Outdoor
Small Commercial Pipe Insulation 1” Insulation 1" < pipe <= 4" Hot Water_Outdoor | Com | Com | Ex | CZ01 | cWtd | 15.59 | Large Commercial Pipe Insulation 1” Insulation 1" < pipe <= 4" Hot Water_Outdoor | Com | Com | Ex | CZ01 | cWtd | 13.48 | 14.113 | Commercial Pipe Insulation 1” Insulation 1" < pipe <= 4" Hot Water_Outdoor
Small Commercial Pipe Insulation 1” Insulation 1" < pipe <= 4" Hot Water_Outdoor | Com | Com | Ex | CZ02 | cWtd | 13.3 | Large Commercial Pipe Insulation 1” Insulation 1" < pipe <= 4" Hot Water_Outdoor | Com | Com | Ex | CZ02 | cWtd | 11.51 | 12.047 | Commercial Pipe Insulation 1” Insulation 1" < pipe <= 4" Hot Water_Outdoor
Small Commercial Pipe Insulation 1” Insulation 1" < pipe <= 4" Hot Water_Outdoor | Com | Com | Ex | CZ03 | cWtd | 17.2 | Large Commercial Pipe Insulation 1” Insulation 1" < pipe <= 4" Hot Water_Outdoor | Com | Com | Ex | CZ03 | cWtd | 14.87 | 15.569 | Commercial Pipe Insulation 1” Insulation 1" < pipe <= 4" Hot Water_Outdoor
Small Commercial Pipe Insulation 1” Insulation 1" < pipe <= 4" Hot Water_Outdoor | Com | Com | Ex | CZ04 | cWtd | 15.08 | Large Commercial Pipe Insulation 1” Insulation 1" < pipe <= 4" Hot Water_Outdoor | Com | Com | Ex | CZ04 | cWtd | 13.04 | 13.652 | Commercial Pipe Insulation 1” Insulation 1" < pipe <= 4" Hot Water_Outdoor
Small Commercial Pipe Insulation 1” Insulation 1" < pipe <= 4" Hot Water_Outdoor | Com | Com | Ex | CZ05 | cWtd | 15.63 | Large Commercial Pipe Insulation 1” Insulation 1" < pipe <= 4" Hot Water_Outdoor | Com | Com | Ex | CZ05 | cWtd | 13.52 | 14.153 | Commercial Pipe Insulation 1” Insulation 1" < pipe <= 4" Hot Water_Outdoor
Small Commercial Pipe Insulation 1” Insulation 1" < pipe <= 4" Hot Water_Outdoor | Com | Com | Ex | CZ11 | cWtd | 15.06 | Large Commercial Pipe Insulation 1” Insulation 1" < pipe <= 4" Hot Water_Outdoor | Com | Com | Ex | CZ11 | cWtd | 13.02 | 13.632 | Commercial Pipe Insulation 1” Insulation 1" < pipe <= 4" Hot Water_Outdoor
Small Commercial Pipe Insulation 1” Insulation 1" < pipe <= 4" Hot Water_Outdoor | Com | Com | Ex | CZ12 | cWtd | 14.17 | Large Commercial Pipe Insulation 1” Insulation 1" < pipe <= 4" Hot Water_Outdoor | Com | Com | Ex | CZ12 | cWtd | 12.26 | 12.833 | Commercial Pipe Insulation 1” Insulation 1" < pipe <= 4" Hot Water_Outdoor
Small Commercial Pipe Insulation 1” Insulation 1" < pipe <= 4" Hot Water_Outdoor | Com | Com | Ex | CZ13 | cWtd | 13.11 | Large Commercial Pipe Insulation 1” Insulation 1" < pipe <= 4" Hot Water_Outdoor | Com | Com | Ex | CZ13 | cWtd | 11.33 | 11.864 | Commercial Pipe Insulation 1” Insulation 1" < pipe <= 4" Hot Water_Outdoor
Small Commercial Pipe Insulation 1” Insulation 1" < pipe <= 4" Hot Water_Outdoor | Com | Com | Ex | CZ14 | cWtd | 16.73 | Large Commercial Pipe Insulation 1” Insulation 1" < pipe <= 4" Hot Water_Outdoor | Com | Com | Ex | CZ14 | cWtd | 14.47 | 15.148 | Commercial Pipe Insulation 1” Insulation 1" < pipe <= 4" Hot Water_Outdoor
Small Commercial Pipe Insulation 1” Insulation 1" < pipe <= 4" Hot Water_Outdoor | Com | Com | Ex | CZ16 | cWtd | 14.88 | Large Commercial Pipe Insulation 1” Insulation 1" < pipe <= 4" Hot Water_Outdoor | Com | Com | Ex | CZ16 | cWtd | 12.87 | 13.473 | Commercial Pipe Insulation 1” Insulation 1" < pipe <= 4" Hot Water_Outdoor
Small Commercial Pipe Insulation 1” Insulation > 4" pipe Hot Water_Outdoor | Com | Com | Ex | CZ01 | cWtd | 25.85 | Large Commercial Pipe Insulation 1” Insulation > 4" pipe Hot Water_Outdoor | Com | Com | Ex | CZ01 | cWtd | 22.35 | 23.4 | Commercial Pipe Insulation 1” Insulation > 4" pipe Hot Water_Outdoor
Small Commercial Pipe Insulation 1” Insulation > 4" pipe Hot Water_Outdoor | Com | Com | Ex | CZ02 | cWtd | 22.16 | Large Commercial Pipe Insulation 1” Insulation > 4" pipe Hot Water_Outdoor | Com | Com | Ex | CZ02 | cWtd | 19.16 | 20.06 | Commercial Pipe Insulation 1” Insulation > 4" pipe Hot Water_Outdoor
Small Commercial Pipe Insulation 1” Insulation > 4" pipe Hot Water_Outdoor | Com | Com | Ex | CZ03 | cWtd | 28.43 | Large Commercial Pipe Insulation 1” Insulation > 4" pipe Hot Water_Outdoor | Com | Com | Ex | CZ03 | cWtd | 24.58 | 25.735 | Commercial Pipe Insulation 1” Insulation > 4" pipe Hot Water_Outdoor
Small Commercial Pipe Insulation 1” Insulation > 4" pipe Hot Water_Outdoor | Com | Com | Ex | CZ04 | cWtd | 24.97 | Large Commercial Pipe Insulation 1” Insulation > 4" pipe Hot Water_Outdoor | Com | Com | Ex | CZ04 | cWtd | 21.6 | 22.611 | Commercial Pipe Insulation 1” Insulation > 4" pipe Hot Water_Outdoor
Small Commercial Pipe Insulation 1” Insulation > 4" pipe Hot Water_Outdoor | Com | Com | Ex | CZ05 | cWtd | 25.89 | Large Commercial Pipe Insulation 1” Insulation > 4" pipe Hot Water_Outdoor | Com | Com | Ex | CZ05 | cWtd | 22.39 | 23.44 | Commercial Pipe Insulation 1” Insulation > 4" pipe Hot Water_Outdoor
Small Commercial Pipe Insulation 1” Insulation > 4" pipe Hot Water_Outdoor | Com | Com | Ex | CZ11 | cWtd | 24.93 | Large Commercial Pipe Insulation 1” Insulation > 4" pipe Hot Water_Outdoor | Com | Com | Ex | CZ11 | cWtd | 21.56 | 22.571 | Commercial Pipe Insulation 1” Insulation > 4" pipe Hot Water_Outdoor
Small Commercial Pipe Insulation 1” Insulation > 4" pipe Hot Water_Outdoor | Com | Com | Ex | CZ12 | cWtd | 23.51 | Large Commercial Pipe Insulation 1” Insulation > 4" pipe Hot Water_Outdoor | Com | Com | Ex | CZ12 | cWtd | 20.33 | 21.284 | Commercial Pipe Insulation 1” Insulation > 4" pipe Hot Water_Outdoor
Small Commercial Pipe Insulation 1” Insulation > 4" pipe Hot Water_Outdoor | Com | Com | Ex | CZ13 | cWtd | 21.78 | Large Commercial Pipe Insulation 1” Insulation > 4" pipe Hot Water_Outdoor | Com | Com | Ex | CZ13 | cWtd | 18.84 | 19.722 | Commercial Pipe Insulation 1” Insulation > 4" pipe Hot Water_Outdoor
Small Commercial Pipe Insulation 1” Insulation > 4" pipe Hot Water_Outdoor | Com | Com | Ex | CZ14 | cWtd | 27.67 | Large Commercial Pipe Insulation 1” Insulation > 4" pipe Hot Water_Outdoor | Com | Com | Ex | CZ14 | cWtd | 23.92 | 25.045 | Commercial Pipe Insulation 1” Insulation > 4" pipe Hot Water_Outdoor
Small Commercial Pipe Insulation 1” Insulation > 4" pipe Hot Water_Outdoor | Com | Com | Ex | CZ16 | cWtd | 24.72 | Large Commercial Pipe Insulation 1” Insulation > 4" pipe Hot Water_Outdoor | Com | Com | Ex | CZ16 | cWtd | 21.37 | 22.375 | Commercial Pipe Insulation 1” Insulation > 4" pipe Hot Water_Outdoor
Small Commercial Pipe Insulation 1” Insulation <= 1" pipe <=15 psig steam_Outdoor | Com | Com | Ex | CZ01 | cWtd | 24.05 | Large Commercial Pipe Insulation 1” Insulation <= 1" pipe <=15 psig steam_Outdoor | Com | Com | Ex | CZ01 | cWtd | 20.8 | 21.775 | Commercial Pipe Insulation 1” Insulation <= 1" pipe <=15 psig steam_Outdoor
Small Commercial Pipe Insulation 1” Insulation <= 1" pipe <=15 psig steam_Outdoor | Com | Com | Ex | CZ02 | cWtd | 21.43 | Large Commercial Pipe Insulation 1” Insulation <= 1" pipe <=15 psig steam_Outdoor | Com | Com | Ex | CZ02 | cWtd | 18.53 | 19.4 | Commercial Pipe Insulation 1” Insulation <= 1" pipe <=15 psig steam_Outdoor
Small Commercial Pipe Insulation 1” Insulation <= 1" pipe <=15 psig steam_Outdoor | Com | Com | Ex | CZ03 | cWtd | 27.43 | Large Commercial Pipe Insulation 1” Insulation <= 1" pipe <=15 psig steam_Outdoor | Com | Com | Ex | CZ03 | cWtd | 23.72 | 24.833 | Commercial Pipe Insulation 1” Insulation <= 1" pipe <=15 psig steam_Outdoor
Small Commercial Pipe Insulation 1” Insulation <= 1" pipe <=15 psig steam_Outdoor | Com | Com | Ex | CZ04 | cWtd | 24.57 | Large Commercial Pipe Insulation 1” Insulation <= 1" pipe <=15 psig steam_Outdoor | Com | Com | Ex | CZ04 | cWtd | 21.25 | 22.246 | Commercial Pipe Insulation 1” Insulation <= 1" pipe <=15 psig steam_Outdoor
Small Commercial Pipe Insulation 1” Insulation <= 1" pipe <=15 psig steam_Outdoor | Com | Com | Ex | CZ05 | cWtd | 24.81 | Large Commercial Pipe Insulation 1” Insulation <= 1" pipe <=15 psig steam_Outdoor | Com | Com | Ex | CZ05 | cWtd | 21.45 | 22.458 | Commercial Pipe Insulation 1” Insulation <= 1" pipe <=15 psig steam_Outdoor
Small Commercial Pipe Insulation 1” Insulation <= 1" pipe <=15 psig steam_Outdoor | Com | Com | Ex | CZ11 | cWtd | 25.22 | Large Commercial Pipe Insulation 1” Insulation <= 1" pipe <=15 psig steam_Outdoor | Com | Com | Ex | CZ11 | cWtd | 21.81 | 22.833 | Commercial Pipe Insulation 1” Insulation <= 1" pipe <=15 psig steam_Outdoor
Small Commercial Pipe Insulation 1” Insulation <= 1" pipe <=15 psig steam_Outdoor | Com | Com | Ex | CZ12 | cWtd | 23.37 | Large Commercial Pipe Insulation 1” Insulation <= 1" pipe <=15 psig steam_Outdoor | Com | Com | Ex | CZ12 | cWtd | 20.21 | 21.158 | Commercial Pipe Insulation 1” Insulation <= 1" pipe <=15 psig steam_Outdoor
Small Commercial Pipe Insulation 1” Insulation <= 1" pipe <=15 psig steam_Outdoor | Com | Com | Ex | CZ13 | cWtd | 22.2 | Large Commercial Pipe Insulation 1” Insulation <= 1" pipe <=15 psig steam_Outdoor | Com | Com | Ex | CZ13 | cWtd | 19.2 | 20.1 | Commercial Pipe Insulation 1” Insulation <= 1" pipe <=15 psig steam_Outdoor
Small Commercial Pipe Insulation 1” Insulation <= 1" pipe <=15 psig steam_Outdoor | Com | Com | Ex | CZ14 | cWtd | 27.8 | Large Commercial Pipe Insulation 1” Insulation <= 1" pipe <=15 psig steam_Outdoor | Com | Com | Ex | CZ14 | cWtd | 24.04 | 25.168 | Commercial Pipe Insulation 1” Insulation <= 1" pipe <=15 psig steam_Outdoor
Small Commercial Pipe Insulation 1” Insulation <= 1" pipe <=15 psig steam_Outdoor | Com | Com | Ex | CZ16 | cWtd | 23.05 | Large Commercial Pipe Insulation 1” Insulation <= 1" pipe <=15 psig steam_Outdoor | Com | Com | Ex | CZ16 | cWtd | 19.94 | 20.873 | Commercial Pipe Insulation 1” Insulation <= 1" pipe <=15 psig steam_Outdoor
Small Commercial Pipe Insulation 1” Insulation 1" < pipe <= 4" <=15 psig steam_Outdoor | Com | Com | Ex | CZ01 | cWtd | 37.54 | Large Commercial Pipe Insulation 1” Insulation 1" < pipe <= 4" <=15 psig steam_Outdoor | Com | Com | Ex | CZ01 | cWtd | 32.46 | 33.984 | Commercial Pipe Insulation 1” Insulation 1" < pipe <= 4" <=15 psig steam_Outdoor
Small Commercial Pipe Insulation 1” Insulation 1" < pipe <= 4" <=15 psig steam_Outdoor | Com | Com | Ex | CZ02 | cWtd | 33.63 | Large Commercial Pipe Insulation 1” Insulation 1" < pipe <= 4" <=15 psig steam_Outdoor | Com | Com | Ex | CZ02 | cWtd | 29.08 | 30.445 | Commercial Pipe Insulation 1” Insulation 1" < pipe <= 4" <=15 psig steam_Outdoor
Small Commercial Pipe Insulation 1” Insulation 1" < pipe <= 4" <=15 psig steam_Outdoor | Com | Com | Ex | CZ03 | cWtd | 42.59 | Large Commercial Pipe Insulation 1” Insulation 1" < pipe <= 4" <=15 psig steam_Outdoor | Com | Com | Ex | CZ03 | cWtd | 36.83 | 38.558 | Commercial Pipe Insulation 1” Insulation 1" < pipe <= 4" <=15 psig steam_Outdoor
Small Commercial Pipe Insulation 1” Insulation 1" < pipe <= 4" <=15 psig steam_Outdoor | Com | Com | Ex | CZ04 | cWtd | 38.28 | Large Commercial Pipe Insulation 1” Insulation 1" < pipe <= 4" <=15 psig steam_Outdoor | Com | Com | Ex | CZ04 | cWtd | 33.1 | 34.654 | Commercial Pipe Insulation 1” Insulation 1" < pipe <= 4" <=15 psig steam_Outdoor
Small Commercial Pipe Insulation 1” Insulation 1" < pipe <= 4" <=15 psig steam_Outdoor | Com | Com | Ex | CZ05 | cWtd | 38.65 | Large Commercial Pipe Insulation 1” Insulation 1" < pipe <= 4" <=15 psig steam_Outdoor | Com | Com | Ex | CZ05 | cWtd | 33.42 | 34.989 | Commercial Pipe Insulation 1” Insulation 1" < pipe <= 4" <=15 psig steam_Outdoor
Small Commercial Pipe Insulation 1” Insulation 1" < pipe <= 4" <=15 psig steam_Outdoor | Com | Com | Ex | CZ11 | cWtd | 39.24 | Large Commercial Pipe Insulation 1” Insulation 1" < pipe <= 4" <=15 psig steam_Outdoor | Com | Com | Ex | CZ11 | cWtd | 33.93 | 35.523 | Commercial Pipe Insulation 1” Insulation 1" < pipe <= 4" <=15 psig steam_Outdoor
Small Commercial Pipe Insulation 1” Insulation 1" < pipe <= 4" <=15 psig steam_Outdoor | Com | Com | Ex | CZ12 | cWtd | 36.49 | Large Commercial Pipe Insulation 1” Insulation 1" < pipe <= 4" <=15 psig steam_Outdoor | Com | Com | Ex | CZ12 | cWtd | 31.55 | 33.032 | Commercial Pipe Insulation 1” Insulation 1" < pipe <= 4" <=15 psig steam_Outdoor
Small Commercial Pipe Insulation 1” Insulation 1" < pipe <= 4" <=15 psig steam_Outdoor | Com | Com | Ex | CZ13 | cWtd | 34.73 | Large Commercial Pipe Insulation 1” Insulation 1" < pipe <= 4" <=15 psig steam_Outdoor | Com | Com | Ex | CZ13 | cWtd | 30.03 | 31.44 | Commercial Pipe Insulation 1” Insulation 1" < pipe <= 4" <=15 psig steam_Outdoor
Small Commercial Pipe Insulation 1” Insulation 1" < pipe <= 4" <=15 psig steam_Outdoor | Com | Com | Ex | CZ14 | cWtd | 43.15 | Large Commercial Pipe Insulation 1” Insulation 1" < pipe <= 4" <=15 psig steam_Outdoor | Com | Com | Ex | CZ14 | cWtd | 37.31 | 39.062 | Commercial Pipe Insulation 1” Insulation 1" < pipe <= 4" <=15 psig steam_Outdoor
Small Commercial Pipe Insulation 1” Insulation 1" < pipe <= 4" <=15 psig steam_Outdoor | Com | Com | Ex | CZ16 | cWtd | 36.06 | Large Commercial Pipe Insulation 1” Insulation 1" < pipe <= 4" <=15 psig steam_Outdoor | Com | Com | Ex | CZ16 | cWtd | 31.18 | 32.644 | Commercial Pipe Insulation 1” Insulation 1" < pipe <= 4" <=15 psig steam_Outdoor
Small Commercial Pipe Insulation 1” Insulation > 4" pipe <=15 psig steam_Outdoor | Com | Com | Ex | CZ01 | cWtd | 63.7 | Large Commercial Pipe Insulation 1” Insulation > 4" pipe <=15 psig steam_Outdoor | Com | Com | Ex | CZ01 | cWtd | 55.08 | 57.666 | Commercial Pipe Insulation 1” Insulation > 4" pipe <=15 psig steam_Outdoor
Small Commercial Pipe Insulation 1” Insulation > 4" pipe <=15 psig steam_Outdoor | Com | Com | Ex | CZ02 | cWtd | 57.47 | Large Commercial Pipe Insulation 1” Insulation > 4" pipe <=15 psig steam_Outdoor | Com | Com | Ex | CZ02 | cWtd | 49.7 | 52.031 | Commercial Pipe Insulation 1” Insulation > 4" pipe <=15 psig steam_Outdoor
Small Commercial Pipe Insulation 1” Insulation > 4" pipe <=15 psig steam_Outdoor | Com | Com | Ex | CZ03 | cWtd | 71.76 | Large Commercial Pipe Insulation 1” Insulation > 4" pipe <=15 psig steam_Outdoor | Com | Com | Ex | CZ03 | cWtd | 62.05 | 64.963 | Commercial Pipe Insulation 1” Insulation > 4" pipe <=15 psig steam_Outdoor
Small Commercial Pipe Insulation 1” Insulation > 4" pipe <=15 psig steam_Outdoor | Com | Com | Ex | CZ04 | cWtd | 64.79 | Large Commercial Pipe Insulation 1” Insulation > 4" pipe <=15 psig steam_Outdoor | Com | Com | Ex | CZ04 | cWtd | 56.02 | 58.651 | Commercial Pipe Insulation 1” Insulation > 4" pipe <=15 psig steam_Outdoor
Small Commercial Pipe Insulation 1” Insulation > 4" pipe <=15 psig steam_Outdoor | Com | Com | Ex | CZ05 | cWtd | 65.42 | Large Commercial Pipe Insulation 1” Insulation > 4" pipe <=15 psig steam_Outdoor | Com | Com | Ex | CZ05 | cWtd | 56.57 | 59.225 | Commercial Pipe Insulation 1” Insulation > 4" pipe <=15 psig steam_Outdoor
Small Commercial Pipe Insulation 1” Insulation > 4" pipe <=15 psig steam_Outdoor | Com | Com | Ex | CZ11 | cWtd | 66.31 | Large Commercial Pipe Insulation 1” Insulation > 4" pipe <=15 psig steam_Outdoor | Com | Com | Ex | CZ11 | cWtd | 57.34 | 60.031 | Commercial Pipe Insulation 1” Insulation > 4" pipe <=15 psig steam_Outdoor
Small Commercial Pipe Insulation 1” Insulation > 4" pipe <=15 psig steam_Outdoor | Com | Com | Ex | CZ12 | cWtd | 61.92 | Large Commercial Pipe Insulation 1” Insulation > 4" pipe <=15 psig steam_Outdoor | Com | Com | Ex | CZ12 | cWtd | 53.55 | 56.061 | Commercial Pipe Insulation 1” Insulation > 4" pipe <=15 psig steam_Outdoor
Small Commercial Pipe Insulation 1” Insulation > 4" pipe <=15 psig steam_Outdoor | Com | Com | Ex | CZ13 | cWtd | 59.09 | Large Commercial Pipe Insulation 1” Insulation > 4" pipe <=15 psig steam_Outdoor | Com | Com | Ex | CZ13 | cWtd | 51.1 | 53.497 | Commercial Pipe Insulation 1” Insulation > 4" pipe <=15 psig steam_Outdoor
Small Commercial Pipe Insulation 1” Insulation > 4" pipe <=15 psig steam_Outdoor | Com | Com | Ex | CZ14 | cWtd | 72.66 | Large Commercial Pipe Insulation 1” Insulation > 4" pipe <=15 psig steam_Outdoor | Com | Com | Ex | CZ14 | cWtd | 62.84 | 65.786 | Commercial Pipe Insulation 1” Insulation > 4" pipe <=15 psig steam_Outdoor
Small Commercial Pipe Insulation 1” Insulation > 4" pipe <=15 psig steam_Outdoor | Com | Com | Ex | CZ16 | cWtd | 61.36 | Large Commercial Pipe Insulation 1” Insulation > 4" pipe <=15 psig steam_Outdoor | Com | Com | Ex | CZ16 | cWtd | 53.06 | 55.55 | Commercial Pipe Insulation 1” Insulation > 4" pipe <=15 psig steam_Outdoor
Small Commercial Pipe Insulation 1” Insulation <= 1" pipe >15 psig steam_Outdoor | Com | Com | Ex | CZ01 | cWtd | 31.69 | Large Commercial Pipe Insulation 1” Insulation <= 1" pipe >15 psig steam_Outdoor | Com | Com | Ex | CZ01 | cWtd | 27.4 | 28.687 | Commercial Pipe Insulation 1” Insulation <= 1" pipe >15 psig steam_Outdoor
Small Commercial Pipe Insulation 1” Insulation <= 1" pipe >15 psig steam_Outdoor | Com | Com | Ex | CZ02 | cWtd | 28.52 | Large Commercial Pipe Insulation 1” Insulation <= 1" pipe >15 psig steam_Outdoor | Com | Com | Ex | CZ02 | cWtd | 24.66 | 25.818 | Commercial Pipe Insulation 1” Insulation <= 1" pipe >15 psig steam_Outdoor
Small Commercial Pipe Insulation 1” Insulation <= 1" pipe >15 psig steam_Outdoor | Com | Com | Ex | CZ03 | cWtd | 36.21 | Large Commercial Pipe Insulation 1” Insulation <= 1" pipe >15 psig steam_Outdoor | Com | Com | Ex | CZ03 | cWtd | 31.31 | 32.78 | Commercial Pipe Insulation 1” Insulation <= 1" pipe >15 psig steam_Outdoor
Small Commercial Pipe Insulation 1” Insulation <= 1" pipe >15 psig steam_Outdoor | Com | Com | Ex | CZ04 | cWtd | 32.62 | Large Commercial Pipe Insulation 1” Insulation <= 1" pipe >15 psig steam_Outdoor | Com | Com | Ex | CZ04 | cWtd | 28.21 | 29.533 | Commercial Pipe Insulation 1” Insulation <= 1" pipe >15 psig steam_Outdoor
Small Commercial Pipe Insulation 1” Insulation <= 1" pipe >15 psig steam_Outdoor | Com | Com | Ex | CZ05 | cWtd | 32.8 | Large Commercial Pipe Insulation 1” Insulation <= 1" pipe >15 psig steam_Outdoor | Com | Com | Ex | CZ05 | cWtd | 28.36 | 29.692 | Commercial Pipe Insulation 1” Insulation <= 1" pipe >15 psig steam_Outdoor
Small Commercial Pipe Insulation 1” Insulation <= 1" pipe >15 psig steam_Outdoor | Com | Com | Ex | CZ11 | cWtd | 33.6 | Large Commercial Pipe Insulation 1” Insulation <= 1" pipe >15 psig steam_Outdoor | Com | Com | Ex | CZ11 | cWtd | 29.05 | 30.415 | Commercial Pipe Insulation 1” Insulation <= 1" pipe >15 psig steam_Outdoor
Small Commercial Pipe Insulation 1” Insulation <= 1" pipe >15 psig steam_Outdoor | Com | Com | Ex | CZ12 | cWtd | 31.13 | Large Commercial Pipe Insulation 1” Insulation <= 1" pipe >15 psig steam_Outdoor | Com | Com | Ex | CZ12 | cWtd | 26.92 | 28.183 | Commercial Pipe Insulation 1” Insulation <= 1" pipe >15 psig steam_Outdoor
Small Commercial Pipe Insulation 1” Insulation <= 1" pipe >15 psig steam_Outdoor | Com | Com | Ex | CZ13 | cWtd | 29.73 | Large Commercial Pipe Insulation 1” Insulation <= 1" pipe >15 psig steam_Outdoor | Com | Com | Ex | CZ13 | cWtd | 25.71 | 26.916 | Commercial Pipe Insulation 1” Insulation <= 1" pipe >15 psig steam_Outdoor
Small Commercial Pipe Insulation 1” Insulation <= 1" pipe >15 psig steam_Outdoor | Com | Com | Ex | CZ14 | cWtd | 36.93 | Large Commercial Pipe Insulation 1” Insulation <= 1" pipe >15 psig steam_Outdoor | Com | Com | Ex | CZ14 | cWtd | 31.94 | 33.437 | Commercial Pipe Insulation 1” Insulation <= 1" pipe >15 psig steam_Outdoor
Small Commercial Pipe Insulation 1” Insulation <= 1" pipe >15 psig steam_Outdoor | Com | Com | Ex | CZ16 | cWtd | 30.43 | Large Commercial Pipe Insulation 1” Insulation <= 1" pipe >15 psig steam_Outdoor | Com | Com | Ex | CZ16 | cWtd | 26.31 | 27.546 | Commercial Pipe Insulation 1” Insulation <= 1" pipe >15 psig steam_Outdoor
Small Commercial Pipe Insulation 1” Insulation 1" < pipe <= 4" >15 psig steam_Outdoor | Com | Com | Ex | CZ01 | cWtd | 49.9 | Large Commercial Pipe Insulation 1” Insulation 1" < pipe <= 4" >15 psig steam_Outdoor | Com | Com | Ex | CZ01 | cWtd | 43.15 | 45.175 | Commercial Pipe Insulation 1” Insulation 1" < pipe <= 4" >15 psig steam_Outdoor
Small Commercial Pipe Insulation 1” Insulation 1" < pipe <= 4" >15 psig steam_Outdoor | Com | Com | Ex | CZ02 | cWtd | 45.19 | Large Commercial Pipe Insulation 1” Insulation 1" < pipe <= 4" >15 psig steam_Outdoor | Com | Com | Ex | CZ02 | cWtd | 39.08 | 40.913 | Commercial Pipe Insulation 1” Insulation 1" < pipe <= 4" >15 psig steam_Outdoor
Small Commercial Pipe Insulation 1” Insulation 1" < pipe <= 4" >15 psig steam_Outdoor | Com | Com | Ex | CZ03 | cWtd | 56.64 | Large Commercial Pipe Insulation 1” Insulation 1" < pipe <= 4" >15 psig steam_Outdoor | Com | Com | Ex | CZ03 | cWtd | 48.98 | 51.278 | Commercial Pipe Insulation 1” Insulation 1" < pipe <= 4" >15 psig steam_Outdoor
Small Commercial Pipe Insulation 1” Insulation 1" < pipe <= 4" >15 psig steam_Outdoor | Com | Com | Ex | CZ04 | cWtd | 51.26 | Large Commercial Pipe Insulation 1” Insulation 1" < pipe <= 4" >15 psig steam_Outdoor | Com | Com | Ex | CZ04 | cWtd | 44.33 | 46.409 | Commercial Pipe Insulation 1” Insulation 1" < pipe <= 4" >15 psig steam_Outdoor
Small Commercial Pipe Insulation 1” Insulation 1" < pipe <= 4" >15 psig steam_Outdoor | Com | Com | Ex | CZ05 | cWtd | 51.54 | Large Commercial Pipe Insulation 1” Insulation 1" < pipe <= 4" >15 psig steam_Outdoor | Com | Com | Ex | CZ05 | cWtd | 44.57 | 46.661 | Commercial Pipe Insulation 1” Insulation 1" < pipe <= 4" >15 psig steam_Outdoor
Small Commercial Pipe Insulation 1” Insulation 1" < pipe <= 4" >15 psig steam_Outdoor | Com | Com | Ex | CZ11 | cWtd | 52.7 | Large Commercial Pipe Insulation 1” Insulation 1" < pipe <= 4" >15 psig steam_Outdoor | Com | Com | Ex | CZ11 | cWtd | 45.58 | 47.716 | Commercial Pipe Insulation 1” Insulation 1" < pipe <= 4" >15 psig steam_Outdoor
Small Commercial Pipe Insulation 1” Insulation 1" < pipe <= 4" >15 psig steam_Outdoor | Com | Com | Ex | CZ12 | cWtd | 49.03 | Large Commercial Pipe Insulation 1” Insulation 1" < pipe <= 4" >15 psig steam_Outdoor | Com | Com | Ex | CZ12 | cWtd | 42.4 | 44.389 | Commercial Pipe Insulation 1” Insulation 1" < pipe <= 4" >15 psig steam_Outdoor
Small Commercial Pipe Insulation 1” Insulation 1" < pipe <= 4" >15 psig steam_Outdoor | Com | Com | Ex | CZ13 | cWtd | 46.93 | Large Commercial Pipe Insulation 1” Insulation 1" < pipe <= 4" >15 psig steam_Outdoor | Com | Com | Ex | CZ13 | cWtd | 40.59 | 42.492 | Commercial Pipe Insulation 1” Insulation 1" < pipe <= 4" >15 psig steam_Outdoor
Small Commercial Pipe Insulation 1” Insulation 1" < pipe <= 4" >15 psig steam_Outdoor | Com | Com | Ex | CZ14 | cWtd | 57.69 | Large Commercial Pipe Insulation 1” Insulation 1" < pipe <= 4" >15 psig steam_Outdoor | Com | Com | Ex | CZ14 | cWtd | 49.89 | 52.23 | Commercial Pipe Insulation 1” Insulation 1" < pipe <= 4" >15 psig steam_Outdoor
Small Commercial Pipe Insulation 1” Insulation 1" < pipe <= 4" >15 psig steam_Outdoor | Com | Com | Ex | CZ16 | cWtd | 48.04 | Large Commercial Pipe Insulation 1” Insulation 1" < pipe <= 4" >15 psig steam_Outdoor | Com | Com | Ex | CZ16 | cWtd | 41.54 | 43.49 | Commercial Pipe Insulation 1” Insulation 1" < pipe <= 4" >15 psig steam_Outdoor
Small Commercial Pipe Insulation 1” Insulation > 4" pipe > 15 psig steam_Outdoor | Com | Com | Ex | CZ01 | cWtd | 85.69 | Large Commercial Pipe Insulation 1” Insulation > 4" pipe >15 psig steam_Outdoor | Com | Com | Ex | CZ01 | cWtd | 74.1 | 77.577 | Commercial Pipe Insulation 1” Insulation > 4" pipe > 15 psig steam_Outdoor
Small Commercial Pipe Insulation 1” Insulation > 4" pipe > 15 psig steam_Outdoor | Com | Com | Ex | CZ02 | cWtd | 78.24 | Large Commercial Pipe Insulation 1” Insulation > 4" pipe >15 psig steam_Outdoor | Com | Com | Ex | CZ02 | cWtd | 67.66 | 70.834 | Commercial Pipe Insulation 1” Insulation > 4" pipe > 15 psig steam_Outdoor
Small Commercial Pipe Insulation 1” Insulation > 4" pipe > 15 psig steam_Outdoor | Com | Com | Ex | CZ03 | cWtd | 96.42 | Large Commercial Pipe Insulation 1” Insulation > 4" pipe >15 psig steam_Outdoor | Com | Com | Ex | CZ03 | cWtd | 83.38 | 87.292 | Commercial Pipe Insulation 1” Insulation > 4" pipe > 15 psig steam_Outdoor
Small Commercial Pipe Insulation 1” Insulation > 4" pipe > 15 psig steam_Outdoor | Com | Com | Ex | CZ04 | cWtd | 87.73 | Large Commercial Pipe Insulation 1” Insulation > 4" pipe >15 psig steam_Outdoor | Com | Com | Ex | CZ04 | cWtd | 75.86 | 79.421 | Commercial Pipe Insulation 1” Insulation > 4" pipe > 15 psig steam_Outdoor
Small Commercial Pipe Insulation 1” Insulation > 4" pipe > 15 psig steam_Outdoor | Com | Com | Ex | CZ05 | cWtd | 88.22 | Large Commercial Pipe Insulation 1” Insulation > 4" pipe >15 psig steam_Outdoor | Com | Com | Ex | CZ05 | cWtd | 76.29 | 79.869 | Commercial Pipe Insulation 1” Insulation > 4" pipe > 15 psig steam_Outdoor
Small Commercial Pipe Insulation 1” Insulation > 4" pipe > 15 psig steam_Outdoor | Com | Com | Ex | CZ11 | cWtd | 90.01 | Large Commercial Pipe Insulation 1” Insulation > 4" pipe >15 psig steam_Outdoor | Com | Com | Ex | CZ11 | cWtd | 77.84 | 81.491 | Commercial Pipe Insulation 1” Insulation > 4" pipe > 15 psig steam_Outdoor
Small Commercial Pipe Insulation 1” Insulation > 4" pipe > 15 psig steam_Outdoor | Com | Com | Ex | CZ12 | cWtd | 84.18 | Large Commercial Pipe Insulation 1” Insulation > 4" pipe >15 psig steam_Outdoor | Com | Com | Ex | CZ12 | cWtd | 72.8 | 76.214 | Commercial Pipe Insulation 1” Insulation > 4" pipe > 15 psig steam_Outdoor
Small Commercial Pipe Insulation 1” Insulation > 4" pipe > 15 psig steam_Outdoor | Com | Com | Ex | CZ13 | cWtd | 80.82 | Large Commercial Pipe Insulation 1” Insulation > 4" pipe >15 psig steam_Outdoor | Com | Com | Ex | CZ13 | cWtd | 69.89 | 73.169 | Commercial Pipe Insulation 1” Insulation > 4" pipe > 15 psig steam_Outdoor
Small Commercial Pipe Insulation 1” Insulation > 4" pipe > 15 psig steam_Outdoor | Com | Com | Ex | CZ14 | cWtd | 98.15 | Large Commercial Pipe Insulation 1” Insulation > 4" pipe >15 psig steam_Outdoor | Com | Com | Ex | CZ14 | cWtd | 84.88 | 88.861 | Commercial Pipe Insulation 1” Insulation > 4" pipe > 15 psig steam_Outdoor
Small Commercial Pipe Insulation 1” Insulation > 4" pipe > 15 psig steam_Outdoor | Com | Com | Ex | CZ16 | cWtd | 82.76 | Large Commercial Pipe Insulation 1” Insulation > 4" pipe >15 psig steam_Outdoor | Com | Com | Ex | CZ16 | cWtd | 71.57 | 74.927 | Commercial Pipe Insulation 1” Insulation > 4" pipe > 15 psig steam_Outdoor
Small Commercial Fitting Insulation <= 1" pipe Hot Water_Outdoor | Com | Com | Ex | CZ01 | cWtd | 2.72 | Large Commercial Fitting Insulation <= 1" pipe Hot Water_Outdoor | Com | Com | Ex | CZ01 | cWtd | 2.35 | 2.461 | Commercial Fitting Insulation <= 1" pipe Hot Water_Outdoor
Small Commercial Fitting Insulation <= 1" pipe Hot Water_Outdoor | Com | Com | Ex | CZ02 | cWtd | 2.31 | Large Commercial Fitting Insulation <= 1" pipe Hot Water_Outdoor | Com | Com | Ex | CZ02 | cWtd | 2 | 2.093 | Commercial Fitting Insulation <= 1" pipe Hot Water_Outdoor
Small Commercial Fitting Insulation <= 1" pipe Hot Water_Outdoor | Com | Com | Ex | CZ03 | cWtd | 3 | Large Commercial Fitting Insulation <= 1" pipe Hot Water_Outdoor | Com | Com | Ex | CZ03 | cWtd | 2.6 | 2.72 | Commercial Fitting Insulation <= 1" pipe Hot Water_Outdoor
Small Commercial Fitting Insulation <= 1" pipe Hot Water_Outdoor | Com | Com | Ex | CZ04 | cWtd | 2.63 | Large Commercial Fitting Insulation <= 1" pipe Hot Water_Outdoor | Com | Com | Ex | CZ04 | cWtd | 2.27 | 2.378 | Commercial Fitting Insulation <= 1" pipe Hot Water_Outdoor
Small Commercial Fitting Insulation <= 1" pipe Hot Water_Outdoor | Com | Com | Ex | CZ05 | cWtd | 2.72 | Large Commercial Fitting Insulation <= 1" pipe Hot Water_Outdoor | Com | Com | Ex | CZ05 | cWtd | 2.36 | 2.468 | Commercial Fitting Insulation <= 1" pipe Hot Water_Outdoor
Small Commercial Fitting Insulation <= 1" pipe Hot Water_Outdoor | Com | Com | Ex | CZ11 | cWtd | 2.62 | Large Commercial Fitting Insulation <= 1" pipe Hot Water_Outdoor | Com | Com | Ex | CZ11 | cWtd | 2.27 | 2.375 | Commercial Fitting Insulation <= 1" pipe Hot Water_Outdoor
Small Commercial Fitting Insulation <= 1" pipe Hot Water_Outdoor | Com | Com | Ex | CZ12 | cWtd | 2.47 | Large Commercial Fitting Insulation <= 1" pipe Hot Water_Outdoor | Com | Com | Ex | CZ12 | cWtd | 2.13 | 2.232 | Commercial Fitting Insulation <= 1" pipe Hot Water_Outdoor
Small Commercial Fitting Insulation <= 1" pipe Hot Water_Outdoor | Com | Com | Ex | CZ13 | cWtd | 2.28 | Large Commercial Fitting Insulation <= 1" pipe Hot Water_Outdoor | Com | Com | Ex | CZ13 | cWtd | 1.97 | 2.063 | Commercial Fitting Insulation <= 1" pipe Hot Water_Outdoor
Small Commercial Fitting Insulation <= 1" pipe Hot Water_Outdoor | Com | Com | Ex | CZ14 | cWtd | 2.92 | Large Commercial Fitting Insulation <= 1" pipe Hot Water_Outdoor | Com | Com | Ex | CZ14 | cWtd | 2.53 | 2.647 | Commercial Fitting Insulation <= 1" pipe Hot Water_Outdoor
Small Commercial Fitting Insulation <= 1" pipe Hot Water_Outdoor | Com | Com | Ex | CZ16 | cWtd | 2.59 | Large Commercial Fitting Insulation <= 1" pipe Hot Water_Outdoor | Com | Com | Ex | CZ16 | cWtd | 2.24 | 2.345 | Commercial Fitting Insulation <= 1" pipe Hot Water_Outdoor
Small Commercial Fitting Insulation 1" < pipe <= 4" Hot Water_Outdoor | Com | Com | Ex | CZ01 | cWtd | 6.06 | Large Commercial Fitting Insulation 1" < pipe <= 4" Hot Water_Outdoor | Com | Com | Ex | CZ01 | cWtd | 5.24 | 5.486 | Commercial Fitting Insulation 1" < pipe <= 4" Hot Water_Outdoor
Small Commercial Fitting Insulation 1" < pipe <= 4" Hot Water_Outdoor | Com | Com | Ex | CZ02 | cWtd | 5.17 | Large Commercial Fitting Insulation 1" < pipe <= 4" Hot Water_Outdoor | Com | Com | Ex | CZ02 | cWtd | 4.47 | 4.68 | Commercial Fitting Insulation 1" < pipe <= 4" Hot Water_Outdoor
Small Commercial Fitting Insulation 1" < pipe <= 4" Hot Water_Outdoor | Com | Com | Ex | CZ03 | cWtd | 6.68 | Large Commercial Fitting Insulation 1" < pipe <= 4" Hot Water_Outdoor | Com | Com | Ex | CZ03 | cWtd | 5.77 | 6.043 | Commercial Fitting Insulation 1" < pipe <= 4" Hot Water_Outdoor
Small Commercial Fitting Insulation 1" < pipe <= 4" Hot Water_Outdoor | Com | Com | Ex | CZ04 | cWtd | 5.85 | Large Commercial Fitting Insulation 1" < pipe <= 4" Hot Water_Outdoor | Com | Com | Ex | CZ04 | cWtd | 5.06 | 5.297 | Commercial Fitting Insulation 1" < pipe <= 4" Hot Water_Outdoor
Small Commercial Fitting Insulation 1" < pipe <= 4" Hot Water_Outdoor | Com | Com | Ex | CZ05 | cWtd | 6.07 | Large Commercial Fitting Insulation 1" < pipe <= 4" Hot Water_Outdoor | Com | Com | Ex | CZ05 | cWtd | 5.25 | 5.496 | Commercial Fitting Insulation 1" < pipe <= 4" Hot Water_Outdoor
Small Commercial Fitting Insulation 1" < pipe <= 4" Hot Water_Outdoor | Com | Com | Ex | CZ11 | cWtd | 5.85 | Large Commercial Fitting Insulation 1" < pipe <= 4" Hot Water_Outdoor | Com | Com | Ex | CZ11 | cWtd | 5.06 | 5.297 | Commercial Fitting Insulation 1" < pipe <= 4" Hot Water_Outdoor
Small Commercial Fitting Insulation 1" < pipe <= 4" Hot Water_Outdoor | Com | Com | Ex | CZ12 | cWtd | 5.51 | Large Commercial Fitting Insulation 1" < pipe <= 4" Hot Water_Outdoor | Com | Com | Ex | CZ12 | cWtd | 4.76 | 4.985 | Commercial Fitting Insulation 1" < pipe <= 4" Hot Water_Outdoor
Small Commercial Fitting Insulation 1" < pipe <= 4" Hot Water_Outdoor | Com | Com | Ex | CZ13 | cWtd | 5.09 | Large Commercial Fitting Insulation 1" < pipe <= 4" Hot Water_Outdoor | Com | Com | Ex | CZ13 | cWtd | 4.41 | 4.614 | Commercial Fitting Insulation 1" < pipe <= 4" Hot Water_Outdoor
Small Commercial Fitting Insulation 1" < pipe <= 4" Hot Water_Outdoor | Com | Com | Ex | CZ14 | cWtd | 6.5 | Large Commercial Fitting Insulation 1" < pipe <= 4" Hot Water_Outdoor | Com | Com | Ex | CZ14 | cWtd | 5.62 | 5.884 | Commercial Fitting Insulation 1" < pipe <= 4" Hot Water_Outdoor
Small Commercial Fitting Insulation 1" < pipe <= 4" Hot Water_Outdoor | Com | Com | Ex | CZ16 | cWtd | 5.78 | Large Commercial Fitting Insulation 1" < pipe <= 4" Hot Water_Outdoor | Com | Com | Ex | CZ16 | cWtd | 5 | 5.234 | Commercial Fitting Insulation 1" < pipe <= 4" Hot Water_Outdoor
Small Commercial Fitting Insulation > 4" pipe Hot Water_Outdoor | Com | Com | Ex | CZ01 | cWtd | 18.61 | Large Commercial Fitting Insulation > 4" pipe Hot Water_Outdoor | Com | Com | Ex | CZ01 | cWtd | 16.09 | 16.846 | Commercial Fitting Insulation > 4" pipe Hot Water_Outdoor
Small Commercial Fitting Insulation > 4" pipe Hot Water_Outdoor | Com | Com | Ex | CZ02 | cWtd | 15.97 | Large Commercial Fitting Insulation > 4" pipe Hot Water_Outdoor | Com | Com | Ex | CZ02 | cWtd | 13.81 | 14.458 | Commercial Fitting Insulation > 4" pipe Hot Water_Outdoor
Small Commercial Fitting Insulation > 4" pipe Hot Water_Outdoor | Com | Com | Ex | CZ03 | cWtd | 20.45 | Large Commercial Fitting Insulation > 4" pipe Hot Water_Outdoor | Com | Com | Ex | CZ03 | cWtd | 17.69 | 18.518 | Commercial Fitting Insulation > 4" pipe Hot Water_Outdoor
Small Commercial Fitting Insulation > 4" pipe Hot Water_Outdoor | Com | Com | Ex | CZ04 | cWtd | 17.97 | Large Commercial Fitting Insulation > 4" pipe Hot Water_Outdoor | Com | Com | Ex | CZ04 | cWtd | 15.54 | 16.269 | Commercial Fitting Insulation > 4" pipe Hot Water_Outdoor
Small Commercial Fitting Insulation > 4" pipe Hot Water_Outdoor | Com | Com | Ex | CZ05 | cWtd | 18.63 | Large Commercial Fitting Insulation > 4" pipe Hot Water_Outdoor | Com | Com | Ex | CZ05 | cWtd | 16.11 | 16.866 | Commercial Fitting Insulation > 4" pipe Hot Water_Outdoor
Small Commercial Fitting Insulation > 4" pipe Hot Water_Outdoor | Com | Com | Ex | CZ11 | cWtd | 17.94 | Large Commercial Fitting Insulation > 4" pipe Hot Water_Outdoor | Com | Com | Ex | CZ11 | cWtd | 15.51 | 16.239 | Commercial Fitting Insulation > 4" pipe Hot Water_Outdoor
Small Commercial Fitting Insulation > 4" pipe Hot Water_Outdoor | Com | Com | Ex | CZ12 | cWtd | 16.93 | Large Commercial Fitting Insulation > 4" pipe Hot Water_Outdoor | Com | Com | Ex | CZ12 | cWtd | 14.64 | 15.327 | Commercial Fitting Insulation > 4" pipe Hot Water_Outdoor
Small Commercial Fitting Insulation > 4" pipe Hot Water_Outdoor | Com | Com | Ex | CZ13 | cWtd | 15.69 | Large Commercial Fitting Insulation > 4" pipe Hot Water_Outdoor | Com | Com | Ex | CZ13 | cWtd | 13.57 | 14.206 | Commercial Fitting Insulation > 4" pipe Hot Water_Outdoor
Small Commercial Fitting Insulation > 4" pipe Hot Water_Outdoor | Com | Com | Ex | CZ14 | cWtd | 19.91 | Large Commercial Fitting Insulation > 4" pipe Hot Water_Outdoor | Com | Com | Ex | CZ14 | cWtd | 17.21 | 18.02 | Commercial Fitting Insulation > 4" pipe Hot Water_Outdoor
Small Commercial Fitting Insulation > 4" pipe Hot Water_Outdoor | Com | Com | Ex | CZ16 | cWtd | 17.8 | Large Commercial Fitting Insulation > 4" pipe Hot Water_Outdoor | Com | Com | Ex | CZ16 | cWtd | 15.39 | 16.113 | Commercial Fitting Insulation > 4" pipe Hot Water_Outdoor
Small Commercial Fitting Insulation <= 1" pipe <=15 psig steam_Outdoor | Com | Com | Ex | CZ01 | cWtd | 6.48 | Large Commercial Fitting Insulation <= 1" pipe <=15 psig steam_Outdoor | Com | Com | Ex | CZ01 | cWtd | 5.6 | 5.864 | Commercial Fitting Insulation <= 1" pipe <=15 psig steam_Outdoor
Small Commercial Fitting Insulation <= 1" pipe <=15 psig steam_Outdoor | Com | Com | Ex | CZ02 | cWtd | 5.79 | Large Commercial Fitting Insulation <= 1" pipe <=15 psig steam_Outdoor | Com | Com | Ex | CZ02 | cWtd | 5 | 5.237 | Commercial Fitting Insulation <= 1" pipe <=15 psig steam_Outdoor
Small Commercial Fitting Insulation <= 1" pipe <=15 psig steam_Outdoor | Com | Com | Ex | CZ03 | cWtd | 7.37 | Large Commercial Fitting Insulation <= 1" pipe <=15 psig steam_Outdoor | Com | Com | Ex | CZ03 | cWtd | 6.37 | 6.67 | Commercial Fitting Insulation <= 1" pipe <=15 psig steam_Outdoor
Small Commercial Fitting Insulation <= 1" pipe <=15 psig steam_Outdoor | Com | Com | Ex | CZ04 | cWtd | 6.61 | Large Commercial Fitting Insulation <= 1" pipe <=15 psig steam_Outdoor | Com | Com | Ex | CZ04 | cWtd | 5.72 | 5.987 | Commercial Fitting Insulation <= 1" pipe <=15 psig steam_Outdoor
Small Commercial Fitting Insulation <= 1" pipe <=15 psig steam_Outdoor | Com | Com | Ex | CZ05 | cWtd | 6.68 | Large Commercial Fitting Insulation <= 1" pipe <=15 psig steam_Outdoor | Com | Com | Ex | CZ05 | cWtd | 5.77 | 6.043 | Commercial Fitting Insulation <= 1" pipe <=15 psig steam_Outdoor
Small Commercial Fitting Insulation <= 1" pipe <=15 psig steam_Outdoor | Com | Com | Ex | CZ11 | cWtd | 6.78 | Large Commercial Fitting Insulation <= 1" pipe <=15 psig steam_Outdoor | Com | Com | Ex | CZ11 | cWtd | 5.87 | 6.143 | Commercial Fitting Insulation <= 1" pipe <=15 psig steam_Outdoor
Small Commercial Fitting Insulation <= 1" pipe <=15 psig steam_Outdoor | Com | Com | Ex | CZ12 | cWtd | 6.3 | Large Commercial Fitting Insulation <= 1" pipe <=15 psig steam_Outdoor | Com | Com | Ex | CZ12 | cWtd | 5.45 | 5.705 | Commercial Fitting Insulation <= 1" pipe <=15 psig steam_Outdoor
Small Commercial Fitting Insulation <= 1" pipe <=15 psig steam_Outdoor | Com | Com | Ex | CZ13 | cWtd | 5.99 | Large Commercial Fitting Insulation <= 1" pipe <=15 psig steam_Outdoor | Com | Com | Ex | CZ13 | cWtd | 5.18 | 5.423 | Commercial Fitting Insulation <= 1" pipe <=15 psig steam_Outdoor
Small Commercial Fitting Insulation <= 1" pipe <=15 psig steam_Outdoor | Com | Com | Ex | CZ14 | cWtd | 7.47 | Large Commercial Fitting Insulation <= 1" pipe <=15 psig steam_Outdoor | Com | Com | Ex | CZ14 | cWtd | 6.46 | 6.763 | Commercial Fitting Insulation <= 1" pipe <=15 psig steam_Outdoor
Small Commercial Fitting Insulation <= 1" pipe <=15 psig steam_Outdoor | Com | Com | Ex | CZ16 | cWtd | 6.22 | Large Commercial Fitting Insulation <= 1" pipe <=15 psig steam_Outdoor | Com | Com | Ex | CZ16 | cWtd | 5.38 | 5.632 | Commercial Fitting Insulation <= 1" pipe <=15 psig steam_Outdoor
Small Commercial Fitting Insulation 1" < pipe <= 4" <=15 psig steam_Outdoor | Com | Com | Ex | CZ01 | cWtd | 14.67 | Large Commercial Fitting Insulation 1" < pipe <= 4" <=15 psig steam_Outdoor | Com | Com | Ex | CZ01 | cWtd | 5.24 | 8.069 | Commercial Fitting Insulation 1" < pipe <= 4" <=15 psig steam_Outdoor
Small Commercial Fitting Insulation 1" < pipe <= 4" <=15 psig steam_Outdoor | Com | Com | Ex | CZ02 | cWtd | 13.17 | Large Commercial Fitting Insulation 1" < pipe <= 4" <=15 psig steam_Outdoor | Com | Com | Ex | CZ02 | cWtd | 4.47 | 7.08 | Commercial Fitting Insulation 1" < pipe <= 4" <=15 psig steam_Outdoor
Small Commercial Fitting Insulation 1" < pipe <= 4" <=15 psig steam_Outdoor | Com | Com | Ex | CZ03 | cWtd | 16.61 | Large Commercial Fitting Insulation 1" < pipe <= 4" <=15 psig steam_Outdoor | Com | Com | Ex | CZ03 | cWtd | 5.77 | 9.022 | Commercial Fitting Insulation 1" < pipe <= 4" <=15 psig steam_Outdoor
Small Commercial Fitting Insulation 1" < pipe <= 4" <=15 psig steam_Outdoor | Com | Com | Ex | CZ04 | cWtd | 14.95 | Large Commercial Fitting Insulation 1" < pipe <= 4" <=15 psig steam_Outdoor | Com | Com | Ex | CZ04 | cWtd | 5.06 | 8.027 | Commercial Fitting Insulation 1" < pipe <= 4" <=15 psig steam_Outdoor
Small Commercial Fitting Insulation 1" < pipe <= 4" <=15 psig steam_Outdoor | Com | Com | Ex | CZ05 | cWtd | 15.1 | Large Commercial Fitting Insulation 1" < pipe <= 4" <=15 psig steam_Outdoor | Com | Com | Ex | CZ05 | cWtd | 5.25 | 8.205 | Commercial Fitting Insulation 1" < pipe <= 4" <=15 psig steam_Outdoor
Small Commercial Fitting Insulation 1" < pipe <= 4" <=15 psig steam_Outdoor | Com | Com | Ex | CZ11 | cWtd | 15.32 | Large Commercial Fitting Insulation 1" < pipe <= 4" <=15 psig steam_Outdoor | Com | Com | Ex | CZ11 | cWtd | 5.06 | 8.138 | Commercial Fitting Insulation 1" < pipe <= 4" <=15 psig steam_Outdoor
Small Commercial Fitting Insulation 1" < pipe <= 4" <=15 psig steam_Outdoor | Com | Com | Ex | CZ12 | cWtd | 14.26 | Large Commercial Fitting Insulation 1" < pipe <= 4" <=15 psig steam_Outdoor | Com | Com | Ex | CZ12 | cWtd | 4.76 | 7.61 | Commercial Fitting Insulation 1" < pipe <= 4" <=15 psig steam_Outdoor
Small Commercial Fitting Insulation 1" < pipe <= 4" <=15 psig steam_Outdoor | Com | Com | Ex | CZ13 | cWtd | 13.58 | Large Commercial Fitting Insulation 1" < pipe <= 4" <=15 psig steam_Outdoor | Com | Com | Ex | CZ13 | cWtd | 4.41 | 7.161 | Commercial Fitting Insulation 1" < pipe <= 4" <=15 psig steam_Outdoor
Small Commercial Fitting Insulation 1" < pipe <= 4" <=15 psig steam_Outdoor | Com | Com | Ex | CZ14 | cWtd | 16.83 | Large Commercial Fitting Insulation 1" < pipe <= 4" <=15 psig steam_Outdoor | Com | Com | Ex | CZ14 | cWtd | 5.62 | 8.983 | Commercial Fitting Insulation 1" < pipe <= 4" <=15 psig steam_Outdoor
Small Commercial Fitting Insulation 1" < pipe <= 4" <=15 psig steam_Outdoor | Com | Com | Ex | CZ16 | cWtd | 14.1 | Large Commercial Fitting Insulation 1" < pipe <= 4" <=15 psig steam_Outdoor | Com | Com | Ex | CZ16 | cWtd | 5 | 7.73 | Commercial Fitting Insulation 1" < pipe <= 4" <=15 psig steam_Outdoor
Small Commercial Fitting Insulation > 4" pipe <=15 psig steam_Outdoor | Com | Com | Ex | CZ01 | cWtd | 46.14 | Large Commercial Fitting Insulation > 4" pipe <=15 psig steam_Outdoor | Com | Com | Ex | CZ01 | cWtd | 39.9 | 41.772 | Commercial Fitting Insulation > 4" pipe <=15 psig steam_Outdoor
Small Commercial Fitting Insulation > 4" pipe <=15 psig steam_Outdoor | Com | Com | Ex | CZ02 | cWtd | 41.71 | Large Commercial Fitting Insulation > 4" pipe <=15 psig steam_Outdoor | Com | Com | Ex | CZ02 | cWtd | 36.07 | 37.762 | Commercial Fitting Insulation > 4" pipe <=15 psig steam_Outdoor
Small Commercial Fitting Insulation > 4" pipe <=15 psig steam_Outdoor | Com | Com | Ex | CZ03 | cWtd | 51.87 | Large Commercial Fitting Insulation > 4" pipe <=15 psig steam_Outdoor | Com | Com | Ex | CZ03 | cWtd | 44.86 | 46.963 | Commercial Fitting Insulation > 4" pipe <=15 psig steam_Outdoor
Small Commercial Fitting Insulation > 4" pipe <=15 psig steam_Outdoor | Com | Com | Ex | CZ04 | cWtd | 46.89 | Large Commercial Fitting Insulation > 4" pipe <=15 psig steam_Outdoor | Com | Com | Ex | CZ04 | cWtd | 40.55 | 42.452 | Commercial Fitting Insulation > 4" pipe <=15 psig steam_Outdoor
Small Commercial Fitting Insulation > 4" pipe <=15 psig steam_Outdoor | Com | Com | Ex | CZ05 | cWtd | 47.35 | Large Commercial Fitting Insulation > 4" pipe <=15 psig steam_Outdoor | Com | Com | Ex | CZ05 | cWtd | 40.94 | 42.863 | Commercial Fitting Insulation > 4" pipe <=15 psig steam_Outdoor
Small Commercial Fitting Insulation > 4" pipe <=15 psig steam_Outdoor | Com | Com | Ex | CZ11 | cWtd | 47.97 | Large Commercial Fitting Insulation > 4" pipe <=15 psig steam_Outdoor | Com | Com | Ex | CZ11 | cWtd | 41.48 | 43.427 | Commercial Fitting Insulation > 4" pipe <=15 psig steam_Outdoor
Small Commercial Fitting Insulation > 4" pipe <=15 psig steam_Outdoor | Com | Com | Ex | CZ12 | cWtd | 44.85 | Large Commercial Fitting Insulation > 4" pipe <=15 psig steam_Outdoor | Com | Com | Ex | CZ12 | cWtd | 38.78 | 40.601 | Commercial Fitting Insulation > 4" pipe <=15 psig steam_Outdoor
Small Commercial Fitting Insulation > 4" pipe <=15 psig steam_Outdoor | Com | Com | Ex | CZ13 | cWtd | 42.83 | Large Commercial Fitting Insulation > 4" pipe <=15 psig steam_Outdoor | Com | Com | Ex | CZ13 | cWtd | 37.04 | 38.777 | Commercial Fitting Insulation > 4" pipe <=15 psig steam_Outdoor
Small Commercial Fitting Insulation > 4" pipe <=15 psig steam_Outdoor | Com | Com | Ex | CZ14 | cWtd | 52.52 | Large Commercial Fitting Insulation > 4" pipe <=15 psig steam_Outdoor | Com | Com | Ex | CZ14 | cWtd | 45.42 | 47.55 | Commercial Fitting Insulation > 4" pipe <=15 psig steam_Outdoor
Small Commercial Fitting Insulation > 4" pipe <=15 psig steam_Outdoor | Com | Com | Ex | CZ16 | cWtd | 44.48 | Large Commercial Fitting Insulation > 4" pipe <=15 psig steam_Outdoor | Com | Com | Ex | CZ16 | cWtd | 38.46 | 40.266 | Commercial Fitting Insulation > 4" pipe <=15 psig steam_Outdoor
Small Commercial Fitting Insulation <= 1" pipe >15 psig steam_Outdoor | Com | Com | Ex | CZ01 | cWtd | 8.57 | Large Commercial Fitting Insulation <= 1" pipe >15 psig steam_Outdoor | Com | Com | Ex | CZ01 | cWtd | 7.41 | 7.758 | Commercial Fitting Insulation <= 1" pipe >15 psig steam_Outdoor
Small Commercial Fitting Insulation <= 1" pipe >15 psig steam_Outdoor | Com | Com | Ex | CZ02 | cWtd | 7.74 | Large Commercial Fitting Insulation <= 1" pipe >15 psig steam_Outdoor | Com | Com | Ex | CZ02 | cWtd | 6.69 | 7.005 | Commercial Fitting Insulation <= 1" pipe >15 psig steam_Outdoor
Small Commercial Fitting Insulation <= 1" pipe >15 psig steam_Outdoor | Com | Com | Ex | CZ03 | cWtd | 9.77 | Large Commercial Fitting Insulation <= 1" pipe >15 psig steam_Outdoor | Com | Com | Ex | CZ03 | cWtd | 8.44 | 8.839 | Commercial Fitting Insulation <= 1" pipe >15 psig steam_Outdoor
Small Commercial Fitting Insulation <= 1" pipe >15 psig steam_Outdoor | Com | Com | Ex | CZ04 | cWtd | 8.81 | Large Commercial Fitting Insulation <= 1" pipe >15 psig steam_Outdoor | Com | Com | Ex | CZ04 | cWtd | 7.62 | 7.977 | Commercial Fitting Insulation <= 1" pipe >15 psig steam_Outdoor
Small Commercial Fitting Insulation <= 1" pipe >15 psig steam_Outdoor | Com | Com | Ex | CZ05 | cWtd | 8.86 | Large Commercial Fitting Insulation <= 1" pipe >15 psig steam_Outdoor | Com | Com | Ex | CZ05 | cWtd | 7.66 | 8.02 | Commercial Fitting Insulation <= 1" pipe >15 psig steam_Outdoor
Small Commercial Fitting Insulation <= 1" pipe >15 psig steam_Outdoor | Com | Com | Ex | CZ11 | cWtd | 9.07 | Large Commercial Fitting Insulation <= 1" pipe >15 psig steam_Outdoor | Com | Com | Ex | CZ11 | cWtd | 7.84 | 8.209 | Commercial Fitting Insulation <= 1" pipe >15 psig steam_Outdoor
Small Commercial Fitting Insulation <= 1" pipe >15 psig steam_Outdoor | Com | Com | Ex | CZ12 | cWtd | 8.42 | Large Commercial Fitting Insulation <= 1" pipe >15 psig steam_Outdoor | Com | Com | Ex | CZ12 | cWtd | 7.28 | 7.622 | Commercial Fitting Insulation <= 1" pipe >15 psig steam_Outdoor
Small Commercial Fitting Insulation <= 1" pipe >15 psig steam_Outdoor | Com | Com | Ex | CZ13 | cWtd | 8.05 | Large Commercial Fitting Insulation <= 1" pipe >15 psig steam_Outdoor | Com | Com | Ex | CZ13 | cWtd | 6.96 | 7.287 | Commercial Fitting Insulation <= 1" pipe >15 psig steam_Outdoor
Small Commercial Fitting Insulation <= 1" pipe >15 psig steam_Outdoor | Com | Com | Ex | CZ14 | cWtd | 9.95 | Large Commercial Fitting Insulation <= 1" pipe >15 psig steam_Outdoor | Com | Com | Ex | CZ14 | cWtd | 8.61 | 9.012 | Commercial Fitting Insulation <= 1" pipe >15 psig steam_Outdoor
Small Commercial Fitting Insulation <= 1" pipe >15 psig steam_Outdoor | Com | Com | Ex | CZ16 | cWtd | 8.24 | Large Commercial Fitting Insulation <= 1" pipe >15 psig steam_Outdoor | Com | Com | Ex | CZ16 | cWtd | 7.13 | 7.463 | Commercial Fitting Insulation <= 1" pipe >15 psig steam_Outdoor
Small Commercial Fitting Insulation 1" < pipe <= 4" >15 psig steam_Outdoor | Com | Com | Ex | CZ01 | cWtd | 19.57 | Large Commercial Fitting Insulation 1" < pipe <= 4" >15 psig steam_Outdoor | Com | Com | Ex | CZ01 | cWtd | 16.92 | 17.715 | Commercial Fitting Insulation 1" < pipe <= 4" >15 psig steam_Outdoor
Small Commercial Fitting Insulation 1" < pipe <= 4" >15 psig steam_Outdoor | Com | Com | Ex | CZ02 | cWtd | 17.76 | Large Commercial Fitting Insulation 1" < pipe <= 4" >15 psig steam_Outdoor | Com | Com | Ex | CZ02 | cWtd | 15.36 | 16.08 | Commercial Fitting Insulation 1" < pipe <= 4" >15 psig steam_Outdoor
Small Commercial Fitting Insulation 1" < pipe <= 4" >15 psig steam_Outdoor | Com | Com | Ex | CZ03 | cWtd | 22.16 | Large Commercial Fitting Insulation 1" < pipe <= 4" >15 psig steam_Outdoor | Com | Com | Ex | CZ03 | cWtd | 19.16 | 20.06 | Commercial Fitting Insulation 1" < pipe <= 4" >15 psig steam_Outdoor
Small Commercial Fitting Insulation 1" < pipe <= 4" >15 psig steam_Outdoor | Com | Com | Ex | CZ04 | cWtd | 20.08 | Large Commercial Fitting Insulation 1" < pipe <= 4" >15 psig steam_Outdoor | Com | Com | Ex | CZ04 | cWtd | 17.36 | 18.176 | Commercial Fitting Insulation 1" < pipe <= 4" >15 psig steam_Outdoor
Small Commercial Fitting Insulation 1" < pipe <= 4" >15 psig steam_Outdoor | Com | Com | Ex | CZ05 | cWtd | 20.19 | Large Commercial Fitting Insulation 1" < pipe <= 4" >15 psig steam_Outdoor | Com | Com | Ex | CZ05 | cWtd | 17.46 | 18.279 | Commercial Fitting Insulation 1" < pipe <= 4" >15 psig steam_Outdoor
Small Commercial Fitting Insulation 1" < pipe <= 4" >15 psig steam_Outdoor | Com | Com | Ex | CZ11 | cWtd | 20.64 | Large Commercial Fitting Insulation 1" < pipe <= 4" >15 psig steam_Outdoor | Com | Com | Ex | CZ11 | cWtd | 17.85 | 18.687 | Commercial Fitting Insulation 1" < pipe <= 4" >15 psig steam_Outdoor
Small Commercial Fitting Insulation 1" < pipe <= 4" >15 psig steam_Outdoor | Com | Com | Ex | CZ12 | cWtd | 19.22 | Large Commercial Fitting Insulation 1" < pipe <= 4" >15 psig steam_Outdoor | Com | Com | Ex | CZ12 | cWtd | 16.63 | 17.407 | Commercial Fitting Insulation 1" < pipe <= 4" >15 psig steam_Outdoor
Small Commercial Fitting Insulation 1" < pipe <= 4" >15 psig steam_Outdoor | Com | Com | Ex | CZ13 | cWtd | 18.42 | Large Commercial Fitting Insulation 1" < pipe <= 4" >15 psig steam_Outdoor | Com | Com | Ex | CZ13 | cWtd | 15.93 | 16.677 | Commercial Fitting Insulation 1" < pipe <= 4" >15 psig steam_Outdoor
Small Commercial Fitting Insulation 1" < pipe <= 4" >15 psig steam_Outdoor | Com | Com | Ex | CZ14 | cWtd | 22.57 | Large Commercial Fitting Insulation 1" < pipe <= 4" >15 psig steam_Outdoor | Com | Com | Ex | CZ14 | cWtd | 19.52 | 20.435 | Commercial Fitting Insulation 1" < pipe <= 4" >15 psig steam_Outdoor
Small Commercial Fitting Insulation 1" < pipe <= 4" >15 psig steam_Outdoor | Com | Com | Ex | CZ16 | cWtd | 18.85 | Large Commercial Fitting Insulation 1" < pipe <= 4" >15 psig steam_Outdoor | Com | Com | Ex | CZ16 | cWtd | 16.3 | 17.065 | Commercial Fitting Insulation 1" < pipe <= 4" >15 psig steam_Outdoor
Small Commercial Fitting Insulation > 4" pipe >15 psig steam_Outdoor | Com | Com | Ex | CZ01 | cWtd | 62.26 | Large Commercial Fitting Insulation > 4" pipe >15 psig steam_Outdoor | Com | Com | Ex | CZ01 | cWtd | 53.84 | 56.366 | Commercial Fitting Insulation > 4" pipe >15 psig steam_Outdoor
Small Commercial Fitting Insulation > 4" pipe >15 psig steam_Outdoor | Com | Com | Ex | CZ02 | cWtd | 56.97 | Large Commercial Fitting Insulation > 4" pipe >15 psig steam_Outdoor | Com | Com | Ex | CZ02 | cWtd | 49.27 | 51.58 | Commercial Fitting Insulation > 4" pipe >15 psig steam_Outdoor
Small Commercial Fitting Insulation > 4" pipe >15 psig steam_Outdoor | Com | Com | Ex | CZ03 | cWtd | 69.88 | Large Commercial Fitting Insulation > 4" pipe >15 psig steam_Outdoor | Com | Com | Ex | CZ03 | cWtd | 60.43 | 63.265 | Commercial Fitting Insulation > 4" pipe >15 psig steam_Outdoor
Small Commercial Fitting Insulation > 4" pipe >15 psig steam_Outdoor | Com | Com | Ex | CZ04 | cWtd | 63.68 | Large Commercial Fitting Insulation > 4" pipe >15 psig steam_Outdoor | Com | Com | Ex | CZ04 | cWtd | 55.07 | 57.653 | Commercial Fitting Insulation > 4" pipe >15 psig steam_Outdoor
Small Commercial Fitting Insulation > 4" pipe >15 psig steam_Outdoor | Com | Com | Ex | CZ05 | cWtd | 64.04 | Large Commercial Fitting Insulation > 4" pipe >15 psig steam_Outdoor | Com | Com | Ex | CZ05 | cWtd | 55.38 | 57.978 | Commercial Fitting Insulation > 4" pipe >15 psig steam_Outdoor
Small Commercial Fitting Insulation > 4" pipe >15 psig steam_Outdoor | Com | Com | Ex | CZ11 | cWtd | 65.29 | Large Commercial Fitting Insulation > 4" pipe >15 psig steam_Outdoor | Com | Com | Ex | CZ11 | cWtd | 56.46 | 59.109 | Commercial Fitting Insulation > 4" pipe >15 psig steam_Outdoor
Small Commercial Fitting Insulation > 4" pipe >15 psig steam_Outdoor | Com | Com | Ex | CZ12 | cWtd | 61.15 | Large Commercial Fitting Insulation > 4" pipe >15 psig steam_Outdoor | Com | Com | Ex | CZ12 | cWtd | 52.88 | 55.361 | Commercial Fitting Insulation > 4" pipe >15 psig steam_Outdoor
Small Commercial Fitting Insulation > 4" pipe >15 psig steam_Outdoor | Com | Com | Ex | CZ13 | cWtd | 58.76 | Large Commercial Fitting Insulation > 4" pipe >15 psig steam_Outdoor | Com | Com | Ex | CZ13 | cWtd | 50.81 | 53.195 | Commercial Fitting Insulation > 4" pipe >15 psig steam_Outdoor
Small Commercial Fitting Insulation > 4" pipe >15 psig steam_Outdoor | Com | Com | Ex | CZ14 | cWtd | 71.11 | Large Commercial Fitting Insulation > 4" pipe >15 psig steam_Outdoor | Com | Com | Ex | CZ14 | cWtd | 61.5 | 64.383 | Commercial Fitting Insulation > 4" pipe >15 psig steam_Outdoor
Small Commercial Fitting Insulation > 4" pipe >15 psig steam_Outdoor | Com | Com | Ex | CZ16 | cWtd | 60.19 | Large Commercial Fitting Insulation > 4" pipe >15 psig steam_Outdoor | Com | Com | Ex | CZ16 | cWtd | 52.05 | 54.492 | Commercial Fitting Insulation > 4" pipe >15 psig steam_Outdoor
Small Commercial Pipe Insulation 1” Insulation <= 1" pipe Hot Water_Indoor | Com | Com | Ex | Any | cWtd | 1.54 | Large Commercial Pipe Insulation 1” Insulation <= 1" pipe Hot Water_Indoor | Com | Com | Ex | Any | cWtd | 1.33 | 1.393 | Commercial Pipe Insulation 1” Insulation <= 1" pipe Hot Water_Indoor
Small Commercial Pipe Insulation 1” Insulation 1" < pipe <= 4" Hot Water_Indoor | Com | Com | Ex | Any | cWtd | 3.02 | Large Commercial Pipe Insulation 1” Insulation 1" < pipe <= 4" Hot Water_Indoor | Com | Com | Ex | Any | cWtd | 2.61 | 2.733 | Commercial Pipe Insulation 1” Insulation 1" < pipe <= 4" Hot Water_Indoor
Small Commercial Pipe Insulation 1” Insulation > 4" pipe Hot Water_Indoor | Com | Com | Ex | Any | cWtd | 6.39 | Large Commercial Pipe Insulation 1” Insulation > 4" pipe Hot Water_Indoor | Com | Com | Ex | Any | cWtd | 3.48 | 4.353 | Commercial Pipe Insulation 1” Insulation > 4" pipe Hot Water_Indoor
Small Commercial Pipe Insulation 1” Insulation <= 1" pipe <=15 psig steam_Indoor | Com | Com | Ex | Any | cWtd | 4.99 | Large Commercial Pipe Insulation 1” Insulation <= 1" pipe <=15 psig steam_Indoor | Com | Com | Ex | Any | cWtd | 4.31 | 4.514 | Commercial Pipe Insulation 1” Insulation <= 1" pipe <=15 psig steam_Indoor
Small Commercial Pipe Insulation 1” Insulation 1" < pipe <= 4" <=15 psig steam_Indoor | Com | Com | Ex | Any | cWtd | 9.92 | Large Commercial Pipe Insulation 1” Insulation 1" < pipe <= 4" <=15 psig steam_Indoor | Com | Com | Ex | Any | cWtd | 8.58 | 8.982 | Commercial Pipe Insulation 1” Insulation 1" < pipe <= 4" <=15 psig steam_Indoor
Small Commercial Pipe Insulation 1” Insulation > 4" pipe <=15 psig steam_Indoor | Com | Com | Ex | Any | cWtd | 20.81 | Large Commercial Pipe Insulation 1” Insulation > 4" pipe <=15 psig steam_Indoor | Com | Com | Ex | Any | cWtd | 18 | 18.843 | Commercial Pipe Insulation 1” Insulation > 4" pipe <=15 psig steam_Indoor
Small Commercial Pipe Insulation 1” Insulation <= 1" pipe >15 psig steam_Indoor | Com | Com | Ex | Any | cWtd | 8.1 | Large Commercial Pipe Insulation 1” Insulation <= 1" pipe >15 psig steam_Indoor | Com | Com | Ex | Any | cWtd | 7.01 | 7.337 | Commercial Pipe Insulation 1” Insulation <= 1" pipe >15 psig steam_Indoor
Small Commercial Pipe Insulation 1” Insulation 1" < pipe <= 4" >15 psig steam_Indoor | Com | Com | Ex | Any | cWtd | 16.36 | Large Commercial Pipe Insulation 1” Insulation 1" < pipe <= 4" >15 psig steam_Indoor | Com | Com | Ex | Any | cWtd | 14.15 | 14.813 | Commercial Pipe Insulation 1” Insulation 1" < pipe <= 4" >15 psig steam_Indoor
Small Commercial Pipe Insulation 1” Insulation > 4" pipe > 15 psig steam_Indoor | Com | Com | Ex | Any | cWtd | 33.77 | Large Commercial Pipe Insulation 1” Insulation > 4" pipe >15 psig steam_Indoor | Com | Com | Ex | Any | cWtd | 29.2 | 30.571 | Commercial Pipe Insulation 1” Insulation > 4" pipe > 15 psig steam_Indoor
Small Commercial Fitting Insulation <= 1" pipe Hot Water_Indoor | Com | Com | Ex | Any | cWtd | 0.47 | Large Commercial Fitting Insulation <= 1" pipe Hot Water_Indoor | Com | Com | Ex | Any | cWtd | 0.4 | 0.421 | Commercial Fitting Insulation <= 1" pipe Hot Water_Indoor
Small Commercial Fitting Insulation 1" < pipe <= 4" Hot Water_Indoor | Com | Com | Ex | Any | cWtd | 1.09 | Large Commercial Fitting Insulation 1" < pipe <= 4" Hot Water_Indoor | Com | Com | Ex | Any | cWtd | 0.94 | 0.985 | Commercial Fitting Insulation 1" < pipe <= 4" Hot Water_Indoor
Small Commercial Fitting Insulation > 4" pipe Hot Water_Indoor | Com | Com | Ex | Any | cWtd | 4.27 | Large Commercial Fitting Insulation > 4" pipe Hot Water_Indoor | Com | Com | Ex | Any | cWtd | 3.69 | 3.864 | Commercial Fitting Insulation > 4" pipe Hot Water_Indoor
Small Commercial Fitting Insulation <= 1" pipe <=15 psig steam_Indoor | Com | Com | Ex | Any | cWtd | 1.51 | Large Commercial Fitting Insulation <= 1" pipe <=15 psig steam_Indoor | Com | Com | Ex | Any | cWtd | 1.31 | 1.37 | Commercial Fitting Insulation <= 1" pipe <=15 psig steam_Indoor
Small Commercial Fitting Insulation 1" < pipe <= 4" <=15 psig steam_Indoor | Com | Com | Ex | Any | cWtd | 4.15 | Large Commercial Fitting Insulation 1" < pipe <= 4" <=15 psig steam_Indoor | Com | Com | Ex | Any | cWtd | 3.59 | 3.758 | Commercial Fitting Insulation 1" < pipe <= 4" <=15 psig steam_Indoor
Small Commercial Fitting Insulation > 4" pipe <=15 psig steam_Indoor | Com | Com | Ex | Any | cWtd | 16.05 | Large Commercial Fitting Insulation > 4" pipe <=15 psig steam_Indoor | Com | Com | Ex | Any | cWtd | 13.88 | 14.531 | Commercial Fitting Insulation > 4" pipe <=15 psig steam_Indoor
Small Commercial Fitting Insulation <= 1" pipe >15 psig steam_Indoor | Com | Com | Ex | Any | cWtd | 2.45 | Large Commercial Fitting Insulation <= 1" pipe >15 psig steam_Indoor | Com | Com | Ex | Any | cWtd | 2.12 | 2.219 | Commercial Fitting Insulation <= 1" pipe >15 psig steam_Indoor
Small Commercial Fitting Insulation 1" < pipe <= 4" >15 psig steam_Indoor | Com | Com | Ex | Any | cWtd | 6.85 | Large Commercial Fitting Insulation 1" < pipe <= 4" >15 psig steam_Indoor | Com | Com | Ex | Any | cWtd | 5.92 | 6.199 | Commercial Fitting Insulation 1" < pipe <= 4" >15 psig steam_Indoor
Small Commercial Fitting Insulation > 4" pipe >15 psig steam_Indoor | Com | Com | Ex | Any | cWtd | 26.54 | Large Commercial Fitting Insulation > 4" pipe >15 psig steam_Indoor | Com | Com | Ex | Any | cWtd | 22.96 | 24.034 | Commercial Fitting Insulation > 4" pipe >15 psig steam_Indoor
Industrial Pipe Insulation 1” Insulation <= 1" pipe Hot Water_Outdoor
Industrial Pipe Insulation 1” Insulation <= 1" pipe Hot Water_Outdoor
Industrial Pipe Insulation 1” Insulation <= 1" pipe Hot Water_Outdoor
Industrial Pipe Insulation 1” Insulation <= 1" pipe Hot Water_Outdoor
Industrial Pipe Insulation 1” Insulation <= 1" pipe Hot Water_Outdoor
Industrial Pipe Insulation 1” Insulation <= 1" pipe Hot Water_Outdoor
Industrial Pipe Insulation 1” Insulation <= 1" pipe Hot Water_Outdoor
Industrial Pipe Insulation 1” Insulation <= 1" pipe Hot Water_Outdoor
Industrial Pipe Insulation 1” Insulation 1" < pipe <= 4" Hot Water_Outdoor
Industrial Pipe Insulation 1” Insulation 1" < pipe <= 4" Hot Water_Outdoor
Industrial Pipe Insulation 1” Insulation 1" < pipe <= 4" Hot Water_Outdoor
Industrial Pipe Insulation 1” Insulation 1" < pipe <= 4" Hot Water_Outdoor
Industrial Pipe Insulation 1” Insulation 1" < pipe <= 4" Hot Water_Outdoor
Industrial Pipe Insulation 1” Insulation 1" < pipe <= 4" Hot Water_Outdoor
Industrial Pipe Insulation 1” Insulation 1" < pipe <= 4" Hot Water_Outdoor
Industrial Pipe Insulation 1” Insulation 1" < pipe <= 4" Hot Water_Outdoor
Industrial Pipe Insulation 1” Insulation > 4" pipe Hot Water_Outdoor
Industrial Pipe Insulation 1” Insulation > 4" pipe Hot Water_Outdoor
Industrial Pipe Insulation 1” Insulation > 4" pipe Hot Water_Outdoor
Industrial Pipe Insulation 1” Insulation > 4" pipe Hot Water_Outdoor
Industrial Pipe Insulation 1” Insulation > 4" pipe Hot Water_Outdoor
Industrial Pipe Insulation 1” Insulation > 4" pipe Hot Water_Outdoor
Industrial Pipe Insulation 1” Insulation > 4" pipe Hot Water_Outdoor
Industrial Pipe Insulation 1” Insulation > 4" pipe Hot Water_Outdoor
Industrial Pipe Insulation 1” Insulation <= 1" pipe <=15 psig steam_Outdoor
Industrial Pipe Insulation 1” Insulation <= 1" pipe <=15 psig steam_Outdoor
Industrial Pipe Insulation 1” Insulation <= 1" pipe <=15 psig steam_Outdoor
Industrial Pipe Insulation 1” Insulation <= 1" pipe <=15 psig steam_Outdoor
Industrial Pipe Insulation 1” Insulation <= 1" pipe <=15 psig steam_Outdoor
Industrial Pipe Insulation 1” Insulation <= 1" pipe <=15 psig steam_Outdoor
Industrial Pipe Insulation 1” Insulation <= 1" pipe <=15 psig steam_Outdoor
Industrial Pipe Insulation 1” Insulation <= 1" pipe <=15 psig steam_Outdoor
Industrial Pipe Insulation 1” Insulation 1" < pipe <= 4" <=15 psig steam_Outdoor
Industrial Pipe Insulation 1” Insulation 1" < pipe <= 4" <=15 psig steam_Outdoor
Industrial Pipe Insulation 1” Insulation 1" < pipe <= 4" <=15 psig steam_Outdoor
Industrial Pipe Insulation 1” Insulation 1" < pipe <= 4" <=15 psig steam_Outdoor
Industrial Pipe Insulation 1” Insulation 1" < pipe <= 4" <=15 psig steam_Outdoor
Industrial Pipe Insulation 1” Insulation 1" < pipe <= 4" <=15 psig steam_Outdoor
Industrial Pipe Insulation 1” Insulation 1" < pipe <= 4" <=15 psig steam_Outdoor
Industrial Pipe Insulation 1” Insulation 1" < pipe <= 4" <=15 psig steam_Outdoor
Industrial Pipe Insulation 1” Insulation > 4" pipe <=15 psig steam_Outdoor
Industrial Pipe Insulation 1” Insulation > 4" pipe <=15 psig steam_Outdoor
Industrial Pipe Insulation 1” Insulation > 4" pipe <=15 psig steam_Outdoor
Industrial Pipe Insulation 1” Insulation > 4" pipe <=15 psig steam_Outdoor
Industrial Pipe Insulation 1” Insulation > 4" pipe <=15 psig steam_Outdoor
Industrial Pipe Insulation 1” Insulation > 4" pipe <=15 psig steam_Outdoor
Industrial Pipe Insulation 1” Insulation > 4" pipe <=15 psig steam_Outdoor
Industrial Pipe Insulation 1” Insulation > 4" pipe <=15 psig steam_Outdoor
Industrial Pipe Insulation 1” Insulation <= 1" pipe >15 psig steam_Outdoor
Industrial Pipe Insulation 1” Insulation <= 1" pipe >15 psig steam_Outdoor
Industrial Pipe Insulation 1” Insulation <= 1" pipe >15 psig steam_Outdoor
Industrial Pipe Insulation 1” Insulation <= 1" pipe >15 psig steam_Outdoor
Industrial Pipe Insulation 1” Insulation <= 1" pipe >15 psig steam_Outdoor
Industrial Pipe Insulation 1” Insulation <= 1" pipe >15 psig steam_Outdoor
Industrial Pipe Insulation 1” Insulation <= 1" pipe >15 psig steam_Outdoor
Industrial Pipe Insulation 1” Insulation <= 1" pipe >15 psig steam_Outdoor
Industrial Pipe Insulation 1” Insulation 1" < pipe <= 4" >15 psig steam_Outdoor
Industrial Pipe Insulation 1” Insulation 1" < pipe <= 4" >15 psig steam_Outdoor
Industrial Pipe Insulation 1” Insulation 1" < pipe <= 4" >15 psig steam_Outdoor
Industrial Pipe Insulation 1” Insulation 1" < pipe <= 4" >15 psig steam_Outdoor
Industrial Pipe Insulation 1” Insulation 1" < pipe <= 4" >15 psig steam_Outdoor
Industrial Pipe Insulation 1” Insulation 1" < pipe <= 4" >15 psig steam_Outdoor
Industrial Pipe Insulation 1” Insulation 1" < pipe <= 4" >15 psig steam_Outdoor
Industrial Pipe Insulation 1” Insulation 1" < pipe <= 4" >15 psig steam_Outdoor
Industrial Pipe Insulation 1” Insulation > 4" pipe >15 psig steam_Outdoor
Industrial Pipe Insulation 1” Insulation > 4" pipe >15 psig steam_Outdoor
Industrial Pipe Insulation 1” Insulation > 4" pipe >15 psig steam_Outdoor
Industrial Pipe Insulation 1” Insulation > 4" pipe >15 psig steam_Outdoor
Industrial Pipe Insulation 1” Insulation > 4" pipe >15 psig steam_Outdoor
Industrial Pipe Insulation 1” Insulation > 4" pipe >15 psig steam_Outdoor
Industrial Pipe Insulation 1” Insulation > 4" pipe >15 psig steam_Outdoor
Industrial Pipe Insulation 1” Insulation > 4" pipe >15 psig steam_Outdoor
Industrial Fitting Insulation <= 1" pipe Hot Water_Outdoor
Industrial Fitting Insulation <= 1" pipe Hot Water_Outdoor
Industrial Fitting Insulation <= 1" pipe Hot Water_Outdoor
Industrial Fitting Insulation <= 1" pipe Hot Water_Outdoor
Industrial Fitting Insulation <= 1" pipe Hot Water_Outdoor
Industrial Fitting Insulation <= 1" pipe Hot Water_Outdoor
Industrial Fitting Insulation <= 1" pipe Hot Water_Outdoor
Industrial Fitting Insulation <= 1" pipe Hot Water_Outdoor
Industrial Fitting Insulation 1" < pipe <= 4" Hot Water_Outdoor
Industrial Fitting Insulation 1" < pipe <= 4" Hot Water_Outdoor
Industrial Fitting Insulation 1" < pipe <= 4" Hot Water_Outdoor
Industrial Fitting Insulation 1" < pipe <= 4" Hot Water_Outdoor
Industrial Fitting Insulation 1" < pipe <= 4" Hot Water_Outdoor
Industrial Fitting Insulation 1" < pipe <= 4" Hot Water_Outdoor
Industrial Fitting Insulation 1" < pipe <= 4" Hot Water_Outdoor
Industrial Fitting Insulation 1" < pipe <= 4" Hot Water_Outdoor
Industrial Fitting Insulation > 4" pipe Hot Water_Outdoor
Industrial Fitting Insulation > 4" pipe Hot Water_Outdoor
Industrial Fitting Insulation > 4" pipe Hot Water_Outdoor
Industrial Fitting Insulation > 4" pipe Hot Water_Outdoor
Industrial Fitting Insulation > 4" pipe Hot Water_Outdoor
Industrial Fitting Insulation > 4" pipe Hot Water_Outdoor
Industrial Fitting Insulation > 4" pipe Hot Water_Outdoor
Industrial Fitting Insulation > 4" pipe Hot Water_Outdoor
Industrial Fitting Insulation <= 1" pipe <=15 psig steam_Outdoor
Industrial Fitting Insulation <= 1" pipe <=15 psig steam_Outdoor
Industrial Fitting Insulation <= 1" pipe <=15 psig steam_Outdoor
Industrial Fitting Insulation <= 1" pipe <=15 psig steam_Outdoor
Industrial Fitting Insulation <= 1" pipe <=15 psig steam_Outdoor
Industrial Fitting Insulation <= 1" pipe <=15 psig steam_Outdoor
Industrial Fitting Insulation <= 1" pipe <=15 psig steam_Outdoor
Industrial Fitting Insulation <= 1" pipe <=15 psig steam_Outdoor
Industrial Fitting Insulation 1" < pipe <= 4" <=15 psig steam_Outdoor
Industrial Fitting Insulation 1" < pipe <= 4" <=15 psig steam_Outdoor
Industrial Fitting Insulation 1" < pipe <= 4" <=15 psig steam_Outdoor
Industrial Fitting Insulation 1" < pipe <= 4" <=15 psig steam_Outdoor
Industrial Fitting Insulation 1" < pipe <= 4" <=15 psig steam_Outdoor
Industrial Fitting Insulation 1" < pipe <= 4" <=15 psig steam_Outdoor
Industrial Fitting Insulation 1" < pipe <= 4" <=15 psig steam_Outdoor
Industrial Fitting Insulation 1" < pipe <= 4" <=15 psig steam_Outdoor
Industrial Fitting Insulation > 4" pipe <=15 psig steam_Outdoor
Industrial Fitting Insulation > 4" pipe <=15 psig steam_Outdoor
Industrial Fitting Insulation > 4" pipe <=15 psig steam_Outdoor
Industrial Fitting Insulation > 4" pipe <=15 psig steam_Outdoor
Industrial Fitting Insulation > 4" pipe <=15 psig steam_Outdoor
Industrial Fitting Insulation > 4" pipe <=15 psig steam_Outdoor
Industrial Fitting Insulation > 4" pipe <=15 psig steam_Outdoor
Industrial Fitting Insulation > 4" pipe <=15 psig steam_Outdoor
Industrial Fitting Insulation <= 1" pipe >15 psig steam_Outdoor
Industrial Fitting Insulation <= 1" pipe >15 psig steam_Outdoor
Industrial Fitting Insulation <= 1" pipe >15 psig steam_Outdoor
Industrial Fitting Insulation <= 1" pipe >15 psig steam_Outdoor
Industrial Fitting Insulation <= 1" pipe >15 psig steam_Outdoor
Industrial Fitting Insulation <= 1" pipe >15 psig steam_Outdoor
Industrial Fitting Insulation <= 1" pipe >15 psig steam_Outdoor
Industrial Fitting Insulation <= 1" pipe >15 psig steam_Outdoor
Industrial Fitting Insulation 1" < pipe <= 4" >15 psig steam_Outdoor
Industrial Fitting Insulation 1" < pipe <= 4" >15 psig steam_Outdoor
Industrial Fitting Insulation 1" < pipe <= 4" >15 psig steam_Outdoor
Industrial Fitting Insulation 1" < pipe <= 4" >15 psig steam_Outdoor
Industrial Fitting Insulation 1" < pipe <= 4" >15 psig steam_Outdoor
Industrial Fitting Insulation 1" < pipe <= 4" >15 psig steam_Outdoor
Industrial Fitting Insulation 1" < pipe <= 4" >15 psig steam_Outdoor
Industrial Fitting Insulation 1" < pipe <= 4" >15 psig steam_Outdoor
Industrial Fitting Insulation > 4" pipe >15 psig steam_Outdoor
Industrial Fitting Insulation > 4" pipe >15 psig steam_Outdoor
Industrial Fitting Insulation > 4" pipe >15 psig steam_Outdoor
Industrial Fitting Insulation > 4" pipe >15 psig steam_Outdoor
Industrial Fitting Insulation > 4" pipe >15 psig steam_Outdoor
Industrial Fitting Insulation > 4" pipe >15 psig steam_Outdoor
Industrial Fitting Insulation > 4" pipe >15 psig steam_Outdoor
Industrial Fitting Insulation > 4" pipe >15 psig steam_Outdoor
Industrial Pipe Insulation 1” Insulation <= 1" pipe Hot Water_Indoor
Industrial Pipe Insulation 1” Insulation 1" < pipe <= 4" Hot Water_Indoor
Industrial Pipe Insulation 1” Insulation > 4" pipe Hot Water_Indoor
Industrial Pipe Insulation 1” Insulation <= 1" pipe <=15 psig steam_Indoor
Industrial Pipe Insulation 1” Insulation 1" < pipe <= 4" <=15 psig steam_Indoor
Industrial Pipe Insulation 1” Insulation > 4" pipe <=15 psig steam_Indoor
Industrial Pipe Insulation 1” Insulation <= 1" pipe >15 psig steam_Indoor
Industrial Pipe Insulation 1” Insulation 1" < pipe <= 4" >15 psig steam_Indoor
Industrial Pipe Insulation 1” Insulation > 4" pipe >15 psig steam_Indoor
Industrial Fitting Insulation <= 1" pipe Hot Water_Indoor
Industrial Fitting Insulation 1" < pipe <= 4" Hot Water_Indoor
Industrial Fitting Insulation > 4" pipe Hot Water_Indoor
Industrial Fitting Insulation <= 1" pipe <=15 psig steam_Indoor
Industrial Fitting Insulation 1" < pipe <= 4" <=15 psig steam_Indoor
Industrial Fitting Insulation > 4" pipe <=15 psig steam_Indoor
Industrial Fitting Insulation <= 1" pipe >15 psig steam_Indoor
Industrial Fitting Insulation 1" < pipe <= 4" >15 psig steam_Indoor
Industrial Fitting Insulation > 4" pipe >15 psig steam_Indoor

## SCG PGE CZ CombinedCom Ind
PA | WPID | WPRevision | WPName | WPUtilityID | Version | DeliveryChannel | WPDisposition | WPFileName | WPMeasureNbr | WPMeasureDescription | UseCategory | UseSubCat | TechGroup | TechType | NormUnit | Sector | MeasCostID | StdCostID | EUL_ID | RUL_ID | PG&E Measure Code | MeasDesc | MeasTechID | PreDesc | PreMultiTech | PreTechID | PreTechGroup | PreTechType | StdDesc | StdMultiTech | StdTechID | StdTechGroup | StdTechType | ElecImpProfileID | GasImpProfileID | BaseCost | FullCost | IMC | DualBaselineFlag | DeltaWatts | DeltaWatts2 | ControlledWattage | FormCode | WeatherSensitiveFlag | BldgType | BldgVint | BldgLoc | BldgHVAC | NumUnit | MeasArea | APreWBkWh | APreWBkW | APreWBtherm | AStdWBkWh | AStdWBkW | AStdWBtherm | APreEUkWh | APreEUkW | APreEUtherm | AStdEUkWh | AStdEUkW | AStdEUtherm | H2OGallonsSaved | PTO | EFLH | CDF | IE_kWh | IE_kW | IE_therm | wpmsrdetail_BaseCost | wpmsrdetail_FullCost | wpmsrdetail_IMC
SCG | WPSCGWP110812A | 4 | Pipe Insulation( Non-Space Conditioning) | SCG | ExAnte2018 | PreRebDown | 0 |  | 10 | Commercial Pipe Insulation 1” Insulation <= 1" pipe Hot Water_Outdoor | SHW | Distribute | LiquidCirc | PipeIns | Len-ft | Com | SHW-PipeInsulation-1inch-Outdoor |  | WtrHt-PipeIns-Gas-2017 | WtrHt-PipeIns-Gas-2017 | PR053 | 1 inch Insulation layer, <= 1 inch pipe, Hot Water, Outdoor |  | Uninsulated Pipe on existing buidings | 0 |  | LiquidCirc | PipeIns | Uninsulated Pipe on existing buidings | 0 |  |  |  | 0 | Annual | 0 | 6.68 | 6.68 | 0 |  |  |  |  | 1 | Com | Ex | CZ01 | cWtd | 1 | 0 |  |  | 9.201
SCG | WPSCGWP110812A | 4 | Pipe Insulation( Non-Space Conditioning) | SCG | ExAnte2018 | PreRebDown | 0 |  | 10 | Commercial Pipe Insulation 1” Insulation <= 1" pipe Hot Water_Outdoor | SHW | Distribute | LiquidCirc | PipeIns | Len-ft | Com | SHW-PipeInsulation-1inch-Outdoor |  | WtrHt-PipeIns-Gas-2017 | WtrHt-PipeIns-Gas-2017 | PR053 | 1 inch Insulation layer, <= 1 inch pipe, Hot Water, Outdoor |  | Uninsulated Pipe on existing buidings | 0 |  | LiquidCirc | PipeIns | Uninsulated Pipe on existing buidings | 0 |  |  |  | 0 | Annual | 0 | 6.68 | 6.68 | 0 |  |  |  |  | 1 | Com | Ex | CZ02 | cWtd | 1 | 0 |  |  | 7.821
SCG | WPSCGWP110812A | 4 | Pipe Insulation( Non-Space Conditioning) | SCG | ExAnte2018 | PreRebDown | 0 |  | 10 | Commercial Pipe Insulation 1” Insulation <= 1" pipe Hot Water_Outdoor | SHW | Distribute | LiquidCirc | PipeIns | Len-ft | Com | SHW-PipeInsulation-1inch-Outdoor |  | WtrHt-PipeIns-Gas-2017 | WtrHt-PipeIns-Gas-2017 | PR053 | 1 inch Insulation layer, <= 1 inch pipe, Hot Water, Outdoor |  | Uninsulated Pipe on existing buidings | 0 |  | LiquidCirc | PipeIns | Uninsulated Pipe on existing buidings | 0 |  |  |  | 0 | Annual | 0 | 6.68 | 6.68 | 0 |  |  |  |  | 1 | Com | Ex | CZ03 | cWtd | 1 | 0 |  |  | 10.186
SCG | WPSCGWP110812A | 4 | Pipe Insulation( Non-Space Conditioning) | SCG | ExAnte2018 | PreRebDown | 0 |  | 10 | Commercial Pipe Insulation 1” Insulation <= 1" pipe Hot Water_Outdoor | SHW | Distribute | LiquidCirc | PipeIns | Len-ft | Com | SHW-PipeInsulation-1inch-Outdoor |  | WtrHt-PipeIns-Gas-2017 | WtrHt-PipeIns-Gas-2017 | PR053 | 1 inch Insulation layer, <= 1 inch pipe, Hot Water, Outdoor |  | Uninsulated Pipe on existing buidings | 0 |  | LiquidCirc | PipeIns | Uninsulated Pipe on existing buidings | 0 |  |  |  | 0 | Annual | 0 | 6.68 | 6.68 | 0 |  |  |  |  | 1 | Com | Ex | CZ04 | cWtd | 1 | 0 |  |  | 8.899
SCG | WPSCGWP110812A | 4 | Pipe Insulation( Non-Space Conditioning) | SCG | ExAnte2018 | PreRebDown | 0 |  | 10 | Commercial Pipe Insulation 1” Insulation <= 1" pipe Hot Water_Outdoor | SHW | Distribute | LiquidCirc | PipeIns | Len-ft | Com | SHW-PipeInsulation-1inch-Outdoor |  | WtrHt-PipeIns-Gas-2017 | WtrHt-PipeIns-Gas-2017 | PR053 | 1 inch Insulation layer, <= 1 inch pipe, Hot Water, Outdoor |  | Uninsulated Pipe on existing buidings | 0 |  | LiquidCirc | PipeIns | Uninsulated Pipe on existing buidings | 0 |  |  |  | 0 | Annual | 0 | 6.68 | 6.68 | 0 |  |  |  |  | 1 | Com | Ex | CZ05 | cWtd | 1 | 0 |  |  | 9.234
SCG | WPSCGWP110812A | 4 | Pipe Insulation( Non-Space Conditioning) | SCG | ExAnte2018 | PreRebDown | 0 |  | 10 | Commercial Pipe Insulation 1” Insulation <= 1" pipe Hot Water_Outdoor | SHW | Distribute | LiquidCirc | PipeIns | Len-ft | Com | SHW-PipeInsulation-1inch-Outdoor |  | WtrHt-PipeIns-Gas-2017 | WtrHt-PipeIns-Gas-2017 | PR053 | 1 inch Insulation layer, <= 1 inch pipe, Hot Water, Outdoor |  | Uninsulated Pipe on existing buidings | 0 |  | LiquidCirc | PipeIns | Uninsulated Pipe on existing buidings | 0 |  |  |  | 0 | Annual | 0 | 6.68 | 6.68 | 0 |  |  |  |  | 1 | Com | Ex | CZ11 | cWtd | 1 | 0 |  |  | 8.899
SCG | WPSCGWP110812A | 4 | Pipe Insulation( Non-Space Conditioning) | SCG | ExAnte2018 | PreRebDown | 0 |  | 10 | Commercial Pipe Insulation 1” Insulation <= 1" pipe Hot Water_Outdoor | SHW | Distribute | LiquidCirc | PipeIns | Len-ft | Com | SHW-PipeInsulation-1inch-Outdoor |  | WtrHt-PipeIns-Gas-2017 | WtrHt-PipeIns-Gas-2017 | PR053 | 1 inch Insulation layer, <= 1 inch pipe, Hot Water, Outdoor |  | Uninsulated Pipe on existing buidings | 0 |  | LiquidCirc | PipeIns | Uninsulated Pipe on existing buidings | 0 |  |  |  | 0 | Annual | 0 | 6.68 | 6.68 | 0 |  |  |  |  | 1 | Com | Ex | CZ12 | cWtd | 1 | 0 |  |  | 8.355
SCG | WPSCGWP110812A | 4 | Pipe Insulation( Non-Space Conditioning) | SCG | ExAnte2018 | PreRebDown | 0 |  | 10 | Commercial Pipe Insulation 1” Insulation <= 1" pipe Hot Water_Outdoor | SHW | Distribute | LiquidCirc | PipeIns | Len-ft | Com | SHW-PipeInsulation-1inch-Outdoor |  | WtrHt-PipeIns-Gas-2017 | WtrHt-PipeIns-Gas-2017 | PR053 | 1 inch Insulation layer, <= 1 inch pipe, Hot Water, Outdoor |  | Uninsulated Pipe on existing buidings | 0 |  | LiquidCirc | PipeIns | Uninsulated Pipe on existing buidings | 0 |  |  |  | 0 | Annual | 0 | 6.68 | 6.68 | 0 |  |  |  |  | 1 | Com | Ex | CZ13 | cWtd | 1 | 0 |  |  | 7.718
SCG | WPSCGWP110812A | 4 | Pipe Insulation( Non-Space Conditioning) | SCG | ExAnte2018 | PreRebDown | 0 |  | 10 | Commercial Pipe Insulation 1” Insulation <= 1" pipe Hot Water_Outdoor | SHW | Distribute | LiquidCirc | PipeIns | Len-ft | Com | SHW-PipeInsulation-1inch-Outdoor |  | WtrHt-PipeIns-Gas-2017 | WtrHt-PipeIns-Gas-2017 | PR053 | 1 inch Insulation layer, <= 1 inch pipe, Hot Water, Outdoor |  | Uninsulated Pipe on existing buidings | 0 |  | LiquidCirc | PipeIns | Uninsulated Pipe on existing buidings | 0 |  |  |  | 0 | Annual | 0 | 6.68 | 6.68 | 0 |  |  |  |  | 1 | Com | Ex | CZ14 | cWtd | 1 | 0 |  |  | 9.904
SCG | WPSCGWP110812A | 4 | Pipe Insulation( Non-Space Conditioning) | SCG | ExAnte2018 | PreRebDown | 0 |  | 10 | Commercial Pipe Insulation 1” Insulation <= 1" pipe Hot Water_Outdoor | SHW | Distribute | LiquidCirc | PipeIns | Len-ft | Com | SHW-PipeInsulation-1inch-Outdoor |  | WtrHt-PipeIns-Gas-2017 | WtrHt-PipeIns-Gas-2017 | PR053 | 1 inch Insulation layer, <= 1 inch pipe, Hot Water, Outdoor |  | Uninsulated Pipe on existing buidings | 0 |  | LiquidCirc | PipeIns | Uninsulated Pipe on existing buidings | 0 |  |  |  | 0 | Annual | 0 | 6.68 | 6.68 | 0 |  |  |  |  | 1 | Com | Ex | CZ16 | cWtd | 1 | 0 |  |  | 8.773
SCG | WPSCGWP110812A | 4 | Pipe Insulation( Non-Space Conditioning) | SCG | ExAnte2018 | PreRebDown | 0 |  | 11 | Commercial Pipe Insulation 1” Insulation 1" < pipe <= 4" Hot Water_Outdoor | SHW | Distribute | LiquidCirc | PipeIns | Len-ft | Com | SHW-PipeInsulation-1inch-Outdoor |  | WtrHt-PipeIns-Gas-2017 | WtrHt-PipeIns-Gas-2017 | PR059 | 1 inch Insulation layer, 1 inch < pipe <= 4 inch, Hot Water, Outdoor |  | Uninsulated Pipe on existing buidings | 0 |  | LiquidCirc | PipeIns | Uninsulated Pipe on existing buidings | 0 |  |  |  | 0 | Annual | 0 | 6.68 | 6.68 | 0 |  |  |  |  | 1 | Com | Ex | CZ01 | cWtd | 1 | 0 |  |  | 14.113
SCG | WPSCGWP110812A | 4 | Pipe Insulation( Non-Space Conditioning) | SCG | ExAnte2018 | PreRebDown | 0 |  | 11 | Commercial Pipe Insulation 1” Insulation 1" < pipe <= 4" Hot Water_Outdoor | SHW | Distribute | LiquidCirc | PipeIns | Len-ft | Com | SHW-PipeInsulation-1inch-Outdoor |  | WtrHt-PipeIns-Gas-2017 | WtrHt-PipeIns-Gas-2017 | PR059 | 1 inch Insulation layer, 1 inch < pipe <= 4 inch, Hot Water, Outdoor |  | Uninsulated Pipe on existing buidings | 0 |  | LiquidCirc | PipeIns | Uninsulated Pipe on existing buidings | 0 |  |  |  | 0 | Annual | 0 | 6.68 | 6.68 | 0 |  |  |  |  | 1 | Com | Ex | CZ02 | cWtd | 1 | 0 |  |  | 12.047
SCG | WPSCGWP110812A | 4 | Pipe Insulation( Non-Space Conditioning) | SCG | ExAnte2018 | PreRebDown | 0 |  | 11 | Commercial Pipe Insulation 1” Insulation 1" < pipe <= 4" Hot Water_Outdoor | SHW | Distribute | LiquidCirc | PipeIns | Len-ft | Com | SHW-PipeInsulation-1inch-Outdoor |  | WtrHt-PipeIns-Gas-2017 | WtrHt-PipeIns-Gas-2017 | PR059 | 1 inch Insulation layer, 1 inch < pipe <= 4 inch, Hot Water, Outdoor |  | Uninsulated Pipe on existing buidings | 0 |  | LiquidCirc | PipeIns | Uninsulated Pipe on existing buidings | 0 |  |  |  | 0 | Annual | 0 | 6.68 | 6.68 | 0 |  |  |  |  | 1 | Com | Ex | CZ03 | cWtd | 1 | 0 |  |  | 15.569
SCG | WPSCGWP110812A | 4 | Pipe Insulation( Non-Space Conditioning) | SCG | ExAnte2018 | PreRebDown | 0 |  | 11 | Commercial Pipe Insulation 1” Insulation 1" < pipe <= 4" Hot Water_Outdoor | SHW | Distribute | LiquidCirc | PipeIns | Len-ft | Com | SHW-PipeInsulation-1inch-Outdoor |  | WtrHt-PipeIns-Gas-2017 | WtrHt-PipeIns-Gas-2017 | PR059 | 1 inch Insulation layer, 1 inch < pipe <= 4 inch, Hot Water, Outdoor |  | Uninsulated Pipe on existing buidings | 0 |  | LiquidCirc | PipeIns | Uninsulated Pipe on existing buidings | 0 |  |  |  | 0 | Annual | 0 | 6.68 | 6.68 | 0 |  |  |  |  | 1 | Com | Ex | CZ04 | cWtd | 1 | 0 |  |  | 13.652
SCG | WPSCGWP110812A | 4 | Pipe Insulation( Non-Space Conditioning) | SCG | ExAnte2018 | PreRebDown | 0 |  | 11 | Commercial Pipe Insulation 1” Insulation 1" < pipe <= 4" Hot Water_Outdoor | SHW | Distribute | LiquidCirc | PipeIns | Len-ft | Com | SHW-PipeInsulation-1inch-Outdoor |  | WtrHt-PipeIns-Gas-2017 | WtrHt-PipeIns-Gas-2017 | PR059 | 1 inch Insulation layer, 1 inch < pipe <= 4 inch, Hot Water, Outdoor |  | Uninsulated Pipe on existing buidings | 0 |  | LiquidCirc | PipeIns | Uninsulated Pipe on existing buidings | 0 |  |  |  | 0 | Annual | 0 | 6.68 | 6.68 | 0 |  |  |  |  | 1 | Com | Ex | CZ05 | cWtd | 1 | 0 |  |  | 14.153
SCG | WPSCGWP110812A | 4 | Pipe Insulation( Non-Space Conditioning) | SCG | ExAnte2018 | PreRebDown | 0 |  | 11 | Commercial Pipe Insulation 1” Insulation 1" < pipe <= 4" Hot Water_Outdoor | SHW | Distribute | LiquidCirc | PipeIns | Len-ft | Com | SHW-PipeInsulation-1inch-Outdoor |  | WtrHt-PipeIns-Gas-2017 | WtrHt-PipeIns-Gas-2017 | PR059 | 1 inch Insulation layer, 1 inch < pipe <= 4 inch, Hot Water, Outdoor |  | Uninsulated Pipe on existing buidings | 0 |  | LiquidCirc | PipeIns | Uninsulated Pipe on existing buidings | 0 |  |  |  | 0 | Annual | 0 | 6.68 | 6.68 | 0 |  |  |  |  | 1 | Com | Ex | CZ11 | cWtd | 1 | 0 |  |  | 13.632
SCG | WPSCGWP110812A | 4 | Pipe Insulation( Non-Space Conditioning) | SCG | ExAnte2018 | PreRebDown | 0 |  | 11 | Commercial Pipe Insulation 1” Insulation 1" < pipe <= 4" Hot Water_Outdoor | SHW | Distribute | LiquidCirc | PipeIns | Len-ft | Com | SHW-PipeInsulation-1inch-Outdoor |  | WtrHt-PipeIns-Gas-2017 | WtrHt-PipeIns-Gas-2017 | PR059 | 1 inch Insulation layer, 1 inch < pipe <= 4 inch, Hot Water, Outdoor |  | Uninsulated Pipe on existing buidings | 0 |  | LiquidCirc | PipeIns | Uninsulated Pipe on existing buidings | 0 |  |  |  | 0 | Annual | 0 | 6.68 | 6.68 | 0 |  |  |  |  | 1 | Com | Ex | CZ12 | cWtd | 1 | 0 |  |  | 12.833
SCG | WPSCGWP110812A | 4 | Pipe Insulation( Non-Space Conditioning) | SCG | ExAnte2018 | PreRebDown | 0 |  | 11 | Commercial Pipe Insulation 1” Insulation 1" < pipe <= 4" Hot Water_Outdoor | SHW | Distribute | LiquidCirc | PipeIns | Len-ft | Com | SHW-PipeInsulation-1inch-Outdoor |  | WtrHt-PipeIns-Gas-2017 | WtrHt-PipeIns-Gas-2017 | PR059 | 1 inch Insulation layer, 1 inch < pipe <= 4 inch, Hot Water, Outdoor |  | Uninsulated Pipe on existing buidings | 0 |  | LiquidCirc | PipeIns | Uninsulated Pipe on existing buidings | 0 |  |  |  | 0 | Annual | 0 | 6.68 | 6.68 | 0 |  |  |  |  | 1 | Com | Ex | CZ13 | cWtd | 1 | 0 |  |  | 11.864
SCG | WPSCGWP110812A | 4 | Pipe Insulation( Non-Space Conditioning) | SCG | ExAnte2018 | PreRebDown | 0 |  | 11 | Commercial Pipe Insulation 1” Insulation 1" < pipe <= 4" Hot Water_Outdoor | SHW | Distribute | LiquidCirc | PipeIns | Len-ft | Com | SHW-PipeInsulation-1inch-Outdoor |  | WtrHt-PipeIns-Gas-2017 | WtrHt-PipeIns-Gas-2017 | PR059 | 1 inch Insulation layer, 1 inch < pipe <= 4 inch, Hot Water, Outdoor |  | Uninsulated Pipe on existing buidings | 0 |  | LiquidCirc | PipeIns | Uninsulated Pipe on existing buidings | 0 |  |  |  | 0 | Annual | 0 | 6.68 | 6.68 | 0 |  |  |  |  | 1 | Com | Ex | CZ14 | cWtd | 1 | 0 |  |  | 15.148
SCG | WPSCGWP110812A | 4 | Pipe Insulation( Non-Space Conditioning) | SCG | ExAnte2018 | PreRebDown | 0 |  | 11 | Commercial Pipe Insulation 1” Insulation 1" < pipe <= 4" Hot Water_Outdoor | SHW | Distribute | LiquidCirc | PipeIns | Len-ft | Com | SHW-PipeInsulation-1inch-Outdoor |  | WtrHt-PipeIns-Gas-2017 | WtrHt-PipeIns-Gas-2017 | PR059 | 1 inch Insulation layer, 1 inch < pipe <= 4 inch, Hot Water, Outdoor |  | Uninsulated Pipe on existing buidings | 0 |  | LiquidCirc | PipeIns | Uninsulated Pipe on existing buidings | 0 |  |  |  | 0 | Annual | 0 | 6.68 | 6.68 | 0 |  |  |  |  | 1 | Com | Ex | CZ16 | cWtd | 1 | 0 |  |  | 13.473
SCG | WPSCGWP110812A | 4 | Pipe Insulation( Non-Space Conditioning) | SCG | ExAnte2018 | PreRebDown | 0 |  | 12 | Commercial Pipe Insulation 1” Insulation > 4" pipe Hot Water_Outdoor | SHW | Distribute | LiquidCirc | PipeIns | Len-ft | Com | SHW-PipeInsulation-1inch-Outdoor |  | WtrHt-PipeIns-Gas-2017 | WtrHt-PipeIns-Gas-2017 | PR056 | 1 inch Insulation layer, > 4 inch pipe, Hot Water, Outdoor |  | Uninsulated Pipe on existing buidings | 0 |  | LiquidCirc | PipeIns | Uninsulated Pipe on existing buidings | 0 |  |  |  | 0 | Annual | 0 | 6.68 | 6.68 | 0 |  |  |  |  | 1 | Com | Ex | CZ01 | cWtd | 1 | 0 |  |  | 23.4
SCG | WPSCGWP110812A | 4 | Pipe Insulation( Non-Space Conditioning) | SCG | ExAnte2018 | PreRebDown | 0 |  | 12 | Commercial Pipe Insulation 1” Insulation > 4" pipe Hot Water_Outdoor | SHW | Distribute | LiquidCirc | PipeIns | Len-ft | Com | SHW-PipeInsulation-1inch-Outdoor |  | WtrHt-PipeIns-Gas-2017 | WtrHt-PipeIns-Gas-2017 | PR056 | 1 inch Insulation layer, > 4 inch pipe, Hot Water, Outdoor |  | Uninsulated Pipe on existing buidings | 0 |  | LiquidCirc | PipeIns | Uninsulated Pipe on existing buidings | 0 |  |  |  | 0 | Annual | 0 | 6.68 | 6.68 | 0 |  |  |  |  | 1 | Com | Ex | CZ02 | cWtd | 1 | 0 |  |  | 20.06
SCG | WPSCGWP110812A | 4 | Pipe Insulation( Non-Space Conditioning) | SCG | ExAnte2018 | PreRebDown | 0 |  | 12 | Commercial Pipe Insulation 1” Insulation > 4" pipe Hot Water_Outdoor | SHW | Distribute | LiquidCirc | PipeIns | Len-ft | Com | SHW-PipeInsulation-1inch-Outdoor |  | WtrHt-PipeIns-Gas-2017 | WtrHt-PipeIns-Gas-2017 | PR056 | 1 inch Insulation layer, > 4 inch pipe, Hot Water, Outdoor |  | Uninsulated Pipe on existing buidings | 0 |  | LiquidCirc | PipeIns | Uninsulated Pipe on existing buidings | 0 |  |  |  | 0 | Annual | 0 | 6.68 | 6.68 | 0 |  |  |  |  | 1 | Com | Ex | CZ03 | cWtd | 1 | 0 |  |  | 25.735
SCG | WPSCGWP110812A | 4 | Pipe Insulation( Non-Space Conditioning) | SCG | ExAnte2018 | PreRebDown | 0 |  | 12 | Commercial Pipe Insulation 1” Insulation > 4" pipe Hot Water_Outdoor | SHW | Distribute | LiquidCirc | PipeIns | Len-ft | Com | SHW-PipeInsulation-1inch-Outdoor |  | WtrHt-PipeIns-Gas-2017 | WtrHt-PipeIns-Gas-2017 | PR056 | 1 inch Insulation layer, > 4 inch pipe, Hot Water, Outdoor |  | Uninsulated Pipe on existing buidings | 0 |  | LiquidCirc | PipeIns | Uninsulated Pipe on existing buidings | 0 |  |  |  | 0 | Annual | 0 | 6.68 | 6.68 | 0 |  |  |  |  | 1 | Com | Ex | CZ04 | cWtd | 1 | 0 |  |  | 22.611
SCG | WPSCGWP110812A | 4 | Pipe Insulation( Non-Space Conditioning) | SCG | ExAnte2018 | PreRebDown | 0 |  | 12 | Commercial Pipe Insulation 1” Insulation > 4" pipe Hot Water_Outdoor | SHW | Distribute | LiquidCirc | PipeIns | Len-ft | Com | SHW-PipeInsulation-1inch-Outdoor |  | WtrHt-PipeIns-Gas-2017 | WtrHt-PipeIns-Gas-2017 | PR056 | 1 inch Insulation layer, > 4 inch pipe, Hot Water, Outdoor |  | Uninsulated Pipe on existing buidings | 0 |  | LiquidCirc | PipeIns | Uninsulated Pipe on existing buidings | 0 |  |  |  | 0 | Annual | 0 | 6.68 | 6.68 | 0 |  |  |  |  | 1 | Com | Ex | CZ05 | cWtd | 1 | 0 |  |  | 23.44
SCG | WPSCGWP110812A | 4 | Pipe Insulation( Non-Space Conditioning) | SCG | ExAnte2018 | PreRebDown | 0 |  | 12 | Commercial Pipe Insulation 1” Insulation > 4" pipe Hot Water_Outdoor | SHW | Distribute | LiquidCirc | PipeIns | Len-ft | Com | SHW-PipeInsulation-1inch-Outdoor |  | WtrHt-PipeIns-Gas-2017 | WtrHt-PipeIns-Gas-2017 | PR056 | 1 inch Insulation layer, > 4 inch pipe, Hot Water, Outdoor |  | Uninsulated Pipe on existing buidings | 0 |  | LiquidCirc | PipeIns | Uninsulated Pipe on existing buidings | 0 |  |  |  | 0 | Annual | 0 | 6.68 | 6.68 | 0 |  |  |  |  | 1 | Com | Ex | CZ11 | cWtd | 1 | 0 |  |  | 22.571
SCG | WPSCGWP110812A | 4 | Pipe Insulation( Non-Space Conditioning) | SCG | ExAnte2018 | PreRebDown | 0 |  | 12 | Commercial Pipe Insulation 1” Insulation > 4" pipe Hot Water_Outdoor | SHW | Distribute | LiquidCirc | PipeIns | Len-ft | Com | SHW-PipeInsulation-1inch-Outdoor |  | WtrHt-PipeIns-Gas-2017 | WtrHt-PipeIns-Gas-2017 | PR056 | 1 inch Insulation layer, > 4 inch pipe, Hot Water, Outdoor |  | Uninsulated Pipe on existing buidings | 0 |  | LiquidCirc | PipeIns | Uninsulated Pipe on existing buidings | 0 |  |  |  | 0 | Annual | 0 | 6.68 | 6.68 | 0 |  |  |  |  | 1 | Com | Ex | CZ12 | cWtd | 1 | 0 |  |  | 21.284
SCG | WPSCGWP110812A | 4 | Pipe Insulation( Non-Space Conditioning) | SCG | ExAnte2018 | PreRebDown | 0 |  | 12 | Commercial Pipe Insulation 1” Insulation > 4" pipe Hot Water_Outdoor | SHW | Distribute | LiquidCirc | PipeIns | Len-ft | Com | SHW-PipeInsulation-1inch-Outdoor |  | WtrHt-PipeIns-Gas-2017 | WtrHt-PipeIns-Gas-2017 | PR056 | 1 inch Insulation layer, > 4 inch pipe, Hot Water, Outdoor |  | Uninsulated Pipe on existing buidings | 0 |  | LiquidCirc | PipeIns | Uninsulated Pipe on existing buidings | 0 |  |  |  | 0 | Annual | 0 | 6.68 | 6.68 | 0 |  |  |  |  | 1 | Com | Ex | CZ13 | cWtd | 1 | 0 |  |  | 19.722
SCG | WPSCGWP110812A | 4 | Pipe Insulation( Non-Space Conditioning) | SCG | ExAnte2018 | PreRebDown | 0 |  | 12 | Commercial Pipe Insulation 1” Insulation > 4" pipe Hot Water_Outdoor | SHW | Distribute | LiquidCirc | PipeIns | Len-ft | Com | SHW-PipeInsulation-1inch-Outdoor |  | WtrHt-PipeIns-Gas-2017 | WtrHt-PipeIns-Gas-2017 | PR056 | 1 inch Insulation layer, > 4 inch pipe, Hot Water, Outdoor |  | Uninsulated Pipe on existing buidings | 0 |  | LiquidCirc | PipeIns | Uninsulated Pipe on existing buidings | 0 |  |  |  | 0 | Annual | 0 | 6.68 | 6.68 | 0 |  |  |  |  | 1 | Com | Ex | CZ14 | cWtd | 1 | 0 |  |  | 25.045
SCG | WPSCGWP110812A | 4 | Pipe Insulation( Non-Space Conditioning) | SCG | ExAnte2018 | PreRebDown | 0 |  | 12 | Commercial Pipe Insulation 1” Insulation > 4" pipe Hot Water_Outdoor | SHW | Distribute | LiquidCirc | PipeIns | Len-ft | Com | SHW-PipeInsulation-1inch-Outdoor |  | WtrHt-PipeIns-Gas-2017 | WtrHt-PipeIns-Gas-2017 | PR056 | 1 inch Insulation layer, > 4 inch pipe, Hot Water, Outdoor |  | Uninsulated Pipe on existing buidings | 0 |  | LiquidCirc | PipeIns | Uninsulated Pipe on existing buidings | 0 |  |  |  | 0 | Annual | 0 | 6.68 | 6.68 | 0 |  |  |  |  | 1 | Com | Ex | CZ16 | cWtd | 1 | 0 |  |  | 22.375
SCG | WPSCGWP110812A | 4 | Pipe Insulation( Non-Space Conditioning) | SCG | ExAnte2018 | PreRebDown | 0 |  | 13 | Commercial Pipe Insulation 1” Insulation <= 1" pipe <=15 psig steam_Outdoor | SHW | Distribute | LiquidCirc | PipeIns | Len-ft | Com | SHW-PipeInsulation-1inch-Outdoor |  | WtrHt-PipeIns-Gas-2017 | WtrHt-PipeIns-Gas-2017 | PR051 | 1 inch Insulation layer, <= 1 inch pipe, <=15 psig steam, Outdoor |  | Uninsulated Pipe on existing buidings | 0 |  | LiquidCirc | PipeIns | Uninsulated Pipe on existing buidings | 0 |  |  |  | 0 | Annual | 0 | 6.68 | 6.68 | 0 |  |  |  |  | 1 | Com | Ex | CZ01 | cWtd | 1 | 0 |  |  | 21.775
SCG | WPSCGWP110812A | 4 | Pipe Insulation( Non-Space Conditioning) | SCG | ExAnte2018 | PreRebDown | 0 |  | 13 | Commercial Pipe Insulation 1” Insulation <= 1" pipe <=15 psig steam_Outdoor | SHW | Distribute | LiquidCirc | PipeIns | Len-ft | Com | SHW-PipeInsulation-1inch-Outdoor |  | WtrHt-PipeIns-Gas-2017 | WtrHt-PipeIns-Gas-2017 | PR051 | 1 inch Insulation layer, <= 1 inch pipe, <=15 psig steam, Outdoor |  | Uninsulated Pipe on existing buidings | 0 |  | LiquidCirc | PipeIns | Uninsulated Pipe on existing buidings | 0 |  |  |  | 0 | Annual | 0 | 6.68 | 6.68 | 0 |  |  |  |  | 1 | Com | Ex | CZ02 | cWtd | 1 | 0 |  |  | 19.4
SCG | WPSCGWP110812A | 4 | Pipe Insulation( Non-Space Conditioning) | SCG | ExAnte2018 | PreRebDown | 0 |  | 13 | Commercial Pipe Insulation 1” Insulation <= 1" pipe <=15 psig steam_Outdoor | SHW | Distribute | LiquidCirc | PipeIns | Len-ft | Com | SHW-PipeInsulation-1inch-Outdoor |  | WtrHt-PipeIns-Gas-2017 | WtrHt-PipeIns-Gas-2017 | PR051 | 1 inch Insulation layer, <= 1 inch pipe, <=15 psig steam, Outdoor |  | Uninsulated Pipe on existing buidings | 0 |  | LiquidCirc | PipeIns | Uninsulated Pipe on existing buidings | 0 |  |  |  | 0 | Annual | 0 | 6.68 | 6.68 | 0 |  |  |  |  | 1 | Com | Ex | CZ03 | cWtd | 1 | 0 |  |  | 24.833
SCG | WPSCGWP110812A | 4 | Pipe Insulation( Non-Space Conditioning) | SCG | ExAnte2018 | PreRebDown | 0 |  | 13 | Commercial Pipe Insulation 1” Insulation <= 1" pipe <=15 psig steam_Outdoor | SHW | Distribute | LiquidCirc | PipeIns | Len-ft | Com | SHW-PipeInsulation-1inch-Outdoor |  | WtrHt-PipeIns-Gas-2017 | WtrHt-PipeIns-Gas-2017 | PR051 | 1 inch Insulation layer, <= 1 inch pipe, <=15 psig steam, Outdoor |  | Uninsulated Pipe on existing buidings | 0 |  | LiquidCirc | PipeIns | Uninsulated Pipe on existing buidings | 0 |  |  |  | 0 | Annual | 0 | 6.68 | 6.68 | 0 |  |  |  |  | 1 | Com | Ex | CZ04 | cWtd | 1 | 0 |  |  | 22.246
SCG | WPSCGWP110812A | 4 | Pipe Insulation( Non-Space Conditioning) | SCG | ExAnte2018 | PreRebDown | 0 |  | 13 | Commercial Pipe Insulation 1” Insulation <= 1" pipe <=15 psig steam_Outdoor | SHW | Distribute | LiquidCirc | PipeIns | Len-ft | Com | SHW-PipeInsulation-1inch-Outdoor |  | WtrHt-PipeIns-Gas-2017 | WtrHt-PipeIns-Gas-2017 | PR051 | 1 inch Insulation layer, <= 1 inch pipe, <=15 psig steam, Outdoor |  | Uninsulated Pipe on existing buidings | 0 |  | LiquidCirc | PipeIns | Uninsulated Pipe on existing buidings | 0 |  |  |  | 0 | Annual | 0 | 6.68 | 6.68 | 0 |  |  |  |  | 1 | Com | Ex | CZ05 | cWtd | 1 | 0 |  |  | 22.458
SCG | WPSCGWP110812A | 4 | Pipe Insulation( Non-Space Conditioning) | SCG | ExAnte2018 | PreRebDown | 0 |  | 13 | Commercial Pipe Insulation 1” Insulation <= 1" pipe <=15 psig steam_Outdoor | SHW | Distribute | LiquidCirc | PipeIns | Len-ft | Com | SHW-PipeInsulation-1inch-Outdoor |  | WtrHt-PipeIns-Gas-2017 | WtrHt-PipeIns-Gas-2017 | PR051 | 1 inch Insulation layer, <= 1 inch pipe, <=15 psig steam, Outdoor |  | Uninsulated Pipe on existing buidings | 0 |  | LiquidCirc | PipeIns | Uninsulated Pipe on existing buidings | 0 |  |  |  | 0 | Annual | 0 | 6.68 | 6.68 | 0 |  |  |  |  | 1 | Com | Ex | CZ11 | cWtd | 1 | 0 |  |  | 22.833
SCG | WPSCGWP110812A | 4 | Pipe Insulation( Non-Space Conditioning) | SCG | ExAnte2018 | PreRebDown | 0 |  | 13 | Commercial Pipe Insulation 1” Insulation <= 1" pipe <=15 psig steam_Outdoor | SHW | Distribute | LiquidCirc | PipeIns | Len-ft | Com | SHW-PipeInsulation-1inch-Outdoor |  | WtrHt-PipeIns-Gas-2017 | WtrHt-PipeIns-Gas-2017 | PR051 | 1 inch Insulation layer, <= 1 inch pipe, <=15 psig steam, Outdoor |  | Uninsulated Pipe on existing buidings | 0 |  | LiquidCirc | PipeIns | Uninsulated Pipe on existing buidings | 0 |  |  |  | 0 | Annual | 0 | 6.68 | 6.68 | 0 |  |  |  |  | 1 | Com | Ex | CZ12 | cWtd | 1 | 0 |  |  | 21.158
SCG | WPSCGWP110812A | 4 | Pipe Insulation( Non-Space Conditioning) | SCG | ExAnte2018 | PreRebDown | 0 |  | 13 | Commercial Pipe Insulation 1” Insulation <= 1" pipe <=15 psig steam_Outdoor | SHW | Distribute | LiquidCirc | PipeIns | Len-ft | Com | SHW-PipeInsulation-1inch-Outdoor |  | WtrHt-PipeIns-Gas-2017 | WtrHt-PipeIns-Gas-2017 | PR051 | 1 inch Insulation layer, <= 1 inch pipe, <=15 psig steam, Outdoor |  | Uninsulated Pipe on existing buidings | 0 |  | LiquidCirc | PipeIns | Uninsulated Pipe on existing buidings | 0 |  |  |  | 0 | Annual | 0 | 6.68 | 6.68 | 0 |  |  |  |  | 1 | Com | Ex | CZ13 | cWtd | 1 | 0 |  |  | 20.1
SCG | WPSCGWP110812A | 4 | Pipe Insulation( Non-Space Conditioning) | SCG | ExAnte2018 | PreRebDown | 0 |  | 13 | Commercial Pipe Insulation 1” Insulation <= 1" pipe <=15 psig steam_Outdoor | SHW | Distribute | LiquidCirc | PipeIns | Len-ft | Com | SHW-PipeInsulation-1inch-Outdoor |  | WtrHt-PipeIns-Gas-2017 | WtrHt-PipeIns-Gas-2017 | PR051 | 1 inch Insulation layer, <= 1 inch pipe, <=15 psig steam, Outdoor |  | Uninsulated Pipe on existing buidings | 0 |  | LiquidCirc | PipeIns | Uninsulated Pipe on existing buidings | 0 |  |  |  | 0 | Annual | 0 | 6.68 | 6.68 | 0 |  |  |  |  | 1 | Com | Ex | CZ14 | cWtd | 1 | 0 |  |  | 25.168
SCG | WPSCGWP110812A | 4 | Pipe Insulation( Non-Space Conditioning) | SCG | ExAnte2018 | PreRebDown | 0 |  | 13 | Commercial Pipe Insulation 1” Insulation <= 1" pipe <=15 psig steam_Outdoor | SHW | Distribute | LiquidCirc | PipeIns | Len-ft | Com | SHW-PipeInsulation-1inch-Outdoor |  | WtrHt-PipeIns-Gas-2017 | WtrHt-PipeIns-Gas-2017 | PR051 | 1 inch Insulation layer, <= 1 inch pipe, <=15 psig steam, Outdoor |  | Uninsulated Pipe on existing buidings | 0 |  | LiquidCirc | PipeIns | Uninsulated Pipe on existing buidings | 0 |  |  |  | 0 | Annual | 0 | 6.68 | 6.68 | 0 |  |  |  |  | 1 | Com | Ex | CZ16 | cWtd | 1 | 0 |  |  | 20.873
SCG | WPSCGWP110812A | 4 | Pipe Insulation( Non-Space Conditioning) | SCG | ExAnte2018 | PreRebDown | 0 |  | 14 | Commercial Pipe Insulation 1” Insulation 1" < pipe <= 4" <=15 psig steam_Outdoor | SHW | Distribute | LiquidCirc | PipeIns | Len-ft | Com | SHW-PipeInsulation-1inch-Outdoor |  | WtrHt-PipeIns-Gas-2017 | WtrHt-PipeIns-Gas-2017 | PR057 | 1 inch Insulation layer, 1 inch < pipe <= 4 inch, <=15 psig steam, Outdoor |  | Uninsulated Pipe on existing buidings | 0 |  | LiquidCirc | PipeIns | Uninsulated Pipe on existing buidings | 0 |  |  |  | 0 | Annual | 0 | 6.68 | 6.68 | 0 |  |  |  |  | 1 | Com | Ex | CZ01 | cWtd | 1 | 0 |  |  | 33.984
SCG | WPSCGWP110812A | 4 | Pipe Insulation( Non-Space Conditioning) | SCG | ExAnte2018 | PreRebDown | 0 |  | 14 | Commercial Pipe Insulation 1” Insulation 1" < pipe <= 4" <=15 psig steam_Outdoor | SHW | Distribute | LiquidCirc | PipeIns | Len-ft | Com | SHW-PipeInsulation-1inch-Outdoor |  | WtrHt-PipeIns-Gas-2017 | WtrHt-PipeIns-Gas-2017 | PR057 | 1 inch Insulation layer, 1 inch < pipe <= 4 inch, <=15 psig steam, Outdoor |  | Uninsulated Pipe on existing buidings | 0 |  | LiquidCirc | PipeIns | Uninsulated Pipe on existing buidings | 0 |  |  |  | 0 | Annual | 0 | 6.68 | 6.68 | 0 |  |  |  |  | 1 | Com | Ex | CZ02 | cWtd | 1 | 0 |  |  | 30.445
SCG | WPSCGWP110812A | 4 | Pipe Insulation( Non-Space Conditioning) | SCG | ExAnte2018 | PreRebDown | 0 |  | 14 | Commercial Pipe Insulation 1” Insulation 1" < pipe <= 4" <=15 psig steam_Outdoor | SHW | Distribute | LiquidCirc | PipeIns | Len-ft | Com | SHW-PipeInsulation-1inch-Outdoor |  | WtrHt-PipeIns-Gas-2017 | WtrHt-PipeIns-Gas-2017 | PR057 | 1 inch Insulation layer, 1 inch < pipe <= 4 inch, <=15 psig steam, Outdoor |  | Uninsulated Pipe on existing buidings | 0 |  | LiquidCirc | PipeIns | Uninsulated Pipe on existing buidings | 0 |  |  |  | 0 | Annual | 0 | 6.68 | 6.68 | 0 |  |  |  |  | 1 | Com | Ex | CZ03 | cWtd | 1 | 0 |  |  | 38.558
SCG | WPSCGWP110812A | 4 | Pipe Insulation( Non-Space Conditioning) | SCG | ExAnte2018 | PreRebDown | 0 |  | 14 | Commercial Pipe Insulation 1” Insulation 1" < pipe <= 4" <=15 psig steam_Outdoor | SHW | Distribute | LiquidCirc | PipeIns | Len-ft | Com | SHW-PipeInsulation-1inch-Outdoor |  | WtrHt-PipeIns-Gas-2017 | WtrHt-PipeIns-Gas-2017 | PR057 | 1 inch Insulation layer, 1 inch < pipe <= 4 inch, <=15 psig steam, Outdoor |  | Uninsulated Pipe on existing buidings | 0 |  | LiquidCirc | PipeIns | Uninsulated Pipe on existing buidings | 0 |  |  |  | 0 | Annual | 0 | 6.68 | 6.68 | 0 |  |  |  |  | 1 | Com | Ex | CZ04 | cWtd | 1 | 0 |  |  | 34.654
SCG | WPSCGWP110812A | 4 | Pipe Insulation( Non-Space Conditioning) | SCG | ExAnte2018 | PreRebDown | 0 |  | 14 | Commercial Pipe Insulation 1” Insulation 1" < pipe <= 4" <=15 psig steam_Outdoor | SHW | Distribute | LiquidCirc | PipeIns | Len-ft | Com | SHW-PipeInsulation-1inch-Outdoor |  | WtrHt-PipeIns-Gas-2017 | WtrHt-PipeIns-Gas-2017 | PR057 | 1 inch Insulation layer, 1 inch < pipe <= 4 inch, <=15 psig steam, Outdoor |  | Uninsulated Pipe on existing buidings | 0 |  | LiquidCirc | PipeIns | Uninsulated Pipe on existing buidings | 0 |  |  |  | 0 | Annual | 0 | 6.68 | 6.68 | 0 |  |  |  |  | 1 | Com | Ex | CZ05 | cWtd | 1 | 0 |  |  | 34.989
SCG | WPSCGWP110812A | 4 | Pipe Insulation( Non-Space Conditioning) | SCG | ExAnte2018 | PreRebDown | 0 |  | 14 | Commercial Pipe Insulation 1” Insulation 1" < pipe <= 4" <=15 psig steam_Outdoor | SHW | Distribute | LiquidCirc | PipeIns | Len-ft | Com | SHW-PipeInsulation-1inch-Outdoor |  | WtrHt-PipeIns-Gas-2017 | WtrHt-PipeIns-Gas-2017 | PR057 | 1 inch Insulation layer, 1 inch < pipe <= 4 inch, <=15 psig steam, Outdoor |  | Uninsulated Pipe on existing buidings | 0 |  | LiquidCirc | PipeIns | Uninsulated Pipe on existing buidings | 0 |  |  |  | 0 | Annual | 0 | 6.68 | 6.68 | 0 |  |  |  |  | 1 | Com | Ex | CZ11 | cWtd | 1 | 0 |  |  | 35.523
SCG | WPSCGWP110812A | 4 | Pipe Insulation( Non-Space Conditioning) | SCG | ExAnte2018 | PreRebDown | 0 |  | 14 | Commercial Pipe Insulation 1” Insulation 1" < pipe <= 4" <=15 psig steam_Outdoor | SHW | Distribute | LiquidCirc | PipeIns | Len-ft | Com | SHW-PipeInsulation-1inch-Outdoor |  | WtrHt-PipeIns-Gas-2017 | WtrHt-PipeIns-Gas-2017 | PR057 | 1 inch Insulation layer, 1 inch < pipe <= 4 inch, <=15 psig steam, Outdoor |  | Uninsulated Pipe on existing buidings | 0 |  | LiquidCirc | PipeIns | Uninsulated Pipe on existing buidings | 0 |  |  |  | 0 | Annual | 0 | 6.68 | 6.68 | 0 |  |  |  |  | 1 | Com | Ex | CZ12 | cWtd | 1 | 0 |  |  | 33.032
SCG | WPSCGWP110812A | 4 | Pipe Insulation( Non-Space Conditioning) | SCG | ExAnte2018 | PreRebDown | 0 |  | 14 | Commercial Pipe Insulation 1” Insulation 1" < pipe <= 4" <=15 psig steam_Outdoor | SHW | Distribute | LiquidCirc | PipeIns | Len-ft | Com | SHW-PipeInsulation-1inch-Outdoor |  | WtrHt-PipeIns-Gas-2017 | WtrHt-PipeIns-Gas-2017 | PR057 | 1 inch Insulation layer, 1 inch < pipe <= 4 inch, <=15 psig steam, Outdoor |  | Uninsulated Pipe on existing buidings | 0 |  | LiquidCirc | PipeIns | Uninsulated Pipe on existing buidings | 0 |  |  |  | 0 | Annual | 0 | 6.68 | 6.68 | 0 |  |  |  |  | 1 | Com | Ex | CZ13 | cWtd | 1 | 0 |  |  | 31.44
SCG | WPSCGWP110812A | 4 | Pipe Insulation( Non-Space Conditioning) | SCG | ExAnte2018 | PreRebDown | 0 |  | 14 | Commercial Pipe Insulation 1” Insulation 1" < pipe <= 4" <=15 psig steam_Outdoor | SHW | Distribute | LiquidCirc | PipeIns | Len-ft | Com | SHW-PipeInsulation-1inch-Outdoor |  | WtrHt-PipeIns-Gas-2017 | WtrHt-PipeIns-Gas-2017 | PR057 | 1 inch Insulation layer, 1 inch < pipe <= 4 inch, <=15 psig steam, Outdoor |  | Uninsulated Pipe on existing buidings | 0 |  | LiquidCirc | PipeIns | Uninsulated Pipe on existing buidings | 0 |  |  |  | 0 | Annual | 0 | 6.68 | 6.68 | 0 |  |  |  |  | 1 | Com | Ex | CZ14 | cWtd | 1 | 0 |  |  | 39.062
SCG | WPSCGWP110812A | 4 | Pipe Insulation( Non-Space Conditioning) | SCG | ExAnte2018 | PreRebDown | 0 |  | 14 | Commercial Pipe Insulation 1” Insulation 1" < pipe <= 4" <=15 psig steam_Outdoor | SHW | Distribute | LiquidCirc | PipeIns | Len-ft | Com | SHW-PipeInsulation-1inch-Outdoor |  | WtrHt-PipeIns-Gas-2017 | WtrHt-PipeIns-Gas-2017 | PR057 | 1 inch Insulation layer, 1 inch < pipe <= 4 inch, <=15 psig steam, Outdoor |  | Uninsulated Pipe on existing buidings | 0 |  | LiquidCirc | PipeIns | Uninsulated Pipe on existing buidings | 0 |  |  |  | 0 | Annual | 0 | 6.68 | 6.68 | 0 |  |  |  |  | 1 | Com | Ex | CZ16 | cWtd | 1 | 0 |  |  | 32.644
SCG | WPSCGWP110812A | 4 | Pipe Insulation( Non-Space Conditioning) | SCG | ExAnte2018 | PreRebDown | 0 |  | 15 | Commercial Pipe Insulation 1” Insulation > 4" pipe <=15 psig steam_Outdoor | SHW | Distribute | LiquidCirc | PipeIns | Len-ft | Com | SHW-PipeInsulation-1inch-Outdoor |  | WtrHt-PipeIns-Gas-2017 | WtrHt-PipeIns-Gas-2017 | PR054 | 1 inch Insulation layer, > 4 inch pipe, <=15 psig steam, Outdoor |  | Uninsulated Pipe on existing buidings | 0 |  | LiquidCirc | PipeIns | Uninsulated Pipe on existing buidings | 0 |  |  |  | 0 | Annual | 0 | 6.68 | 6.68 | 0 |  |  |  |  | 1 | Com | Ex | CZ01 | cWtd | 1 | 0 |  |  | 57.666
SCG | WPSCGWP110812A | 4 | Pipe Insulation( Non-Space Conditioning) | SCG | ExAnte2018 | PreRebDown | 0 |  | 15 | Commercial Pipe Insulation 1” Insulation > 4" pipe <=15 psig steam_Outdoor | SHW | Distribute | LiquidCirc | PipeIns | Len-ft | Com | SHW-PipeInsulation-1inch-Outdoor |  | WtrHt-PipeIns-Gas-2017 | WtrHt-PipeIns-Gas-2017 | PR054 | 1 inch Insulation layer, > 4 inch pipe, <=15 psig steam, Outdoor |  | Uninsulated Pipe on existing buidings | 0 |  | LiquidCirc | PipeIns | Uninsulated Pipe on existing buidings | 0 |  |  |  | 0 | Annual | 0 | 6.68 | 6.68 | 0 |  |  |  |  | 1 | Com | Ex | CZ02 | cWtd | 1 | 0 |  |  | 52.031
SCG | WPSCGWP110812A | 4 | Pipe Insulation( Non-Space Conditioning) | SCG | ExAnte2018 | PreRebDown | 0 |  | 15 | Commercial Pipe Insulation 1” Insulation > 4" pipe <=15 psig steam_Outdoor | SHW | Distribute | LiquidCirc | PipeIns | Len-ft | Com | SHW-PipeInsulation-1inch-Outdoor |  | WtrHt-PipeIns-Gas-2017 | WtrHt-PipeIns-Gas-2017 | PR054 | 1 inch Insulation layer, > 4 inch pipe, <=15 psig steam, Outdoor |  | Uninsulated Pipe on existing buidings | 0 |  | LiquidCirc | PipeIns | Uninsulated Pipe on existing buidings | 0 |  |  |  | 0 | Annual | 0 | 6.68 | 6.68 | 0 |  |  |  |  | 1 | Com | Ex | CZ03 | cWtd | 1 | 0 |  |  | 64.963
SCG | WPSCGWP110812A | 4 | Pipe Insulation( Non-Space Conditioning) | SCG | ExAnte2018 | PreRebDown | 0 |  | 15 | Commercial Pipe Insulation 1” Insulation > 4" pipe <=15 psig steam_Outdoor | SHW | Distribute | LiquidCirc | PipeIns | Len-ft | Com | SHW-PipeInsulation-1inch-Outdoor |  | WtrHt-PipeIns-Gas-2017 | WtrHt-PipeIns-Gas-2017 | PR054 | 1 inch Insulation layer, > 4 inch pipe, <=15 psig steam, Outdoor |  | Uninsulated Pipe on existing buidings | 0 |  | LiquidCirc | PipeIns | Uninsulated Pipe on existing buidings | 0 |  |  |  | 0 | Annual | 0 | 6.68 | 6.68 | 0 |  |  |  |  | 1 | Com | Ex | CZ04 | cWtd | 1 | 0 |  |  | 58.651
SCG | WPSCGWP110812A | 4 | Pipe Insulation( Non-Space Conditioning) | SCG | ExAnte2018 | PreRebDown | 0 |  | 15 | Commercial Pipe Insulation 1” Insulation > 4" pipe <=15 psig steam_Outdoor | SHW | Distribute | LiquidCirc | PipeIns | Len-ft | Com | SHW-PipeInsulation-1inch-Outdoor |  | WtrHt-PipeIns-Gas-2017 | WtrHt-PipeIns-Gas-2017 | PR054 | 1 inch Insulation layer, > 4 inch pipe, <=15 psig steam, Outdoor |  | Uninsulated Pipe on existing buidings | 0 |  | LiquidCirc | PipeIns | Uninsulated Pipe on existing buidings | 0 |  |  |  | 0 | Annual | 0 | 6.68 | 6.68 | 0 |  |  |  |  | 1 | Com | Ex | CZ05 | cWtd | 1 | 0 |  |  | 59.225
SCG | WPSCGWP110812A | 4 | Pipe Insulation( Non-Space Conditioning) | SCG | ExAnte2018 | PreRebDown | 0 |  | 15 | Commercial Pipe Insulation 1” Insulation > 4" pipe <=15 psig steam_Outdoor | SHW | Distribute | LiquidCirc | PipeIns | Len-ft | Com | SHW-PipeInsulation-1inch-Outdoor |  | WtrHt-PipeIns-Gas-2017 | WtrHt-PipeIns-Gas-2017 | PR054 | 1 inch Insulation layer, > 4 inch pipe, <=15 psig steam, Outdoor |  | Uninsulated Pipe on existing buidings | 0 |  | LiquidCirc | PipeIns | Uninsulated Pipe on existing buidings | 0 |  |  |  | 0 | Annual | 0 | 6.68 | 6.68 | 0 |  |  |  |  | 1 | Com | Ex | CZ11 | cWtd | 1 | 0 |  |  | 60.031
SCG | WPSCGWP110812A | 4 | Pipe Insulation( Non-Space Conditioning) | SCG | ExAnte2018 | PreRebDown | 0 |  | 15 | Commercial Pipe Insulation 1” Insulation > 4" pipe <=15 psig steam_Outdoor | SHW | Distribute | LiquidCirc | PipeIns | Len-ft | Com | SHW-PipeInsulation-1inch-Outdoor |  | WtrHt-PipeIns-Gas-2017 | WtrHt-PipeIns-Gas-2017 | PR054 | 1 inch Insulation layer, > 4 inch pipe, <=15 psig steam, Outdoor |  | Uninsulated Pipe on existing buidings | 0 |  | LiquidCirc | PipeIns | Uninsulated Pipe on existing buidings | 0 |  |  |  | 0 | Annual | 0 | 6.68 | 6.68 | 0 |  |  |  |  | 1 | Com | Ex | CZ12 | cWtd | 1 | 0 |  |  | 56.061
SCG | WPSCGWP110812A | 4 | Pipe Insulation( Non-Space Conditioning) | SCG | ExAnte2018 | PreRebDown | 0 |  | 15 | Commercial Pipe Insulation 1” Insulation > 4" pipe <=15 psig steam_Outdoor | SHW | Distribute | LiquidCirc | PipeIns | Len-ft | Com | SHW-PipeInsulation-1inch-Outdoor |  | WtrHt-PipeIns-Gas-2017 | WtrHt-PipeIns-Gas-2017 | PR054 | 1 inch Insulation layer, > 4 inch pipe, <=15 psig steam, Outdoor |  | Uninsulated Pipe on existing buidings | 0 |  | LiquidCirc | PipeIns | Uninsulated Pipe on existing buidings | 0 |  |  |  | 0 | Annual | 0 | 6.68 | 6.68 | 0 |  |  |  |  | 1 | Com | Ex | CZ13 | cWtd | 1 | 0 |  |  | 53.497
SCG | WPSCGWP110812A | 4 | Pipe Insulation( Non-Space Conditioning) | SCG | ExAnte2018 | PreRebDown | 0 |  | 15 | Commercial Pipe Insulation 1” Insulation > 4" pipe <=15 psig steam_Outdoor | SHW | Distribute | LiquidCirc | PipeIns | Len-ft | Com | SHW-PipeInsulation-1inch-Outdoor |  | WtrHt-PipeIns-Gas-2017 | WtrHt-PipeIns-Gas-2017 | PR054 | 1 inch Insulation layer, > 4 inch pipe, <=15 psig steam, Outdoor |  | Uninsulated Pipe on existing buidings | 0 |  | LiquidCirc | PipeIns | Uninsulated Pipe on existing buidings | 0 |  |  |  | 0 | Annual | 0 | 6.68 | 6.68 | 0 |  |  |  |  | 1 | Com | Ex | CZ14 | cWtd | 1 | 0 |  |  | 65.786
SCG | WPSCGWP110812A | 4 | Pipe Insulation( Non-Space Conditioning) | SCG | ExAnte2018 | PreRebDown | 0 |  | 15 | Commercial Pipe Insulation 1” Insulation > 4" pipe <=15 psig steam_Outdoor | SHW | Distribute | LiquidCirc | PipeIns | Len-ft | Com | SHW-PipeInsulation-1inch-Outdoor |  | WtrHt-PipeIns-Gas-2017 | WtrHt-PipeIns-Gas-2017 | PR054 | 1 inch Insulation layer, > 4 inch pipe, <=15 psig steam, Outdoor |  | Uninsulated Pipe on existing buidings | 0 |  | LiquidCirc | PipeIns | Uninsulated Pipe on existing buidings | 0 |  |  |  | 0 | Annual | 0 | 6.68 | 6.68 | 0 |  |  |  |  | 1 | Com | Ex | CZ16 | cWtd | 1 | 0 |  |  | 55.55
SCG | WPSCGWP110812A | 4 | Pipe Insulation( Non-Space Conditioning) | SCG | ExAnte2018 | PreRebDown | 0 |  | 16 | Commercial Pipe Insulation 1” Insulation <= 1" pipe >15 psig steam_Outdoor | SHW | Distribute | LiquidCirc | PipeIns | Len-ft | Com | SHW-PipeInsulation-1inch-Outdoor |  | WtrHt-PipeIns-Gas-2017 | WtrHt-PipeIns-Gas-2017 | PR052 | 1 inch Insulation layer, <= 1 inch pipe, >15 psig steam, Outdoor |  | Uninsulated Pipe on existing buidings | 0 |  | LiquidCirc | PipeIns | Uninsulated Pipe on existing buidings | 0 |  |  |  | 0 | Annual | 0 | 6.68 | 6.68 | 0 |  |  |  |  | 1 | Com | Ex | CZ01 | cWtd | 1 | 0 |  |  | 28.687
SCG | WPSCGWP110812A | 4 | Pipe Insulation( Non-Space Conditioning) | SCG | ExAnte2018 | PreRebDown | 0 |  | 16 | Commercial Pipe Insulation 1” Insulation <= 1" pipe >15 psig steam_Outdoor | SHW | Distribute | LiquidCirc | PipeIns | Len-ft | Com | SHW-PipeInsulation-1inch-Outdoor |  | WtrHt-PipeIns-Gas-2017 | WtrHt-PipeIns-Gas-2017 | PR052 | 1 inch Insulation layer, <= 1 inch pipe, >15 psig steam, Outdoor |  | Uninsulated Pipe on existing buidings | 0 |  | LiquidCirc | PipeIns | Uninsulated Pipe on existing buidings | 0 |  |  |  | 0 | Annual | 0 | 6.68 | 6.68 | 0 |  |  |  |  | 1 | Com | Ex | CZ02 | cWtd | 1 | 0 |  |  | 25.818
SCG | WPSCGWP110812A | 4 | Pipe Insulation( Non-Space Conditioning) | SCG | ExAnte2018 | PreRebDown | 0 |  | 16 | Commercial Pipe Insulation 1” Insulation <= 1" pipe >15 psig steam_Outdoor | SHW | Distribute | LiquidCirc | PipeIns | Len-ft | Com | SHW-PipeInsulation-1inch-Outdoor |  | WtrHt-PipeIns-Gas-2017 | WtrHt-PipeIns-Gas-2017 | PR052 | 1 inch Insulation layer, <= 1 inch pipe, >15 psig steam, Outdoor |  | Uninsulated Pipe on existing buidings | 0 |  | LiquidCirc | PipeIns | Uninsulated Pipe on existing buidings | 0 |  |  |  | 0 | Annual | 0 | 6.68 | 6.68 | 0 |  |  |  |  | 1 | Com | Ex | CZ03 | cWtd | 1 | 0 |  |  | 32.78
SCG | WPSCGWP110812A | 4 | Pipe Insulation( Non-Space Conditioning) | SCG | ExAnte2018 | PreRebDown | 0 |  | 16 | Commercial Pipe Insulation 1” Insulation <= 1" pipe >15 psig steam_Outdoor | SHW | Distribute | LiquidCirc | PipeIns | Len-ft | Com | SHW-PipeInsulation-1inch-Outdoor |  | WtrHt-PipeIns-Gas-2017 | WtrHt-PipeIns-Gas-2017 | PR052 | 1 inch Insulation layer, <= 1 inch pipe, >15 psig steam, Outdoor |  | Uninsulated Pipe on existing buidings | 0 |  | LiquidCirc | PipeIns | Uninsulated Pipe on existing buidings | 0 |  |  |  | 0 | Annual | 0 | 6.68 | 6.68 | 0 |  |  |  |  | 1 | Com | Ex | CZ04 | cWtd | 1 | 0 |  |  | 29.533
SCG | WPSCGWP110812A | 4 | Pipe Insulation( Non-Space Conditioning) | SCG | ExAnte2018 | PreRebDown | 0 |  | 16 | Commercial Pipe Insulation 1” Insulation <= 1" pipe >15 psig steam_Outdoor | SHW | Distribute | LiquidCirc | PipeIns | Len-ft | Com | SHW-PipeInsulation-1inch-Outdoor |  | WtrHt-PipeIns-Gas-2017 | WtrHt-PipeIns-Gas-2017 | PR052 | 1 inch Insulation layer, <= 1 inch pipe, >15 psig steam, Outdoor |  | Uninsulated Pipe on existing buidings | 0 |  | LiquidCirc | PipeIns | Uninsulated Pipe on existing buidings | 0 |  |  |  | 0 | Annual | 0 | 6.68 | 6.68 | 0 |  |  |  |  | 1 | Com | Ex | CZ05 | cWtd | 1 | 0 |  |  | 29.692
SCG | WPSCGWP110812A | 4 | Pipe Insulation( Non-Space Conditioning) | SCG | ExAnte2018 | PreRebDown | 0 |  | 16 | Commercial Pipe Insulation 1” Insulation <= 1" pipe >15 psig steam_Outdoor | SHW | Distribute | LiquidCirc | PipeIns | Len-ft | Com | SHW-PipeInsulation-1inch-Outdoor |  | WtrHt-PipeIns-Gas-2017 | WtrHt-PipeIns-Gas-2017 | PR052 | 1 inch Insulation layer, <= 1 inch pipe, >15 psig steam, Outdoor |  | Uninsulated Pipe on existing buidings | 0 |  | LiquidCirc | PipeIns | Uninsulated Pipe on existing buidings | 0 |  |  |  | 0 | Annual | 0 | 6.68 | 6.68 | 0 |  |  |  |  | 1 | Com | Ex | CZ11 | cWtd | 1 | 0 |  |  | 30.415
SCG | WPSCGWP110812A | 4 | Pipe Insulation( Non-Space Conditioning) | SCG | ExAnte2018 | PreRebDown | 0 |  | 16 | Commercial Pipe Insulation 1” Insulation <= 1" pipe >15 psig steam_Outdoor | SHW | Distribute | LiquidCirc | PipeIns | Len-ft | Com | SHW-PipeInsulation-1inch-Outdoor |  | WtrHt-PipeIns-Gas-2017 | WtrHt-PipeIns-Gas-2017 | PR052 | 1 inch Insulation layer, <= 1 inch pipe, >15 psig steam, Outdoor |  | Uninsulated Pipe on existing buidings | 0 |  | LiquidCirc | PipeIns | Uninsulated Pipe on existing buidings | 0 |  |  |  | 0 | Annual | 0 | 6.68 | 6.68 | 0 |  |  |  |  | 1 | Com | Ex | CZ12 | cWtd | 1 | 0 |  |  | 28.183
SCG | WPSCGWP110812A | 4 | Pipe Insulation( Non-Space Conditioning) | SCG | ExAnte2018 | PreRebDown | 0 |  | 16 | Commercial Pipe Insulation 1” Insulation <= 1" pipe >15 psig steam_Outdoor | SHW | Distribute | LiquidCirc | PipeIns | Len-ft | Com | SHW-PipeInsulation-1inch-Outdoor |  | WtrHt-PipeIns-Gas-2017 | WtrHt-PipeIns-Gas-2017 | PR052 | 1 inch Insulation layer, <= 1 inch pipe, >15 psig steam, Outdoor |  | Uninsulated Pipe on existing buidings | 0 |  | LiquidCirc | PipeIns | Uninsulated Pipe on existing buidings | 0 |  |  |  | 0 | Annual | 0 | 6.68 | 6.68 | 0 |  |  |  |  | 1 | Com | Ex | CZ13 | cWtd | 1 | 0 |  |  | 26.916
SCG | WPSCGWP110812A | 4 | Pipe Insulation( Non-Space Conditioning) | SCG | ExAnte2018 | PreRebDown | 0 |  | 16 | Commercial Pipe Insulation 1” Insulation <= 1" pipe >15 psig steam_Outdoor | SHW | Distribute | LiquidCirc | PipeIns | Len-ft | Com | SHW-PipeInsulation-1inch-Outdoor |  | WtrHt-PipeIns-Gas-2017 | WtrHt-PipeIns-Gas-2017 | PR052 | 1 inch Insulation layer, <= 1 inch pipe, >15 psig steam, Outdoor |  | Uninsulated Pipe on existing buidings | 0 |  | LiquidCirc | PipeIns | Uninsulated Pipe on existing buidings | 0 |  |  |  | 0 | Annual | 0 | 6.68 | 6.68 | 0 |  |  |  |  | 1 | Com | Ex | CZ14 | cWtd | 1 | 0 |  |  | 33.437
SCG | WPSCGWP110812A | 4 | Pipe Insulation( Non-Space Conditioning) | SCG | ExAnte2018 | PreRebDown | 0 |  | 16 | Commercial Pipe Insulation 1” Insulation <= 1" pipe >15 psig steam_Outdoor | SHW | Distribute | LiquidCirc | PipeIns | Len-ft | Com | SHW-PipeInsulation-1inch-Outdoor |  | WtrHt-PipeIns-Gas-2017 | WtrHt-PipeIns-Gas-2017 | PR052 | 1 inch Insulation layer, <= 1 inch pipe, >15 psig steam, Outdoor |  | Uninsulated Pipe on existing buidings | 0 |  | LiquidCirc | PipeIns | Uninsulated Pipe on existing buidings | 0 |  |  |  | 0 | Annual | 0 | 6.68 | 6.68 | 0 |  |  |  |  | 1 | Com | Ex | CZ16 | cWtd | 1 | 0 |  |  | 27.546
SCG | WPSCGWP110812A | 4 | Pipe Insulation( Non-Space Conditioning) | SCG | ExAnte2018 | PreRebDown | 0 |  | 17 | Commercial Pipe Insulation 1” Insulation 1" < pipe <= 4" >15 psig steam_Outdoor | SHW | Distribute | LiquidCirc | PipeIns | Len-ft | Com | SHW-PipeInsulation-1inch-Outdoor |  | WtrHt-PipeIns-Gas-2017 | WtrHt-PipeIns-Gas-2017 | PR058 | 1 inch Insulation layer, 1 inch < pipe <= 4 inch, >15 psig steam, Outdoor |  | Uninsulated Pipe on existing buidings | 0 |  | LiquidCirc | PipeIns | Uninsulated Pipe on existing buidings | 0 |  |  |  | 0 | Annual | 0 | 6.68 | 6.68 | 0 |  |  |  |  | 1 | Com | Ex | CZ01 | cWtd | 1 | 0 |  |  | 45.175
SCG | WPSCGWP110812A | 4 | Pipe Insulation( Non-Space Conditioning) | SCG | ExAnte2018 | PreRebDown | 0 |  | 17 | Commercial Pipe Insulation 1” Insulation 1" < pipe <= 4" >15 psig steam_Outdoor | SHW | Distribute | LiquidCirc | PipeIns | Len-ft | Com | SHW-PipeInsulation-1inch-Outdoor |  | WtrHt-PipeIns-Gas-2017 | WtrHt-PipeIns-Gas-2017 | PR058 | 1 inch Insulation layer, 1 inch < pipe <= 4 inch, >15 psig steam, Outdoor |  | Uninsulated Pipe on existing buidings | 0 |  | LiquidCirc | PipeIns | Uninsulated Pipe on existing buidings | 0 |  |  |  | 0 | Annual | 0 | 6.68 | 6.68 | 0 |  |  |  |  | 1 | Com | Ex | CZ02 | cWtd | 1 | 0 |  |  | 40.913
SCG | WPSCGWP110812A | 4 | Pipe Insulation( Non-Space Conditioning) | SCG | ExAnte2018 | PreRebDown | 0 |  | 17 | Commercial Pipe Insulation 1” Insulation 1" < pipe <= 4" >15 psig steam_Outdoor | SHW | Distribute | LiquidCirc | PipeIns | Len-ft | Com | SHW-PipeInsulation-1inch-Outdoor |  | WtrHt-PipeIns-Gas-2017 | WtrHt-PipeIns-Gas-2017 | PR058 | 1 inch Insulation layer, 1 inch < pipe <= 4 inch, >15 psig steam, Outdoor |  | Uninsulated Pipe on existing buidings | 0 |  | LiquidCirc | PipeIns | Uninsulated Pipe on existing buidings | 0 |  |  |  | 0 | Annual | 0 | 6.68 | 6.68 | 0 |  |  |  |  | 1 | Com | Ex | CZ03 | cWtd | 1 | 0 |  |  | 51.278
SCG | WPSCGWP110812A | 4 | Pipe Insulation( Non-Space Conditioning) | SCG | ExAnte2018 | PreRebDown | 0 |  | 17 | Commercial Pipe Insulation 1” Insulation 1" < pipe <= 4" >15 psig steam_Outdoor | SHW | Distribute | LiquidCirc | PipeIns | Len-ft | Com | SHW-PipeInsulation-1inch-Outdoor |  | WtrHt-PipeIns-Gas-2017 | WtrHt-PipeIns-Gas-2017 | PR058 | 1 inch Insulation layer, 1 inch < pipe <= 4 inch, >15 psig steam, Outdoor |  | Uninsulated Pipe on existing buidings | 0 |  | LiquidCirc | PipeIns | Uninsulated Pipe on existing buidings | 0 |  |  |  | 0 | Annual | 0 | 6.68 | 6.68 | 0 |  |  |  |  | 1 | Com | Ex | CZ04 | cWtd | 1 | 0 |  |  | 46.409
SCG | WPSCGWP110812A | 4 | Pipe Insulation( Non-Space Conditioning) | SCG | ExAnte2018 | PreRebDown | 0 |  | 17 | Commercial Pipe Insulation 1” Insulation 1" < pipe <= 4" >15 psig steam_Outdoor | SHW | Distribute | LiquidCirc | PipeIns | Len-ft | Com | SHW-PipeInsulation-1inch-Outdoor |  | WtrHt-PipeIns-Gas-2017 | WtrHt-PipeIns-Gas-2017 | PR058 | 1 inch Insulation layer, 1 inch < pipe <= 4 inch, >15 psig steam, Outdoor |  | Uninsulated Pipe on existing buidings | 0 |  | LiquidCirc | PipeIns | Uninsulated Pipe on existing buidings | 0 |  |  |  | 0 | Annual | 0 | 6.68 | 6.68 | 0 |  |  |  |  | 1 | Com | Ex | CZ05 | cWtd | 1 | 0 |  |  | 46.661
SCG | WPSCGWP110812A | 4 | Pipe Insulation( Non-Space Conditioning) | SCG | ExAnte2018 | PreRebDown | 0 |  | 17 | Commercial Pipe Insulation 1” Insulation 1" < pipe <= 4" >15 psig steam_Outdoor | SHW | Distribute | LiquidCirc | PipeIns | Len-ft | Com | SHW-PipeInsulation-1inch-Outdoor |  | WtrHt-PipeIns-Gas-2017 | WtrHt-PipeIns-Gas-2017 | PR058 | 1 inch Insulation layer, 1 inch < pipe <= 4 inch, >15 psig steam, Outdoor |  | Uninsulated Pipe on existing buidings | 0 |  | LiquidCirc | PipeIns | Uninsulated Pipe on existing buidings | 0 |  |  |  | 0 | Annual | 0 | 6.68 | 6.68 | 0 |  |  |  |  | 1 | Com | Ex | CZ11 | cWtd | 1 | 0 |  |  | 47.716
SCG | WPSCGWP110812A | 4 | Pipe Insulation( Non-Space Conditioning) | SCG | ExAnte2018 | PreRebDown | 0 |  | 17 | Commercial Pipe Insulation 1” Insulation 1" < pipe <= 4" >15 psig steam_Outdoor | SHW | Distribute | LiquidCirc | PipeIns | Len-ft | Com | SHW-PipeInsulation-1inch-Outdoor |  | WtrHt-PipeIns-Gas-2017 | WtrHt-PipeIns-Gas-2017 | PR058 | 1 inch Insulation layer, 1 inch < pipe <= 4 inch, >15 psig steam, Outdoor |  | Uninsulated Pipe on existing buidings | 0 |  | LiquidCirc | PipeIns | Uninsulated Pipe on existing buidings | 0 |  |  |  | 0 | Annual | 0 | 6.68 | 6.68 | 0 |  |  |  |  | 1 | Com | Ex | CZ12 | cWtd | 1 | 0 |  |  | 44.389
SCG | WPSCGWP110812A | 4 | Pipe Insulation( Non-Space Conditioning) | SCG | ExAnte2018 | PreRebDown | 0 |  | 17 | Commercial Pipe Insulation 1” Insulation 1" < pipe <= 4" >15 psig steam_Outdoor | SHW | Distribute | LiquidCirc | PipeIns | Len-ft | Com | SHW-PipeInsulation-1inch-Outdoor |  | WtrHt-PipeIns-Gas-2017 | WtrHt-PipeIns-Gas-2017 | PR058 | 1 inch Insulation layer, 1 inch < pipe <= 4 inch, >15 psig steam, Outdoor |  | Uninsulated Pipe on existing buidings | 0 |  | LiquidCirc | PipeIns | Uninsulated Pipe on existing buidings | 0 |  |  |  | 0 | Annual | 0 | 6.68 | 6.68 | 0 |  |  |  |  | 1 | Com | Ex | CZ13 | cWtd | 1 | 0 |  |  | 42.492
SCG | WPSCGWP110812A | 4 | Pipe Insulation( Non-Space Conditioning) | SCG | ExAnte2018 | PreRebDown | 0 |  | 17 | Commercial Pipe Insulation 1” Insulation 1" < pipe <= 4" >15 psig steam_Outdoor | SHW | Distribute | LiquidCirc | PipeIns | Len-ft | Com | SHW-PipeInsulation-1inch-Outdoor |  | WtrHt-PipeIns-Gas-2017 | WtrHt-PipeIns-Gas-2017 | PR058 | 1 inch Insulation layer, 1 inch < pipe <= 4 inch, >15 psig steam, Outdoor |  | Uninsulated Pipe on existing buidings | 0 |  | LiquidCirc | PipeIns | Uninsulated Pipe on existing buidings | 0 |  |  |  | 0 | Annual | 0 | 6.68 | 6.68 | 0 |  |  |  |  | 1 | Com | Ex | CZ14 | cWtd | 1 | 0 |  |  | 52.23
SCG | WPSCGWP110812A | 4 | Pipe Insulation( Non-Space Conditioning) | SCG | ExAnte2018 | PreRebDown | 0 |  | 17 | Commercial Pipe Insulation 1” Insulation 1" < pipe <= 4" >15 psig steam_Outdoor | SHW | Distribute | LiquidCirc | PipeIns | Len-ft | Com | SHW-PipeInsulation-1inch-Outdoor |  | WtrHt-PipeIns-Gas-2017 | WtrHt-PipeIns-Gas-2017 | PR058 | 1 inch Insulation layer, 1 inch < pipe <= 4 inch, >15 psig steam, Outdoor |  | Uninsulated Pipe on existing buidings | 0 |  | LiquidCirc | PipeIns | Uninsulated Pipe on existing buidings | 0 |  |  |  | 0 | Annual | 0 | 6.68 | 6.68 | 0 |  |  |  |  | 1 | Com | Ex | CZ16 | cWtd | 1 | 0 |  |  | 43.49
SCG | WPSCGWP110812A | 4 | Pipe Insulation( Non-Space Conditioning) | SCG | ExAnte2018 | PreRebDown | 0 |  | 18 | Commercial Pipe Insulation 1” Insulation > 4" pipe > 15 psig steam_Outdoor | SHW | Distribute | LiquidCirc | PipeIns | Len-ft | Com | SHW-PipeInsulation-1inch-Outdoor |  | WtrHt-PipeIns-Gas-2017 | WtrHt-PipeIns-Gas-2017 | PR055 | 1 inch Insulation layer, > 4 inch pipe, >15 psig steam, Outdoor |  | Uninsulated Pipe on existing buidings | 0 |  | LiquidCirc | PipeIns | Uninsulated Pipe on existing buidings | 0 |  |  |  | 0 | Annual | 0 | 6.68 | 6.68 | 0 |  |  |  |  | 1 | Com | Ex | CZ01 | cWtd | 1 | 0 |  |  | 77.577
SCG | WPSCGWP110812A | 4 | Pipe Insulation( Non-Space Conditioning) | SCG | ExAnte2018 | PreRebDown | 0 |  | 18 | Commercial Pipe Insulation 1” Insulation > 4" pipe > 15 psig steam_Outdoor | SHW | Distribute | LiquidCirc | PipeIns | Len-ft | Com | SHW-PipeInsulation-1inch-Outdoor |  | WtrHt-PipeIns-Gas-2017 | WtrHt-PipeIns-Gas-2017 | PR055 | 1 inch Insulation layer, > 4 inch pipe, >15 psig steam, Outdoor |  | Uninsulated Pipe on existing buidings | 0 |  | LiquidCirc | PipeIns | Uninsulated Pipe on existing buidings | 0 |  |  |  | 0 | Annual | 0 | 6.68 | 6.68 | 0 |  |  |  |  | 1 | Com | Ex | CZ02 | cWtd | 1 | 0 |  |  | 70.834
SCG | WPSCGWP110812A | 4 | Pipe Insulation( Non-Space Conditioning) | SCG | ExAnte2018 | PreRebDown | 0 |  | 18 | Commercial Pipe Insulation 1” Insulation > 4" pipe > 15 psig steam_Outdoor | SHW | Distribute | LiquidCirc | PipeIns | Len-ft | Com | SHW-PipeInsulation-1inch-Outdoor |  | WtrHt-PipeIns-Gas-2017 | WtrHt-PipeIns-Gas-2017 | PR055 | 1 inch Insulation layer, > 4 inch pipe, >15 psig steam, Outdoor |  | Uninsulated Pipe on existing buidings | 0 |  | LiquidCirc | PipeIns | Uninsulated Pipe on existing buidings | 0 |  |  |  | 0 | Annual | 0 | 6.68 | 6.68 | 0 |  |  |  |  | 1 | Com | Ex | CZ03 | cWtd | 1 | 0 |  |  | 87.292
SCG | WPSCGWP110812A | 4 | Pipe Insulation( Non-Space Conditioning) | SCG | ExAnte2018 | PreRebDown | 0 |  | 18 | Commercial Pipe Insulation 1” Insulation > 4" pipe > 15 psig steam_Outdoor | SHW | Distribute | LiquidCirc | PipeIns | Len-ft | Com | SHW-PipeInsulation-1inch-Outdoor |  | WtrHt-PipeIns-Gas-2017 | WtrHt-PipeIns-Gas-2017 | PR055 | 1 inch Insulation layer, > 4 inch pipe, >15 psig steam, Outdoor |  | Uninsulated Pipe on existing buidings | 0 |  | LiquidCirc | PipeIns | Uninsulated Pipe on existing buidings | 0 |  |  |  | 0 | Annual | 0 | 6.68 | 6.68 | 0 |  |  |  |  | 1 | Com | Ex | CZ04 | cWtd | 1 | 0 |  |  | 79.421
SCG | WPSCGWP110812A | 4 | Pipe Insulation( Non-Space Conditioning) | SCG | ExAnte2018 | PreRebDown | 0 |  | 18 | Commercial Pipe Insulation 1” Insulation > 4" pipe > 15 psig steam_Outdoor | SHW | Distribute | LiquidCirc | PipeIns | Len-ft | Com | SHW-PipeInsulation-1inch-Outdoor |  | WtrHt-PipeIns-Gas-2017 | WtrHt-PipeIns-Gas-2017 | PR055 | 1 inch Insulation layer, > 4 inch pipe, >15 psig steam, Outdoor |  | Uninsulated Pipe on existing buidings | 0 |  | LiquidCirc | PipeIns | Uninsulated Pipe on existing buidings | 0 |  |  |  | 0 | Annual | 0 | 6.68 | 6.68 | 0 |  |  |  |  | 1 | Com | Ex | CZ05 | cWtd | 1 | 0 |  |  | 79.869
SCG | WPSCGWP110812A | 4 | Pipe Insulation( Non-Space Conditioning) | SCG | ExAnte2018 | PreRebDown | 0 |  | 18 | Commercial Pipe Insulation 1” Insulation > 4" pipe > 15 psig steam_Outdoor | SHW | Distribute | LiquidCirc | PipeIns | Len-ft | Com | SHW-PipeInsulation-1inch-Outdoor |  | WtrHt-PipeIns-Gas-2017 | WtrHt-PipeIns-Gas-2017 | PR055 | 1 inch Insulation layer, > 4 inch pipe, >15 psig steam, Outdoor |  | Uninsulated Pipe on existing buidings | 0 |  | LiquidCirc | PipeIns | Uninsulated Pipe on existing buidings | 0 |  |  |  | 0 | Annual | 0 | 6.68 | 6.68 | 0 |  |  |  |  | 1 | Com | Ex | CZ11 | cWtd | 1 | 0 |  |  | 81.491
SCG | WPSCGWP110812A | 4 | Pipe Insulation( Non-Space Conditioning) | SCG | ExAnte2018 | PreRebDown | 0 |  | 18 | Commercial Pipe Insulation 1” Insulation > 4" pipe > 15 psig steam_Outdoor | SHW | Distribute | LiquidCirc | PipeIns | Len-ft | Com | SHW-PipeInsulation-1inch-Outdoor |  | WtrHt-PipeIns-Gas-2017 | WtrHt-PipeIns-Gas-2017 | PR055 | 1 inch Insulation layer, > 4 inch pipe, >15 psig steam, Outdoor |  | Uninsulated Pipe on existing buidings | 0 |  | LiquidCirc | PipeIns | Uninsulated Pipe on existing buidings | 0 |  |  |  | 0 | Annual | 0 | 6.68 | 6.68 | 0 |  |  |  |  | 1 | Com | Ex | CZ12 | cWtd | 1 | 0 |  |  | 76.214
SCG | WPSCGWP110812A | 4 | Pipe Insulation( Non-Space Conditioning) | SCG | ExAnte2018 | PreRebDown | 0 |  | 18 | Commercial Pipe Insulation 1” Insulation > 4" pipe > 15 psig steam_Outdoor | SHW | Distribute | LiquidCirc | PipeIns | Len-ft | Com | SHW-PipeInsulation-1inch-Outdoor |  | WtrHt-PipeIns-Gas-2017 | WtrHt-PipeIns-Gas-2017 | PR055 | 1 inch Insulation layer, > 4 inch pipe, >15 psig steam, Outdoor |  | Uninsulated Pipe on existing buidings | 0 |  | LiquidCirc | PipeIns | Uninsulated Pipe on existing buidings | 0 |  |  |  | 0 | Annual | 0 | 6.68 | 6.68 | 0 |  |  |  |  | 1 | Com | Ex | CZ13 | cWtd | 1 | 0 |  |  | 73.169
SCG | WPSCGWP110812A | 4 | Pipe Insulation( Non-Space Conditioning) | SCG | ExAnte2018 | PreRebDown | 0 |  | 18 | Commercial Pipe Insulation 1” Insulation > 4" pipe > 15 psig steam_Outdoor | SHW | Distribute | LiquidCirc | PipeIns | Len-ft | Com | SHW-PipeInsulation-1inch-Outdoor |  | WtrHt-PipeIns-Gas-2017 | WtrHt-PipeIns-Gas-2017 | PR055 | 1 inch Insulation layer, > 4 inch pipe, >15 psig steam, Outdoor |  | Uninsulated Pipe on existing buidings | 0 |  | LiquidCirc | PipeIns | Uninsulated Pipe on existing buidings | 0 |  |  |  | 0 | Annual | 0 | 6.68 | 6.68 | 0 |  |  |  |  | 1 | Com | Ex | CZ14 | cWtd | 1 | 0 |  |  | 88.861
SCG | WPSCGWP110812A | 4 | Pipe Insulation( Non-Space Conditioning) | SCG | ExAnte2018 | PreRebDown | 0 |  | 18 | Commercial Pipe Insulation 1” Insulation > 4" pipe > 15 psig steam_Outdoor | SHW | Distribute | LiquidCirc | PipeIns | Len-ft | Com | SHW-PipeInsulation-1inch-Outdoor |  | WtrHt-PipeIns-Gas-2017 | WtrHt-PipeIns-Gas-2017 | PR055 | 1 inch Insulation layer, > 4 inch pipe, >15 psig steam, Outdoor |  | Uninsulated Pipe on existing buidings | 0 |  | LiquidCirc | PipeIns | Uninsulated Pipe on existing buidings | 0 |  |  |  | 0 | Annual | 0 | 6.68 | 6.68 | 0 |  |  |  |  | 1 | Com | Ex | CZ16 | cWtd | 1 | 0 |  |  | 74.927
SCG | WPSCGWP110812A | 4 | Pipe Insulation( Non-Space Conditioning) | SCG | ExAnte2018 | PreRebDown | 0 |  | 37 | Commercial Fitting Insulation <= 1" pipe Hot Water_Outdoor | SHW | Distribute | LiquidCirc | PipeIns | Each | Com | SHW-FittingInsulation-Outdoor<=1in-HW |  | WtrHt-PipeIns-Gas-2017 | WtrHt-PipeIns-Gas-2017 | PR080 | Fitting Insulation, <= 1 inch pipe, Hot Water, Outdoor |  | Uninsulated Pipe on existing buidings | 0 |  | LiquidCirc | PipeIns | Uninsulated Pipe on existing buidings | 0 |  |  |  | 0 | Annual | 0 | 7.87 | 7.87 | 0 |  |  |  |  | 1 | Com | Ex | CZ01 | cWtd | 1 | 0 |  |  | 2.461
SCG | WPSCGWP110812A | 4 | Pipe Insulation( Non-Space Conditioning) | SCG | ExAnte2018 | PreRebDown | 0 |  | 37 | Commercial Fitting Insulation <= 1" pipe Hot Water_Outdoor | SHW | Distribute | LiquidCirc | PipeIns | Each | Com | SHW-FittingInsulation-Outdoor<=1in-HW |  | WtrHt-PipeIns-Gas-2017 | WtrHt-PipeIns-Gas-2017 | PR080 | Fitting Insulation, <= 1 inch pipe, Hot Water, Outdoor |  | Uninsulated Pipe on existing buidings | 0 |  | LiquidCirc | PipeIns | Uninsulated Pipe on existing buidings | 0 |  |  |  | 0 | Annual | 0 | 7.87 | 7.87 | 0 |  |  |  |  | 1 | Com | Ex | CZ02 | cWtd | 1 | 0 |  |  | 2.093
SCG | WPSCGWP110812A | 4 | Pipe Insulation( Non-Space Conditioning) | SCG | ExAnte2018 | PreRebDown | 0 |  | 37 | Commercial Fitting Insulation <= 1" pipe Hot Water_Outdoor | SHW | Distribute | LiquidCirc | PipeIns | Each | Com | SHW-FittingInsulation-Outdoor<=1in-HW |  | WtrHt-PipeIns-Gas-2017 | WtrHt-PipeIns-Gas-2017 | PR080 | Fitting Insulation, <= 1 inch pipe, Hot Water, Outdoor |  | Uninsulated Pipe on existing buidings | 0 |  | LiquidCirc | PipeIns | Uninsulated Pipe on existing buidings | 0 |  |  |  | 0 | Annual | 0 | 7.87 | 7.87 | 0 |  |  |  |  | 1 | Com | Ex | CZ03 | cWtd | 1 | 0 |  |  | 2.72
SCG | WPSCGWP110812A | 4 | Pipe Insulation( Non-Space Conditioning) | SCG | ExAnte2018 | PreRebDown | 0 |  | 37 | Commercial Fitting Insulation <= 1" pipe Hot Water_Outdoor | SHW | Distribute | LiquidCirc | PipeIns | Each | Com | SHW-FittingInsulation-Outdoor<=1in-HW |  | WtrHt-PipeIns-Gas-2017 | WtrHt-PipeIns-Gas-2017 | PR080 | Fitting Insulation, <= 1 inch pipe, Hot Water, Outdoor |  | Uninsulated Pipe on existing buidings | 0 |  | LiquidCirc | PipeIns | Uninsulated Pipe on existing buidings | 0 |  |  |  | 0 | Annual | 0 | 7.87 | 7.87 | 0 |  |  |  |  | 1 | Com | Ex | CZ04 | cWtd | 1 | 0 |  |  | 2.378
SCG | WPSCGWP110812A | 4 | Pipe Insulation( Non-Space Conditioning) | SCG | ExAnte2018 | PreRebDown | 0 |  | 37 | Commercial Fitting Insulation <= 1" pipe Hot Water_Outdoor | SHW | Distribute | LiquidCirc | PipeIns | Each | Com | SHW-FittingInsulation-Outdoor<=1in-HW |  | WtrHt-PipeIns-Gas-2017 | WtrHt-PipeIns-Gas-2017 | PR080 | Fitting Insulation, <= 1 inch pipe, Hot Water, Outdoor |  | Uninsulated Pipe on existing buidings | 0 |  | LiquidCirc | PipeIns | Uninsulated Pipe on existing buidings | 0 |  |  |  | 0 | Annual | 0 | 7.87 | 7.87 | 0 |  |  |  |  | 1 | Com | Ex | CZ05 | cWtd | 1 | 0 |  |  | 2.468
SCG | WPSCGWP110812A | 4 | Pipe Insulation( Non-Space Conditioning) | SCG | ExAnte2018 | PreRebDown | 0 |  | 37 | Commercial Fitting Insulation <= 1" pipe Hot Water_Outdoor | SHW | Distribute | LiquidCirc | PipeIns | Each | Com | SHW-FittingInsulation-Outdoor<=1in-HW |  | WtrHt-PipeIns-Gas-2017 | WtrHt-PipeIns-Gas-2017 | PR080 | Fitting Insulation, <= 1 inch pipe, Hot Water, Outdoor |  | Uninsulated Pipe on existing buidings | 0 |  | LiquidCirc | PipeIns | Uninsulated Pipe on existing buidings | 0 |  |  |  | 0 | Annual | 0 | 7.87 | 7.87 | 0 |  |  |  |  | 1 | Com | Ex | CZ11 | cWtd | 1 | 0 |  |  | 2.375
SCG | WPSCGWP110812A | 4 | Pipe Insulation( Non-Space Conditioning) | SCG | ExAnte2018 | PreRebDown | 0 |  | 37 | Commercial Fitting Insulation <= 1" pipe Hot Water_Outdoor | SHW | Distribute | LiquidCirc | PipeIns | Each | Com | SHW-FittingInsulation-Outdoor<=1in-HW |  | WtrHt-PipeIns-Gas-2017 | WtrHt-PipeIns-Gas-2017 | PR080 | Fitting Insulation, <= 1 inch pipe, Hot Water, Outdoor |  | Uninsulated Pipe on existing buidings | 0 |  | LiquidCirc | PipeIns | Uninsulated Pipe on existing buidings | 0 |  |  |  | 0 | Annual | 0 | 7.87 | 7.87 | 0 |  |  |  |  | 1 | Com | Ex | CZ12 | cWtd | 1 | 0 |  |  | 2.232
SCG | WPSCGWP110812A | 4 | Pipe Insulation( Non-Space Conditioning) | SCG | ExAnte2018 | PreRebDown | 0 |  | 37 | Commercial Fitting Insulation <= 1" pipe Hot Water_Outdoor | SHW | Distribute | LiquidCirc | PipeIns | Each | Com | SHW-FittingInsulation-Outdoor<=1in-HW |  | WtrHt-PipeIns-Gas-2017 | WtrHt-PipeIns-Gas-2017 | PR080 | Fitting Insulation, <= 1 inch pipe, Hot Water, Outdoor |  | Uninsulated Pipe on existing buidings | 0 |  | LiquidCirc | PipeIns | Uninsulated Pipe on existing buidings | 0 |  |  |  | 0 | Annual | 0 | 7.87 | 7.87 | 0 |  |  |  |  | 1 | Com | Ex | CZ13 | cWtd | 1 | 0 |  |  | 2.063
SCG | WPSCGWP110812A | 4 | Pipe Insulation( Non-Space Conditioning) | SCG | ExAnte2018 | PreRebDown | 0 |  | 37 | Commercial Fitting Insulation <= 1" pipe Hot Water_Outdoor | SHW | Distribute | LiquidCirc | PipeIns | Each | Com | SHW-FittingInsulation-Outdoor<=1in-HW |  | WtrHt-PipeIns-Gas-2017 | WtrHt-PipeIns-Gas-2017 | PR080 | Fitting Insulation, <= 1 inch pipe, Hot Water, Outdoor |  | Uninsulated Pipe on existing buidings | 0 |  | LiquidCirc | PipeIns | Uninsulated Pipe on existing buidings | 0 |  |  |  | 0 | Annual | 0 | 7.87 | 7.87 | 0 |  |  |  |  | 1 | Com | Ex | CZ14 | cWtd | 1 | 0 |  |  | 2.647
SCG | WPSCGWP110812A | 4 | Pipe Insulation( Non-Space Conditioning) | SCG | ExAnte2018 | PreRebDown | 0 |  | 37 | Commercial Fitting Insulation <= 1" pipe Hot Water_Outdoor | SHW | Distribute | LiquidCirc | PipeIns | Each | Com | SHW-FittingInsulation-Outdoor<=1in-HW |  | WtrHt-PipeIns-Gas-2017 | WtrHt-PipeIns-Gas-2017 | PR080 | Fitting Insulation, <= 1 inch pipe, Hot Water, Outdoor |  | Uninsulated Pipe on existing buidings | 0 |  | LiquidCirc | PipeIns | Uninsulated Pipe on existing buidings | 0 |  |  |  | 0 | Annual | 0 | 7.87 | 7.87 | 0 |  |  |  |  | 1 | Com | Ex | CZ16 | cWtd | 1 | 0 |  |  | 2.345
SCG | WPSCGWP110812A | 4 | Pipe Insulation( Non-Space Conditioning) | SCG | ExAnte2018 | PreRebDown | 0 |  | 38 | Commercial Fitting Insulation 1" < pipe <= 4" Hot Water_Outdoor | SHW | Distribute | LiquidCirc | PipeIns | Each | Com | SHW-FittingInsulation-Outdoor>1in-HW |  | WtrHt-PipeIns-Gas-2017 | WtrHt-PipeIns-Gas-2017 | PR086 | Fitting Insulation, 1 inch < pipe <= 4 inch, Hot Water, Outdoor |  | Uninsulated Pipe on existing buidings | 0 |  | LiquidCirc | PipeIns | Uninsulated Pipe on existing buidings | 0 |  |  |  | 0 | Annual | 0 | 9.6 | 9.6 | 0 |  |  |  |  | 1 | Com | Ex | CZ01 | cWtd | 1 | 0 |  |  | 5.486
SCG | WPSCGWP110812A | 4 | Pipe Insulation( Non-Space Conditioning) | SCG | ExAnte2018 | PreRebDown | 0 |  | 38 | Commercial Fitting Insulation 1" < pipe <= 4" Hot Water_Outdoor | SHW | Distribute | LiquidCirc | PipeIns | Each | Com | SHW-FittingInsulation-Outdoor>1in-HW |  | WtrHt-PipeIns-Gas-2017 | WtrHt-PipeIns-Gas-2017 | PR086 | Fitting Insulation, 1 inch < pipe <= 4 inch, Hot Water, Outdoor |  | Uninsulated Pipe on existing buidings | 0 |  | LiquidCirc | PipeIns | Uninsulated Pipe on existing buidings | 0 |  |  |  | 0 | Annual | 0 | 9.6 | 9.6 | 0 |  |  |  |  | 1 | Com | Ex | CZ02 | cWtd | 1 | 0 |  |  | 4.68
SCG | WPSCGWP110812A | 4 | Pipe Insulation( Non-Space Conditioning) | SCG | ExAnte2018 | PreRebDown | 0 |  | 38 | Commercial Fitting Insulation 1" < pipe <= 4" Hot Water_Outdoor | SHW | Distribute | LiquidCirc | PipeIns | Each | Com | SHW-FittingInsulation-Outdoor>1in-HW |  | WtrHt-PipeIns-Gas-2017 | WtrHt-PipeIns-Gas-2017 | PR086 | Fitting Insulation, 1 inch < pipe <= 4 inch, Hot Water, Outdoor |  | Uninsulated Pipe on existing buidings | 0 |  | LiquidCirc | PipeIns | Uninsulated Pipe on existing buidings | 0 |  |  |  | 0 | Annual | 0 | 9.6 | 9.6 | 0 |  |  |  |  | 1 | Com | Ex | CZ03 | cWtd | 1 | 0 |  |  | 6.043
SCG | WPSCGWP110812A | 4 | Pipe Insulation( Non-Space Conditioning) | SCG | ExAnte2018 | PreRebDown | 0 |  | 38 | Commercial Fitting Insulation 1" < pipe <= 4" Hot Water_Outdoor | SHW | Distribute | LiquidCirc | PipeIns | Each | Com | SHW-FittingInsulation-Outdoor>1in-HW |  | WtrHt-PipeIns-Gas-2017 | WtrHt-PipeIns-Gas-2017 | PR086 | Fitting Insulation, 1 inch < pipe <= 4 inch, Hot Water, Outdoor |  | Uninsulated Pipe on existing buidings | 0 |  | LiquidCirc | PipeIns | Uninsulated Pipe on existing buidings | 0 |  |  |  | 0 | Annual | 0 | 9.6 | 9.6 | 0 |  |  |  |  | 1 | Com | Ex | CZ04 | cWtd | 1 | 0 |  |  | 5.297
SCG | WPSCGWP110812A | 4 | Pipe Insulation( Non-Space Conditioning) | SCG | ExAnte2018 | PreRebDown | 0 |  | 38 | Commercial Fitting Insulation 1" < pipe <= 4" Hot Water_Outdoor | SHW | Distribute | LiquidCirc | PipeIns | Each | Com | SHW-FittingInsulation-Outdoor>1in-HW |  | WtrHt-PipeIns-Gas-2017 | WtrHt-PipeIns-Gas-2017 | PR086 | Fitting Insulation, 1 inch < pipe <= 4 inch, Hot Water, Outdoor |  | Uninsulated Pipe on existing buidings | 0 |  | LiquidCirc | PipeIns | Uninsulated Pipe on existing buidings | 0 |  |  |  | 0 | Annual | 0 | 9.6 | 9.6 | 0 |  |  |  |  | 1 | Com | Ex | CZ05 | cWtd | 1 | 0 |  |  | 5.496
SCG | WPSCGWP110812A | 4 | Pipe Insulation( Non-Space Conditioning) | SCG | ExAnte2018 | PreRebDown | 0 |  | 38 | Commercial Fitting Insulation 1" < pipe <= 4" Hot Water_Outdoor | SHW | Distribute | LiquidCirc | PipeIns | Each | Com | SHW-FittingInsulation-Outdoor>1in-HW |  | WtrHt-PipeIns-Gas-2017 | WtrHt-PipeIns-Gas-2017 | PR086 | Fitting Insulation, 1 inch < pipe <= 4 inch, Hot Water, Outdoor |  | Uninsulated Pipe on existing buidings | 0 |  | LiquidCirc | PipeIns | Uninsulated Pipe on existing buidings | 0 |  |  |  | 0 | Annual | 0 | 9.6 | 9.6 | 0 |  |  |  |  | 1 | Com | Ex | CZ11 | cWtd | 1 | 0 |  |  | 5.297
SCG | WPSCGWP110812A | 4 | Pipe Insulation( Non-Space Conditioning) | SCG | ExAnte2018 | PreRebDown | 0 |  | 38 | Commercial Fitting Insulation 1" < pipe <= 4" Hot Water_Outdoor | SHW | Distribute | LiquidCirc | PipeIns | Each | Com | SHW-FittingInsulation-Outdoor>1in-HW |  | WtrHt-PipeIns-Gas-2017 | WtrHt-PipeIns-Gas-2017 | PR086 | Fitting Insulation, 1 inch < pipe <= 4 inch, Hot Water, Outdoor |  | Uninsulated Pipe on existing buidings | 0 |  | LiquidCirc | PipeIns | Uninsulated Pipe on existing buidings | 0 |  |  |  | 0 | Annual | 0 | 9.6 | 9.6 | 0 |  |  |  |  | 1 | Com | Ex | CZ12 | cWtd | 1 | 0 |  |  | 4.985
SCG | WPSCGWP110812A | 4 | Pipe Insulation( Non-Space Conditioning) | SCG | ExAnte2018 | PreRebDown | 0 |  | 38 | Commercial Fitting Insulation 1" < pipe <= 4" Hot Water_Outdoor | SHW | Distribute | LiquidCirc | PipeIns | Each | Com | SHW-FittingInsulation-Outdoor>1in-HW |  | WtrHt-PipeIns-Gas-2017 | WtrHt-PipeIns-Gas-2017 | PR086 | Fitting Insulation, 1 inch < pipe <= 4 inch, Hot Water, Outdoor |  | Uninsulated Pipe on existing buidings | 0 |  | LiquidCirc | PipeIns | Uninsulated Pipe on existing buidings | 0 |  |  |  | 0 | Annual | 0 | 9.6 | 9.6 | 0 |  |  |  |  | 1 | Com | Ex | CZ13 | cWtd | 1 | 0 |  |  | 4.614
SCG | WPSCGWP110812A | 4 | Pipe Insulation( Non-Space Conditioning) | SCG | ExAnte2018 | PreRebDown | 0 |  | 38 | Commercial Fitting Insulation 1" < pipe <= 4" Hot Water_Outdoor | SHW | Distribute | LiquidCirc | PipeIns | Each | Com | SHW-FittingInsulation-Outdoor>1in-HW |  | WtrHt-PipeIns-Gas-2017 | WtrHt-PipeIns-Gas-2017 | PR086 | Fitting Insulation, 1 inch < pipe <= 4 inch, Hot Water, Outdoor |  | Uninsulated Pipe on existing buidings | 0 |  | LiquidCirc | PipeIns | Uninsulated Pipe on existing buidings | 0 |  |  |  | 0 | Annual | 0 | 9.6 | 9.6 | 0 |  |  |  |  | 1 | Com | Ex | CZ14 | cWtd | 1 | 0 |  |  | 5.884
SCG | WPSCGWP110812A | 4 | Pipe Insulation( Non-Space Conditioning) | SCG | ExAnte2018 | PreRebDown | 0 |  | 38 | Commercial Fitting Insulation 1" < pipe <= 4" Hot Water_Outdoor | SHW | Distribute | LiquidCirc | PipeIns | Each | Com | SHW-FittingInsulation-Outdoor>1in-HW |  | WtrHt-PipeIns-Gas-2017 | WtrHt-PipeIns-Gas-2017 | PR086 | Fitting Insulation, 1 inch < pipe <= 4 inch, Hot Water, Outdoor |  | Uninsulated Pipe on existing buidings | 0 |  | LiquidCirc | PipeIns | Uninsulated Pipe on existing buidings | 0 |  |  |  | 0 | Annual | 0 | 9.6 | 9.6 | 0 |  |  |  |  | 1 | Com | Ex | CZ16 | cWtd | 1 | 0 |  |  | 5.234
SCG | WPSCGWP110812A | 4 | Pipe Insulation( Non-Space Conditioning) | SCG | ExAnte2018 | PreRebDown | 0 |  | 39 | Commercial Fitting Insulation > 4" pipe Hot Water_Outdoor | SHW | Distribute | LiquidCirc | PipeIns | Each | Com | SHW-FittingInsulation-Outdoor>1in-HW |  | WtrHt-PipeIns-Gas-2017 | WtrHt-PipeIns-Gas-2017 | PR083 | Fitting Insulation, > 4 inch pipe, Hot Water, Outdoor |  | Uninsulated Pipe on existing buidings | 0 |  | LiquidCirc | PipeIns | Uninsulated Pipe on existing buidings | 0 |  |  |  | 0 | Annual | 0 | 9.6 | 9.6 | 0 |  |  |  |  | 1 | Com | Ex | CZ01 | cWtd | 1 | 0 |  |  | 16.846
SCG | WPSCGWP110812A | 4 | Pipe Insulation( Non-Space Conditioning) | SCG | ExAnte2018 | PreRebDown | 0 |  | 39 | Commercial Fitting Insulation > 4" pipe Hot Water_Outdoor | SHW | Distribute | LiquidCirc | PipeIns | Each | Com | SHW-FittingInsulation-Outdoor>1in-HW |  | WtrHt-PipeIns-Gas-2017 | WtrHt-PipeIns-Gas-2017 | PR083 | Fitting Insulation, > 4 inch pipe, Hot Water, Outdoor |  | Uninsulated Pipe on existing buidings | 0 |  | LiquidCirc | PipeIns | Uninsulated Pipe on existing buidings | 0 |  |  |  | 0 | Annual | 0 | 9.6 | 9.6 | 0 |  |  |  |  | 1 | Com | Ex | CZ02 | cWtd | 1 | 0 |  |  | 14.458
SCG | WPSCGWP110812A | 4 | Pipe Insulation( Non-Space Conditioning) | SCG | ExAnte2018 | PreRebDown | 0 |  | 39 | Commercial Fitting Insulation > 4" pipe Hot Water_Outdoor | SHW | Distribute | LiquidCirc | PipeIns | Each | Com | SHW-FittingInsulation-Outdoor>1in-HW |  | WtrHt-PipeIns-Gas-2017 | WtrHt-PipeIns-Gas-2017 | PR083 | Fitting Insulation, > 4 inch pipe, Hot Water, Outdoor |  | Uninsulated Pipe on existing buidings | 0 |  | LiquidCirc | PipeIns | Uninsulated Pipe on existing buidings | 0 |  |  |  | 0 | Annual | 0 | 9.6 | 9.6 | 0 |  |  |  |  | 1 | Com | Ex | CZ03 | cWtd | 1 | 0 |  |  | 18.518
SCG | WPSCGWP110812A | 4 | Pipe Insulation( Non-Space Conditioning) | SCG | ExAnte2018 | PreRebDown | 0 |  | 39 | Commercial Fitting Insulation > 4" pipe Hot Water_Outdoor | SHW | Distribute | LiquidCirc | PipeIns | Each | Com | SHW-FittingInsulation-Outdoor>1in-HW |  | WtrHt-PipeIns-Gas-2017 | WtrHt-PipeIns-Gas-2017 | PR083 | Fitting Insulation, > 4 inch pipe, Hot Water, Outdoor |  | Uninsulated Pipe on existing buidings | 0 |  | LiquidCirc | PipeIns | Uninsulated Pipe on existing buidings | 0 |  |  |  | 0 | Annual | 0 | 9.6 | 9.6 | 0 |  |  |  |  | 1 | Com | Ex | CZ04 | cWtd | 1 | 0 |  |  | 16.269
SCG | WPSCGWP110812A | 4 | Pipe Insulation( Non-Space Conditioning) | SCG | ExAnte2018 | PreRebDown | 0 |  | 39 | Commercial Fitting Insulation > 4" pipe Hot Water_Outdoor | SHW | Distribute | LiquidCirc | PipeIns | Each | Com | SHW-FittingInsulation-Outdoor>1in-HW |  | WtrHt-PipeIns-Gas-2017 | WtrHt-PipeIns-Gas-2017 | PR083 | Fitting Insulation, > 4 inch pipe, Hot Water, Outdoor |  | Uninsulated Pipe on existing buidings | 0 |  | LiquidCirc | PipeIns | Uninsulated Pipe on existing buidings | 0 |  |  |  | 0 | Annual | 0 | 9.6 | 9.6 | 0 |  |  |  |  | 1 | Com | Ex | CZ05 | cWtd | 1 | 0 |  |  | 16.866
SCG | WPSCGWP110812A | 4 | Pipe Insulation( Non-Space Conditioning) | SCG | ExAnte2018 | PreRebDown | 0 |  | 39 | Commercial Fitting Insulation > 4" pipe Hot Water_Outdoor | SHW | Distribute | LiquidCirc | PipeIns | Each | Com | SHW-FittingInsulation-Outdoor>1in-HW |  | WtrHt-PipeIns-Gas-2017 | WtrHt-PipeIns-Gas-2017 | PR083 | Fitting Insulation, > 4 inch pipe, Hot Water, Outdoor |  | Uninsulated Pipe on existing buidings | 0 |  | LiquidCirc | PipeIns | Uninsulated Pipe on existing buidings | 0 |  |  |  | 0 | Annual | 0 | 9.6 | 9.6 | 0 |  |  |  |  | 1 | Com | Ex | CZ11 | cWtd | 1 | 0 |  |  | 16.239
SCG | WPSCGWP110812A | 4 | Pipe Insulation( Non-Space Conditioning) | SCG | ExAnte2018 | PreRebDown | 0 |  | 39 | Commercial Fitting Insulation > 4" pipe Hot Water_Outdoor | SHW | Distribute | LiquidCirc | PipeIns | Each | Com | SHW-FittingInsulation-Outdoor>1in-HW |  | WtrHt-PipeIns-Gas-2017 | WtrHt-PipeIns-Gas-2017 | PR083 | Fitting Insulation, > 4 inch pipe, Hot Water, Outdoor |  | Uninsulated Pipe on existing buidings | 0 |  | LiquidCirc | PipeIns | Uninsulated Pipe on existing buidings | 0 |  |  |  | 0 | Annual | 0 | 9.6 | 9.6 | 0 |  |  |  |  | 1 | Com | Ex | CZ12 | cWtd | 1 | 0 |  |  | 15.327
SCG | WPSCGWP110812A | 4 | Pipe Insulation( Non-Space Conditioning) | SCG | ExAnte2018 | PreRebDown | 0 |  | 39 | Commercial Fitting Insulation > 4" pipe Hot Water_Outdoor | SHW | Distribute | LiquidCirc | PipeIns | Each | Com | SHW-FittingInsulation-Outdoor>1in-HW |  | WtrHt-PipeIns-Gas-2017 | WtrHt-PipeIns-Gas-2017 | PR083 | Fitting Insulation, > 4 inch pipe, Hot Water, Outdoor |  | Uninsulated Pipe on existing buidings | 0 |  | LiquidCirc | PipeIns | Uninsulated Pipe on existing buidings | 0 |  |  |  | 0 | Annual | 0 | 9.6 | 9.6 | 0 |  |  |  |  | 1 | Com | Ex | CZ13 | cWtd | 1 | 0 |  |  | 14.206
SCG | WPSCGWP110812A | 4 | Pipe Insulation( Non-Space Conditioning) | SCG | ExAnte2018 | PreRebDown | 0 |  | 39 | Commercial Fitting Insulation > 4" pipe Hot Water_Outdoor | SHW | Distribute | LiquidCirc | PipeIns | Each | Com | SHW-FittingInsulation-Outdoor>1in-HW |  | WtrHt-PipeIns-Gas-2017 | WtrHt-PipeIns-Gas-2017 | PR083 | Fitting Insulation, > 4 inch pipe, Hot Water, Outdoor |  | Uninsulated Pipe on existing buidings | 0 |  | LiquidCirc | PipeIns | Uninsulated Pipe on existing buidings | 0 |  |  |  | 0 | Annual | 0 | 9.6 | 9.6 | 0 |  |  |  |  | 1 | Com | Ex | CZ14 | cWtd | 1 | 0 |  |  | 18.02
SCG | WPSCGWP110812A | 4 | Pipe Insulation( Non-Space Conditioning) | SCG | ExAnte2018 | PreRebDown | 0 |  | 39 | Commercial Fitting Insulation > 4" pipe Hot Water_Outdoor | SHW | Distribute | LiquidCirc | PipeIns | Each | Com | SHW-FittingInsulation-Outdoor>1in-HW |  | WtrHt-PipeIns-Gas-2017 | WtrHt-PipeIns-Gas-2017 | PR083 | Fitting Insulation, > 4 inch pipe, Hot Water, Outdoor |  | Uninsulated Pipe on existing buidings | 0 |  | LiquidCirc | PipeIns | Uninsulated Pipe on existing buidings | 0 |  |  |  | 0 | Annual | 0 | 9.6 | 9.6 | 0 |  |  |  |  | 1 | Com | Ex | CZ16 | cWtd | 1 | 0 |  |  | 16.113
SCG | WPSCGWP110812A | 4 | Pipe Insulation( Non-Space Conditioning) | SCG | ExAnte2018 | PreRebDown | 0 |  | 40 | Commercial Fitting Insulation <= 1" pipe <=15 psig steam_Outdoor | SHW | Distribute | LiquidCirc | PipeIns | Each | Com | SHW-FittingInsulation-Outdoor<1in-Steam |  | WtrHt-PipeIns-Gas-2017 | WtrHt-PipeIns-Gas-2017 | PR078 | Fitting Insulation, <= 1 inch pipe, <=15 psig steam, Outdoor |  | Uninsulated Pipe on existing buidings | 0 |  | LiquidCirc | PipeIns | Uninsulated Pipe on existing buidings | 0 |  |  |  | 0 | Annual | 0 | 8.67 | 8.67 | 0 |  |  |  |  | 1 | Com | Ex | CZ01 | cWtd | 1 | 0 |  |  | 5.864
SCG | WPSCGWP110812A | 4 | Pipe Insulation( Non-Space Conditioning) | SCG | ExAnte2018 | PreRebDown | 0 |  | 40 | Commercial Fitting Insulation <= 1" pipe <=15 psig steam_Outdoor | SHW | Distribute | LiquidCirc | PipeIns | Each | Com | SHW-FittingInsulation-Outdoor<1in-Steam |  | WtrHt-PipeIns-Gas-2017 | WtrHt-PipeIns-Gas-2017 | PR078 | Fitting Insulation, <= 1 inch pipe, <=15 psig steam, Outdoor |  | Uninsulated Pipe on existing buidings | 0 |  | LiquidCirc | PipeIns | Uninsulated Pipe on existing buidings | 0 |  |  |  | 0 | Annual | 0 | 8.67 | 8.67 | 0 |  |  |  |  | 1 | Com | Ex | CZ02 | cWtd | 1 | 0 |  |  | 5.237
SCG | WPSCGWP110812A | 4 | Pipe Insulation( Non-Space Conditioning) | SCG | ExAnte2018 | PreRebDown | 0 |  | 40 | Commercial Fitting Insulation <= 1" pipe <=15 psig steam_Outdoor | SHW | Distribute | LiquidCirc | PipeIns | Each | Com | SHW-FittingInsulation-Outdoor<1in-Steam |  | WtrHt-PipeIns-Gas-2017 | WtrHt-PipeIns-Gas-2017 | PR078 | Fitting Insulation, <= 1 inch pipe, <=15 psig steam, Outdoor |  | Uninsulated Pipe on existing buidings | 0 |  | LiquidCirc | PipeIns | Uninsulated Pipe on existing buidings | 0 |  |  |  | 0 | Annual | 0 | 8.67 | 8.67 | 0 |  |  |  |  | 1 | Com | Ex | CZ03 | cWtd | 1 | 0 |  |  | 6.67
SCG | WPSCGWP110812A | 4 | Pipe Insulation( Non-Space Conditioning) | SCG | ExAnte2018 | PreRebDown | 0 |  | 40 | Commercial Fitting Insulation <= 1" pipe <=15 psig steam_Outdoor | SHW | Distribute | LiquidCirc | PipeIns | Each | Com | SHW-FittingInsulation-Outdoor<1in-Steam |  | WtrHt-PipeIns-Gas-2017 | WtrHt-PipeIns-Gas-2017 | PR078 | Fitting Insulation, <= 1 inch pipe, <=15 psig steam, Outdoor |  | Uninsulated Pipe on existing buidings | 0 |  | LiquidCirc | PipeIns | Uninsulated Pipe on existing buidings | 0 |  |  |  | 0 | Annual | 0 | 8.67 | 8.67 | 0 |  |  |  |  | 1 | Com | Ex | CZ04 | cWtd | 1 | 0 |  |  | 5.987
SCG | WPSCGWP110812A | 4 | Pipe Insulation( Non-Space Conditioning) | SCG | ExAnte2018 | PreRebDown | 0 |  | 40 | Commercial Fitting Insulation <= 1" pipe <=15 psig steam_Outdoor | SHW | Distribute | LiquidCirc | PipeIns | Each | Com | SHW-FittingInsulation-Outdoor<1in-Steam |  | WtrHt-PipeIns-Gas-2017 | WtrHt-PipeIns-Gas-2017 | PR078 | Fitting Insulation, <= 1 inch pipe, <=15 psig steam, Outdoor |  | Uninsulated Pipe on existing buidings | 0 |  | LiquidCirc | PipeIns | Uninsulated Pipe on existing buidings | 0 |  |  |  | 0 | Annual | 0 | 8.67 | 8.67 | 0 |  |  |  |  | 1 | Com | Ex | CZ05 | cWtd | 1 | 0 |  |  | 6.043
SCG | WPSCGWP110812A | 4 | Pipe Insulation( Non-Space Conditioning) | SCG | ExAnte2018 | PreRebDown | 0 |  | 40 | Commercial Fitting Insulation <= 1" pipe <=15 psig steam_Outdoor | SHW | Distribute | LiquidCirc | PipeIns | Each | Com | SHW-FittingInsulation-Outdoor<1in-Steam |  | WtrHt-PipeIns-Gas-2017 | WtrHt-PipeIns-Gas-2017 | PR078 | Fitting Insulation, <= 1 inch pipe, <=15 psig steam, Outdoor |  | Uninsulated Pipe on existing buidings | 0 |  | LiquidCirc | PipeIns | Uninsulated Pipe on existing buidings | 0 |  |  |  | 0 | Annual | 0 | 8.67 | 8.67 | 0 |  |  |  |  | 1 | Com | Ex | CZ11 | cWtd | 1 | 0 |  |  | 6.143
SCG | WPSCGWP110812A | 4 | Pipe Insulation( Non-Space Conditioning) | SCG | ExAnte2018 | PreRebDown | 0 |  | 40 | Commercial Fitting Insulation <= 1" pipe <=15 psig steam_Outdoor | SHW | Distribute | LiquidCirc | PipeIns | Each | Com | SHW-FittingInsulation-Outdoor<1in-Steam |  | WtrHt-PipeIns-Gas-2017 | WtrHt-PipeIns-Gas-2017 | PR078 | Fitting Insulation, <= 1 inch pipe, <=15 psig steam, Outdoor |  | Uninsulated Pipe on existing buidings | 0 |  | LiquidCirc | PipeIns | Uninsulated Pipe on existing buidings | 0 |  |  |  | 0 | Annual | 0 | 8.67 | 8.67 | 0 |  |  |  |  | 1 | Com | Ex | CZ12 | cWtd | 1 | 0 |  |  | 5.705
SCG | WPSCGWP110812A | 4 | Pipe Insulation( Non-Space Conditioning) | SCG | ExAnte2018 | PreRebDown | 0 |  | 40 | Commercial Fitting Insulation <= 1" pipe <=15 psig steam_Outdoor | SHW | Distribute | LiquidCirc | PipeIns | Each | Com | SHW-FittingInsulation-Outdoor<1in-Steam |  | WtrHt-PipeIns-Gas-2017 | WtrHt-PipeIns-Gas-2017 | PR078 | Fitting Insulation, <= 1 inch pipe, <=15 psig steam, Outdoor |  | Uninsulated Pipe on existing buidings | 0 |  | LiquidCirc | PipeIns | Uninsulated Pipe on existing buidings | 0 |  |  |  | 0 | Annual | 0 | 8.67 | 8.67 | 0 |  |  |  |  | 1 | Com | Ex | CZ13 | cWtd | 1 | 0 |  |  | 5.423
SCG | WPSCGWP110812A | 4 | Pipe Insulation( Non-Space Conditioning) | SCG | ExAnte2018 | PreRebDown | 0 |  | 40 | Commercial Fitting Insulation <= 1" pipe <=15 psig steam_Outdoor | SHW | Distribute | LiquidCirc | PipeIns | Each | Com | SHW-FittingInsulation-Outdoor<1in-Steam |  | WtrHt-PipeIns-Gas-2017 | WtrHt-PipeIns-Gas-2017 | PR078 | Fitting Insulation, <= 1 inch pipe, <=15 psig steam, Outdoor |  | Uninsulated Pipe on existing buidings | 0 |  | LiquidCirc | PipeIns | Uninsulated Pipe on existing buidings | 0 |  |  |  | 0 | Annual | 0 | 8.67 | 8.67 | 0 |  |  |  |  | 1 | Com | Ex | CZ14 | cWtd | 1 | 0 |  |  | 6.763
SCG | WPSCGWP110812A | 4 | Pipe Insulation( Non-Space Conditioning) | SCG | ExAnte2018 | PreRebDown | 0 |  | 40 | Commercial Fitting Insulation <= 1" pipe <=15 psig steam_Outdoor | SHW | Distribute | LiquidCirc | PipeIns | Each | Com | SHW-FittingInsulation-Outdoor<1in-Steam |  | WtrHt-PipeIns-Gas-2017 | WtrHt-PipeIns-Gas-2017 | PR078 | Fitting Insulation, <= 1 inch pipe, <=15 psig steam, Outdoor |  | Uninsulated Pipe on existing buidings | 0 |  | LiquidCirc | PipeIns | Uninsulated Pipe on existing buidings | 0 |  |  |  | 0 | Annual | 0 | 8.67 | 8.67 | 0 |  |  |  |  | 1 | Com | Ex | CZ16 | cWtd | 1 | 0 |  |  | 5.632
SCG | WPSCGWP110812A | 4 | Pipe Insulation( Non-Space Conditioning) | SCG | ExAnte2018 | PreRebDown | 0 |  | 41 | Commercial Fitting Insulation 1" < pipe <= 4" <=15 psig steam_Outdoor | SHW | Distribute | LiquidCirc | PipeIns | Each | Com | SHW-FittingInsulation-Outdoor>1in-Steam |  | WtrHt-PipeIns-Gas-2017 | WtrHt-PipeIns-Gas-2017 | PR084 | Fitting Insulation, 1 inch < pipe <= 4 inch, <=15 psig steam, Outdoor |  | Uninsulated Pipe on existing buidings | 0 |  | LiquidCirc | PipeIns | Uninsulated Pipe on existing buidings | 0 |  |  |  | 0 | Annual | 0 | 7.33 | 7.33 | 0 |  |  |  |  | 1 | Com | Ex | CZ01 | cWtd | 1 | 0 |  |  | 8.069
SCG | WPSCGWP110812A | 4 | Pipe Insulation( Non-Space Conditioning) | SCG | ExAnte2018 | PreRebDown | 0 |  | 41 | Commercial Fitting Insulation 1" < pipe <= 4" <=15 psig steam_Outdoor | SHW | Distribute | LiquidCirc | PipeIns | Each | Com | SHW-FittingInsulation-Outdoor>1in-Steam |  | WtrHt-PipeIns-Gas-2017 | WtrHt-PipeIns-Gas-2017 | PR084 | Fitting Insulation, 1 inch < pipe <= 4 inch, <=15 psig steam, Outdoor |  | Uninsulated Pipe on existing buidings | 0 |  | LiquidCirc | PipeIns | Uninsulated Pipe on existing buidings | 0 |  |  |  | 0 | Annual | 0 | 7.33 | 7.33 | 0 |  |  |  |  | 1 | Com | Ex | CZ02 | cWtd | 1 | 0 |  |  | 7.08
SCG | WPSCGWP110812A | 4 | Pipe Insulation( Non-Space Conditioning) | SCG | ExAnte2018 | PreRebDown | 0 |  | 41 | Commercial Fitting Insulation 1" < pipe <= 4" <=15 psig steam_Outdoor | SHW | Distribute | LiquidCirc | PipeIns | Each | Com | SHW-FittingInsulation-Outdoor>1in-Steam |  | WtrHt-PipeIns-Gas-2017 | WtrHt-PipeIns-Gas-2017 | PR084 | Fitting Insulation, 1 inch < pipe <= 4 inch, <=15 psig steam, Outdoor |  | Uninsulated Pipe on existing buidings | 0 |  | LiquidCirc | PipeIns | Uninsulated Pipe on existing buidings | 0 |  |  |  | 0 | Annual | 0 | 7.33 | 7.33 | 0 |  |  |  |  | 1 | Com | Ex | CZ03 | cWtd | 1 | 0 |  |  | 9.022
SCG | WPSCGWP110812A | 4 | Pipe Insulation( Non-Space Conditioning) | SCG | ExAnte2018 | PreRebDown | 0 |  | 41 | Commercial Fitting Insulation 1" < pipe <= 4" <=15 psig steam_Outdoor | SHW | Distribute | LiquidCirc | PipeIns | Each | Com | SHW-FittingInsulation-Outdoor>1in-Steam |  | WtrHt-PipeIns-Gas-2017 | WtrHt-PipeIns-Gas-2017 | PR084 | Fitting Insulation, 1 inch < pipe <= 4 inch, <=15 psig steam, Outdoor |  | Uninsulated Pipe on existing buidings | 0 |  | LiquidCirc | PipeIns | Uninsulated Pipe on existing buidings | 0 |  |  |  | 0 | Annual | 0 | 7.33 | 7.33 | 0 |  |  |  |  | 1 | Com | Ex | CZ04 | cWtd | 1 | 0 |  |  | 8.027
SCG | WPSCGWP110812A | 4 | Pipe Insulation( Non-Space Conditioning) | SCG | ExAnte2018 | PreRebDown | 0 |  | 41 | Commercial Fitting Insulation 1" < pipe <= 4" <=15 psig steam_Outdoor | SHW | Distribute | LiquidCirc | PipeIns | Each | Com | SHW-FittingInsulation-Outdoor>1in-Steam |  | WtrHt-PipeIns-Gas-2017 | WtrHt-PipeIns-Gas-2017 | PR084 | Fitting Insulation, 1 inch < pipe <= 4 inch, <=15 psig steam, Outdoor |  | Uninsulated Pipe on existing buidings | 0 |  | LiquidCirc | PipeIns | Uninsulated Pipe on existing buidings | 0 |  |  |  | 0 | Annual | 0 | 7.33 | 7.33 | 0 |  |  |  |  | 1 | Com | Ex | CZ05 | cWtd | 1 | 0 |  |  | 8.205
SCG | WPSCGWP110812A | 4 | Pipe Insulation( Non-Space Conditioning) | SCG | ExAnte2018 | PreRebDown | 0 |  | 41 | Commercial Fitting Insulation 1" < pipe <= 4" <=15 psig steam_Outdoor | SHW | Distribute | LiquidCirc | PipeIns | Each | Com | SHW-FittingInsulation-Outdoor>1in-Steam |  | WtrHt-PipeIns-Gas-2017 | WtrHt-PipeIns-Gas-2017 | PR084 | Fitting Insulation, 1 inch < pipe <= 4 inch, <=15 psig steam, Outdoor |  | Uninsulated Pipe on existing buidings | 0 |  | LiquidCirc | PipeIns | Uninsulated Pipe on existing buidings | 0 |  |  |  | 0 | Annual | 0 | 7.33 | 7.33 | 0 |  |  |  |  | 1 | Com | Ex | CZ11 | cWtd | 1 | 0 |  |  | 8.138
SCG | WPSCGWP110812A | 4 | Pipe Insulation( Non-Space Conditioning) | SCG | ExAnte2018 | PreRebDown | 0 |  | 41 | Commercial Fitting Insulation 1" < pipe <= 4" <=15 psig steam_Outdoor | SHW | Distribute | LiquidCirc | PipeIns | Each | Com | SHW-FittingInsulation-Outdoor>1in-Steam |  | WtrHt-PipeIns-Gas-2017 | WtrHt-PipeIns-Gas-2017 | PR084 | Fitting Insulation, 1 inch < pipe <= 4 inch, <=15 psig steam, Outdoor |  | Uninsulated Pipe on existing buidings | 0 |  | LiquidCirc | PipeIns | Uninsulated Pipe on existing buidings | 0 |  |  |  | 0 | Annual | 0 | 7.33 | 7.33 | 0 |  |  |  |  | 1 | Com | Ex | CZ12 | cWtd | 1 | 0 |  |  | 7.61
SCG | WPSCGWP110812A | 4 | Pipe Insulation( Non-Space Conditioning) | SCG | ExAnte2018 | PreRebDown | 0 |  | 41 | Commercial Fitting Insulation 1" < pipe <= 4" <=15 psig steam_Outdoor | SHW | Distribute | LiquidCirc | PipeIns | Each | Com | SHW-FittingInsulation-Outdoor>1in-Steam |  | WtrHt-PipeIns-Gas-2017 | WtrHt-PipeIns-Gas-2017 | PR084 | Fitting Insulation, 1 inch < pipe <= 4 inch, <=15 psig steam, Outdoor |  | Uninsulated Pipe on existing buidings | 0 |  | LiquidCirc | PipeIns | Uninsulated Pipe on existing buidings | 0 |  |  |  | 0 | Annual | 0 | 7.33 | 7.33 | 0 |  |  |  |  | 1 | Com | Ex | CZ13 | cWtd | 1 | 0 |  |  | 7.161
SCG | WPSCGWP110812A | 4 | Pipe Insulation( Non-Space Conditioning) | SCG | ExAnte2018 | PreRebDown | 0 |  | 41 | Commercial Fitting Insulation 1" < pipe <= 4" <=15 psig steam_Outdoor | SHW | Distribute | LiquidCirc | PipeIns | Each | Com | SHW-FittingInsulation-Outdoor>1in-Steam |  | WtrHt-PipeIns-Gas-2017 | WtrHt-PipeIns-Gas-2017 | PR084 | Fitting Insulation, 1 inch < pipe <= 4 inch, <=15 psig steam, Outdoor |  | Uninsulated Pipe on existing buidings | 0 |  | LiquidCirc | PipeIns | Uninsulated Pipe on existing buidings | 0 |  |  |  | 0 | Annual | 0 | 7.33 | 7.33 | 0 |  |  |  |  | 1 | Com | Ex | CZ14 | cWtd | 1 | 0 |  |  | 8.983
SCG | WPSCGWP110812A | 4 | Pipe Insulation( Non-Space Conditioning) | SCG | ExAnte2018 | PreRebDown | 0 |  | 41 | Commercial Fitting Insulation 1" < pipe <= 4" <=15 psig steam_Outdoor | SHW | Distribute | LiquidCirc | PipeIns | Each | Com | SHW-FittingInsulation-Outdoor>1in-Steam |  | WtrHt-PipeIns-Gas-2017 | WtrHt-PipeIns-Gas-2017 | PR084 | Fitting Insulation, 1 inch < pipe <= 4 inch, <=15 psig steam, Outdoor |  | Uninsulated Pipe on existing buidings | 0 |  | LiquidCirc | PipeIns | Uninsulated Pipe on existing buidings | 0 |  |  |  | 0 | Annual | 0 | 7.33 | 7.33 | 0 |  |  |  |  | 1 | Com | Ex | CZ16 | cWtd | 1 | 0 |  |  | 7.73
SCG | WPSCGWP110812A | 4 | Pipe Insulation( Non-Space Conditioning) | SCG | ExAnte2018 | PreRebDown | 0 |  | 42 | Commercial Fitting Insulation > 4" pipe <=15 psig steam_Outdoor | SHW | Distribute | LiquidCirc | PipeIns | Each | Com | SHW-FittingInsulation-Outdoor>1in-Steam |  | WtrHt-PipeIns-Gas-2017 | WtrHt-PipeIns-Gas-2017 | PR081 | Fitting Insulation, > 4 inch pipe, <=15 psig steam, Outdoor |  | Uninsulated Pipe on existing buidings | 0 |  | LiquidCirc | PipeIns | Uninsulated Pipe on existing buidings | 0 |  |  |  | 0 | Annual | 0 | 7.33 | 7.33 | 0 |  |  |  |  | 1 | Com | Ex | CZ01 | cWtd | 1 | 0 |  |  | 41.772
SCG | WPSCGWP110812A | 4 | Pipe Insulation( Non-Space Conditioning) | SCG | ExAnte2018 | PreRebDown | 0 |  | 42 | Commercial Fitting Insulation > 4" pipe <=15 psig steam_Outdoor | SHW | Distribute | LiquidCirc | PipeIns | Each | Com | SHW-FittingInsulation-Outdoor>1in-Steam |  | WtrHt-PipeIns-Gas-2017 | WtrHt-PipeIns-Gas-2017 | PR081 | Fitting Insulation, > 4 inch pipe, <=15 psig steam, Outdoor |  | Uninsulated Pipe on existing buidings | 0 |  | LiquidCirc | PipeIns | Uninsulated Pipe on existing buidings | 0 |  |  |  | 0 | Annual | 0 | 7.33 | 7.33 | 0 |  |  |  |  | 1 | Com | Ex | CZ02 | cWtd | 1 | 0 |  |  | 37.762
SCG | WPSCGWP110812A | 4 | Pipe Insulation( Non-Space Conditioning) | SCG | ExAnte2018 | PreRebDown | 0 |  | 42 | Commercial Fitting Insulation > 4" pipe <=15 psig steam_Outdoor | SHW | Distribute | LiquidCirc | PipeIns | Each | Com | SHW-FittingInsulation-Outdoor>1in-Steam |  | WtrHt-PipeIns-Gas-2017 | WtrHt-PipeIns-Gas-2017 | PR081 | Fitting Insulation, > 4 inch pipe, <=15 psig steam, Outdoor |  | Uninsulated Pipe on existing buidings | 0 |  | LiquidCirc | PipeIns | Uninsulated Pipe on existing buidings | 0 |  |  |  | 0 | Annual | 0 | 7.33 | 7.33 | 0 |  |  |  |  | 1 | Com | Ex | CZ03 | cWtd | 1 | 0 |  |  | 46.963
SCG | WPSCGWP110812A | 4 | Pipe Insulation( Non-Space Conditioning) | SCG | ExAnte2018 | PreRebDown | 0 |  | 42 | Commercial Fitting Insulation > 4" pipe <=15 psig steam_Outdoor | SHW | Distribute | LiquidCirc | PipeIns | Each | Com | SHW-FittingInsulation-Outdoor>1in-Steam |  | WtrHt-PipeIns-Gas-2017 | WtrHt-PipeIns-Gas-2017 | PR081 | Fitting Insulation, > 4 inch pipe, <=15 psig steam, Outdoor |  | Uninsulated Pipe on existing buidings | 0 |  | LiquidCirc | PipeIns | Uninsulated Pipe on existing buidings | 0 |  |  |  | 0 | Annual | 0 | 7.33 | 7.33 | 0 |  |  |  |  | 1 | Com | Ex | CZ04 | cWtd | 1 | 0 |  |  | 42.452
SCG | WPSCGWP110812A | 4 | Pipe Insulation( Non-Space Conditioning) | SCG | ExAnte2018 | PreRebDown | 0 |  | 42 | Commercial Fitting Insulation > 4" pipe <=15 psig steam_Outdoor | SHW | Distribute | LiquidCirc | PipeIns | Each | Com | SHW-FittingInsulation-Outdoor>1in-Steam |  | WtrHt-PipeIns-Gas-2017 | WtrHt-PipeIns-Gas-2017 | PR081 | Fitting Insulation, > 4 inch pipe, <=15 psig steam, Outdoor |  | Uninsulated Pipe on existing buidings | 0 |  | LiquidCirc | PipeIns | Uninsulated Pipe on existing buidings | 0 |  |  |  | 0 | Annual | 0 | 7.33 | 7.33 | 0 |  |  |  |  | 1 | Com | Ex | CZ05 | cWtd | 1 | 0 |  |  | 42.863
SCG | WPSCGWP110812A | 4 | Pipe Insulation( Non-Space Conditioning) | SCG | ExAnte2018 | PreRebDown | 0 |  | 42 | Commercial Fitting Insulation > 4" pipe <=15 psig steam_Outdoor | SHW | Distribute | LiquidCirc | PipeIns | Each | Com | SHW-FittingInsulation-Outdoor>1in-Steam |  | WtrHt-PipeIns-Gas-2017 | WtrHt-PipeIns-Gas-2017 | PR081 | Fitting Insulation, > 4 inch pipe, <=15 psig steam, Outdoor |  | Uninsulated Pipe on existing buidings | 0 |  | LiquidCirc | PipeIns | Uninsulated Pipe on existing buidings | 0 |  |  |  | 0 | Annual | 0 | 7.33 | 7.33 | 0 |  |  |  |  | 1 | Com | Ex | CZ11 | cWtd | 1 | 0 |  |  | 43.427
SCG | WPSCGWP110812A | 4 | Pipe Insulation( Non-Space Conditioning) | SCG | ExAnte2018 | PreRebDown | 0 |  | 42 | Commercial Fitting Insulation > 4" pipe <=15 psig steam_Outdoor | SHW | Distribute | LiquidCirc | PipeIns | Each | Com | SHW-FittingInsulation-Outdoor>1in-Steam |  | WtrHt-PipeIns-Gas-2017 | WtrHt-PipeIns-Gas-2017 | PR081 | Fitting Insulation, > 4 inch pipe, <=15 psig steam, Outdoor |  | Uninsulated Pipe on existing buidings | 0 |  | LiquidCirc | PipeIns | Uninsulated Pipe on existing buidings | 0 |  |  |  | 0 | Annual | 0 | 7.33 | 7.33 | 0 |  |  |  |  | 1 | Com | Ex | CZ12 | cWtd | 1 | 0 |  |  | 40.601
SCG | WPSCGWP110812A | 4 | Pipe Insulation( Non-Space Conditioning) | SCG | ExAnte2018 | PreRebDown | 0 |  | 42 | Commercial Fitting Insulation > 4" pipe <=15 psig steam_Outdoor | SHW | Distribute | LiquidCirc | PipeIns | Each | Com | SHW-FittingInsulation-Outdoor>1in-Steam |  | WtrHt-PipeIns-Gas-2017 | WtrHt-PipeIns-Gas-2017 | PR081 | Fitting Insulation, > 4 inch pipe, <=15 psig steam, Outdoor |  | Uninsulated Pipe on existing buidings | 0 |  | LiquidCirc | PipeIns | Uninsulated Pipe on existing buidings | 0 |  |  |  | 0 | Annual | 0 | 7.33 | 7.33 | 0 |  |  |  |  | 1 | Com | Ex | CZ13 | cWtd | 1 | 0 |  |  | 38.777
SCG | WPSCGWP110812A | 4 | Pipe Insulation( Non-Space Conditioning) | SCG | ExAnte2018 | PreRebDown | 0 |  | 42 | Commercial Fitting Insulation > 4" pipe <=15 psig steam_Outdoor | SHW | Distribute | LiquidCirc | PipeIns | Each | Com | SHW-FittingInsulation-Outdoor>1in-Steam |  | WtrHt-PipeIns-Gas-2017 | WtrHt-PipeIns-Gas-2017 | PR081 | Fitting Insulation, > 4 inch pipe, <=15 psig steam, Outdoor |  | Uninsulated Pipe on existing buidings | 0 |  | LiquidCirc | PipeIns | Uninsulated Pipe on existing buidings | 0 |  |  |  | 0 | Annual | 0 | 7.33 | 7.33 | 0 |  |  |  |  | 1 | Com | Ex | CZ14 | cWtd | 1 | 0 |  |  | 47.55
SCG | WPSCGWP110812A | 4 | Pipe Insulation( Non-Space Conditioning) | SCG | ExAnte2018 | PreRebDown | 0 |  | 42 | Commercial Fitting Insulation > 4" pipe <=15 psig steam_Outdoor | SHW | Distribute | LiquidCirc | PipeIns | Each | Com | SHW-FittingInsulation-Outdoor>1in-Steam |  | WtrHt-PipeIns-Gas-2017 | WtrHt-PipeIns-Gas-2017 | PR081 | Fitting Insulation, > 4 inch pipe, <=15 psig steam, Outdoor |  | Uninsulated Pipe on existing buidings | 0 |  | LiquidCirc | PipeIns | Uninsulated Pipe on existing buidings | 0 |  |  |  | 0 | Annual | 0 | 7.33 | 7.33 | 0 |  |  |  |  | 1 | Com | Ex | CZ16 | cWtd | 1 | 0 |  |  | 40.266
SCG | WPSCGWP110812A | 4 | Pipe Insulation( Non-Space Conditioning) | SCG | ExAnte2018 | PreRebDown | 0 |  | 43 | Commercial Fitting Insulation <= 1" pipe >15 psig steam_Outdoor | SHW | Distribute | LiquidCirc | PipeIns | Each | Com | SHW-FittingInsulation-Outdoor<1in-Steam |  | WtrHt-PipeIns-Gas-2017 | WtrHt-PipeIns-Gas-2017 | PR079 | Fitting Insulation, <= 1 inch pipe, >15 psig steam, Outdoor |  | Uninsulated Pipe on existing buidings | 0 |  | LiquidCirc | PipeIns | Uninsulated Pipe on existing buidings | 0 |  |  |  | 0 | Annual | 0 | 8.67 | 8.67 | 0 |  |  |  |  | 1 | Com | Ex | CZ01 | cWtd | 1 | 0 |  |  | 7.758
SCG | WPSCGWP110812A | 4 | Pipe Insulation( Non-Space Conditioning) | SCG | ExAnte2018 | PreRebDown | 0 |  | 43 | Commercial Fitting Insulation <= 1" pipe >15 psig steam_Outdoor | SHW | Distribute | LiquidCirc | PipeIns | Each | Com | SHW-FittingInsulation-Outdoor<1in-Steam |  | WtrHt-PipeIns-Gas-2017 | WtrHt-PipeIns-Gas-2017 | PR079 | Fitting Insulation, <= 1 inch pipe, >15 psig steam, Outdoor |  | Uninsulated Pipe on existing buidings | 0 |  | LiquidCirc | PipeIns | Uninsulated Pipe on existing buidings | 0 |  |  |  | 0 | Annual | 0 | 8.67 | 8.67 | 0 |  |  |  |  | 1 | Com | Ex | CZ02 | cWtd | 1 | 0 |  |  | 7.005
SCG | WPSCGWP110812A | 4 | Pipe Insulation( Non-Space Conditioning) | SCG | ExAnte2018 | PreRebDown | 0 |  | 43 | Commercial Fitting Insulation <= 1" pipe >15 psig steam_Outdoor | SHW | Distribute | LiquidCirc | PipeIns | Each | Com | SHW-FittingInsulation-Outdoor<1in-Steam |  | WtrHt-PipeIns-Gas-2017 | WtrHt-PipeIns-Gas-2017 | PR079 | Fitting Insulation, <= 1 inch pipe, >15 psig steam, Outdoor |  | Uninsulated Pipe on existing buidings | 0 |  | LiquidCirc | PipeIns | Uninsulated Pipe on existing buidings | 0 |  |  |  | 0 | Annual | 0 | 8.67 | 8.67 | 0 |  |  |  |  | 1 | Com | Ex | CZ03 | cWtd | 1 | 0 |  |  | 8.839
SCG | WPSCGWP110812A | 4 | Pipe Insulation( Non-Space Conditioning) | SCG | ExAnte2018 | PreRebDown | 0 |  | 43 | Commercial Fitting Insulation <= 1" pipe >15 psig steam_Outdoor | SHW | Distribute | LiquidCirc | PipeIns | Each | Com | SHW-FittingInsulation-Outdoor<1in-Steam |  | WtrHt-PipeIns-Gas-2017 | WtrHt-PipeIns-Gas-2017 | PR079 | Fitting Insulation, <= 1 inch pipe, >15 psig steam, Outdoor |  | Uninsulated Pipe on existing buidings | 0 |  | LiquidCirc | PipeIns | Uninsulated Pipe on existing buidings | 0 |  |  |  | 0 | Annual | 0 | 8.67 | 8.67 | 0 |  |  |  |  | 1 | Com | Ex | CZ04 | cWtd | 1 | 0 |  |  | 7.977
SCG | WPSCGWP110812A | 4 | Pipe Insulation( Non-Space Conditioning) | SCG | ExAnte2018 | PreRebDown | 0 |  | 43 | Commercial Fitting Insulation <= 1" pipe >15 psig steam_Outdoor | SHW | Distribute | LiquidCirc | PipeIns | Each | Com | SHW-FittingInsulation-Outdoor<1in-Steam |  | WtrHt-PipeIns-Gas-2017 | WtrHt-PipeIns-Gas-2017 | PR079 | Fitting Insulation, <= 1 inch pipe, >15 psig steam, Outdoor |  | Uninsulated Pipe on existing buidings | 0 |  | LiquidCirc | PipeIns | Uninsulated Pipe on existing buidings | 0 |  |  |  | 0 | Annual | 0 | 8.67 | 8.67 | 0 |  |  |  |  | 1 | Com | Ex | CZ05 | cWtd | 1 | 0 |  |  | 8.02
SCG | WPSCGWP110812A | 4 | Pipe Insulation( Non-Space Conditioning) | SCG | ExAnte2018 | PreRebDown | 0 |  | 43 | Commercial Fitting Insulation <= 1" pipe >15 psig steam_Outdoor | SHW | Distribute | LiquidCirc | PipeIns | Each | Com | SHW-FittingInsulation-Outdoor<1in-Steam |  | WtrHt-PipeIns-Gas-2017 | WtrHt-PipeIns-Gas-2017 | PR079 | Fitting Insulation, <= 1 inch pipe, >15 psig steam, Outdoor |  | Uninsulated Pipe on existing buidings | 0 |  | LiquidCirc | PipeIns | Uninsulated Pipe on existing buidings | 0 |  |  |  | 0 | Annual | 0 | 8.67 | 8.67 | 0 |  |  |  |  | 1 | Com | Ex | CZ11 | cWtd | 1 | 0 |  |  | 8.209
SCG | WPSCGWP110812A | 4 | Pipe Insulation( Non-Space Conditioning) | SCG | ExAnte2018 | PreRebDown | 0 |  | 43 | Commercial Fitting Insulation <= 1" pipe >15 psig steam_Outdoor | SHW | Distribute | LiquidCirc | PipeIns | Each | Com | SHW-FittingInsulation-Outdoor<1in-Steam |  | WtrHt-PipeIns-Gas-2017 | WtrHt-PipeIns-Gas-2017 | PR079 | Fitting Insulation, <= 1 inch pipe, >15 psig steam, Outdoor |  | Uninsulated Pipe on existing buidings | 0 |  | LiquidCirc | PipeIns | Uninsulated Pipe on existing buidings | 0 |  |  |  | 0 | Annual | 0 | 8.67 | 8.67 | 0 |  |  |  |  | 1 | Com | Ex | CZ12 | cWtd | 1 | 0 |  |  | 7.622
SCG | WPSCGWP110812A | 4 | Pipe Insulation( Non-Space Conditioning) | SCG | ExAnte2018 | PreRebDown | 0 |  | 43 | Commercial Fitting Insulation <= 1" pipe >15 psig steam_Outdoor | SHW | Distribute | LiquidCirc | PipeIns | Each | Com | SHW-FittingInsulation-Outdoor<1in-Steam |  | WtrHt-PipeIns-Gas-2017 | WtrHt-PipeIns-Gas-2017 | PR079 | Fitting Insulation, <= 1 inch pipe, >15 psig steam, Outdoor |  | Uninsulated Pipe on existing buidings | 0 |  | LiquidCirc | PipeIns | Uninsulated Pipe on existing buidings | 0 |  |  |  | 0 | Annual | 0 | 8.67 | 8.67 | 0 |  |  |  |  | 1 | Com | Ex | CZ13 | cWtd | 1 | 0 |  |  | 7.287
SCG | WPSCGWP110812A | 4 | Pipe Insulation( Non-Space Conditioning) | SCG | ExAnte2018 | PreRebDown | 0 |  | 43 | Commercial Fitting Insulation <= 1" pipe >15 psig steam_Outdoor | SHW | Distribute | LiquidCirc | PipeIns | Each | Com | SHW-FittingInsulation-Outdoor<1in-Steam |  | WtrHt-PipeIns-Gas-2017 | WtrHt-PipeIns-Gas-2017 | PR079 | Fitting Insulation, <= 1 inch pipe, >15 psig steam, Outdoor |  | Uninsulated Pipe on existing buidings | 0 |  | LiquidCirc | PipeIns | Uninsulated Pipe on existing buidings | 0 |  |  |  | 0 | Annual | 0 | 8.67 | 8.67 | 0 |  |  |  |  | 1 | Com | Ex | CZ14 | cWtd | 1 | 0 |  |  | 9.012
SCG | WPSCGWP110812A | 4 | Pipe Insulation( Non-Space Conditioning) | SCG | ExAnte2018 | PreRebDown | 0 |  | 43 | Commercial Fitting Insulation <= 1" pipe >15 psig steam_Outdoor | SHW | Distribute | LiquidCirc | PipeIns | Each | Com | SHW-FittingInsulation-Outdoor<1in-Steam |  | WtrHt-PipeIns-Gas-2017 | WtrHt-PipeIns-Gas-2017 | PR079 | Fitting Insulation, <= 1 inch pipe, >15 psig steam, Outdoor |  | Uninsulated Pipe on existing buidings | 0 |  | LiquidCirc | PipeIns | Uninsulated Pipe on existing buidings | 0 |  |  |  | 0 | Annual | 0 | 8.67 | 8.67 | 0 |  |  |  |  | 1 | Com | Ex | CZ16 | cWtd | 1 | 0 |  |  | 7.463
SCG | WPSCGWP110812A | 4 | Pipe Insulation( Non-Space Conditioning) | SCG | ExAnte2018 | PreRebDown | 0 |  | 44 | Commercial Fitting Insulation 1" < pipe <= 4" >15 psig steam_Outdoor | SHW | Distribute | LiquidCirc | PipeIns | Each | Com | SHW-FittingInsulation-Outdoor>1in-Steam |  | WtrHt-PipeIns-Gas-2017 | WtrHt-PipeIns-Gas-2017 | PR085 | Fitting Insulation, 1 inch < pipe <= 4 inch, >15 psig steam, Outdoor |  | Uninsulated Pipe on existing buidings | 0 |  | LiquidCirc | PipeIns | Uninsulated Pipe on existing buidings | 0 |  |  |  | 0 | Annual | 0 | 7.33 | 7.33 | 0 |  |  |  |  | 1 | Com | Ex | CZ01 | cWtd | 1 | 0 |  |  | 17.715
SCG | WPSCGWP110812A | 4 | Pipe Insulation( Non-Space Conditioning) | SCG | ExAnte2018 | PreRebDown | 0 |  | 44 | Commercial Fitting Insulation 1" < pipe <= 4" >15 psig steam_Outdoor | SHW | Distribute | LiquidCirc | PipeIns | Each | Com | SHW-FittingInsulation-Outdoor>1in-Steam |  | WtrHt-PipeIns-Gas-2017 | WtrHt-PipeIns-Gas-2017 | PR085 | Fitting Insulation, 1 inch < pipe <= 4 inch, >15 psig steam, Outdoor |  | Uninsulated Pipe on existing buidings | 0 |  | LiquidCirc | PipeIns | Uninsulated Pipe on existing buidings | 0 |  |  |  | 0 | Annual | 0 | 7.33 | 7.33 | 0 |  |  |  |  | 1 | Com | Ex | CZ02 | cWtd | 1 | 0 |  |  | 16.08
SCG | WPSCGWP110812A | 4 | Pipe Insulation( Non-Space Conditioning) | SCG | ExAnte2018 | PreRebDown | 0 |  | 44 | Commercial Fitting Insulation 1" < pipe <= 4" >15 psig steam_Outdoor | SHW | Distribute | LiquidCirc | PipeIns | Each | Com | SHW-FittingInsulation-Outdoor>1in-Steam |  | WtrHt-PipeIns-Gas-2017 | WtrHt-PipeIns-Gas-2017 | PR085 | Fitting Insulation, 1 inch < pipe <= 4 inch, >15 psig steam, Outdoor |  | Uninsulated Pipe on existing buidings | 0 |  | LiquidCirc | PipeIns | Uninsulated Pipe on existing buidings | 0 |  |  |  | 0 | Annual | 0 | 7.33 | 7.33 | 0 |  |  |  |  | 1 | Com | Ex | CZ03 | cWtd | 1 | 0 |  |  | 20.06
SCG | WPSCGWP110812A | 4 | Pipe Insulation( Non-Space Conditioning) | SCG | ExAnte2018 | PreRebDown | 0 |  | 44 | Commercial Fitting Insulation 1" < pipe <= 4" >15 psig steam_Outdoor | SHW | Distribute | LiquidCirc | PipeIns | Each | Com | SHW-FittingInsulation-Outdoor>1in-Steam |  | WtrHt-PipeIns-Gas-2017 | WtrHt-PipeIns-Gas-2017 | PR085 | Fitting Insulation, 1 inch < pipe <= 4 inch, >15 psig steam, Outdoor |  | Uninsulated Pipe on existing buidings | 0 |  | LiquidCirc | PipeIns | Uninsulated Pipe on existing buidings | 0 |  |  |  | 0 | Annual | 0 | 7.33 | 7.33 | 0 |  |  |  |  | 1 | Com | Ex | CZ04 | cWtd | 1 | 0 |  |  | 18.176
SCG | WPSCGWP110812A | 4 | Pipe Insulation( Non-Space Conditioning) | SCG | ExAnte2018 | PreRebDown | 0 |  | 44 | Commercial Fitting Insulation 1" < pipe <= 4" >15 psig steam_Outdoor | SHW | Distribute | LiquidCirc | PipeIns | Each | Com | SHW-FittingInsulation-Outdoor>1in-Steam |  | WtrHt-PipeIns-Gas-2017 | WtrHt-PipeIns-Gas-2017 | PR085 | Fitting Insulation, 1 inch < pipe <= 4 inch, >15 psig steam, Outdoor |  | Uninsulated Pipe on existing buidings | 0 |  | LiquidCirc | PipeIns | Uninsulated Pipe on existing buidings | 0 |  |  |  | 0 | Annual | 0 | 7.33 | 7.33 | 0 |  |  |  |  | 1 | Com | Ex | CZ05 | cWtd | 1 | 0 |  |  | 18.279
SCG | WPSCGWP110812A | 4 | Pipe Insulation( Non-Space Conditioning) | SCG | ExAnte2018 | PreRebDown | 0 |  | 44 | Commercial Fitting Insulation 1" < pipe <= 4" >15 psig steam_Outdoor | SHW | Distribute | LiquidCirc | PipeIns | Each | Com | SHW-FittingInsulation-Outdoor>1in-Steam |  | WtrHt-PipeIns-Gas-2017 | WtrHt-PipeIns-Gas-2017 | PR085 | Fitting Insulation, 1 inch < pipe <= 4 inch, >15 psig steam, Outdoor |  | Uninsulated Pipe on existing buidings | 0 |  | LiquidCirc | PipeIns | Uninsulated Pipe on existing buidings | 0 |  |  |  | 0 | Annual | 0 | 7.33 | 7.33 | 0 |  |  |  |  | 1 | Com | Ex | CZ11 | cWtd | 1 | 0 |  |  | 18.687
SCG | WPSCGWP110812A | 4 | Pipe Insulation( Non-Space Conditioning) | SCG | ExAnte2018 | PreRebDown | 0 |  | 44 | Commercial Fitting Insulation 1" < pipe <= 4" >15 psig steam_Outdoor | SHW | Distribute | LiquidCirc | PipeIns | Each | Com | SHW-FittingInsulation-Outdoor>1in-Steam |  | WtrHt-PipeIns-Gas-2017 | WtrHt-PipeIns-Gas-2017 | PR085 | Fitting Insulation, 1 inch < pipe <= 4 inch, >15 psig steam, Outdoor |  | Uninsulated Pipe on existing buidings | 0 |  | LiquidCirc | PipeIns | Uninsulated Pipe on existing buidings | 0 |  |  |  | 0 | Annual | 0 | 7.33 | 7.33 | 0 |  |  |  |  | 1 | Com | Ex | CZ12 | cWtd | 1 | 0 |  |  | 17.407
SCG | WPSCGWP110812A | 4 | Pipe Insulation( Non-Space Conditioning) | SCG | ExAnte2018 | PreRebDown | 0 |  | 44 | Commercial Fitting Insulation 1" < pipe <= 4" >15 psig steam_Outdoor | SHW | Distribute | LiquidCirc | PipeIns | Each | Com | SHW-FittingInsulation-Outdoor>1in-Steam |  | WtrHt-PipeIns-Gas-2017 | WtrHt-PipeIns-Gas-2017 | PR085 | Fitting Insulation, 1 inch < pipe <= 4 inch, >15 psig steam, Outdoor |  | Uninsulated Pipe on existing buidings | 0 |  | LiquidCirc | PipeIns | Uninsulated Pipe on existing buidings | 0 |  |  |  | 0 | Annual | 0 | 7.33 | 7.33 | 0 |  |  |  |  | 1 | Com | Ex | CZ13 | cWtd | 1 | 0 |  |  | 16.677
SCG | WPSCGWP110812A | 4 | Pipe Insulation( Non-Space Conditioning) | SCG | ExAnte2018 | PreRebDown | 0 |  | 44 | Commercial Fitting Insulation 1" < pipe <= 4" >15 psig steam_Outdoor | SHW | Distribute | LiquidCirc | PipeIns | Each | Com | SHW-FittingInsulation-Outdoor>1in-Steam |  | WtrHt-PipeIns-Gas-2017 | WtrHt-PipeIns-Gas-2017 | PR085 | Fitting Insulation, 1 inch < pipe <= 4 inch, >15 psig steam, Outdoor |  | Uninsulated Pipe on existing buidings | 0 |  | LiquidCirc | PipeIns | Uninsulated Pipe on existing buidings | 0 |  |  |  | 0 | Annual | 0 | 7.33 | 7.33 | 0 |  |  |  |  | 1 | Com | Ex | CZ14 | cWtd | 1 | 0 |  |  | 20.435
SCG | WPSCGWP110812A | 4 | Pipe Insulation( Non-Space Conditioning) | SCG | ExAnte2018 | PreRebDown | 0 |  | 44 | Commercial Fitting Insulation 1" < pipe <= 4" >15 psig steam_Outdoor | SHW | Distribute | LiquidCirc | PipeIns | Each | Com | SHW-FittingInsulation-Outdoor>1in-Steam |  | WtrHt-PipeIns-Gas-2017 | WtrHt-PipeIns-Gas-2017 | PR085 | Fitting Insulation, 1 inch < pipe <= 4 inch, >15 psig steam, Outdoor |  | Uninsulated Pipe on existing buidings | 0 |  | LiquidCirc | PipeIns | Uninsulated Pipe on existing buidings | 0 |  |  |  | 0 | Annual | 0 | 7.33 | 7.33 | 0 |  |  |  |  | 1 | Com | Ex | CZ16 | cWtd | 1 | 0 |  |  | 17.065
SCG | WPSCGWP110812A | 4 | Pipe Insulation( Non-Space Conditioning) | SCG | ExAnte2018 | PreRebDown | 0 |  | 45 | Commercial Fitting Insulation > 4" pipe >15 psig steam_Outdoor | SHW | Distribute | LiquidCirc | PipeIns | Each | Com | SHW-FittingInsulation-Outdoor>1in-Steam |  | WtrHt-PipeIns-Gas-2017 | WtrHt-PipeIns-Gas-2017 | PR082 | Fitting Insulation, > 4 inch pipe, >15 psig steam, Outdoor |  | Uninsulated Pipe on existing buidings | 0 |  | LiquidCirc | PipeIns | Uninsulated Pipe on existing buidings | 0 |  |  |  | 0 | Annual | 0 | 7.33 | 7.33 | 0 |  |  |  |  | 1 | Com | Ex | CZ01 | cWtd | 1 | 0 |  |  | 56.366
SCG | WPSCGWP110812A | 4 | Pipe Insulation( Non-Space Conditioning) | SCG | ExAnte2018 | PreRebDown | 0 |  | 45 | Commercial Fitting Insulation > 4" pipe >15 psig steam_Outdoor | SHW | Distribute | LiquidCirc | PipeIns | Each | Com | SHW-FittingInsulation-Outdoor>1in-Steam |  | WtrHt-PipeIns-Gas-2017 | WtrHt-PipeIns-Gas-2017 | PR082 | Fitting Insulation, > 4 inch pipe, >15 psig steam, Outdoor |  | Uninsulated Pipe on existing buidings | 0 |  | LiquidCirc | PipeIns | Uninsulated Pipe on existing buidings | 0 |  |  |  | 0 | Annual | 0 | 7.33 | 7.33 | 0 |  |  |  |  | 1 | Com | Ex | CZ02 | cWtd | 1 | 0 |  |  | 51.58
SCG | WPSCGWP110812A | 4 | Pipe Insulation( Non-Space Conditioning) | SCG | ExAnte2018 | PreRebDown | 0 |  | 45 | Commercial Fitting Insulation > 4" pipe >15 psig steam_Outdoor | SHW | Distribute | LiquidCirc | PipeIns | Each | Com | SHW-FittingInsulation-Outdoor>1in-Steam |  | WtrHt-PipeIns-Gas-2017 | WtrHt-PipeIns-Gas-2017 | PR082 | Fitting Insulation, > 4 inch pipe, >15 psig steam, Outdoor |  | Uninsulated Pipe on existing buidings | 0 |  | LiquidCirc | PipeIns | Uninsulated Pipe on existing buidings | 0 |  |  |  | 0 | Annual | 0 | 7.33 | 7.33 | 0 |  |  |  |  | 1 | Com | Ex | CZ03 | cWtd | 1 | 0 |  |  | 63.265
SCG | WPSCGWP110812A | 4 | Pipe Insulation( Non-Space Conditioning) | SCG | ExAnte2018 | PreRebDown | 0 |  | 45 | Commercial Fitting Insulation > 4" pipe >15 psig steam_Outdoor | SHW | Distribute | LiquidCirc | PipeIns | Each | Com | SHW-FittingInsulation-Outdoor>1in-Steam |  | WtrHt-PipeIns-Gas-2017 | WtrHt-PipeIns-Gas-2017 | PR082 | Fitting Insulation, > 4 inch pipe, >15 psig steam, Outdoor |  | Uninsulated Pipe on existing buidings | 0 |  | LiquidCirc | PipeIns | Uninsulated Pipe on existing buidings | 0 |  |  |  | 0 | Annual | 0 | 7.33 | 7.33 | 0 |  |  |  |  | 1 | Com | Ex | CZ04 | cWtd | 1 | 0 |  |  | 57.653
SCG | WPSCGWP110812A | 4 | Pipe Insulation( Non-Space Conditioning) | SCG | ExAnte2018 | PreRebDown | 0 |  | 45 | Commercial Fitting Insulation > 4" pipe >15 psig steam_Outdoor | SHW | Distribute | LiquidCirc | PipeIns | Each | Com | SHW-FittingInsulation-Outdoor>1in-Steam |  | WtrHt-PipeIns-Gas-2017 | WtrHt-PipeIns-Gas-2017 | PR082 | Fitting Insulation, > 4 inch pipe, >15 psig steam, Outdoor |  | Uninsulated Pipe on existing buidings | 0 |  | LiquidCirc | PipeIns | Uninsulated Pipe on existing buidings | 0 |  |  |  | 0 | Annual | 0 | 7.33 | 7.33 | 0 |  |  |  |  | 1 | Com | Ex | CZ05 | cWtd | 1 | 0 |  |  | 57.978
SCG | WPSCGWP110812A | 4 | Pipe Insulation( Non-Space Conditioning) | SCG | ExAnte2018 | PreRebDown | 0 |  | 45 | Commercial Fitting Insulation > 4" pipe >15 psig steam_Outdoor | SHW | Distribute | LiquidCirc | PipeIns | Each | Com | SHW-FittingInsulation-Outdoor>1in-Steam |  | WtrHt-PipeIns-Gas-2017 | WtrHt-PipeIns-Gas-2017 | PR082 | Fitting Insulation, > 4 inch pipe, >15 psig steam, Outdoor |  | Uninsulated Pipe on existing buidings | 0 |  | LiquidCirc | PipeIns | Uninsulated Pipe on existing buidings | 0 |  |  |  | 0 | Annual | 0 | 7.33 | 7.33 | 0 |  |  |  |  | 1 | Com | Ex | CZ11 | cWtd | 1 | 0 |  |  | 59.109
SCG | WPSCGWP110812A | 4 | Pipe Insulation( Non-Space Conditioning) | SCG | ExAnte2018 | PreRebDown | 0 |  | 45 | Commercial Fitting Insulation > 4" pipe >15 psig steam_Outdoor | SHW | Distribute | LiquidCirc | PipeIns | Each | Com | SHW-FittingInsulation-Outdoor>1in-Steam |  | WtrHt-PipeIns-Gas-2017 | WtrHt-PipeIns-Gas-2017 | PR082 | Fitting Insulation, > 4 inch pipe, >15 psig steam, Outdoor |  | Uninsulated Pipe on existing buidings | 0 |  | LiquidCirc | PipeIns | Uninsulated Pipe on existing buidings | 0 |  |  |  | 0 | Annual | 0 | 7.33 | 7.33 | 0 |  |  |  |  | 1 | Com | Ex | CZ12 | cWtd | 1 | 0 |  |  | 55.361
SCG | WPSCGWP110812A | 4 | Pipe Insulation( Non-Space Conditioning) | SCG | ExAnte2018 | PreRebDown | 0 |  | 45 | Commercial Fitting Insulation > 4" pipe >15 psig steam_Outdoor | SHW | Distribute | LiquidCirc | PipeIns | Each | Com | SHW-FittingInsulation-Outdoor>1in-Steam |  | WtrHt-PipeIns-Gas-2017 | WtrHt-PipeIns-Gas-2017 | PR082 | Fitting Insulation, > 4 inch pipe, >15 psig steam, Outdoor |  | Uninsulated Pipe on existing buidings | 0 |  | LiquidCirc | PipeIns | Uninsulated Pipe on existing buidings | 0 |  |  |  | 0 | Annual | 0 | 7.33 | 7.33 | 0 |  |  |  |  | 1 | Com | Ex | CZ13 | cWtd | 1 | 0 |  |  | 53.195
SCG | WPSCGWP110812A | 4 | Pipe Insulation( Non-Space Conditioning) | SCG | ExAnte2018 | PreRebDown | 0 |  | 45 | Commercial Fitting Insulation > 4" pipe >15 psig steam_Outdoor | SHW | Distribute | LiquidCirc | PipeIns | Each | Com | SHW-FittingInsulation-Outdoor>1in-Steam |  | WtrHt-PipeIns-Gas-2017 | WtrHt-PipeIns-Gas-2017 | PR082 | Fitting Insulation, > 4 inch pipe, >15 psig steam, Outdoor |  | Uninsulated Pipe on existing buidings | 0 |  | LiquidCirc | PipeIns | Uninsulated Pipe on existing buidings | 0 |  |  |  | 0 | Annual | 0 | 7.33 | 7.33 | 0 |  |  |  |  | 1 | Com | Ex | CZ14 | cWtd | 1 | 0 |  |  | 64.383
SCG | WPSCGWP110812A | 4 | Pipe Insulation( Non-Space Conditioning) | SCG | ExAnte2018 | PreRebDown | 0 |  | 45 | Commercial Fitting Insulation > 4" pipe >15 psig steam_Outdoor | SHW | Distribute | LiquidCirc | PipeIns | Each | Com | SHW-FittingInsulation-Outdoor>1in-Steam |  | WtrHt-PipeIns-Gas-2017 | WtrHt-PipeIns-Gas-2017 | PR082 | Fitting Insulation, > 4 inch pipe, >15 psig steam, Outdoor |  | Uninsulated Pipe on existing buidings | 0 |  | LiquidCirc | PipeIns | Uninsulated Pipe on existing buidings | 0 |  |  |  | 0 | Annual | 0 | 7.33 | 7.33 | 0 |  |  |  |  | 1 | Com | Ex | CZ16 | cWtd | 1 | 0 |  |  | 54.492
SCG | WPSCGWP110812A | 4 | Pipe Insulation( Non-Space Conditioning) | SCG | ExAnte2018 | PreRebDown | 0 |  | 64 | Commercial Pipe Insulation 1” Insulation <= 1" pipe Hot Water_Indoor | SHW | Distribute | LiquidCirc | PipeIns | Len-ft | Com | SHW-PipeInsulation-1inch-Indoor |  | WtrHt-PipeIns-Gas-2017 | WtrHt-PipeIns-Gas-2017 | PR062 | 1 inch Insulation layer, <= 1 inch pipe, Hot Water, Indoor |  | Uninsulated Pipe on existing buidings | 0 |  | LiquidCirc | PipeIns | Uninsulated Pipe on existing buidings | 0 |  |  |  | 0 | Annual | 0 | 6.68 | 6.68 | 0 |  |  |  |  | 1 | Com | Ex | Any | cWtd | 1 | 0 |  |  | 1.393
SCG | WPSCGWP110812A | 4 | Pipe Insulation( Non-Space Conditioning) | SCG | ExAnte2018 | PreRebDown | 0 |  | 65 | Commercial Pipe Insulation 1” Insulation 1" < pipe <= 4" Hot Water_Indoor | SHW | Distribute | LiquidCirc | PipeIns | Len-ft | Com | SHW-PipeInsulation-1inch-Indoor |  | WtrHt-PipeIns-Gas-2017 | WtrHt-PipeIns-Gas-2017 | PR068 | 1 inch Insulation layer, 1 inch < pipe <= 4 inch, Hot Water, Indoor |  | Uninsulated Pipe on existing buidings | 0 |  | LiquidCirc | PipeIns | Uninsulated Pipe on existing buidings | 0 |  |  |  | 0 | Annual | 0 | 6.68 | 6.68 | 0 |  |  |  |  | 1 | Com | Ex | Any | cWtd | 1 | 0 |  |  | 2.733
SCG | WPSCGWP110812A | 4 | Pipe Insulation( Non-Space Conditioning) | SCG | ExAnte2018 | PreRebDown | 0 |  | 66 | Commercial Pipe Insulation 1” Insulation > 4" pipe Hot Water_Indoor | SHW | Distribute | LiquidCirc | PipeIns | Len-ft | Com | SHW-PipeInsulation-1inch-Indoor |  | WtrHt-PipeIns-Gas-2017 | WtrHt-PipeIns-Gas-2017 | PR065 | 1 inch Insulation layer, > 4 inch pipe, Hot Water, Indoor |  | Uninsulated Pipe on existing buidings | 0 |  | LiquidCirc | PipeIns | Uninsulated Pipe on existing buidings | 0 |  |  |  | 0 | Annual | 0 | 6.68 | 6.68 | 0 |  |  |  |  | 1 | Com | Ex | Any | cWtd | 1 | 0 |  |  | 4.353
SCG | WPSCGWP110812A | 4 | Pipe Insulation( Non-Space Conditioning) | SCG | ExAnte2018 | PreRebDown | 0 |  | 67 | Commercial Pipe Insulation 1” Insulation <= 1" pipe <=15 psig steam_Indoor | SHW | Distribute | LiquidCirc | PipeIns | Len-ft | Com | SHW-PipeInsulation-1inch-Indoor |  | WtrHt-PipeIns-Gas-2017 | WtrHt-PipeIns-Gas-2017 | PR060 | 1 inch Insulation layer, <= 1 inch pipe, <=15 psig steam, Indoor |  | Uninsulated Pipe on existing buidings | 0 |  | LiquidCirc | PipeIns | Uninsulated Pipe on existing buidings | 0 |  |  |  | 0 | Annual | 0 | 6.68 | 6.68 | 0 |  |  |  |  | 1 | Com | Ex | Any | cWtd | 1 | 0 |  |  | 4.514
SCG | WPSCGWP110812A | 4 | Pipe Insulation( Non-Space Conditioning) | SCG | ExAnte2018 | PreRebDown | 0 |  | 68 | Commercial Pipe Insulation 1” Insulation 1" < pipe <= 4" <=15 psig steam_Indoor | SHW | Distribute | LiquidCirc | PipeIns | Len-ft | Com | SHW-PipeInsulation-1inch-Indoor |  | WtrHt-PipeIns-Gas-2017 | WtrHt-PipeIns-Gas-2017 | PR066 | 1 inch Insulation layer, 1 inch < pipe <= 4 inch, <=15 psig steam, Indoor |  | Uninsulated Pipe on existing buidings | 0 |  | LiquidCirc | PipeIns | Uninsulated Pipe on existing buidings | 0 |  |  |  | 0 | Annual | 0 | 6.68 | 6.68 | 0 |  |  |  |  | 1 | Com | Ex | Any | cWtd | 1 | 0 |  |  | 8.982
SCG | WPSCGWP110812A | 4 | Pipe Insulation( Non-Space Conditioning) | SCG | ExAnte2018 | PreRebDown | 0 |  | 69 | Commercial Pipe Insulation 1” Insulation > 4" pipe <=15 psig steam_Indoor | SHW | Distribute | LiquidCirc | PipeIns | Len-ft | Com | SHW-PipeInsulation-1inch-Indoor |  | WtrHt-PipeIns-Gas-2017 | WtrHt-PipeIns-Gas-2017 | PR063 | 1 inch Insulation layer, > 4 inch pipe, <=15 psig steam, Indoor |  | Uninsulated Pipe on existing buidings | 0 |  | LiquidCirc | PipeIns | Uninsulated Pipe on existing buidings | 0 |  |  |  | 0 | Annual | 0 | 6.68 | 6.68 | 0 |  |  |  |  | 1 | Com | Ex | Any | cWtd | 1 | 0 |  |  | 18.843
SCG | WPSCGWP110812A | 4 | Pipe Insulation( Non-Space Conditioning) | SCG | ExAnte2018 | PreRebDown | 0 |  | 70 | Commercial Pipe Insulation 1” Insulation <= 1" pipe >15 psig steam_Indoor | SHW | Distribute | LiquidCirc | PipeIns | Len-ft | Com | SHW-PipeInsulation-1inch-Indoor |  | WtrHt-PipeIns-Gas-2017 | WtrHt-PipeIns-Gas-2017 | PR061 | 1 inch Insulation layer, <= 1 inch pipe, >15 psig steam, Indoor |  | Uninsulated Pipe on existing buidings | 0 |  | LiquidCirc | PipeIns | Uninsulated Pipe on existing buidings | 0 |  |  |  | 0 | Annual | 0 | 6.68 | 6.68 | 0 |  |  |  |  | 1 | Com | Ex | Any | cWtd | 1 | 0 |  |  | 7.337
SCG | WPSCGWP110812A | 4 | Pipe Insulation( Non-Space Conditioning) | SCG | ExAnte2018 | PreRebDown | 0 |  | 71 | Commercial Pipe Insulation 1” Insulation 1" < pipe <= 4" >15 psig steam_Indoor | SHW | Distribute | LiquidCirc | PipeIns | Len-ft | Com | SHW-PipeInsulation-1inch-Indoor |  | WtrHt-PipeIns-Gas-2017 | WtrHt-PipeIns-Gas-2017 | PR067 | 1 inch Insulation layer, 1 inch < pipe <= 4 inch, >15 psig steam, Indoor |  | Uninsulated Pipe on existing buidings | 0 |  | LiquidCirc | PipeIns | Uninsulated Pipe on existing buidings | 0 |  |  |  | 0 | Annual | 0 | 6.68 | 6.68 | 0 |  |  |  |  | 1 | Com | Ex | Any | cWtd | 1 | 0 |  |  | 14.813
SCG | WPSCGWP110812A | 4 | Pipe Insulation( Non-Space Conditioning) | SCG | ExAnte2018 | PreRebDown | 0 |  | 72 | Commercial Pipe Insulation 1” Insulation > 4" pipe > 15 psig steam_Indoor | SHW | Distribute | LiquidCirc | PipeIns | Len-ft | Com | SHW-PipeInsulation-1inch-Indoor |  | WtrHt-PipeIns-Gas-2017 | WtrHt-PipeIns-Gas-2017 | PR064 | 1 inch Insulation layer, > 4 inch pipe, >15 psig steam, Indoor |  | Uninsulated Pipe on existing buidings | 0 |  | LiquidCirc | PipeIns | Uninsulated Pipe on existing buidings | 0 |  |  |  | 0 | Annual | 0 | 6.68 | 6.68 | 0 |  |  |  |  | 1 | Com | Ex | Any | cWtd | 1 | 0 |  |  | 30.571
SCG | WPSCGWP110812A | 4 | Pipe Insulation( Non-Space Conditioning) | SCG | ExAnte2018 | PreRebDown | 0 |  | 91 | Commercial Fitting Insulation <= 1" pipe Hot Water_Indoor | SHW | Distribute | LiquidCirc | PipeIns | Each | Com | SHW-FittingInsulation-Indoor<1in-HW |  | WtrHt-PipeIns-Gas-2017 | WtrHt-PipeIns-Gas-2017 | PR071 | Fitting Insulation <= 1 inch pipe, Hot Water, Indoor |  | Uninsulated Pipe on existing buidings | 0 |  | LiquidCirc | PipeIns | Uninsulated Pipe on existing buidings | 0 |  |  |  | 0 | Annual | 0 | 7.73 | 7.73 | 0 |  |  |  |  | 1 | Com | Ex | Any | cWtd | 1 | 0 |  |  | 0.421
SCG | WPSCGWP110812A | 4 | Pipe Insulation( Non-Space Conditioning) | SCG | ExAnte2018 | PreRebDown | 0 |  | 92 | Commercial Fitting Insulation 1" < pipe <= 4" Hot Water_Indoor | SHW | Distribute | LiquidCirc | PipeIns | Each | Com | SHW-FittingInsulation-Indoor>1in-HW |  | WtrHt-PipeIns-Gas-2017 | WtrHt-PipeIns-Gas-2017 | PR077 | Fitting Insulation 1 inch < pipe <= 4 inch, Hot Water, Indoor |  | Uninsulated Pipe on existing buidings | 0 |  | LiquidCirc | PipeIns | Uninsulated Pipe on existing buidings | 0 |  |  |  | 0 | Annual | 0 | 7.87 | 7.87 | 0 |  |  |  |  | 1 | Com | Ex | Any | cWtd | 1 | 0 |  |  | 0.985
SCG | WPSCGWP110812A | 4 | Pipe Insulation( Non-Space Conditioning) | SCG | ExAnte2018 | PreRebDown | 0 |  | 93 | Commercial Fitting Insulation > 4" pipe Hot Water_Indoor | SHW | Distribute | LiquidCirc | PipeIns | Each | Com | SHW-FittingInsulation-Indoor>1in-HW |  | WtrHt-PipeIns-Gas-2017 | WtrHt-PipeIns-Gas-2017 | PR074 | Fitting Insulation > 4 inch pipe, Hot Water, Indoor |  | Uninsulated Pipe on existing buidings | 0 |  | LiquidCirc | PipeIns | Uninsulated Pipe on existing buidings | 0 |  |  |  | 0 | Annual | 0 | 7.87 | 7.87 | 0 |  |  |  |  | 1 | Com | Ex | Any | cWtd | 1 | 0 |  |  | 3.864
SCG | WPSCGWP110812A | 4 | Pipe Insulation( Non-Space Conditioning) | SCG | ExAnte2018 | PreRebDown | 0 |  | 94 | Commercial Fitting Insulation <= 1" pipe <=15 psig steam_Indoor | SHW | Distribute | LiquidCirc | PipeIns | Each | Com | SHW-FittingInsulation-Indoor<1in-Steam |  | WtrHt-PipeIns-Gas-2017 | WtrHt-PipeIns-Gas-2017 | PR069 | Fitting Insulation <= 1 inch pipe, <=15 psig steam, Indoor |  | Uninsulated Pipe on existing buidings | 0 |  | LiquidCirc | PipeIns | Uninsulated Pipe on existing buidings | 0 |  |  |  | 0 | Annual | 0 | 7.6 | 7.6 | 0 |  |  |  |  | 1 | Com | Ex | Any | cWtd | 1 | 0 |  |  | 1.37
SCG | WPSCGWP110812A | 4 | Pipe Insulation( Non-Space Conditioning) | SCG | ExAnte2018 | PreRebDown | 0 |  | 95 | Commercial Fitting Insulation 1" < pipe <= 4" <=15 psig steam_Indoor | SHW | Distribute | LiquidCirc | PipeIns | Each | Com | SHW-FittingInsulation-Indoor>1in-Steam |  | WtrHt-PipeIns-Gas-2017 | WtrHt-PipeIns-Gas-2017 | PR075 | Fitting Insulation 1 inch < pipe <= 4 inch, <=15 psig steam, Indoor |  | Uninsulated Pipe on existing buidings | 0 |  | LiquidCirc | PipeIns | Uninsulated Pipe on existing buidings | 0 |  |  |  | 0 | Annual | 0 | 9.47 | 9.47 | 0 |  |  |  |  | 1 | Com | Ex | Any | cWtd | 1 | 0 |  |  | 3.758
SCG | WPSCGWP110812A | 4 | Pipe Insulation( Non-Space Conditioning) | SCG | ExAnte2018 | PreRebDown | 0 |  | 96 | Commercial Fitting Insulation > 4" pipe <=15 psig steam_Indoor | SHW | Distribute | LiquidCirc | PipeIns | Each | Com | SHW-FittingInsulation-Indoor>1in-Steam |  | WtrHt-PipeIns-Gas-2017 | WtrHt-PipeIns-Gas-2017 | PR072 | Fitting Insulation > 4 inch pipe, <=15 psig steam, Indoor |  | Uninsulated Pipe on existing buidings | 0 |  | LiquidCirc | PipeIns | Uninsulated Pipe on existing buidings | 0 |  |  |  | 0 | Annual | 0 | 9.47 | 9.47 | 0 |  |  |  |  | 1 | Com | Ex | Any | cWtd | 1 | 0 |  |  | 14.531
SCG | WPSCGWP110812A | 4 | Pipe Insulation( Non-Space Conditioning) | SCG | ExAnte2018 | PreRebDown | 0 |  | 97 | Commercial Fitting Insulation <= 1" pipe >15 psig steam_Indoor | SHW | Distribute | LiquidCirc | PipeIns | Each | Com | SHW-FittingInsulation-Indoor<1in-Steam |  | WtrHt-PipeIns-Gas-2017 | WtrHt-PipeIns-Gas-2017 | PR070 | Fitting Insulation <= 1 inch pipe, >15 psig steam, Indoor |  | Uninsulated Pipe on existing buidings | 0 |  | LiquidCirc | PipeIns | Uninsulated Pipe on existing buidings | 0 |  |  |  | 0 | Annual | 0 | 7.6 | 7.6 | 0 |  |  |  |  | 1 | Com | Ex | Any | cWtd | 1 | 0 |  |  | 2.219
SCG | WPSCGWP110812A | 4 | Pipe Insulation( Non-Space Conditioning) | SCG | ExAnte2018 | PreRebDown | 0 |  | 98 | Commercial Fitting Insulation 1" < pipe <= 4" >15 psig steam_Indoor | SHW | Distribute | LiquidCirc | PipeIns | Each | Com | SHW-FittingInsulation-Indoor>1in-Steam |  | WtrHt-PipeIns-Gas-2017 | WtrHt-PipeIns-Gas-2017 | PR076 | Fitting Insulation 1 inch < pipe <= 4 inch, >15 psig steam, Indoor |  | Uninsulated Pipe on existing buidings | 0 |  | LiquidCirc | PipeIns | Uninsulated Pipe on existing buidings | 0 |  |  |  | 0 | Annual | 0 | 9.47 | 9.47 | 0 |  |  |  |  | 1 | Com | Ex | Any | cWtd | 1 | 0 |  |  | 6.199
SCG | WPSCGWP110812A | 4 | Pipe Insulation( Non-Space Conditioning) | SCG | ExAnte2018 | PreRebDown | 0 |  | 99 | Commercial Fitting Insulation > 4" pipe >15 psig steam_Indoor | SHW | Distribute | LiquidCirc | PipeIns | Each | Com | SHW-FittingInsulation-Indoor>1in-Steam |  | WtrHt-PipeIns-Gas-2017 | WtrHt-PipeIns-Gas-2017 | PR073 | Fitting Insulation > 4 inch pipe, >15 psig steam, Indoor |  | Uninsulated Pipe on existing buidings | 0 |  | LiquidCirc | PipeIns | Uninsulated Pipe on existing buidings | 0 |  |  |  | 0 | Annual | 0 | 9.47 | 9.47 | 0 |  |  |  |  | 1 | Com | Ex | Any | cWtd | 1 | 0 |  |  | 24.034
SCG | WPSCGWP110812A | 4 | Pipe Insulation( Non-Space Conditioning) | SCG | ExAnte2018 | PreRebDown | 0 |  | 1 | Industrial Pipe Insulation 1” Insulation <= 1" pipe Hot Water_Outdoor | SHW | Distribute | LiquidCirc | PipeIns | Len-ft | Ind | SHW-PipeInsulation-1inch-Outdoor |  | WtrHt-PipeIns-Gas-2017 | WtrHt-PipeIns-Gas-2017 | PR053 | 1 inch Insulation layer, <= 1 inch pipe, Hot Water, Outdoor |  | Uninsulated Pipe on existing buidings | 0 |  | LiquidCirc | PipeIns | Uninsulated Pipe on existing buidings | 0 |  |  |  | 0 | Annual | 0 | 6.68 | 6.68 | 0 |  |  |  |  | 1 | Any | Ex | CZ01 | cWtd | 1 | 0 |  |  | 9.19
SCG | WPSCGWP110812A | 4 | Pipe Insulation( Non-Space Conditioning) | SCG | ExAnte2018 | PreRebDown | 0 |  | 1 | Industrial Pipe Insulation 1” Insulation <= 1" pipe Hot Water_Outdoor | SHW | Distribute | LiquidCirc | PipeIns | Len-ft | Ind | SHW-PipeInsulation-1inch-Outdoor |  | WtrHt-PipeIns-Gas-2017 | WtrHt-PipeIns-Gas-2017 | PR053 | 1 inch Insulation layer, <= 1 inch pipe, Hot Water, Outdoor |  | Uninsulated Pipe on existing buidings | 0 |  | LiquidCirc | PipeIns | Uninsulated Pipe on existing buidings | 0 |  |  |  | 0 | Annual | 0 | 6.68 | 6.68 | 0 |  |  |  |  | 1 | Any | Ex | CZ02 | cWtd | 1 | 0 |  |  | 7.81
SCG | WPSCGWP110812A | 4 | Pipe Insulation( Non-Space Conditioning) | SCG | ExAnte2018 | PreRebDown | 0 |  | 1 | Industrial Pipe Insulation 1” Insulation <= 1" pipe Hot Water_Outdoor | SHW | Distribute | LiquidCirc | PipeIns | Len-ft | Ind | SHW-PipeInsulation-1inch-Outdoor |  | WtrHt-PipeIns-Gas-2017 | WtrHt-PipeIns-Gas-2017 | PR053 | 1 inch Insulation layer, <= 1 inch pipe, Hot Water, Outdoor |  | Uninsulated Pipe on existing buidings | 0 |  | LiquidCirc | PipeIns | Uninsulated Pipe on existing buidings | 0 |  |  |  | 0 | Annual | 0 | 6.68 | 6.68 | 0 |  |  |  |  | 1 | Any | Ex | CZ03 | cWtd | 1 | 0 |  |  | 10.17
SCG | WPSCGWP110812A | 4 | Pipe Insulation( Non-Space Conditioning) | SCG | ExAnte2018 | PreRebDown | 0 |  | 1 | Industrial Pipe Insulation 1” Insulation <= 1" pipe Hot Water_Outdoor | SHW | Distribute | LiquidCirc | PipeIns | Len-ft | Ind | SHW-PipeInsulation-1inch-Outdoor |  | WtrHt-PipeIns-Gas-2017 | WtrHt-PipeIns-Gas-2017 | PR053 | 1 inch Insulation layer, <= 1 inch pipe, Hot Water, Outdoor |  | Uninsulated Pipe on existing buidings | 0 |  | LiquidCirc | PipeIns | Uninsulated Pipe on existing buidings | 0 |  |  |  | 0 | Annual | 0 | 6.68 | 6.68 | 0 |  |  |  |  | 1 | Any | Ex | CZ04 | cWtd | 1 | 0 |  |  | 8.89
SCG | WPSCGWP110812A | 4 | Pipe Insulation( Non-Space Conditioning) | SCG | ExAnte2018 | PreRebDown | 0 |  | 1 | Industrial Pipe Insulation 1” Insulation <= 1" pipe Hot Water_Outdoor | SHW | Distribute | LiquidCirc | PipeIns | Len-ft | Ind | SHW-PipeInsulation-1inch-Outdoor |  | WtrHt-PipeIns-Gas-2017 | WtrHt-PipeIns-Gas-2017 | PR053 | 1 inch Insulation layer, <= 1 inch pipe, Hot Water, Outdoor |  | Uninsulated Pipe on existing buidings | 0 |  | LiquidCirc | PipeIns | Uninsulated Pipe on existing buidings | 0 |  |  |  | 0 | Annual | 0 | 6.68 | 6.68 | 0 |  |  |  |  | 1 | Any | Ex | CZ05 | cWtd | 1 | 0 |  |  | 9.22
SCG | WPSCGWP110812A | 4 | Pipe Insulation( Non-Space Conditioning) | SCG | ExAnte2018 | PreRebDown | 0 |  | 1 | Industrial Pipe Insulation 1” Insulation <= 1" pipe Hot Water_Outdoor | SHW | Distribute | LiquidCirc | PipeIns | Len-ft | Ind | SHW-PipeInsulation-1inch-Outdoor |  | WtrHt-PipeIns-Gas-2017 | WtrHt-PipeIns-Gas-2017 | PR053 | 1 inch Insulation layer, <= 1 inch pipe, Hot Water, Outdoor |  | Uninsulated Pipe on existing buidings | 0 |  | LiquidCirc | PipeIns | Uninsulated Pipe on existing buidings | 0 |  |  |  | 0 | Annual | 0 | 6.68 | 6.68 | 0 |  |  |  |  | 1 | Any | Ex | CZ11 | cWtd | 1 | 0 |  |  | 8.89
SCG | WPSCGWP110812A | 4 | Pipe Insulation( Non-Space Conditioning) | SCG | ExAnte2018 | PreRebDown | 0 |  | 1 | Industrial Pipe Insulation 1” Insulation <= 1" pipe Hot Water_Outdoor | SHW | Distribute | LiquidCirc | PipeIns | Len-ft | Ind | SHW-PipeInsulation-1inch-Outdoor |  | WtrHt-PipeIns-Gas-2017 | WtrHt-PipeIns-Gas-2017 | PR053 | 1 inch Insulation layer, <= 1 inch pipe, Hot Water, Outdoor |  | Uninsulated Pipe on existing buidings | 0 |  | LiquidCirc | PipeIns | Uninsulated Pipe on existing buidings | 0 |  |  |  | 0 | Annual | 0 | 6.68 | 6.68 | 0 |  |  |  |  | 1 | Any | Ex | CZ12 | cWtd | 1 | 0 |  |  | 8.35
SCG | WPSCGWP110812A | 4 | Pipe Insulation( Non-Space Conditioning) | SCG | ExAnte2018 | PreRebDown | 0 |  | 1 | Industrial Pipe Insulation 1” Insulation <= 1" pipe Hot Water_Outdoor | SHW | Distribute | LiquidCirc | PipeIns | Len-ft | Ind | SHW-PipeInsulation-1inch-Outdoor |  | WtrHt-PipeIns-Gas-2017 | WtrHt-PipeIns-Gas-2017 | PR053 | 1 inch Insulation layer, <= 1 inch pipe, Hot Water, Outdoor |  | Uninsulated Pipe on existing buidings | 0 |  | LiquidCirc | PipeIns | Uninsulated Pipe on existing buidings | 0 |  |  |  | 0 | Annual | 0 | 6.68 | 6.68 | 0 |  |  |  |  | 1 | Any | Ex | CZ13 | cWtd | 1 | 0 |  |  | 7.71
SCG | WPSCGWP110812A | 4 | Pipe Insulation( Non-Space Conditioning) | SCG | ExAnte2018 | PreRebDown | 0 |  | 1 | Industrial Pipe Insulation 1” Insulation <= 1" pipe Hot Water_Outdoor | SHW | Distribute | LiquidCirc | PipeIns | Len-ft | Ind | SHW-PipeInsulation-1inch-Outdoor |  | WtrHt-PipeIns-Gas-2017 | WtrHt-PipeIns-Gas-2017 | PR053 | 1 inch Insulation layer, <= 1 inch pipe, Hot Water, Outdoor |  | Uninsulated Pipe on existing buidings | 0 |  | LiquidCirc | PipeIns | Uninsulated Pipe on existing buidings | 0 |  |  |  | 0 | Annual | 0 | 6.68 | 6.68 | 0 |  |  |  |  | 1 | Any | Ex | CZ14 | cWtd | 1 | 0 |  |  | 9.89
SCG | WPSCGWP110812A | 4 | Pipe Insulation( Non-Space Conditioning) | SCG | ExAnte2018 | PreRebDown | 0 |  | 1 | Industrial Pipe Insulation 1” Insulation <= 1" pipe Hot Water_Outdoor | SHW | Distribute | LiquidCirc | PipeIns | Len-ft | Ind | SHW-PipeInsulation-1inch-Outdoor |  | WtrHt-PipeIns-Gas-2017 | WtrHt-PipeIns-Gas-2017 | PR053 | 1 inch Insulation layer, <= 1 inch pipe, Hot Water, Outdoor |  | Uninsulated Pipe on existing buidings | 0 |  | LiquidCirc | PipeIns | Uninsulated Pipe on existing buidings | 0 |  |  |  | 0 | Annual | 0 | 6.68 | 6.68 | 0 |  |  |  |  | 1 | Any | Ex | CZ16 | cWtd | 1 | 0 |  |  | 8.76
SCG | WPSCGWP110812A | 4 | Pipe Insulation( Non-Space Conditioning) | SCG | ExAnte2018 | PreRebDown | 0 |  | 2 | Industrial Pipe Insulation 1” Insulation 1" < pipe <= 4" Hot Water_Outdoor | SHW | Distribute | LiquidCirc | PipeIns | Len-ft | Ind | SHW-PipeInsulation-1inch-Outdoor |  | WtrHt-PipeIns-Gas-2017 | WtrHt-PipeIns-Gas-2017 | PR059 | 1 inch Insulation layer, 1 inch < pipe <= 4 inch, Hot Water, Outdoor |  | Uninsulated Pipe on existing buidings | 0 |  | LiquidCirc | PipeIns | Uninsulated Pipe on existing buidings | 0 |  |  |  | 0 | Annual | 0 | 6.68 | 6.68 | 0 |  |  |  |  | 1 | Any | Ex | CZ01 | cWtd | 1 | 0 |  |  | 14.1
SCG | WPSCGWP110812A | 4 | Pipe Insulation( Non-Space Conditioning) | SCG | ExAnte2018 | PreRebDown | 0 |  | 2 | Industrial Pipe Insulation 1” Insulation 1" < pipe <= 4" Hot Water_Outdoor | SHW | Distribute | LiquidCirc | PipeIns | Len-ft | Ind | SHW-PipeInsulation-1inch-Outdoor |  | WtrHt-PipeIns-Gas-2017 | WtrHt-PipeIns-Gas-2017 | PR059 | 1 inch Insulation layer, 1 inch < pipe <= 4 inch, Hot Water, Outdoor |  | Uninsulated Pipe on existing buidings | 0 |  | LiquidCirc | PipeIns | Uninsulated Pipe on existing buidings | 0 |  |  |  | 0 | Annual | 0 | 6.68 | 6.68 | 0 |  |  |  |  | 1 | Any | Ex | CZ02 | cWtd | 1 | 0 |  |  | 12.03
SCG | WPSCGWP110812A | 4 | Pipe Insulation( Non-Space Conditioning) | SCG | ExAnte2018 | PreRebDown | 0 |  | 2 | Industrial Pipe Insulation 1” Insulation 1" < pipe <= 4" Hot Water_Outdoor | SHW | Distribute | LiquidCirc | PipeIns | Len-ft | Ind | SHW-PipeInsulation-1inch-Outdoor |  | WtrHt-PipeIns-Gas-2017 | WtrHt-PipeIns-Gas-2017 | PR059 | 1 inch Insulation layer, 1 inch < pipe <= 4 inch, Hot Water, Outdoor |  | Uninsulated Pipe on existing buidings | 0 |  | LiquidCirc | PipeIns | Uninsulated Pipe on existing buidings | 0 |  |  |  | 0 | Annual | 0 | 6.68 | 6.68 | 0 |  |  |  |  | 1 | Any | Ex | CZ03 | cWtd | 1 | 0 |  |  | 15.55
SCG | WPSCGWP110812A | 4 | Pipe Insulation( Non-Space Conditioning) | SCG | ExAnte2018 | PreRebDown | 0 |  | 2 | Industrial Pipe Insulation 1” Insulation 1" < pipe <= 4" Hot Water_Outdoor | SHW | Distribute | LiquidCirc | PipeIns | Len-ft | Ind | SHW-PipeInsulation-1inch-Outdoor |  | WtrHt-PipeIns-Gas-2017 | WtrHt-PipeIns-Gas-2017 | PR059 | 1 inch Insulation layer, 1 inch < pipe <= 4 inch, Hot Water, Outdoor |  | Uninsulated Pipe on existing buidings | 0 |  | LiquidCirc | PipeIns | Uninsulated Pipe on existing buidings | 0 |  |  |  | 0 | Annual | 0 | 6.68 | 6.68 | 0 |  |  |  |  | 1 | Any | Ex | CZ04 | cWtd | 1 | 0 |  |  | 13.63
SCG | WPSCGWP110812A | 4 | Pipe Insulation( Non-Space Conditioning) | SCG | ExAnte2018 | PreRebDown | 0 |  | 2 | Industrial Pipe Insulation 1” Insulation 1" < pipe <= 4" Hot Water_Outdoor | SHW | Distribute | LiquidCirc | PipeIns | Len-ft | Ind | SHW-PipeInsulation-1inch-Outdoor |  | WtrHt-PipeIns-Gas-2017 | WtrHt-PipeIns-Gas-2017 | PR059 | 1 inch Insulation layer, 1 inch < pipe <= 4 inch, Hot Water, Outdoor |  | Uninsulated Pipe on existing buidings | 0 |  | LiquidCirc | PipeIns | Uninsulated Pipe on existing buidings | 0 |  |  |  | 0 | Annual | 0 | 6.68 | 6.68 | 0 |  |  |  |  | 1 | Any | Ex | CZ05 | cWtd | 1 | 0 |  |  | 14.14
SCG | WPSCGWP110812A | 4 | Pipe Insulation( Non-Space Conditioning) | SCG | ExAnte2018 | PreRebDown | 0 |  | 2 | Industrial Pipe Insulation 1” Insulation 1" < pipe <= 4" Hot Water_Outdoor | SHW | Distribute | LiquidCirc | PipeIns | Len-ft | Ind | SHW-PipeInsulation-1inch-Outdoor |  | WtrHt-PipeIns-Gas-2017 | WtrHt-PipeIns-Gas-2017 | PR059 | 1 inch Insulation layer, 1 inch < pipe <= 4 inch, Hot Water, Outdoor |  | Uninsulated Pipe on existing buidings | 0 |  | LiquidCirc | PipeIns | Uninsulated Pipe on existing buidings | 0 |  |  |  | 0 | Annual | 0 | 6.68 | 6.68 | 0 |  |  |  |  | 1 | Any | Ex | CZ11 | cWtd | 1 | 0 |  |  | 13.62
SCG | WPSCGWP110812A | 4 | Pipe Insulation( Non-Space Conditioning) | SCG | ExAnte2018 | PreRebDown | 0 |  | 2 | Industrial Pipe Insulation 1” Insulation 1" < pipe <= 4" Hot Water_Outdoor | SHW | Distribute | LiquidCirc | PipeIns | Len-ft | Ind | SHW-PipeInsulation-1inch-Outdoor |  | WtrHt-PipeIns-Gas-2017 | WtrHt-PipeIns-Gas-2017 | PR059 | 1 inch Insulation layer, 1 inch < pipe <= 4 inch, Hot Water, Outdoor |  | Uninsulated Pipe on existing buidings | 0 |  | LiquidCirc | PipeIns | Uninsulated Pipe on existing buidings | 0 |  |  |  | 0 | Annual | 0 | 6.68 | 6.68 | 0 |  |  |  |  | 1 | Any | Ex | CZ12 | cWtd | 1 | 0 |  |  | 12.82
SCG | WPSCGWP110812A | 4 | Pipe Insulation( Non-Space Conditioning) | SCG | ExAnte2018 | PreRebDown | 0 |  | 2 | Industrial Pipe Insulation 1” Insulation 1" < pipe <= 4" Hot Water_Outdoor | SHW | Distribute | LiquidCirc | PipeIns | Len-ft | Ind | SHW-PipeInsulation-1inch-Outdoor |  | WtrHt-PipeIns-Gas-2017 | WtrHt-PipeIns-Gas-2017 | PR059 | 1 inch Insulation layer, 1 inch < pipe <= 4 inch, Hot Water, Outdoor |  | Uninsulated Pipe on existing buidings | 0 |  | LiquidCirc | PipeIns | Uninsulated Pipe on existing buidings | 0 |  |  |  | 0 | Annual | 0 | 6.68 | 6.68 | 0 |  |  |  |  | 1 | Any | Ex | CZ13 | cWtd | 1 | 0 |  |  | 11.85
SCG | WPSCGWP110812A | 4 | Pipe Insulation( Non-Space Conditioning) | SCG | ExAnte2018 | PreRebDown | 0 |  | 2 | Industrial Pipe Insulation 1” Insulation 1" < pipe <= 4" Hot Water_Outdoor | SHW | Distribute | LiquidCirc | PipeIns | Len-ft | Ind | SHW-PipeInsulation-1inch-Outdoor |  | WtrHt-PipeIns-Gas-2017 | WtrHt-PipeIns-Gas-2017 | PR059 | 1 inch Insulation layer, 1 inch < pipe <= 4 inch, Hot Water, Outdoor |  | Uninsulated Pipe on existing buidings | 0 |  | LiquidCirc | PipeIns | Uninsulated Pipe on existing buidings | 0 |  |  |  | 0 | Annual | 0 | 6.68 | 6.68 | 0 |  |  |  |  | 1 | Any | Ex | CZ14 | cWtd | 1 | 0 |  |  | 15.13
SCG | WPSCGWP110812A | 4 | Pipe Insulation( Non-Space Conditioning) | SCG | ExAnte2018 | PreRebDown | 0 |  | 2 | Industrial Pipe Insulation 1” Insulation 1" < pipe <= 4" Hot Water_Outdoor | SHW | Distribute | LiquidCirc | PipeIns | Len-ft | Ind | SHW-PipeInsulation-1inch-Outdoor |  | WtrHt-PipeIns-Gas-2017 | WtrHt-PipeIns-Gas-2017 | PR059 | 1 inch Insulation layer, 1 inch < pipe <= 4 inch, Hot Water, Outdoor |  | Uninsulated Pipe on existing buidings | 0 |  | LiquidCirc | PipeIns | Uninsulated Pipe on existing buidings | 0 |  |  |  | 0 | Annual | 0 | 6.68 | 6.68 | 0 |  |  |  |  | 1 | Any | Ex | CZ16 | cWtd | 1 | 0 |  |  | 13.46
SCG | WPSCGWP110812A | 4 | Pipe Insulation( Non-Space Conditioning) | SCG | ExAnte2018 | PreRebDown | 0 |  | 3 | Industrial Pipe Insulation 1” Insulation > 4" pipe Hot Water_Outdoor | SHW | Distribute | LiquidCirc | PipeIns | Len-ft | Ind | SHW-PipeInsulation-1inch-Outdoor |  | WtrHt-PipeIns-Gas-2017 | WtrHt-PipeIns-Gas-2017 | PR056 | 1 inch Insulation layer, > 4 inch pipe, Hot Water, Outdoor |  | Uninsulated Pipe on existing buidings | 0 |  | LiquidCirc | PipeIns | Uninsulated Pipe on existing buidings | 0 |  |  |  | 0 | Annual | 0 | 6.68 | 6.68 | 0 |  |  |  |  | 1 | Any | Ex | CZ01 | cWtd | 1 | 0 |  |  | 23.37
SCG | WPSCGWP110812A | 4 | Pipe Insulation( Non-Space Conditioning) | SCG | ExAnte2018 | PreRebDown | 0 |  | 3 | Industrial Pipe Insulation 1” Insulation > 4" pipe Hot Water_Outdoor | SHW | Distribute | LiquidCirc | PipeIns | Len-ft | Ind | SHW-PipeInsulation-1inch-Outdoor |  | WtrHt-PipeIns-Gas-2017 | WtrHt-PipeIns-Gas-2017 | PR056 | 1 inch Insulation layer, > 4 inch pipe, Hot Water, Outdoor |  | Uninsulated Pipe on existing buidings | 0 |  | LiquidCirc | PipeIns | Uninsulated Pipe on existing buidings | 0 |  |  |  | 0 | Annual | 0 | 6.68 | 6.68 | 0 |  |  |  |  | 1 | Any | Ex | CZ02 | cWtd | 1 | 0 |  |  | 20.04
SCG | WPSCGWP110812A | 4 | Pipe Insulation( Non-Space Conditioning) | SCG | ExAnte2018 | PreRebDown | 0 |  | 3 | Industrial Pipe Insulation 1” Insulation > 4" pipe Hot Water_Outdoor | SHW | Distribute | LiquidCirc | PipeIns | Len-ft | Ind | SHW-PipeInsulation-1inch-Outdoor |  | WtrHt-PipeIns-Gas-2017 | WtrHt-PipeIns-Gas-2017 | PR056 | 1 inch Insulation layer, > 4 inch pipe, Hot Water, Outdoor |  | Uninsulated Pipe on existing buidings | 0 |  | LiquidCirc | PipeIns | Uninsulated Pipe on existing buidings | 0 |  |  |  | 0 | Annual | 0 | 6.68 | 6.68 | 0 |  |  |  |  | 1 | Any | Ex | CZ03 | cWtd | 1 | 0 |  |  | 25.71
SCG | WPSCGWP110812A | 4 | Pipe Insulation( Non-Space Conditioning) | SCG | ExAnte2018 | PreRebDown | 0 |  | 3 | Industrial Pipe Insulation 1” Insulation > 4" pipe Hot Water_Outdoor | SHW | Distribute | LiquidCirc | PipeIns | Len-ft | Ind | SHW-PipeInsulation-1inch-Outdoor |  | WtrHt-PipeIns-Gas-2017 | WtrHt-PipeIns-Gas-2017 | PR056 | 1 inch Insulation layer, > 4 inch pipe, Hot Water, Outdoor |  | Uninsulated Pipe on existing buidings | 0 |  | LiquidCirc | PipeIns | Uninsulated Pipe on existing buidings | 0 |  |  |  | 0 | Annual | 0 | 6.68 | 6.68 | 0 |  |  |  |  | 1 | Any | Ex | CZ04 | cWtd | 1 | 0 |  |  | 22.58
SCG | WPSCGWP110812A | 4 | Pipe Insulation( Non-Space Conditioning) | SCG | ExAnte2018 | PreRebDown | 0 |  | 3 | Industrial Pipe Insulation 1” Insulation > 4" pipe Hot Water_Outdoor | SHW | Distribute | LiquidCirc | PipeIns | Len-ft | Ind | SHW-PipeInsulation-1inch-Outdoor |  | WtrHt-PipeIns-Gas-2017 | WtrHt-PipeIns-Gas-2017 | PR056 | 1 inch Insulation layer, > 4 inch pipe, Hot Water, Outdoor |  | Uninsulated Pipe on existing buidings | 0 |  | LiquidCirc | PipeIns | Uninsulated Pipe on existing buidings | 0 |  |  |  | 0 | Annual | 0 | 6.68 | 6.68 | 0 |  |  |  |  | 1 | Any | Ex | CZ05 | cWtd | 1 | 0 |  |  | 23.41
SCG | WPSCGWP110812A | 4 | Pipe Insulation( Non-Space Conditioning) | SCG | ExAnte2018 | PreRebDown | 0 |  | 3 | Industrial Pipe Insulation 1” Insulation > 4" pipe Hot Water_Outdoor | SHW | Distribute | LiquidCirc | PipeIns | Len-ft | Ind | SHW-PipeInsulation-1inch-Outdoor |  | WtrHt-PipeIns-Gas-2017 | WtrHt-PipeIns-Gas-2017 | PR056 | 1 inch Insulation layer, > 4 inch pipe, Hot Water, Outdoor |  | Uninsulated Pipe on existing buidings | 0 |  | LiquidCirc | PipeIns | Uninsulated Pipe on existing buidings | 0 |  |  |  | 0 | Annual | 0 | 6.68 | 6.68 | 0 |  |  |  |  | 1 | Any | Ex | CZ11 | cWtd | 1 | 0 |  |  | 22.54
SCG | WPSCGWP110812A | 4 | Pipe Insulation( Non-Space Conditioning) | SCG | ExAnte2018 | PreRebDown | 0 |  | 3 | Industrial Pipe Insulation 1” Insulation > 4" pipe Hot Water_Outdoor | SHW | Distribute | LiquidCirc | PipeIns | Len-ft | Ind | SHW-PipeInsulation-1inch-Outdoor |  | WtrHt-PipeIns-Gas-2017 | WtrHt-PipeIns-Gas-2017 | PR056 | 1 inch Insulation layer, > 4 inch pipe, Hot Water, Outdoor |  | Uninsulated Pipe on existing buidings | 0 |  | LiquidCirc | PipeIns | Uninsulated Pipe on existing buidings | 0 |  |  |  | 0 | Annual | 0 | 6.68 | 6.68 | 0 |  |  |  |  | 1 | Any | Ex | CZ12 | cWtd | 1 | 0 |  |  | 21.26
SCG | WPSCGWP110812A | 4 | Pipe Insulation( Non-Space Conditioning) | SCG | ExAnte2018 | PreRebDown | 0 |  | 3 | Industrial Pipe Insulation 1” Insulation > 4" pipe Hot Water_Outdoor | SHW | Distribute | LiquidCirc | PipeIns | Len-ft | Ind | SHW-PipeInsulation-1inch-Outdoor |  | WtrHt-PipeIns-Gas-2017 | WtrHt-PipeIns-Gas-2017 | PR056 | 1 inch Insulation layer, > 4 inch pipe, Hot Water, Outdoor |  | Uninsulated Pipe on existing buidings | 0 |  | LiquidCirc | PipeIns | Uninsulated Pipe on existing buidings | 0 |  |  |  | 0 | Annual | 0 | 6.68 | 6.68 | 0 |  |  |  |  | 1 | Any | Ex | CZ13 | cWtd | 1 | 0 |  |  | 19.7
SCG | WPSCGWP110812A | 4 | Pipe Insulation( Non-Space Conditioning) | SCG | ExAnte2018 | PreRebDown | 0 |  | 3 | Industrial Pipe Insulation 1” Insulation > 4" pipe Hot Water_Outdoor | SHW | Distribute | LiquidCirc | PipeIns | Len-ft | Ind | SHW-PipeInsulation-1inch-Outdoor |  | WtrHt-PipeIns-Gas-2017 | WtrHt-PipeIns-Gas-2017 | PR056 | 1 inch Insulation layer, > 4 inch pipe, Hot Water, Outdoor |  | Uninsulated Pipe on existing buidings | 0 |  | LiquidCirc | PipeIns | Uninsulated Pipe on existing buidings | 0 |  |  |  | 0 | Annual | 0 | 6.68 | 6.68 | 0 |  |  |  |  | 1 | Any | Ex | CZ14 | cWtd | 1 | 0 |  |  | 25.02
SCG | WPSCGWP110812A | 4 | Pipe Insulation( Non-Space Conditioning) | SCG | ExAnte2018 | PreRebDown | 0 |  | 3 | Industrial Pipe Insulation 1” Insulation > 4" pipe Hot Water_Outdoor | SHW | Distribute | LiquidCirc | PipeIns | Len-ft | Ind | SHW-PipeInsulation-1inch-Outdoor |  | WtrHt-PipeIns-Gas-2017 | WtrHt-PipeIns-Gas-2017 | PR056 | 1 inch Insulation layer, > 4 inch pipe, Hot Water, Outdoor |  | Uninsulated Pipe on existing buidings | 0 |  | LiquidCirc | PipeIns | Uninsulated Pipe on existing buidings | 0 |  |  |  | 0 | Annual | 0 | 6.68 | 6.68 | 0 |  |  |  |  | 1 | Any | Ex | CZ16 | cWtd | 1 | 0 |  |  | 22.35
SCG | WPSCGWP110812A | 4 | Pipe Insulation( Non-Space Conditioning) | SCG | ExAnte2018 | PreRebDown | 0 |  | 4 | Industrial Pipe Insulation 1” Insulation <= 1" pipe <=15 psig steam_Outdoor | SHW | Distribute | LiquidCirc | PipeIns | Len-ft | Ind | SHW-PipeInsulation-1inch-Outdoor |  | WtrHt-PipeIns-Gas-2017 | WtrHt-PipeIns-Gas-2017 | PR051 | 1 inch Insulation layer, <= 1 inch pipe, <=15 psig steam, Outdoor |  | Uninsulated Pipe on existing buidings | 0 |  | LiquidCirc | PipeIns | Uninsulated Pipe on existing buidings | 0 |  |  |  | 0 | Annual | 0 | 6.68 | 6.68 | 0 |  |  |  |  | 1 | Any | Ex | CZ01 | cWtd | 1 | 0 |  |  | 21.75
SCG | WPSCGWP110812A | 4 | Pipe Insulation( Non-Space Conditioning) | SCG | ExAnte2018 | PreRebDown | 0 |  | 4 | Industrial Pipe Insulation 1” Insulation <= 1" pipe <=15 psig steam_Outdoor | SHW | Distribute | LiquidCirc | PipeIns | Len-ft | Ind | SHW-PipeInsulation-1inch-Outdoor |  | WtrHt-PipeIns-Gas-2017 | WtrHt-PipeIns-Gas-2017 | PR051 | 1 inch Insulation layer, <= 1 inch pipe, <=15 psig steam, Outdoor |  | Uninsulated Pipe on existing buidings | 0 |  | LiquidCirc | PipeIns | Uninsulated Pipe on existing buidings | 0 |  |  |  | 0 | Annual | 0 | 6.68 | 6.68 | 0 |  |  |  |  | 1 | Any | Ex | CZ02 | cWtd | 1 | 0 |  |  | 19.38
SCG | WPSCGWP110812A | 4 | Pipe Insulation( Non-Space Conditioning) | SCG | ExAnte2018 | PreRebDown | 0 |  | 4 | Industrial Pipe Insulation 1” Insulation <= 1" pipe <=15 psig steam_Outdoor | SHW | Distribute | LiquidCirc | PipeIns | Len-ft | Ind | SHW-PipeInsulation-1inch-Outdoor |  | WtrHt-PipeIns-Gas-2017 | WtrHt-PipeIns-Gas-2017 | PR051 | 1 inch Insulation layer, <= 1 inch pipe, <=15 psig steam, Outdoor |  | Uninsulated Pipe on existing buidings | 0 |  | LiquidCirc | PipeIns | Uninsulated Pipe on existing buidings | 0 |  |  |  | 0 | Annual | 0 | 6.68 | 6.68 | 0 |  |  |  |  | 1 | Any | Ex | CZ03 | cWtd | 1 | 0 |  |  | 24.8
SCG | WPSCGWP110812A | 4 | Pipe Insulation( Non-Space Conditioning) | SCG | ExAnte2018 | PreRebDown | 0 |  | 4 | Industrial Pipe Insulation 1” Insulation <= 1" pipe <=15 psig steam_Outdoor | SHW | Distribute | LiquidCirc | PipeIns | Len-ft | Ind | SHW-PipeInsulation-1inch-Outdoor |  | WtrHt-PipeIns-Gas-2017 | WtrHt-PipeIns-Gas-2017 | PR051 | 1 inch Insulation layer, <= 1 inch pipe, <=15 psig steam, Outdoor |  | Uninsulated Pipe on existing buidings | 0 |  | LiquidCirc | PipeIns | Uninsulated Pipe on existing buidings | 0 |  |  |  | 0 | Annual | 0 | 6.68 | 6.68 | 0 |  |  |  |  | 1 | Any | Ex | CZ04 | cWtd | 1 | 0 |  |  | 22.22
SCG | WPSCGWP110812A | 4 | Pipe Insulation( Non-Space Conditioning) | SCG | ExAnte2018 | PreRebDown | 0 |  | 4 | Industrial Pipe Insulation 1” Insulation <= 1" pipe <=15 psig steam_Outdoor | SHW | Distribute | LiquidCirc | PipeIns | Len-ft | Ind | SHW-PipeInsulation-1inch-Outdoor |  | WtrHt-PipeIns-Gas-2017 | WtrHt-PipeIns-Gas-2017 | PR051 | 1 inch Insulation layer, <= 1 inch pipe, <=15 psig steam, Outdoor |  | Uninsulated Pipe on existing buidings | 0 |  | LiquidCirc | PipeIns | Uninsulated Pipe on existing buidings | 0 |  |  |  | 0 | Annual | 0 | 6.68 | 6.68 | 0 |  |  |  |  | 1 | Any | Ex | CZ05 | cWtd | 1 | 0 |  |  | 22.44
SCG | WPSCGWP110812A | 4 | Pipe Insulation( Non-Space Conditioning) | SCG | ExAnte2018 | PreRebDown | 0 |  | 4 | Industrial Pipe Insulation 1” Insulation <= 1" pipe <=15 psig steam_Outdoor | SHW | Distribute | LiquidCirc | PipeIns | Len-ft | Ind | SHW-PipeInsulation-1inch-Outdoor |  | WtrHt-PipeIns-Gas-2017 | WtrHt-PipeIns-Gas-2017 | PR051 | 1 inch Insulation layer, <= 1 inch pipe, <=15 psig steam, Outdoor |  | Uninsulated Pipe on existing buidings | 0 |  | LiquidCirc | PipeIns | Uninsulated Pipe on existing buidings | 0 |  |  |  | 0 | Annual | 0 | 6.68 | 6.68 | 0 |  |  |  |  | 1 | Any | Ex | CZ11 | cWtd | 1 | 0 |  |  | 22.81
SCG | WPSCGWP110812A | 4 | Pipe Insulation( Non-Space Conditioning) | SCG | ExAnte2018 | PreRebDown | 0 |  | 4 | Industrial Pipe Insulation 1” Insulation <= 1" pipe <=15 psig steam_Outdoor | SHW | Distribute | LiquidCirc | PipeIns | Len-ft | Ind | SHW-PipeInsulation-1inch-Outdoor |  | WtrHt-PipeIns-Gas-2017 | WtrHt-PipeIns-Gas-2017 | PR051 | 1 inch Insulation layer, <= 1 inch pipe, <=15 psig steam, Outdoor |  | Uninsulated Pipe on existing buidings | 0 |  | LiquidCirc | PipeIns | Uninsulated Pipe on existing buidings | 0 |  |  |  | 0 | Annual | 0 | 6.68 | 6.68 | 0 |  |  |  |  | 1 | Any | Ex | CZ12 | cWtd | 1 | 0 |  |  | 21.14
SCG | WPSCGWP110812A | 4 | Pipe Insulation( Non-Space Conditioning) | SCG | ExAnte2018 | PreRebDown | 0 |  | 4 | Industrial Pipe Insulation 1” Insulation <= 1" pipe <=15 psig steam_Outdoor | SHW | Distribute | LiquidCirc | PipeIns | Len-ft | Ind | SHW-PipeInsulation-1inch-Outdoor |  | WtrHt-PipeIns-Gas-2017 | WtrHt-PipeIns-Gas-2017 | PR051 | 1 inch Insulation layer, <= 1 inch pipe, <=15 psig steam, Outdoor |  | Uninsulated Pipe on existing buidings | 0 |  | LiquidCirc | PipeIns | Uninsulated Pipe on existing buidings | 0 |  |  |  | 0 | Annual | 0 | 6.68 | 6.68 | 0 |  |  |  |  | 1 | Any | Ex | CZ13 | cWtd | 1 | 0 |  |  | 20.08
SCG | WPSCGWP110812A | 4 | Pipe Insulation( Non-Space Conditioning) | SCG | ExAnte2018 | PreRebDown | 0 |  | 4 | Industrial Pipe Insulation 1” Insulation <= 1" pipe <=15 psig steam_Outdoor | SHW | Distribute | LiquidCirc | PipeIns | Len-ft | Ind | SHW-PipeInsulation-1inch-Outdoor |  | WtrHt-PipeIns-Gas-2017 | WtrHt-PipeIns-Gas-2017 | PR051 | 1 inch Insulation layer, <= 1 inch pipe, <=15 psig steam, Outdoor |  | Uninsulated Pipe on existing buidings | 0 |  | LiquidCirc | PipeIns | Uninsulated Pipe on existing buidings | 0 |  |  |  | 0 | Annual | 0 | 6.68 | 6.68 | 0 |  |  |  |  | 1 | Any | Ex | CZ14 | cWtd | 1 | 0 |  |  | 25.14
SCG | WPSCGWP110812A | 4 | Pipe Insulation( Non-Space Conditioning) | SCG | ExAnte2018 | PreRebDown | 0 |  | 4 | Industrial Pipe Insulation 1” Insulation <= 1" pipe <=15 psig steam_Outdoor | SHW | Distribute | LiquidCirc | PipeIns | Len-ft | Ind | SHW-PipeInsulation-1inch-Outdoor |  | WtrHt-PipeIns-Gas-2017 | WtrHt-PipeIns-Gas-2017 | PR051 | 1 inch Insulation layer, <= 1 inch pipe, <=15 psig steam, Outdoor |  | Uninsulated Pipe on existing buidings | 0 |  | LiquidCirc | PipeIns | Uninsulated Pipe on existing buidings | 0 |  |  |  | 0 | Annual | 0 | 6.68 | 6.68 | 0 |  |  |  |  | 1 | Any | Ex | CZ16 | cWtd | 1 | 0 |  |  | 20.85
SCG | WPSCGWP110812A | 4 | Pipe Insulation( Non-Space Conditioning) | SCG | ExAnte2018 | PreRebDown | 0 |  | 5 | Industrial Pipe Insulation 1” Insulation 1" < pipe <= 4" <=15 psig steam_Outdoor | SHW | Distribute | LiquidCirc | PipeIns | Len-ft | Ind | SHW-PipeInsulation-1inch-Outdoor |  | WtrHt-PipeIns-Gas-2017 | WtrHt-PipeIns-Gas-2017 | PR057 | 1 inch Insulation layer, 1 inch < pipe <= 4 inch, <=15 psig steam, Outdoor |  | Uninsulated Pipe on existing buidings | 0 |  | LiquidCirc | PipeIns | Uninsulated Pipe on existing buidings | 0 |  |  |  | 0 | Annual | 0 | 6.68 | 6.68 | 0 |  |  |  |  | 1 | Any | Ex | CZ01 | cWtd | 1 | 0 |  |  | 33.95
SCG | WPSCGWP110812A | 4 | Pipe Insulation( Non-Space Conditioning) | SCG | ExAnte2018 | PreRebDown | 0 |  | 5 | Industrial Pipe Insulation 1” Insulation 1" < pipe <= 4" <=15 psig steam_Outdoor | SHW | Distribute | LiquidCirc | PipeIns | Len-ft | Ind | SHW-PipeInsulation-1inch-Outdoor |  | WtrHt-PipeIns-Gas-2017 | WtrHt-PipeIns-Gas-2017 | PR057 | 1 inch Insulation layer, 1 inch < pipe <= 4 inch, <=15 psig steam, Outdoor |  | Uninsulated Pipe on existing buidings | 0 |  | LiquidCirc | PipeIns | Uninsulated Pipe on existing buidings | 0 |  |  |  | 0 | Annual | 0 | 6.68 | 6.68 | 0 |  |  |  |  | 1 | Any | Ex | CZ02 | cWtd | 1 | 0 |  |  | 30.41
SCG | WPSCGWP110812A | 4 | Pipe Insulation( Non-Space Conditioning) | SCG | ExAnte2018 | PreRebDown | 0 |  | 5 | Industrial Pipe Insulation 1” Insulation 1" < pipe <= 4" <=15 psig steam_Outdoor | SHW | Distribute | LiquidCirc | PipeIns | Len-ft | Ind | SHW-PipeInsulation-1inch-Outdoor |  | WtrHt-PipeIns-Gas-2017 | WtrHt-PipeIns-Gas-2017 | PR057 | 1 inch Insulation layer, 1 inch < pipe <= 4 inch, <=15 psig steam, Outdoor |  | Uninsulated Pipe on existing buidings | 0 |  | LiquidCirc | PipeIns | Uninsulated Pipe on existing buidings | 0 |  |  |  | 0 | Annual | 0 | 6.68 | 6.68 | 0 |  |  |  |  | 1 | Any | Ex | CZ03 | cWtd | 1 | 0 |  |  | 38.51
SCG | WPSCGWP110812A | 4 | Pipe Insulation( Non-Space Conditioning) | SCG | ExAnte2018 | PreRebDown | 0 |  | 5 | Industrial Pipe Insulation 1” Insulation 1" < pipe <= 4" <=15 psig steam_Outdoor | SHW | Distribute | LiquidCirc | PipeIns | Len-ft | Ind | SHW-PipeInsulation-1inch-Outdoor |  | WtrHt-PipeIns-Gas-2017 | WtrHt-PipeIns-Gas-2017 | PR057 | 1 inch Insulation layer, 1 inch < pipe <= 4 inch, <=15 psig steam, Outdoor |  | Uninsulated Pipe on existing buidings | 0 |  | LiquidCirc | PipeIns | Uninsulated Pipe on existing buidings | 0 |  |  |  | 0 | Annual | 0 | 6.68 | 6.68 | 0 |  |  |  |  | 1 | Any | Ex | CZ04 | cWtd | 1 | 0 |  |  | 34.61
SCG | WPSCGWP110812A | 4 | Pipe Insulation( Non-Space Conditioning) | SCG | ExAnte2018 | PreRebDown | 0 |  | 5 | Industrial Pipe Insulation 1” Insulation 1" < pipe <= 4" <=15 psig steam_Outdoor | SHW | Distribute | LiquidCirc | PipeIns | Len-ft | Ind | SHW-PipeInsulation-1inch-Outdoor |  | WtrHt-PipeIns-Gas-2017 | WtrHt-PipeIns-Gas-2017 | PR057 | 1 inch Insulation layer, 1 inch < pipe <= 4 inch, <=15 psig steam, Outdoor |  | Uninsulated Pipe on existing buidings | 0 |  | LiquidCirc | PipeIns | Uninsulated Pipe on existing buidings | 0 |  |  |  | 0 | Annual | 0 | 6.68 | 6.68 | 0 |  |  |  |  | 1 | Any | Ex | CZ05 | cWtd | 1 | 0 |  |  | 34.95
SCG | WPSCGWP110812A | 4 | Pipe Insulation( Non-Space Conditioning) | SCG | ExAnte2018 | PreRebDown | 0 |  | 5 | Industrial Pipe Insulation 1” Insulation 1" < pipe <= 4" <=15 psig steam_Outdoor | SHW | Distribute | LiquidCirc | PipeIns | Len-ft | Ind | SHW-PipeInsulation-1inch-Outdoor |  | WtrHt-PipeIns-Gas-2017 | WtrHt-PipeIns-Gas-2017 | PR057 | 1 inch Insulation layer, 1 inch < pipe <= 4 inch, <=15 psig steam, Outdoor |  | Uninsulated Pipe on existing buidings | 0 |  | LiquidCirc | PipeIns | Uninsulated Pipe on existing buidings | 0 |  |  |  | 0 | Annual | 0 | 6.68 | 6.68 | 0 |  |  |  |  | 1 | Any | Ex | CZ11 | cWtd | 1 | 0 |  |  | 35.49
SCG | WPSCGWP110812A | 4 | Pipe Insulation( Non-Space Conditioning) | SCG | ExAnte2018 | PreRebDown | 0 |  | 5 | Industrial Pipe Insulation 1” Insulation 1" < pipe <= 4" <=15 psig steam_Outdoor | SHW | Distribute | LiquidCirc | PipeIns | Len-ft | Ind | SHW-PipeInsulation-1inch-Outdoor |  | WtrHt-PipeIns-Gas-2017 | WtrHt-PipeIns-Gas-2017 | PR057 | 1 inch Insulation layer, 1 inch < pipe <= 4 inch, <=15 psig steam, Outdoor |  | Uninsulated Pipe on existing buidings | 0 |  | LiquidCirc | PipeIns | Uninsulated Pipe on existing buidings | 0 |  |  |  | 0 | Annual | 0 | 6.68 | 6.68 | 0 |  |  |  |  | 1 | Any | Ex | CZ12 | cWtd | 1 | 0 |  |  | 33
SCG | WPSCGWP110812A | 4 | Pipe Insulation( Non-Space Conditioning) | SCG | ExAnte2018 | PreRebDown | 0 |  | 5 | Industrial Pipe Insulation 1” Insulation 1" < pipe <= 4" <=15 psig steam_Outdoor | SHW | Distribute | LiquidCirc | PipeIns | Len-ft | Ind | SHW-PipeInsulation-1inch-Outdoor |  | WtrHt-PipeIns-Gas-2017 | WtrHt-PipeIns-Gas-2017 | PR057 | 1 inch Insulation layer, 1 inch < pipe <= 4 inch, <=15 psig steam, Outdoor |  | Uninsulated Pipe on existing buidings | 0 |  | LiquidCirc | PipeIns | Uninsulated Pipe on existing buidings | 0 |  |  |  | 0 | Annual | 0 | 6.68 | 6.68 | 0 |  |  |  |  | 1 | Any | Ex | CZ13 | cWtd | 1 | 0 |  |  | 31.41
SCG | WPSCGWP110812A | 4 | Pipe Insulation( Non-Space Conditioning) | SCG | ExAnte2018 | PreRebDown | 0 |  | 5 | Industrial Pipe Insulation 1” Insulation 1" < pipe <= 4" <=15 psig steam_Outdoor | SHW | Distribute | LiquidCirc | PipeIns | Len-ft | Ind | SHW-PipeInsulation-1inch-Outdoor |  | WtrHt-PipeIns-Gas-2017 | WtrHt-PipeIns-Gas-2017 | PR057 | 1 inch Insulation layer, 1 inch < pipe <= 4 inch, <=15 psig steam, Outdoor |  | Uninsulated Pipe on existing buidings | 0 |  | LiquidCirc | PipeIns | Uninsulated Pipe on existing buidings | 0 |  |  |  | 0 | Annual | 0 | 6.68 | 6.68 | 0 |  |  |  |  | 1 | Any | Ex | CZ14 | cWtd | 1 | 0 |  |  | 39.02
SCG | WPSCGWP110812A | 4 | Pipe Insulation( Non-Space Conditioning) | SCG | ExAnte2018 | PreRebDown | 0 |  | 5 | Industrial Pipe Insulation 1” Insulation 1" < pipe <= 4" <=15 psig steam_Outdoor | SHW | Distribute | LiquidCirc | PipeIns | Len-ft | Ind | SHW-PipeInsulation-1inch-Outdoor |  | WtrHt-PipeIns-Gas-2017 | WtrHt-PipeIns-Gas-2017 | PR057 | 1 inch Insulation layer, 1 inch < pipe <= 4 inch, <=15 psig steam, Outdoor |  | Uninsulated Pipe on existing buidings | 0 |  | LiquidCirc | PipeIns | Uninsulated Pipe on existing buidings | 0 |  |  |  | 0 | Annual | 0 | 6.68 | 6.68 | 0 |  |  |  |  | 1 | Any | Ex | CZ16 | cWtd | 1 | 0 |  |  | 32.61
SCG | WPSCGWP110812A | 4 | Pipe Insulation( Non-Space Conditioning) | SCG | ExAnte2018 | PreRebDown | 0 |  | 6 | Industrial Pipe Insulation 1” Insulation > 4" pipe <=15 psig steam_Outdoor | SHW | Distribute | LiquidCirc | PipeIns | Len-ft | Ind | SHW-PipeInsulation-1inch-Outdoor |  | WtrHt-PipeIns-Gas-2017 | WtrHt-PipeIns-Gas-2017 | PR054 | 1 inch Insulation layer, > 4 inch pipe, <=15 psig steam, Outdoor |  | Uninsulated Pipe on existing buidings | 0 |  | LiquidCirc | PipeIns | Uninsulated Pipe on existing buidings | 0 |  |  |  | 0 | Annual | 0 | 6.68 | 6.68 | 0 |  |  |  |  | 1 | Any | Ex | CZ01 | cWtd | 1 | 0 |  |  | 57.6
SCG | WPSCGWP110812A | 4 | Pipe Insulation( Non-Space Conditioning) | SCG | ExAnte2018 | PreRebDown | 0 |  | 6 | Industrial Pipe Insulation 1” Insulation > 4" pipe <=15 psig steam_Outdoor | SHW | Distribute | LiquidCirc | PipeIns | Len-ft | Ind | SHW-PipeInsulation-1inch-Outdoor |  | WtrHt-PipeIns-Gas-2017 | WtrHt-PipeIns-Gas-2017 | PR054 | 1 inch Insulation layer, > 4 inch pipe, <=15 psig steam, Outdoor |  | Uninsulated Pipe on existing buidings | 0 |  | LiquidCirc | PipeIns | Uninsulated Pipe on existing buidings | 0 |  |  |  | 0 | Annual | 0 | 6.68 | 6.68 | 0 |  |  |  |  | 1 | Any | Ex | CZ02 | cWtd | 1 | 0 |  |  | 51.97
SCG | WPSCGWP110812A | 4 | Pipe Insulation( Non-Space Conditioning) | SCG | ExAnte2018 | PreRebDown | 0 |  | 6 | Industrial Pipe Insulation 1” Insulation > 4" pipe <=15 psig steam_Outdoor | SHW | Distribute | LiquidCirc | PipeIns | Len-ft | Ind | SHW-PipeInsulation-1inch-Outdoor |  | WtrHt-PipeIns-Gas-2017 | WtrHt-PipeIns-Gas-2017 | PR054 | 1 inch Insulation layer, > 4 inch pipe, <=15 psig steam, Outdoor |  | Uninsulated Pipe on existing buidings | 0 |  | LiquidCirc | PipeIns | Uninsulated Pipe on existing buidings | 0 |  |  |  | 0 | Annual | 0 | 6.68 | 6.68 | 0 |  |  |  |  | 1 | Any | Ex | CZ03 | cWtd | 1 | 0 |  |  | 64.89
SCG | WPSCGWP110812A | 4 | Pipe Insulation( Non-Space Conditioning) | SCG | ExAnte2018 | PreRebDown | 0 |  | 6 | Industrial Pipe Insulation 1” Insulation > 4" pipe <=15 psig steam_Outdoor | SHW | Distribute | LiquidCirc | PipeIns | Len-ft | Ind | SHW-PipeInsulation-1inch-Outdoor |  | WtrHt-PipeIns-Gas-2017 | WtrHt-PipeIns-Gas-2017 | PR054 | 1 inch Insulation layer, > 4 inch pipe, <=15 psig steam, Outdoor |  | Uninsulated Pipe on existing buidings | 0 |  | LiquidCirc | PipeIns | Uninsulated Pipe on existing buidings | 0 |  |  |  | 0 | Annual | 0 | 6.68 | 6.68 | 0 |  |  |  |  | 1 | Any | Ex | CZ04 | cWtd | 1 | 0 |  |  | 58.59
SCG | WPSCGWP110812A | 4 | Pipe Insulation( Non-Space Conditioning) | SCG | ExAnte2018 | PreRebDown | 0 |  | 6 | Industrial Pipe Insulation 1” Insulation > 4" pipe <=15 psig steam_Outdoor | SHW | Distribute | LiquidCirc | PipeIns | Len-ft | Ind | SHW-PipeInsulation-1inch-Outdoor |  | WtrHt-PipeIns-Gas-2017 | WtrHt-PipeIns-Gas-2017 | PR054 | 1 inch Insulation layer, > 4 inch pipe, <=15 psig steam, Outdoor |  | Uninsulated Pipe on existing buidings | 0 |  | LiquidCirc | PipeIns | Uninsulated Pipe on existing buidings | 0 |  |  |  | 0 | Annual | 0 | 6.68 | 6.68 | 0 |  |  |  |  | 1 | Any | Ex | CZ05 | cWtd | 1 | 0 |  |  | 59.16
SCG | WPSCGWP110812A | 4 | Pipe Insulation( Non-Space Conditioning) | SCG | ExAnte2018 | PreRebDown | 0 |  | 6 | Industrial Pipe Insulation 1” Insulation > 4" pipe <=15 psig steam_Outdoor | SHW | Distribute | LiquidCirc | PipeIns | Len-ft | Ind | SHW-PipeInsulation-1inch-Outdoor |  | WtrHt-PipeIns-Gas-2017 | WtrHt-PipeIns-Gas-2017 | PR054 | 1 inch Insulation layer, > 4 inch pipe, <=15 psig steam, Outdoor |  | Uninsulated Pipe on existing buidings | 0 |  | LiquidCirc | PipeIns | Uninsulated Pipe on existing buidings | 0 |  |  |  | 0 | Annual | 0 | 6.68 | 6.68 | 0 |  |  |  |  | 1 | Any | Ex | CZ11 | cWtd | 1 | 0 |  |  | 59.96
SCG | WPSCGWP110812A | 4 | Pipe Insulation( Non-Space Conditioning) | SCG | ExAnte2018 | PreRebDown | 0 |  | 6 | Industrial Pipe Insulation 1” Insulation > 4" pipe <=15 psig steam_Outdoor | SHW | Distribute | LiquidCirc | PipeIns | Len-ft | Ind | SHW-PipeInsulation-1inch-Outdoor |  | WtrHt-PipeIns-Gas-2017 | WtrHt-PipeIns-Gas-2017 | PR054 | 1 inch Insulation layer, > 4 inch pipe, <=15 psig steam, Outdoor |  | Uninsulated Pipe on existing buidings | 0 |  | LiquidCirc | PipeIns | Uninsulated Pipe on existing buidings | 0 |  |  |  | 0 | Annual | 0 | 6.68 | 6.68 | 0 |  |  |  |  | 1 | Any | Ex | CZ12 | cWtd | 1 | 0 |  |  | 56
SCG | WPSCGWP110812A | 4 | Pipe Insulation( Non-Space Conditioning) | SCG | ExAnte2018 | PreRebDown | 0 |  | 6 | Industrial Pipe Insulation 1” Insulation > 4" pipe <=15 psig steam_Outdoor | SHW | Distribute | LiquidCirc | PipeIns | Len-ft | Ind | SHW-PipeInsulation-1inch-Outdoor |  | WtrHt-PipeIns-Gas-2017 | WtrHt-PipeIns-Gas-2017 | PR054 | 1 inch Insulation layer, > 4 inch pipe, <=15 psig steam, Outdoor |  | Uninsulated Pipe on existing buidings | 0 |  | LiquidCirc | PipeIns | Uninsulated Pipe on existing buidings | 0 |  |  |  | 0 | Annual | 0 | 6.68 | 6.68 | 0 |  |  |  |  | 1 | Any | Ex | CZ13 | cWtd | 1 | 0 |  |  | 53.44
SCG | WPSCGWP110812A | 4 | Pipe Insulation( Non-Space Conditioning) | SCG | ExAnte2018 | PreRebDown | 0 |  | 6 | Industrial Pipe Insulation 1” Insulation > 4" pipe <=15 psig steam_Outdoor | SHW | Distribute | LiquidCirc | PipeIns | Len-ft | Ind | SHW-PipeInsulation-1inch-Outdoor |  | WtrHt-PipeIns-Gas-2017 | WtrHt-PipeIns-Gas-2017 | PR054 | 1 inch Insulation layer, > 4 inch pipe, <=15 psig steam, Outdoor |  | Uninsulated Pipe on existing buidings | 0 |  | LiquidCirc | PipeIns | Uninsulated Pipe on existing buidings | 0 |  |  |  | 0 | Annual | 0 | 6.68 | 6.68 | 0 |  |  |  |  | 1 | Any | Ex | CZ14 | cWtd | 1 | 0 |  |  | 65.71
SCG | WPSCGWP110812A | 4 | Pipe Insulation( Non-Space Conditioning) | SCG | ExAnte2018 | PreRebDown | 0 |  | 6 | Industrial Pipe Insulation 1” Insulation > 4" pipe <=15 psig steam_Outdoor | SHW | Distribute | LiquidCirc | PipeIns | Len-ft | Ind | SHW-PipeInsulation-1inch-Outdoor |  | WtrHt-PipeIns-Gas-2017 | WtrHt-PipeIns-Gas-2017 | PR054 | 1 inch Insulation layer, > 4 inch pipe, <=15 psig steam, Outdoor |  | Uninsulated Pipe on existing buidings | 0 |  | LiquidCirc | PipeIns | Uninsulated Pipe on existing buidings | 0 |  |  |  | 0 | Annual | 0 | 6.68 | 6.68 | 0 |  |  |  |  | 1 | Any | Ex | CZ16 | cWtd | 1 | 0 |  |  | 55.49
SCG | WPSCGWP110812A | 4 | Pipe Insulation( Non-Space Conditioning) | SCG | ExAnte2018 | PreRebDown | 0 |  | 7 | Industrial Pipe Insulation 1” Insulation <= 1" pipe >15 psig steam_Outdoor | SHW | Distribute | LiquidCirc | PipeIns | Len-ft | Ind | SHW-PipeInsulation-1inch-Outdoor |  | WtrHt-PipeIns-Gas-2017 | WtrHt-PipeIns-Gas-2017 | PR052 | 1 inch Insulation layer, <= 1 inch pipe, >15 psig steam, Outdoor |  | Uninsulated Pipe on existing buidings | 0 |  | LiquidCirc | PipeIns | Uninsulated Pipe on existing buidings | 0 |  |  |  | 0 | Annual | 0 | 6.68 | 6.68 | 0 |  |  |  |  | 1 | Any | Ex | CZ01 | cWtd | 1 | 0 |  |  | 28.65
SCG | WPSCGWP110812A | 4 | Pipe Insulation( Non-Space Conditioning) | SCG | ExAnte2018 | PreRebDown | 0 |  | 7 | Industrial Pipe Insulation 1” Insulation <= 1" pipe >15 psig steam_Outdoor | SHW | Distribute | LiquidCirc | PipeIns | Len-ft | Ind | SHW-PipeInsulation-1inch-Outdoor |  | WtrHt-PipeIns-Gas-2017 | WtrHt-PipeIns-Gas-2017 | PR052 | 1 inch Insulation layer, <= 1 inch pipe, >15 psig steam, Outdoor |  | Uninsulated Pipe on existing buidings | 0 |  | LiquidCirc | PipeIns | Uninsulated Pipe on existing buidings | 0 |  |  |  | 0 | Annual | 0 | 6.68 | 6.68 | 0 |  |  |  |  | 1 | Any | Ex | CZ02 | cWtd | 1 | 0 |  |  | 25.79
SCG | WPSCGWP110812A | 4 | Pipe Insulation( Non-Space Conditioning) | SCG | ExAnte2018 | PreRebDown | 0 |  | 7 | Industrial Pipe Insulation 1” Insulation <= 1" pipe >15 psig steam_Outdoor | SHW | Distribute | LiquidCirc | PipeIns | Len-ft | Ind | SHW-PipeInsulation-1inch-Outdoor |  | WtrHt-PipeIns-Gas-2017 | WtrHt-PipeIns-Gas-2017 | PR052 | 1 inch Insulation layer, <= 1 inch pipe, >15 psig steam, Outdoor |  | Uninsulated Pipe on existing buidings | 0 |  | LiquidCirc | PipeIns | Uninsulated Pipe on existing buidings | 0 |  |  |  | 0 | Annual | 0 | 6.68 | 6.68 | 0 |  |  |  |  | 1 | Any | Ex | CZ03 | cWtd | 1 | 0 |  |  | 32.75
SCG | WPSCGWP110812A | 4 | Pipe Insulation( Non-Space Conditioning) | SCG | ExAnte2018 | PreRebDown | 0 |  | 7 | Industrial Pipe Insulation 1” Insulation <= 1" pipe >15 psig steam_Outdoor | SHW | Distribute | LiquidCirc | PipeIns | Len-ft | Ind | SHW-PipeInsulation-1inch-Outdoor |  | WtrHt-PipeIns-Gas-2017 | WtrHt-PipeIns-Gas-2017 | PR052 | 1 inch Insulation layer, <= 1 inch pipe, >15 psig steam, Outdoor |  | Uninsulated Pipe on existing buidings | 0 |  | LiquidCirc | PipeIns | Uninsulated Pipe on existing buidings | 0 |  |  |  | 0 | Annual | 0 | 6.68 | 6.68 | 0 |  |  |  |  | 1 | Any | Ex | CZ04 | cWtd | 1 | 0 |  |  | 29.5
SCG | WPSCGWP110812A | 4 | Pipe Insulation( Non-Space Conditioning) | SCG | ExAnte2018 | PreRebDown | 0 |  | 7 | Industrial Pipe Insulation 1” Insulation <= 1" pipe >15 psig steam_Outdoor | SHW | Distribute | LiquidCirc | PipeIns | Len-ft | Ind | SHW-PipeInsulation-1inch-Outdoor |  | WtrHt-PipeIns-Gas-2017 | WtrHt-PipeIns-Gas-2017 | PR052 | 1 inch Insulation layer, <= 1 inch pipe, >15 psig steam, Outdoor |  | Uninsulated Pipe on existing buidings | 0 |  | LiquidCirc | PipeIns | Uninsulated Pipe on existing buidings | 0 |  |  |  | 0 | Annual | 0 | 6.68 | 6.68 | 0 |  |  |  |  | 1 | Any | Ex | CZ05 | cWtd | 1 | 0 |  |  | 29.66
SCG | WPSCGWP110812A | 4 | Pipe Insulation( Non-Space Conditioning) | SCG | ExAnte2018 | PreRebDown | 0 |  | 7 | Industrial Pipe Insulation 1” Insulation <= 1" pipe >15 psig steam_Outdoor | SHW | Distribute | LiquidCirc | PipeIns | Len-ft | Ind | SHW-PipeInsulation-1inch-Outdoor |  | WtrHt-PipeIns-Gas-2017 | WtrHt-PipeIns-Gas-2017 | PR052 | 1 inch Insulation layer, <= 1 inch pipe, >15 psig steam, Outdoor |  | Uninsulated Pipe on existing buidings | 0 |  | LiquidCirc | PipeIns | Uninsulated Pipe on existing buidings | 0 |  |  |  | 0 | Annual | 0 | 6.68 | 6.68 | 0 |  |  |  |  | 1 | Any | Ex | CZ11 | cWtd | 1 | 0 |  |  | 30.38
SCG | WPSCGWP110812A | 4 | Pipe Insulation( Non-Space Conditioning) | SCG | ExAnte2018 | PreRebDown | 0 |  | 7 | Industrial Pipe Insulation 1” Insulation <= 1" pipe >15 psig steam_Outdoor | SHW | Distribute | LiquidCirc | PipeIns | Len-ft | Ind | SHW-PipeInsulation-1inch-Outdoor |  | WtrHt-PipeIns-Gas-2017 | WtrHt-PipeIns-Gas-2017 | PR052 | 1 inch Insulation layer, <= 1 inch pipe, >15 psig steam, Outdoor |  | Uninsulated Pipe on existing buidings | 0 |  | LiquidCirc | PipeIns | Uninsulated Pipe on existing buidings | 0 |  |  |  | 0 | Annual | 0 | 6.68 | 6.68 | 0 |  |  |  |  | 1 | Any | Ex | CZ12 | cWtd | 1 | 0 |  |  | 28.15
SCG | WPSCGWP110812A | 4 | Pipe Insulation( Non-Space Conditioning) | SCG | ExAnte2018 | PreRebDown | 0 |  | 7 | Industrial Pipe Insulation 1” Insulation <= 1" pipe >15 psig steam_Outdoor | SHW | Distribute | LiquidCirc | PipeIns | Len-ft | Ind | SHW-PipeInsulation-1inch-Outdoor |  | WtrHt-PipeIns-Gas-2017 | WtrHt-PipeIns-Gas-2017 | PR052 | 1 inch Insulation layer, <= 1 inch pipe, >15 psig steam, Outdoor |  | Uninsulated Pipe on existing buidings | 0 |  | LiquidCirc | PipeIns | Uninsulated Pipe on existing buidings | 0 |  |  |  | 0 | Annual | 0 | 6.68 | 6.68 | 0 |  |  |  |  | 1 | Any | Ex | CZ13 | cWtd | 1 | 0 |  |  | 26.88
SCG | WPSCGWP110812A | 4 | Pipe Insulation( Non-Space Conditioning) | SCG | ExAnte2018 | PreRebDown | 0 |  | 7 | Industrial Pipe Insulation 1” Insulation <= 1" pipe >15 psig steam_Outdoor | SHW | Distribute | LiquidCirc | PipeIns | Len-ft | Ind | SHW-PipeInsulation-1inch-Outdoor |  | WtrHt-PipeIns-Gas-2017 | WtrHt-PipeIns-Gas-2017 | PR052 | 1 inch Insulation layer, <= 1 inch pipe, >15 psig steam, Outdoor |  | Uninsulated Pipe on existing buidings | 0 |  | LiquidCirc | PipeIns | Uninsulated Pipe on existing buidings | 0 |  |  |  | 0 | Annual | 0 | 6.68 | 6.68 | 0 |  |  |  |  | 1 | Any | Ex | CZ14 | cWtd | 1 | 0 |  |  | 33.4
SCG | WPSCGWP110812A | 4 | Pipe Insulation( Non-Space Conditioning) | SCG | ExAnte2018 | PreRebDown | 0 |  | 7 | Industrial Pipe Insulation 1” Insulation <= 1" pipe >15 psig steam_Outdoor | SHW | Distribute | LiquidCirc | PipeIns | Len-ft | Ind | SHW-PipeInsulation-1inch-Outdoor |  | WtrHt-PipeIns-Gas-2017 | WtrHt-PipeIns-Gas-2017 | PR052 | 1 inch Insulation layer, <= 1 inch pipe, >15 psig steam, Outdoor |  | Uninsulated Pipe on existing buidings | 0 |  | LiquidCirc | PipeIns | Uninsulated Pipe on existing buidings | 0 |  |  |  | 0 | Annual | 0 | 6.68 | 6.68 | 0 |  |  |  |  | 1 | Any | Ex | CZ16 | cWtd | 1 | 0 |  |  | 27.52
SCG | WPSCGWP110812A | 4 | Pipe Insulation( Non-Space Conditioning) | SCG | ExAnte2018 | PreRebDown | 0 |  | 8 | Industrial Pipe Insulation 1” Insulation 1" < pipe <= 4" >15 psig steam_Outdoor | SHW | Distribute | LiquidCirc | PipeIns | Len-ft | Ind | SHW-PipeInsulation-1inch-Outdoor |  | WtrHt-PipeIns-Gas-2017 | WtrHt-PipeIns-Gas-2017 | PR058 | 1 inch Insulation layer, 1 inch < pipe <= 4 inch, >15 psig steam, Outdoor |  | Uninsulated Pipe on existing buidings | 0 |  | LiquidCirc | PipeIns | Uninsulated Pipe on existing buidings | 0 |  |  |  | 0 | Annual | 0 | 6.68 | 6.68 | 0 |  |  |  |  | 1 | Any | Ex | CZ01 | cWtd | 1 | 0 |  |  | 45.13
SCG | WPSCGWP110812A | 4 | Pipe Insulation( Non-Space Conditioning) | SCG | ExAnte2018 | PreRebDown | 0 |  | 8 | Industrial Pipe Insulation 1” Insulation 1" < pipe <= 4" >15 psig steam_Outdoor | SHW | Distribute | LiquidCirc | PipeIns | Len-ft | Ind | SHW-PipeInsulation-1inch-Outdoor |  | WtrHt-PipeIns-Gas-2017 | WtrHt-PipeIns-Gas-2017 | PR058 | 1 inch Insulation layer, 1 inch < pipe <= 4 inch, >15 psig steam, Outdoor |  | Uninsulated Pipe on existing buidings | 0 |  | LiquidCirc | PipeIns | Uninsulated Pipe on existing buidings | 0 |  |  |  | 0 | Annual | 0 | 6.68 | 6.68 | 0 |  |  |  |  | 1 | Any | Ex | CZ02 | cWtd | 1 | 0 |  |  | 40.87
SCG | WPSCGWP110812A | 4 | Pipe Insulation( Non-Space Conditioning) | SCG | ExAnte2018 | PreRebDown | 0 |  | 8 | Industrial Pipe Insulation 1” Insulation 1" < pipe <= 4" >15 psig steam_Outdoor | SHW | Distribute | LiquidCirc | PipeIns | Len-ft | Ind | SHW-PipeInsulation-1inch-Outdoor |  | WtrHt-PipeIns-Gas-2017 | WtrHt-PipeIns-Gas-2017 | PR058 | 1 inch Insulation layer, 1 inch < pipe <= 4 inch, >15 psig steam, Outdoor |  | Uninsulated Pipe on existing buidings | 0 |  | LiquidCirc | PipeIns | Uninsulated Pipe on existing buidings | 0 |  |  |  | 0 | Annual | 0 | 6.68 | 6.68 | 0 |  |  |  |  | 1 | Any | Ex | CZ03 | cWtd | 1 | 0 |  |  | 51.22
SCG | WPSCGWP110812A | 4 | Pipe Insulation( Non-Space Conditioning) | SCG | ExAnte2018 | PreRebDown | 0 |  | 8 | Industrial Pipe Insulation 1” Insulation 1" < pipe <= 4" >15 psig steam_Outdoor | SHW | Distribute | LiquidCirc | PipeIns | Len-ft | Ind | SHW-PipeInsulation-1inch-Outdoor |  | WtrHt-PipeIns-Gas-2017 | WtrHt-PipeIns-Gas-2017 | PR058 | 1 inch Insulation layer, 1 inch < pipe <= 4 inch, >15 psig steam, Outdoor |  | Uninsulated Pipe on existing buidings | 0 |  | LiquidCirc | PipeIns | Uninsulated Pipe on existing buidings | 0 |  |  |  | 0 | Annual | 0 | 6.68 | 6.68 | 0 |  |  |  |  | 1 | Any | Ex | CZ04 | cWtd | 1 | 0 |  |  | 46.35
SCG | WPSCGWP110812A | 4 | Pipe Insulation( Non-Space Conditioning) | SCG | ExAnte2018 | PreRebDown | 0 |  | 8 | Industrial Pipe Insulation 1” Insulation 1" < pipe <= 4" >15 psig steam_Outdoor | SHW | Distribute | LiquidCirc | PipeIns | Len-ft | Ind | SHW-PipeInsulation-1inch-Outdoor |  | WtrHt-PipeIns-Gas-2017 | WtrHt-PipeIns-Gas-2017 | PR058 | 1 inch Insulation layer, 1 inch < pipe <= 4 inch, >15 psig steam, Outdoor |  | Uninsulated Pipe on existing buidings | 0 |  | LiquidCirc | PipeIns | Uninsulated Pipe on existing buidings | 0 |  |  |  | 0 | Annual | 0 | 6.68 | 6.68 | 0 |  |  |  |  | 1 | Any | Ex | CZ05 | cWtd | 1 | 0 |  |  | 46.61
SCG | WPSCGWP110812A | 4 | Pipe Insulation( Non-Space Conditioning) | SCG | ExAnte2018 | PreRebDown | 0 |  | 8 | Industrial Pipe Insulation 1” Insulation 1" < pipe <= 4" >15 psig steam_Outdoor | SHW | Distribute | LiquidCirc | PipeIns | Len-ft | Ind | SHW-PipeInsulation-1inch-Outdoor |  | WtrHt-PipeIns-Gas-2017 | WtrHt-PipeIns-Gas-2017 | PR058 | 1 inch Insulation layer, 1 inch < pipe <= 4 inch, >15 psig steam, Outdoor |  | Uninsulated Pipe on existing buidings | 0 |  | LiquidCirc | PipeIns | Uninsulated Pipe on existing buidings | 0 |  |  |  | 0 | Annual | 0 | 6.68 | 6.68 | 0 |  |  |  |  | 1 | Any | Ex | CZ11 | cWtd | 1 | 0 |  |  | 47.66
SCG | WPSCGWP110812A | 4 | Pipe Insulation( Non-Space Conditioning) | SCG | ExAnte2018 | PreRebDown | 0 |  | 8 | Industrial Pipe Insulation 1” Insulation 1" < pipe <= 4" >15 psig steam_Outdoor | SHW | Distribute | LiquidCirc | PipeIns | Len-ft | Ind | SHW-PipeInsulation-1inch-Outdoor |  | WtrHt-PipeIns-Gas-2017 | WtrHt-PipeIns-Gas-2017 | PR058 | 1 inch Insulation layer, 1 inch < pipe <= 4 inch, >15 psig steam, Outdoor |  | Uninsulated Pipe on existing buidings | 0 |  | LiquidCirc | PipeIns | Uninsulated Pipe on existing buidings | 0 |  |  |  | 0 | Annual | 0 | 6.68 | 6.68 | 0 |  |  |  |  | 1 | Any | Ex | CZ12 | cWtd | 1 | 0 |  |  | 44.34
SCG | WPSCGWP110812A | 4 | Pipe Insulation( Non-Space Conditioning) | SCG | ExAnte2018 | PreRebDown | 0 |  | 8 | Industrial Pipe Insulation 1” Insulation 1" < pipe <= 4" >15 psig steam_Outdoor | SHW | Distribute | LiquidCirc | PipeIns | Len-ft | Ind | SHW-PipeInsulation-1inch-Outdoor |  | WtrHt-PipeIns-Gas-2017 | WtrHt-PipeIns-Gas-2017 | PR058 | 1 inch Insulation layer, 1 inch < pipe <= 4 inch, >15 psig steam, Outdoor |  | Uninsulated Pipe on existing buidings | 0 |  | LiquidCirc | PipeIns | Uninsulated Pipe on existing buidings | 0 |  |  |  | 0 | Annual | 0 | 6.68 | 6.68 | 0 |  |  |  |  | 1 | Any | Ex | CZ13 | cWtd | 1 | 0 |  |  | 42.44
SCG | WPSCGWP110812A | 4 | Pipe Insulation( Non-Space Conditioning) | SCG | ExAnte2018 | PreRebDown | 0 |  | 8 | Industrial Pipe Insulation 1” Insulation 1" < pipe <= 4" >15 psig steam_Outdoor | SHW | Distribute | LiquidCirc | PipeIns | Len-ft | Ind | SHW-PipeInsulation-1inch-Outdoor |  | WtrHt-PipeIns-Gas-2017 | WtrHt-PipeIns-Gas-2017 | PR058 | 1 inch Insulation layer, 1 inch < pipe <= 4 inch, >15 psig steam, Outdoor |  | Uninsulated Pipe on existing buidings | 0 |  | LiquidCirc | PipeIns | Uninsulated Pipe on existing buidings | 0 |  |  |  | 0 | Annual | 0 | 6.68 | 6.68 | 0 |  |  |  |  | 1 | Any | Ex | CZ14 | cWtd | 1 | 0 |  |  | 52.17
SCG | WPSCGWP110812A | 4 | Pipe Insulation( Non-Space Conditioning) | SCG | ExAnte2018 | PreRebDown | 0 |  | 8 | Industrial Pipe Insulation 1” Insulation 1" < pipe <= 4" >15 psig steam_Outdoor | SHW | Distribute | LiquidCirc | PipeIns | Len-ft | Ind | SHW-PipeInsulation-1inch-Outdoor |  | WtrHt-PipeIns-Gas-2017 | WtrHt-PipeIns-Gas-2017 | PR058 | 1 inch Insulation layer, 1 inch < pipe <= 4 inch, >15 psig steam, Outdoor |  | Uninsulated Pipe on existing buidings | 0 |  | LiquidCirc | PipeIns | Uninsulated Pipe on existing buidings | 0 |  |  |  | 0 | Annual | 0 | 6.68 | 6.68 | 0 |  |  |  |  | 1 | Any | Ex | CZ16 | cWtd | 1 | 0 |  |  | 43.44
SCG | WPSCGWP110812A | 4 | Pipe Insulation( Non-Space Conditioning) | SCG | ExAnte2018 | PreRebDown | 0 |  | 9 | Industrial Pipe Insulation 1” Insulation > 4" pipe >15 psig steam_Outdoor | SHW | Distribute | LiquidCirc | PipeIns | Len-ft | Ind | SHW-PipeInsulation-1inch-Outdoor |  | WtrHt-PipeIns-Gas-2017 | WtrHt-PipeIns-Gas-2017 | PR055 | 1 inch Insulation layer, > 4 inch pipe, >15 psig steam, Outdoor |  | Uninsulated Pipe on existing buidings | 0 |  | LiquidCirc | PipeIns | Uninsulated Pipe on existing buidings | 0 |  |  |  | 0 | Annual | 0 | 6.68 | 6.68 | 0 |  |  |  |  | 1 | Any | Ex | CZ01 | cWtd | 1 | 0 |  |  | 77.49
SCG | WPSCGWP110812A | 4 | Pipe Insulation( Non-Space Conditioning) | SCG | ExAnte2018 | PreRebDown | 0 |  | 9 | Industrial Pipe Insulation 1” Insulation > 4" pipe >15 psig steam_Outdoor | SHW | Distribute | LiquidCirc | PipeIns | Len-ft | Ind | SHW-PipeInsulation-1inch-Outdoor |  | WtrHt-PipeIns-Gas-2017 | WtrHt-PipeIns-Gas-2017 | PR055 | 1 inch Insulation layer, > 4 inch pipe, >15 psig steam, Outdoor |  | Uninsulated Pipe on existing buidings | 0 |  | LiquidCirc | PipeIns | Uninsulated Pipe on existing buidings | 0 |  |  |  | 0 | Annual | 0 | 6.68 | 6.68 | 0 |  |  |  |  | 1 | Any | Ex | CZ02 | cWtd | 1 | 0 |  |  | 70.75
SCG | WPSCGWP110812A | 4 | Pipe Insulation( Non-Space Conditioning) | SCG | ExAnte2018 | PreRebDown | 0 |  | 9 | Industrial Pipe Insulation 1” Insulation > 4" pipe >15 psig steam_Outdoor | SHW | Distribute | LiquidCirc | PipeIns | Len-ft | Ind | SHW-PipeInsulation-1inch-Outdoor |  | WtrHt-PipeIns-Gas-2017 | WtrHt-PipeIns-Gas-2017 | PR055 | 1 inch Insulation layer, > 4 inch pipe, >15 psig steam, Outdoor |  | Uninsulated Pipe on existing buidings | 0 |  | LiquidCirc | PipeIns | Uninsulated Pipe on existing buidings | 0 |  |  |  | 0 | Annual | 0 | 6.68 | 6.68 | 0 |  |  |  |  | 1 | Any | Ex | CZ03 | cWtd | 1 | 0 |  |  | 87.19
SCG | WPSCGWP110812A | 4 | Pipe Insulation( Non-Space Conditioning) | SCG | ExAnte2018 | PreRebDown | 0 |  | 9 | Industrial Pipe Insulation 1” Insulation > 4" pipe >15 psig steam_Outdoor | SHW | Distribute | LiquidCirc | PipeIns | Len-ft | Ind | SHW-PipeInsulation-1inch-Outdoor |  | WtrHt-PipeIns-Gas-2017 | WtrHt-PipeIns-Gas-2017 | PR055 | 1 inch Insulation layer, > 4 inch pipe, >15 psig steam, Outdoor |  | Uninsulated Pipe on existing buidings | 0 |  | LiquidCirc | PipeIns | Uninsulated Pipe on existing buidings | 0 |  |  |  | 0 | Annual | 0 | 6.68 | 6.68 | 0 |  |  |  |  | 1 | Any | Ex | CZ04 | cWtd | 1 | 0 |  |  | 79.33
SCG | WPSCGWP110812A | 4 | Pipe Insulation( Non-Space Conditioning) | SCG | ExAnte2018 | PreRebDown | 0 |  | 9 | Industrial Pipe Insulation 1” Insulation > 4" pipe >15 psig steam_Outdoor | SHW | Distribute | LiquidCirc | PipeIns | Len-ft | Ind | SHW-PipeInsulation-1inch-Outdoor |  | WtrHt-PipeIns-Gas-2017 | WtrHt-PipeIns-Gas-2017 | PR055 | 1 inch Insulation layer, > 4 inch pipe, >15 psig steam, Outdoor |  | Uninsulated Pipe on existing buidings | 0 |  | LiquidCirc | PipeIns | Uninsulated Pipe on existing buidings | 0 |  |  |  | 0 | Annual | 0 | 6.68 | 6.68 | 0 |  |  |  |  | 1 | Any | Ex | CZ05 | cWtd | 1 | 0 |  |  | 79.78
SCG | WPSCGWP110812A | 4 | Pipe Insulation( Non-Space Conditioning) | SCG | ExAnte2018 | PreRebDown | 0 |  | 9 | Industrial Pipe Insulation 1” Insulation > 4" pipe >15 psig steam_Outdoor | SHW | Distribute | LiquidCirc | PipeIns | Len-ft | Ind | SHW-PipeInsulation-1inch-Outdoor |  | WtrHt-PipeIns-Gas-2017 | WtrHt-PipeIns-Gas-2017 | PR055 | 1 inch Insulation layer, > 4 inch pipe, >15 psig steam, Outdoor |  | Uninsulated Pipe on existing buidings | 0 |  | LiquidCirc | PipeIns | Uninsulated Pipe on existing buidings | 0 |  |  |  | 0 | Annual | 0 | 6.68 | 6.68 | 0 |  |  |  |  | 1 | Any | Ex | CZ11 | cWtd | 1 | 0 |  |  | 81.4
SCG | WPSCGWP110812A | 4 | Pipe Insulation( Non-Space Conditioning) | SCG | ExAnte2018 | PreRebDown | 0 |  | 9 | Industrial Pipe Insulation 1” Insulation > 4" pipe >15 psig steam_Outdoor | SHW | Distribute | LiquidCirc | PipeIns | Len-ft | Ind | SHW-PipeInsulation-1inch-Outdoor |  | WtrHt-PipeIns-Gas-2017 | WtrHt-PipeIns-Gas-2017 | PR055 | 1 inch Insulation layer, > 4 inch pipe, >15 psig steam, Outdoor |  | Uninsulated Pipe on existing buidings | 0 |  | LiquidCirc | PipeIns | Uninsulated Pipe on existing buidings | 0 |  |  |  | 0 | Annual | 0 | 6.68 | 6.68 | 0 |  |  |  |  | 1 | Any | Ex | CZ12 | cWtd | 1 | 0 |  |  | 76.12
SCG | WPSCGWP110812A | 4 | Pipe Insulation( Non-Space Conditioning) | SCG | ExAnte2018 | PreRebDown | 0 |  | 9 | Industrial Pipe Insulation 1” Insulation > 4" pipe >15 psig steam_Outdoor | SHW | Distribute | LiquidCirc | PipeIns | Len-ft | Ind | SHW-PipeInsulation-1inch-Outdoor |  | WtrHt-PipeIns-Gas-2017 | WtrHt-PipeIns-Gas-2017 | PR055 | 1 inch Insulation layer, > 4 inch pipe, >15 psig steam, Outdoor |  | Uninsulated Pipe on existing buidings | 0 |  | LiquidCirc | PipeIns | Uninsulated Pipe on existing buidings | 0 |  |  |  | 0 | Annual | 0 | 6.68 | 6.68 | 0 |  |  |  |  | 1 | Any | Ex | CZ13 | cWtd | 1 | 0 |  |  | 73.09
SCG | WPSCGWP110812A | 4 | Pipe Insulation( Non-Space Conditioning) | SCG | ExAnte2018 | PreRebDown | 0 |  | 9 | Industrial Pipe Insulation 1” Insulation > 4" pipe >15 psig steam_Outdoor | SHW | Distribute | LiquidCirc | PipeIns | Len-ft | Ind | SHW-PipeInsulation-1inch-Outdoor |  | WtrHt-PipeIns-Gas-2017 | WtrHt-PipeIns-Gas-2017 | PR055 | 1 inch Insulation layer, > 4 inch pipe, >15 psig steam, Outdoor |  | Uninsulated Pipe on existing buidings | 0 |  | LiquidCirc | PipeIns | Uninsulated Pipe on existing buidings | 0 |  |  |  | 0 | Annual | 0 | 6.68 | 6.68 | 0 |  |  |  |  | 1 | Any | Ex | CZ14 | cWtd | 1 | 0 |  |  | 88.76
SCG | WPSCGWP110812A | 4 | Pipe Insulation( Non-Space Conditioning) | SCG | ExAnte2018 | PreRebDown | 0 |  | 9 | Industrial Pipe Insulation 1” Insulation > 4" pipe >15 psig steam_Outdoor | SHW | Distribute | LiquidCirc | PipeIns | Len-ft | Ind | SHW-PipeInsulation-1inch-Outdoor |  | WtrHt-PipeIns-Gas-2017 | WtrHt-PipeIns-Gas-2017 | PR055 | 1 inch Insulation layer, > 4 inch pipe, >15 psig steam, Outdoor |  | Uninsulated Pipe on existing buidings | 0 |  | LiquidCirc | PipeIns | Uninsulated Pipe on existing buidings | 0 |  |  |  | 0 | Annual | 0 | 6.68 | 6.68 | 0 |  |  |  |  | 1 | Any | Ex | CZ16 | cWtd | 1 | 0 |  |  | 74.85
SCG | WPSCGWP110812A | 4 | Pipe Insulation( Non-Space Conditioning) | SCG | ExAnte2018 | PreRebDown | 0 |  | 28 | Industrial Fitting Insulation <= 1" pipe Hot Water_Outdoor | SHW | Distribute | LiquidCirc | PipeIns | Each | Ind | SHW-FittingInsulation-Outdoor<=1in-HW |  | WtrHt-PipeIns-Gas-2017 | WtrHt-PipeIns-Gas-2017 | PR080 | Fitting Insulation, <= 1 inch pipe, Hot Water, Outdoor |  | Uninsulated Pipe on existing buidings | 0 |  | LiquidCirc | PipeIns | Uninsulated Pipe on existing buidings | 0 |  |  |  | 0 | Annual | 0 | 7.87 | 7.87 | 0 |  |  |  |  | 1 | Any | Ex | CZ01 | cWtd | 1 | 0 |  |  | 2.46
SCG | WPSCGWP110812A | 4 | Pipe Insulation( Non-Space Conditioning) | SCG | ExAnte2018 | PreRebDown | 0 |  | 28 | Industrial Fitting Insulation <= 1" pipe Hot Water_Outdoor | SHW | Distribute | LiquidCirc | PipeIns | Each | Ind | SHW-FittingInsulation-Outdoor<=1in-HW |  | WtrHt-PipeIns-Gas-2017 | WtrHt-PipeIns-Gas-2017 | PR080 | Fitting Insulation, <= 1 inch pipe, Hot Water, Outdoor |  | Uninsulated Pipe on existing buidings | 0 |  | LiquidCirc | PipeIns | Uninsulated Pipe on existing buidings | 0 |  |  |  | 0 | Annual | 0 | 7.87 | 7.87 | 0 |  |  |  |  | 1 | Any | Ex | CZ02 | cWtd | 1 | 0 |  |  | 2.09
SCG | WPSCGWP110812A | 4 | Pipe Insulation( Non-Space Conditioning) | SCG | ExAnte2018 | PreRebDown | 0 |  | 28 | Industrial Fitting Insulation <= 1" pipe Hot Water_Outdoor | SHW | Distribute | LiquidCirc | PipeIns | Each | Ind | SHW-FittingInsulation-Outdoor<=1in-HW |  | WtrHt-PipeIns-Gas-2017 | WtrHt-PipeIns-Gas-2017 | PR080 | Fitting Insulation, <= 1 inch pipe, Hot Water, Outdoor |  | Uninsulated Pipe on existing buidings | 0 |  | LiquidCirc | PipeIns | Uninsulated Pipe on existing buidings | 0 |  |  |  | 0 | Annual | 0 | 7.87 | 7.87 | 0 |  |  |  |  | 1 | Any | Ex | CZ03 | cWtd | 1 | 0 |  |  | 2.71
SCG | WPSCGWP110812A | 4 | Pipe Insulation( Non-Space Conditioning) | SCG | ExAnte2018 | PreRebDown | 0 |  | 28 | Industrial Fitting Insulation <= 1" pipe Hot Water_Outdoor | SHW | Distribute | LiquidCirc | PipeIns | Each | Ind | SHW-FittingInsulation-Outdoor<=1in-HW |  | WtrHt-PipeIns-Gas-2017 | WtrHt-PipeIns-Gas-2017 | PR080 | Fitting Insulation, <= 1 inch pipe, Hot Water, Outdoor |  | Uninsulated Pipe on existing buidings | 0 |  | LiquidCirc | PipeIns | Uninsulated Pipe on existing buidings | 0 |  |  |  | 0 | Annual | 0 | 7.87 | 7.87 | 0 |  |  |  |  | 1 | Any | Ex | CZ04 | cWtd | 1 | 0 |  |  | 2.38
SCG | WPSCGWP110812A | 4 | Pipe Insulation( Non-Space Conditioning) | SCG | ExAnte2018 | PreRebDown | 0 |  | 28 | Industrial Fitting Insulation <= 1" pipe Hot Water_Outdoor | SHW | Distribute | LiquidCirc | PipeIns | Each | Ind | SHW-FittingInsulation-Outdoor<=1in-HW |  | WtrHt-PipeIns-Gas-2017 | WtrHt-PipeIns-Gas-2017 | PR080 | Fitting Insulation, <= 1 inch pipe, Hot Water, Outdoor |  | Uninsulated Pipe on existing buidings | 0 |  | LiquidCirc | PipeIns | Uninsulated Pipe on existing buidings | 0 |  |  |  | 0 | Annual | 0 | 7.87 | 7.87 | 0 |  |  |  |  | 1 | Any | Ex | CZ05 | cWtd | 1 | 0 |  |  | 2.46
SCG | WPSCGWP110812A | 4 | Pipe Insulation( Non-Space Conditioning) | SCG | ExAnte2018 | PreRebDown | 0 |  | 28 | Industrial Fitting Insulation <= 1" pipe Hot Water_Outdoor | SHW | Distribute | LiquidCirc | PipeIns | Each | Ind | SHW-FittingInsulation-Outdoor<=1in-HW |  | WtrHt-PipeIns-Gas-2017 | WtrHt-PipeIns-Gas-2017 | PR080 | Fitting Insulation, <= 1 inch pipe, Hot Water, Outdoor |  | Uninsulated Pipe on existing buidings | 0 |  | LiquidCirc | PipeIns | Uninsulated Pipe on existing buidings | 0 |  |  |  | 0 | Annual | 0 | 7.87 | 7.87 | 0 |  |  |  |  | 1 | Any | Ex | CZ11 | cWtd | 1 | 0 |  |  | 2.37
SCG | WPSCGWP110812A | 4 | Pipe Insulation( Non-Space Conditioning) | SCG | ExAnte2018 | PreRebDown | 0 |  | 28 | Industrial Fitting Insulation <= 1" pipe Hot Water_Outdoor | SHW | Distribute | LiquidCirc | PipeIns | Each | Ind | SHW-FittingInsulation-Outdoor<=1in-HW |  | WtrHt-PipeIns-Gas-2017 | WtrHt-PipeIns-Gas-2017 | PR080 | Fitting Insulation, <= 1 inch pipe, Hot Water, Outdoor |  | Uninsulated Pipe on existing buidings | 0 |  | LiquidCirc | PipeIns | Uninsulated Pipe on existing buidings | 0 |  |  |  | 0 | Annual | 0 | 7.87 | 7.87 | 0 |  |  |  |  | 1 | Any | Ex | CZ12 | cWtd | 1 | 0 |  |  | 2.23
SCG | WPSCGWP110812A | 4 | Pipe Insulation( Non-Space Conditioning) | SCG | ExAnte2018 | PreRebDown | 0 |  | 28 | Industrial Fitting Insulation <= 1" pipe Hot Water_Outdoor | SHW | Distribute | LiquidCirc | PipeIns | Each | Ind | SHW-FittingInsulation-Outdoor<=1in-HW |  | WtrHt-PipeIns-Gas-2017 | WtrHt-PipeIns-Gas-2017 | PR080 | Fitting Insulation, <= 1 inch pipe, Hot Water, Outdoor |  | Uninsulated Pipe on existing buidings | 0 |  | LiquidCirc | PipeIns | Uninsulated Pipe on existing buidings | 0 |  |  |  | 0 | Annual | 0 | 7.87 | 7.87 | 0 |  |  |  |  | 1 | Any | Ex | CZ13 | cWtd | 1 | 0 |  |  | 2.06
SCG | WPSCGWP110812A | 4 | Pipe Insulation( Non-Space Conditioning) | SCG | ExAnte2018 | PreRebDown | 0 |  | 28 | Industrial Fitting Insulation <= 1" pipe Hot Water_Outdoor | SHW | Distribute | LiquidCirc | PipeIns | Each | Ind | SHW-FittingInsulation-Outdoor<=1in-HW |  | WtrHt-PipeIns-Gas-2017 | WtrHt-PipeIns-Gas-2017 | PR080 | Fitting Insulation, <= 1 inch pipe, Hot Water, Outdoor |  | Uninsulated Pipe on existing buidings | 0 |  | LiquidCirc | PipeIns | Uninsulated Pipe on existing buidings | 0 |  |  |  | 0 | Annual | 0 | 7.87 | 7.87 | 0 |  |  |  |  | 1 | Any | Ex | CZ14 | cWtd | 1 | 0 |  |  | 2.64
SCG | WPSCGWP110812A | 4 | Pipe Insulation( Non-Space Conditioning) | SCG | ExAnte2018 | PreRebDown | 0 |  | 28 | Industrial Fitting Insulation <= 1" pipe Hot Water_Outdoor | SHW | Distribute | LiquidCirc | PipeIns | Each | Ind | SHW-FittingInsulation-Outdoor<=1in-HW |  | WtrHt-PipeIns-Gas-2017 | WtrHt-PipeIns-Gas-2017 | PR080 | Fitting Insulation, <= 1 inch pipe, Hot Water, Outdoor |  | Uninsulated Pipe on existing buidings | 0 |  | LiquidCirc | PipeIns | Uninsulated Pipe on existing buidings | 0 |  |  |  | 0 | Annual | 0 | 7.87 | 7.87 | 0 |  |  |  |  | 1 | Any | Ex | CZ16 | cWtd | 1 | 0 |  |  | 2.34
SCG | WPSCGWP110812A | 4 | Pipe Insulation( Non-Space Conditioning) | SCG | ExAnte2018 | PreRebDown | 0 |  | 29 | Industrial Fitting Insulation 1" < pipe <= 4" Hot Water_Outdoor | SHW | Distribute | LiquidCirc | PipeIns | Each | Ind | SHW-FittingInsulation-Outdoor>1in-HW |  | WtrHt-PipeIns-Gas-2017 | WtrHt-PipeIns-Gas-2017 | PR086 | Fitting Insulation, 1 inch < pipe <= 4 inch, Hot Water, Outdoor |  | Uninsulated Pipe on existing buidings | 0 |  | LiquidCirc | PipeIns | Uninsulated Pipe on existing buidings | 0 |  |  |  | 0 | Annual | 0 | 9.6 | 9.6 | 0 |  |  |  |  | 1 | Any | Ex | CZ01 | cWtd | 1 | 0 |  |  | 5.48
SCG | WPSCGWP110812A | 4 | Pipe Insulation( Non-Space Conditioning) | SCG | ExAnte2018 | PreRebDown | 0 |  | 29 | Industrial Fitting Insulation 1" < pipe <= 4" Hot Water_Outdoor | SHW | Distribute | LiquidCirc | PipeIns | Each | Ind | SHW-FittingInsulation-Outdoor>1in-HW |  | WtrHt-PipeIns-Gas-2017 | WtrHt-PipeIns-Gas-2017 | PR086 | Fitting Insulation, 1 inch < pipe <= 4 inch, Hot Water, Outdoor |  | Uninsulated Pipe on existing buidings | 0 |  | LiquidCirc | PipeIns | Uninsulated Pipe on existing buidings | 0 |  |  |  | 0 | Annual | 0 | 9.6 | 9.6 | 0 |  |  |  |  | 1 | Any | Ex | CZ02 | cWtd | 1 | 0 |  |  | 4.68
SCG | WPSCGWP110812A | 4 | Pipe Insulation( Non-Space Conditioning) | SCG | ExAnte2018 | PreRebDown | 0 |  | 29 | Industrial Fitting Insulation 1" < pipe <= 4" Hot Water_Outdoor | SHW | Distribute | LiquidCirc | PipeIns | Each | Ind | SHW-FittingInsulation-Outdoor>1in-HW |  | WtrHt-PipeIns-Gas-2017 | WtrHt-PipeIns-Gas-2017 | PR086 | Fitting Insulation, 1 inch < pipe <= 4 inch, Hot Water, Outdoor |  | Uninsulated Pipe on existing buidings | 0 |  | LiquidCirc | PipeIns | Uninsulated Pipe on existing buidings | 0 |  |  |  | 0 | Annual | 0 | 9.6 | 9.6 | 0 |  |  |  |  | 1 | Any | Ex | CZ03 | cWtd | 1 | 0 |  |  | 6.04
SCG | WPSCGWP110812A | 4 | Pipe Insulation( Non-Space Conditioning) | SCG | ExAnte2018 | PreRebDown | 0 |  | 29 | Industrial Fitting Insulation 1" < pipe <= 4" Hot Water_Outdoor | SHW | Distribute | LiquidCirc | PipeIns | Each | Ind | SHW-FittingInsulation-Outdoor>1in-HW |  | WtrHt-PipeIns-Gas-2017 | WtrHt-PipeIns-Gas-2017 | PR086 | Fitting Insulation, 1 inch < pipe <= 4 inch, Hot Water, Outdoor |  | Uninsulated Pipe on existing buidings | 0 |  | LiquidCirc | PipeIns | Uninsulated Pipe on existing buidings | 0 |  |  |  | 0 | Annual | 0 | 9.6 | 9.6 | 0 |  |  |  |  | 1 | Any | Ex | CZ04 | cWtd | 1 | 0 |  |  | 5.29
SCG | WPSCGWP110812A | 4 | Pipe Insulation( Non-Space Conditioning) | SCG | ExAnte2018 | PreRebDown | 0 |  | 29 | Industrial Fitting Insulation 1" < pipe <= 4" Hot Water_Outdoor | SHW | Distribute | LiquidCirc | PipeIns | Each | Ind | SHW-FittingInsulation-Outdoor>1in-HW |  | WtrHt-PipeIns-Gas-2017 | WtrHt-PipeIns-Gas-2017 | PR086 | Fitting Insulation, 1 inch < pipe <= 4 inch, Hot Water, Outdoor |  | Uninsulated Pipe on existing buidings | 0 |  | LiquidCirc | PipeIns | Uninsulated Pipe on existing buidings | 0 |  |  |  | 0 | Annual | 0 | 9.6 | 9.6 | 0 |  |  |  |  | 1 | Any | Ex | CZ05 | cWtd | 1 | 0 |  |  | 5.49
SCG | WPSCGWP110812A | 4 | Pipe Insulation( Non-Space Conditioning) | SCG | ExAnte2018 | PreRebDown | 0 |  | 29 | Industrial Fitting Insulation 1" < pipe <= 4" Hot Water_Outdoor | SHW | Distribute | LiquidCirc | PipeIns | Each | Ind | SHW-FittingInsulation-Outdoor>1in-HW |  | WtrHt-PipeIns-Gas-2017 | WtrHt-PipeIns-Gas-2017 | PR086 | Fitting Insulation, 1 inch < pipe <= 4 inch, Hot Water, Outdoor |  | Uninsulated Pipe on existing buidings | 0 |  | LiquidCirc | PipeIns | Uninsulated Pipe on existing buidings | 0 |  |  |  | 0 | Annual | 0 | 9.6 | 9.6 | 0 |  |  |  |  | 1 | Any | Ex | CZ11 | cWtd | 1 | 0 |  |  | 5.29
SCG | WPSCGWP110812A | 4 | Pipe Insulation( Non-Space Conditioning) | SCG | ExAnte2018 | PreRebDown | 0 |  | 29 | Industrial Fitting Insulation 1" < pipe <= 4" Hot Water_Outdoor | SHW | Distribute | LiquidCirc | PipeIns | Each | Ind | SHW-FittingInsulation-Outdoor>1in-HW |  | WtrHt-PipeIns-Gas-2017 | WtrHt-PipeIns-Gas-2017 | PR086 | Fitting Insulation, 1 inch < pipe <= 4 inch, Hot Water, Outdoor |  | Uninsulated Pipe on existing buidings | 0 |  | LiquidCirc | PipeIns | Uninsulated Pipe on existing buidings | 0 |  |  |  | 0 | Annual | 0 | 9.6 | 9.6 | 0 |  |  |  |  | 1 | Any | Ex | CZ12 | cWtd | 1 | 0 |  |  | 4.98
SCG | WPSCGWP110812A | 4 | Pipe Insulation( Non-Space Conditioning) | SCG | ExAnte2018 | PreRebDown | 0 |  | 29 | Industrial Fitting Insulation 1" < pipe <= 4" Hot Water_Outdoor | SHW | Distribute | LiquidCirc | PipeIns | Each | Ind | SHW-FittingInsulation-Outdoor>1in-HW |  | WtrHt-PipeIns-Gas-2017 | WtrHt-PipeIns-Gas-2017 | PR086 | Fitting Insulation, 1 inch < pipe <= 4 inch, Hot Water, Outdoor |  | Uninsulated Pipe on existing buidings | 0 |  | LiquidCirc | PipeIns | Uninsulated Pipe on existing buidings | 0 |  |  |  | 0 | Annual | 0 | 9.6 | 9.6 | 0 |  |  |  |  | 1 | Any | Ex | CZ13 | cWtd | 1 | 0 |  |  | 4.61
SCG | WPSCGWP110812A | 4 | Pipe Insulation( Non-Space Conditioning) | SCG | ExAnte2018 | PreRebDown | 0 |  | 29 | Industrial Fitting Insulation 1" < pipe <= 4" Hot Water_Outdoor | SHW | Distribute | LiquidCirc | PipeIns | Each | Ind | SHW-FittingInsulation-Outdoor>1in-HW |  | WtrHt-PipeIns-Gas-2017 | WtrHt-PipeIns-Gas-2017 | PR086 | Fitting Insulation, 1 inch < pipe <= 4 inch, Hot Water, Outdoor |  | Uninsulated Pipe on existing buidings | 0 |  | LiquidCirc | PipeIns | Uninsulated Pipe on existing buidings | 0 |  |  |  | 0 | Annual | 0 | 9.6 | 9.6 | 0 |  |  |  |  | 1 | Any | Ex | CZ14 | cWtd | 1 | 0 |  |  | 5.87
SCG | WPSCGWP110812A | 4 | Pipe Insulation( Non-Space Conditioning) | SCG | ExAnte2018 | PreRebDown | 0 |  | 29 | Industrial Fitting Insulation 1" < pipe <= 4" Hot Water_Outdoor | SHW | Distribute | LiquidCirc | PipeIns | Each | Ind | SHW-FittingInsulation-Outdoor>1in-HW |  | WtrHt-PipeIns-Gas-2017 | WtrHt-PipeIns-Gas-2017 | PR086 | Fitting Insulation, 1 inch < pipe <= 4 inch, Hot Water, Outdoor |  | Uninsulated Pipe on existing buidings | 0 |  | LiquidCirc | PipeIns | Uninsulated Pipe on existing buidings | 0 |  |  |  | 0 | Annual | 0 | 9.6 | 9.6 | 0 |  |  |  |  | 1 | Any | Ex | CZ16 | cWtd | 1 | 0 |  |  | 5.23
SCG | WPSCGWP110812A | 4 | Pipe Insulation( Non-Space Conditioning) | SCG | ExAnte2018 | PreRebDown | 0 |  | 30 | Industrial Fitting Insulation > 4" pipe Hot Water_Outdoor | SHW | Distribute | LiquidCirc | PipeIns | Each | Ind | SHW-FittingInsulation-Outdoor>1in-HW |  | WtrHt-PipeIns-Gas-2017 | WtrHt-PipeIns-Gas-2017 | PR083 | Fitting Insulation, > 4 inch pipe, Hot Water, Outdoor |  | Uninsulated Pipe on existing buidings | 0 |  | LiquidCirc | PipeIns | Uninsulated Pipe on existing buidings | 0 |  |  |  | 0 | Annual | 0 | 9.6 | 9.6 | 0 |  |  |  |  | 1 | Any | Ex | CZ01 | cWtd | 1 | 0 |  |  | 16.83
SCG | WPSCGWP110812A | 4 | Pipe Insulation( Non-Space Conditioning) | SCG | ExAnte2018 | PreRebDown | 0 |  | 30 | Industrial Fitting Insulation > 4" pipe Hot Water_Outdoor | SHW | Distribute | LiquidCirc | PipeIns | Each | Ind | SHW-FittingInsulation-Outdoor>1in-HW |  | WtrHt-PipeIns-Gas-2017 | WtrHt-PipeIns-Gas-2017 | PR083 | Fitting Insulation, > 4 inch pipe, Hot Water, Outdoor |  | Uninsulated Pipe on existing buidings | 0 |  | LiquidCirc | PipeIns | Uninsulated Pipe on existing buidings | 0 |  |  |  | 0 | Annual | 0 | 9.6 | 9.6 | 0 |  |  |  |  | 1 | Any | Ex | CZ02 | cWtd | 1 | 0 |  |  | 14.44
SCG | WPSCGWP110812A | 4 | Pipe Insulation( Non-Space Conditioning) | SCG | ExAnte2018 | PreRebDown | 0 |  | 30 | Industrial Fitting Insulation > 4" pipe Hot Water_Outdoor | SHW | Distribute | LiquidCirc | PipeIns | Each | Ind | SHW-FittingInsulation-Outdoor>1in-HW |  | WtrHt-PipeIns-Gas-2017 | WtrHt-PipeIns-Gas-2017 | PR083 | Fitting Insulation, > 4 inch pipe, Hot Water, Outdoor |  | Uninsulated Pipe on existing buidings | 0 |  | LiquidCirc | PipeIns | Uninsulated Pipe on existing buidings | 0 |  |  |  | 0 | Annual | 0 | 9.6 | 9.6 | 0 |  |  |  |  | 1 | Any | Ex | CZ03 | cWtd | 1 | 0 |  |  | 18.5
SCG | WPSCGWP110812A | 4 | Pipe Insulation( Non-Space Conditioning) | SCG | ExAnte2018 | PreRebDown | 0 |  | 30 | Industrial Fitting Insulation > 4" pipe Hot Water_Outdoor | SHW | Distribute | LiquidCirc | PipeIns | Each | Ind | SHW-FittingInsulation-Outdoor>1in-HW |  | WtrHt-PipeIns-Gas-2017 | WtrHt-PipeIns-Gas-2017 | PR083 | Fitting Insulation, > 4 inch pipe, Hot Water, Outdoor |  | Uninsulated Pipe on existing buidings | 0 |  | LiquidCirc | PipeIns | Uninsulated Pipe on existing buidings | 0 |  |  |  | 0 | Annual | 0 | 9.6 | 9.6 | 0 |  |  |  |  | 1 | Any | Ex | CZ04 | cWtd | 1 | 0 |  |  | 16.25
SCG | WPSCGWP110812A | 4 | Pipe Insulation( Non-Space Conditioning) | SCG | ExAnte2018 | PreRebDown | 0 |  | 30 | Industrial Fitting Insulation > 4" pipe Hot Water_Outdoor | SHW | Distribute | LiquidCirc | PipeIns | Each | Ind | SHW-FittingInsulation-Outdoor>1in-HW |  | WtrHt-PipeIns-Gas-2017 | WtrHt-PipeIns-Gas-2017 | PR083 | Fitting Insulation, > 4 inch pipe, Hot Water, Outdoor |  | Uninsulated Pipe on existing buidings | 0 |  | LiquidCirc | PipeIns | Uninsulated Pipe on existing buidings | 0 |  |  |  | 0 | Annual | 0 | 9.6 | 9.6 | 0 |  |  |  |  | 1 | Any | Ex | CZ05 | cWtd | 1 | 0 |  |  | 16.85
SCG | WPSCGWP110812A | 4 | Pipe Insulation( Non-Space Conditioning) | SCG | ExAnte2018 | PreRebDown | 0 |  | 30 | Industrial Fitting Insulation > 4" pipe Hot Water_Outdoor | SHW | Distribute | LiquidCirc | PipeIns | Each | Ind | SHW-FittingInsulation-Outdoor>1in-HW |  | WtrHt-PipeIns-Gas-2017 | WtrHt-PipeIns-Gas-2017 | PR083 | Fitting Insulation, > 4 inch pipe, Hot Water, Outdoor |  | Uninsulated Pipe on existing buidings | 0 |  | LiquidCirc | PipeIns | Uninsulated Pipe on existing buidings | 0 |  |  |  | 0 | Annual | 0 | 9.6 | 9.6 | 0 |  |  |  |  | 1 | Any | Ex | CZ11 | cWtd | 1 | 0 |  |  | 16.22
SCG | WPSCGWP110812A | 4 | Pipe Insulation( Non-Space Conditioning) | SCG | ExAnte2018 | PreRebDown | 0 |  | 30 | Industrial Fitting Insulation > 4" pipe Hot Water_Outdoor | SHW | Distribute | LiquidCirc | PipeIns | Each | Ind | SHW-FittingInsulation-Outdoor>1in-HW |  | WtrHt-PipeIns-Gas-2017 | WtrHt-PipeIns-Gas-2017 | PR083 | Fitting Insulation, > 4 inch pipe, Hot Water, Outdoor |  | Uninsulated Pipe on existing buidings | 0 |  | LiquidCirc | PipeIns | Uninsulated Pipe on existing buidings | 0 |  |  |  | 0 | Annual | 0 | 9.6 | 9.6 | 0 |  |  |  |  | 1 | Any | Ex | CZ12 | cWtd | 1 | 0 |  |  | 15.31
SCG | WPSCGWP110812A | 4 | Pipe Insulation( Non-Space Conditioning) | SCG | ExAnte2018 | PreRebDown | 0 |  | 30 | Industrial Fitting Insulation > 4" pipe Hot Water_Outdoor | SHW | Distribute | LiquidCirc | PipeIns | Each | Ind | SHW-FittingInsulation-Outdoor>1in-HW |  | WtrHt-PipeIns-Gas-2017 | WtrHt-PipeIns-Gas-2017 | PR083 | Fitting Insulation, > 4 inch pipe, Hot Water, Outdoor |  | Uninsulated Pipe on existing buidings | 0 |  | LiquidCirc | PipeIns | Uninsulated Pipe on existing buidings | 0 |  |  |  | 0 | Annual | 0 | 9.6 | 9.6 | 0 |  |  |  |  | 1 | Any | Ex | CZ13 | cWtd | 1 | 0 |  |  | 14.19
SCG | WPSCGWP110812A | 4 | Pipe Insulation( Non-Space Conditioning) | SCG | ExAnte2018 | PreRebDown | 0 |  | 30 | Industrial Fitting Insulation > 4" pipe Hot Water_Outdoor | SHW | Distribute | LiquidCirc | PipeIns | Each | Ind | SHW-FittingInsulation-Outdoor>1in-HW |  | WtrHt-PipeIns-Gas-2017 | WtrHt-PipeIns-Gas-2017 | PR083 | Fitting Insulation, > 4 inch pipe, Hot Water, Outdoor |  | Uninsulated Pipe on existing buidings | 0 |  | LiquidCirc | PipeIns | Uninsulated Pipe on existing buidings | 0 |  |  |  | 0 | Annual | 0 | 9.6 | 9.6 | 0 |  |  |  |  | 1 | Any | Ex | CZ14 | cWtd | 1 | 0 |  |  | 18
SCG | WPSCGWP110812A | 4 | Pipe Insulation( Non-Space Conditioning) | SCG | ExAnte2018 | PreRebDown | 0 |  | 30 | Industrial Fitting Insulation > 4" pipe Hot Water_Outdoor | SHW | Distribute | LiquidCirc | PipeIns | Each | Ind | SHW-FittingInsulation-Outdoor>1in-HW |  | WtrHt-PipeIns-Gas-2017 | WtrHt-PipeIns-Gas-2017 | PR083 | Fitting Insulation, > 4 inch pipe, Hot Water, Outdoor |  | Uninsulated Pipe on existing buidings | 0 |  | LiquidCirc | PipeIns | Uninsulated Pipe on existing buidings | 0 |  |  |  | 0 | Annual | 0 | 9.6 | 9.6 | 0 |  |  |  |  | 1 | Any | Ex | CZ16 | cWtd | 1 | 0 |  |  | 16.1
SCG | WPSCGWP110812A | 4 | Pipe Insulation( Non-Space Conditioning) | SCG | ExAnte2018 | PreRebDown | 0 |  | 31 | Industrial Fitting Insulation <= 1" pipe <=15 psig steam_Outdoor | SHW | Distribute | LiquidCirc | PipeIns | Each | Ind | SHW-FittingInsulation-Outdoor<1in-Steam |  | WtrHt-PipeIns-Gas-2017 | WtrHt-PipeIns-Gas-2017 | PR078 | Fitting Insulation, <= 1 inch pipe, <=15 psig steam, Outdoor |  | Uninsulated Pipe on existing buidings | 0 |  | LiquidCirc | PipeIns | Uninsulated Pipe on existing buidings | 0 |  |  |  | 0 | Annual | 0 | 8.67 | 8.67 | 0 |  |  |  |  | 1 | Any | Ex | CZ01 | cWtd | 1 | 0 |  |  | 5.86
SCG | WPSCGWP110812A | 4 | Pipe Insulation( Non-Space Conditioning) | SCG | ExAnte2018 | PreRebDown | 0 |  | 31 | Industrial Fitting Insulation <= 1" pipe <=15 psig steam_Outdoor | SHW | Distribute | LiquidCirc | PipeIns | Each | Ind | SHW-FittingInsulation-Outdoor<1in-Steam |  | WtrHt-PipeIns-Gas-2017 | WtrHt-PipeIns-Gas-2017 | PR078 | Fitting Insulation, <= 1 inch pipe, <=15 psig steam, Outdoor |  | Uninsulated Pipe on existing buidings | 0 |  | LiquidCirc | PipeIns | Uninsulated Pipe on existing buidings | 0 |  |  |  | 0 | Annual | 0 | 8.67 | 8.67 | 0 |  |  |  |  | 1 | Any | Ex | CZ02 | cWtd | 1 | 0 |  |  | 5.23
SCG | WPSCGWP110812A | 4 | Pipe Insulation( Non-Space Conditioning) | SCG | ExAnte2018 | PreRebDown | 0 |  | 31 | Industrial Fitting Insulation <= 1" pipe <=15 psig steam_Outdoor | SHW | Distribute | LiquidCirc | PipeIns | Each | Ind | SHW-FittingInsulation-Outdoor<1in-Steam |  | WtrHt-PipeIns-Gas-2017 | WtrHt-PipeIns-Gas-2017 | PR078 | Fitting Insulation, <= 1 inch pipe, <=15 psig steam, Outdoor |  | Uninsulated Pipe on existing buidings | 0 |  | LiquidCirc | PipeIns | Uninsulated Pipe on existing buidings | 0 |  |  |  | 0 | Annual | 0 | 8.67 | 8.67 | 0 |  |  |  |  | 1 | Any | Ex | CZ03 | cWtd | 1 | 0 |  |  | 6.67
SCG | WPSCGWP110812A | 4 | Pipe Insulation( Non-Space Conditioning) | SCG | ExAnte2018 | PreRebDown | 0 |  | 31 | Industrial Fitting Insulation <= 1" pipe <=15 psig steam_Outdoor | SHW | Distribute | LiquidCirc | PipeIns | Each | Ind | SHW-FittingInsulation-Outdoor<1in-Steam |  | WtrHt-PipeIns-Gas-2017 | WtrHt-PipeIns-Gas-2017 | PR078 | Fitting Insulation, <= 1 inch pipe, <=15 psig steam, Outdoor |  | Uninsulated Pipe on existing buidings | 0 |  | LiquidCirc | PipeIns | Uninsulated Pipe on existing buidings | 0 |  |  |  | 0 | Annual | 0 | 8.67 | 8.67 | 0 |  |  |  |  | 1 | Any | Ex | CZ04 | cWtd | 1 | 0 |  |  | 5.98
SCG | WPSCGWP110812A | 4 | Pipe Insulation( Non-Space Conditioning) | SCG | ExAnte2018 | PreRebDown | 0 |  | 31 | Industrial Fitting Insulation <= 1" pipe <=15 psig steam_Outdoor | SHW | Distribute | LiquidCirc | PipeIns | Each | Ind | SHW-FittingInsulation-Outdoor<1in-Steam |  | WtrHt-PipeIns-Gas-2017 | WtrHt-PipeIns-Gas-2017 | PR078 | Fitting Insulation, <= 1 inch pipe, <=15 psig steam, Outdoor |  | Uninsulated Pipe on existing buidings | 0 |  | LiquidCirc | PipeIns | Uninsulated Pipe on existing buidings | 0 |  |  |  | 0 | Annual | 0 | 8.67 | 8.67 | 0 |  |  |  |  | 1 | Any | Ex | CZ05 | cWtd | 1 | 0 |  |  | 6.04
SCG | WPSCGWP110812A | 4 | Pipe Insulation( Non-Space Conditioning) | SCG | ExAnte2018 | PreRebDown | 0 |  | 31 | Industrial Fitting Insulation <= 1" pipe <=15 psig steam_Outdoor | SHW | Distribute | LiquidCirc | PipeIns | Each | Ind | SHW-FittingInsulation-Outdoor<1in-Steam |  | WtrHt-PipeIns-Gas-2017 | WtrHt-PipeIns-Gas-2017 | PR078 | Fitting Insulation, <= 1 inch pipe, <=15 psig steam, Outdoor |  | Uninsulated Pipe on existing buidings | 0 |  | LiquidCirc | PipeIns | Uninsulated Pipe on existing buidings | 0 |  |  |  | 0 | Annual | 0 | 8.67 | 8.67 | 0 |  |  |  |  | 1 | Any | Ex | CZ11 | cWtd | 1 | 0 |  |  | 6.13
SCG | WPSCGWP110812A | 4 | Pipe Insulation( Non-Space Conditioning) | SCG | ExAnte2018 | PreRebDown | 0 |  | 31 | Industrial Fitting Insulation <= 1" pipe <=15 psig steam_Outdoor | SHW | Distribute | LiquidCirc | PipeIns | Each | Ind | SHW-FittingInsulation-Outdoor<1in-Steam |  | WtrHt-PipeIns-Gas-2017 | WtrHt-PipeIns-Gas-2017 | PR078 | Fitting Insulation, <= 1 inch pipe, <=15 psig steam, Outdoor |  | Uninsulated Pipe on existing buidings | 0 |  | LiquidCirc | PipeIns | Uninsulated Pipe on existing buidings | 0 |  |  |  | 0 | Annual | 0 | 8.67 | 8.67 | 0 |  |  |  |  | 1 | Any | Ex | CZ12 | cWtd | 1 | 0 |  |  | 5.69
SCG | WPSCGWP110812A | 4 | Pipe Insulation( Non-Space Conditioning) | SCG | ExAnte2018 | PreRebDown | 0 |  | 31 | Industrial Fitting Insulation <= 1" pipe <=15 psig steam_Outdoor | SHW | Distribute | LiquidCirc | PipeIns | Each | Ind | SHW-FittingInsulation-Outdoor<1in-Steam |  | WtrHt-PipeIns-Gas-2017 | WtrHt-PipeIns-Gas-2017 | PR078 | Fitting Insulation, <= 1 inch pipe, <=15 psig steam, Outdoor |  | Uninsulated Pipe on existing buidings | 0 |  | LiquidCirc | PipeIns | Uninsulated Pipe on existing buidings | 0 |  |  |  | 0 | Annual | 0 | 8.67 | 8.67 | 0 |  |  |  |  | 1 | Any | Ex | CZ13 | cWtd | 1 | 0 |  |  | 5.41
SCG | WPSCGWP110812A | 4 | Pipe Insulation( Non-Space Conditioning) | SCG | ExAnte2018 | PreRebDown | 0 |  | 31 | Industrial Fitting Insulation <= 1" pipe <=15 psig steam_Outdoor | SHW | Distribute | LiquidCirc | PipeIns | Each | Ind | SHW-FittingInsulation-Outdoor<1in-Steam |  | WtrHt-PipeIns-Gas-2017 | WtrHt-PipeIns-Gas-2017 | PR078 | Fitting Insulation, <= 1 inch pipe, <=15 psig steam, Outdoor |  | Uninsulated Pipe on existing buidings | 0 |  | LiquidCirc | PipeIns | Uninsulated Pipe on existing buidings | 0 |  |  |  | 0 | Annual | 0 | 8.67 | 8.67 | 0 |  |  |  |  | 1 | Any | Ex | CZ14 | cWtd | 1 | 0 |  |  | 6.76
SCG | WPSCGWP110812A | 4 | Pipe Insulation( Non-Space Conditioning) | SCG | ExAnte2018 | PreRebDown | 0 |  | 31 | Industrial Fitting Insulation <= 1" pipe <=15 psig steam_Outdoor | SHW | Distribute | LiquidCirc | PipeIns | Each | Ind | SHW-FittingInsulation-Outdoor<1in-Steam |  | WtrHt-PipeIns-Gas-2017 | WtrHt-PipeIns-Gas-2017 | PR078 | Fitting Insulation, <= 1 inch pipe, <=15 psig steam, Outdoor |  | Uninsulated Pipe on existing buidings | 0 |  | LiquidCirc | PipeIns | Uninsulated Pipe on existing buidings | 0 |  |  |  | 0 | Annual | 0 | 8.67 | 8.67 | 0 |  |  |  |  | 1 | Any | Ex | CZ16 | cWtd | 1 | 0 |  |  | 5.62
SCG | WPSCGWP110812A | 4 | Pipe Insulation( Non-Space Conditioning) | SCG | ExAnte2018 | PreRebDown | 0 |  | 32 | Industrial Fitting Insulation 1" < pipe <= 4" <=15 psig steam_Outdoor | SHW | Distribute | LiquidCirc | PipeIns | Each | Ind | SHW-FittingInsulation-Outdoor>1in-Steam |  | WtrHt-PipeIns-Gas-2017 | WtrHt-PipeIns-Gas-2017 | PR084 | Fitting Insulation, 1 inch < pipe <= 4 inch, <=15 psig steam, Outdoor |  | Uninsulated Pipe on existing buidings | 0 |  | LiquidCirc | PipeIns | Uninsulated Pipe on existing buidings | 0 |  |  |  | 0 | Annual | 0 | 7.33 | 7.33 | 0 |  |  |  |  | 1 | Any | Ex | CZ01 | cWtd | 1 | 0 |  |  | 13.27
SCG | WPSCGWP110812A | 4 | Pipe Insulation( Non-Space Conditioning) | SCG | ExAnte2018 | PreRebDown | 0 |  | 32 | Industrial Fitting Insulation 1" < pipe <= 4" <=15 psig steam_Outdoor | SHW | Distribute | LiquidCirc | PipeIns | Each | Ind | SHW-FittingInsulation-Outdoor>1in-Steam |  | WtrHt-PipeIns-Gas-2017 | WtrHt-PipeIns-Gas-2017 | PR084 | Fitting Insulation, 1 inch < pipe <= 4 inch, <=15 psig steam, Outdoor |  | Uninsulated Pipe on existing buidings | 0 |  | LiquidCirc | PipeIns | Uninsulated Pipe on existing buidings | 0 |  |  |  | 0 | Annual | 0 | 7.33 | 7.33 | 0 |  |  |  |  | 1 | Any | Ex | CZ02 | cWtd | 1 | 0 |  |  | 11.91
SCG | WPSCGWP110812A | 4 | Pipe Insulation( Non-Space Conditioning) | SCG | ExAnte2018 | PreRebDown | 0 |  | 32 | Industrial Fitting Insulation 1" < pipe <= 4" <=15 psig steam_Outdoor | SHW | Distribute | LiquidCirc | PipeIns | Each | Ind | SHW-FittingInsulation-Outdoor>1in-Steam |  | WtrHt-PipeIns-Gas-2017 | WtrHt-PipeIns-Gas-2017 | PR084 | Fitting Insulation, 1 inch < pipe <= 4 inch, <=15 psig steam, Outdoor |  | Uninsulated Pipe on existing buidings | 0 |  | LiquidCirc | PipeIns | Uninsulated Pipe on existing buidings | 0 |  |  |  | 0 | Annual | 0 | 7.33 | 7.33 | 0 |  |  |  |  | 1 | Any | Ex | CZ03 | cWtd | 1 | 0 |  |  | 15.02
SCG | WPSCGWP110812A | 4 | Pipe Insulation( Non-Space Conditioning) | SCG | ExAnte2018 | PreRebDown | 0 |  | 32 | Industrial Fitting Insulation 1" < pipe <= 4" <=15 psig steam_Outdoor | SHW | Distribute | LiquidCirc | PipeIns | Each | Ind | SHW-FittingInsulation-Outdoor>1in-Steam |  | WtrHt-PipeIns-Gas-2017 | WtrHt-PipeIns-Gas-2017 | PR084 | Fitting Insulation, 1 inch < pipe <= 4 inch, <=15 psig steam, Outdoor |  | Uninsulated Pipe on existing buidings | 0 |  | LiquidCirc | PipeIns | Uninsulated Pipe on existing buidings | 0 |  |  |  | 0 | Annual | 0 | 7.33 | 7.33 | 0 |  |  |  |  | 1 | Any | Ex | CZ04 | cWtd | 1 | 0 |  |  | 13.52
SCG | WPSCGWP110812A | 4 | Pipe Insulation( Non-Space Conditioning) | SCG | ExAnte2018 | PreRebDown | 0 |  | 32 | Industrial Fitting Insulation 1" < pipe <= 4" <=15 psig steam_Outdoor | SHW | Distribute | LiquidCirc | PipeIns | Each | Ind | SHW-FittingInsulation-Outdoor>1in-Steam |  | WtrHt-PipeIns-Gas-2017 | WtrHt-PipeIns-Gas-2017 | PR084 | Fitting Insulation, 1 inch < pipe <= 4 inch, <=15 psig steam, Outdoor |  | Uninsulated Pipe on existing buidings | 0 |  | LiquidCirc | PipeIns | Uninsulated Pipe on existing buidings | 0 |  |  |  | 0 | Annual | 0 | 7.33 | 7.33 | 0 |  |  |  |  | 1 | Any | Ex | CZ05 | cWtd | 1 | 0 |  |  | 13.65
SCG | WPSCGWP110812A | 4 | Pipe Insulation( Non-Space Conditioning) | SCG | ExAnte2018 | PreRebDown | 0 |  | 32 | Industrial Fitting Insulation 1" < pipe <= 4" <=15 psig steam_Outdoor | SHW | Distribute | LiquidCirc | PipeIns | Each | Ind | SHW-FittingInsulation-Outdoor>1in-Steam |  | WtrHt-PipeIns-Gas-2017 | WtrHt-PipeIns-Gas-2017 | PR084 | Fitting Insulation, 1 inch < pipe <= 4 inch, <=15 psig steam, Outdoor |  | Uninsulated Pipe on existing buidings | 0 |  | LiquidCirc | PipeIns | Uninsulated Pipe on existing buidings | 0 |  |  |  | 0 | Annual | 0 | 7.33 | 7.33 | 0 |  |  |  |  | 1 | Any | Ex | CZ11 | cWtd | 1 | 0 |  |  | 13.85
SCG | WPSCGWP110812A | 4 | Pipe Insulation( Non-Space Conditioning) | SCG | ExAnte2018 | PreRebDown | 0 |  | 32 | Industrial Fitting Insulation 1" < pipe <= 4" <=15 psig steam_Outdoor | SHW | Distribute | LiquidCirc | PipeIns | Each | Ind | SHW-FittingInsulation-Outdoor>1in-Steam |  | WtrHt-PipeIns-Gas-2017 | WtrHt-PipeIns-Gas-2017 | PR084 | Fitting Insulation, 1 inch < pipe <= 4 inch, <=15 psig steam, Outdoor |  | Uninsulated Pipe on existing buidings | 0 |  | LiquidCirc | PipeIns | Uninsulated Pipe on existing buidings | 0 |  |  |  | 0 | Annual | 0 | 7.33 | 7.33 | 0 |  |  |  |  | 1 | Any | Ex | CZ12 | cWtd | 1 | 0 |  |  | 12.9
SCG | WPSCGWP110812A | 4 | Pipe Insulation( Non-Space Conditioning) | SCG | ExAnte2018 | PreRebDown | 0 |  | 32 | Industrial Fitting Insulation 1" < pipe <= 4" <=15 psig steam_Outdoor | SHW | Distribute | LiquidCirc | PipeIns | Each | Ind | SHW-FittingInsulation-Outdoor>1in-Steam |  | WtrHt-PipeIns-Gas-2017 | WtrHt-PipeIns-Gas-2017 | PR084 | Fitting Insulation, 1 inch < pipe <= 4 inch, <=15 psig steam, Outdoor |  | Uninsulated Pipe on existing buidings | 0 |  | LiquidCirc | PipeIns | Uninsulated Pipe on existing buidings | 0 |  |  |  | 0 | Annual | 0 | 7.33 | 7.33 | 0 |  |  |  |  | 1 | Any | Ex | CZ13 | cWtd | 1 | 0 |  |  | 12.28
SCG | WPSCGWP110812A | 4 | Pipe Insulation( Non-Space Conditioning) | SCG | ExAnte2018 | PreRebDown | 0 |  | 32 | Industrial Fitting Insulation 1" < pipe <= 4" <=15 psig steam_Outdoor | SHW | Distribute | LiquidCirc | PipeIns | Each | Ind | SHW-FittingInsulation-Outdoor<1in-Steam |  | WtrHt-PipeIns-Gas-2017 | WtrHt-PipeIns-Gas-2017 | PR084 | Fitting Insulation, 1 inch < pipe <= 4 inch, <=15 psig steam, Outdoor |  | Uninsulated Pipe on existing buidings | 0 |  | LiquidCirc | PipeIns | Uninsulated Pipe on existing buidings | 0 |  |  |  | 0 | Annual | 0 | 7.33 | 7.33 | 0 |  |  |  |  | 1 | Any | Ex | CZ14 | cWtd | 1 | 0 |  |  | 15.22
SCG | WPSCGWP110812A | 4 | Pipe Insulation( Non-Space Conditioning) | SCG | ExAnte2018 | PreRebDown | 0 |  | 32 | Industrial Fitting Insulation 1" < pipe <= 4" <=15 psig steam_Outdoor | SHW | Distribute | LiquidCirc | PipeIns | Each | Ind | SHW-FittingInsulation-Outdoor<1in-Steam |  | WtrHt-PipeIns-Gas-2017 | WtrHt-PipeIns-Gas-2017 | PR084 | Fitting Insulation, 1 inch < pipe <= 4 inch, <=15 psig steam, Outdoor |  | Uninsulated Pipe on existing buidings | 0 |  | LiquidCirc | PipeIns | Uninsulated Pipe on existing buidings | 0 |  |  |  | 0 | Annual | 0 | 7.33 | 7.33 | 0 |  |  |  |  | 1 | Any | Ex | CZ16 | cWtd | 1 | 0 |  |  | 12.75
SCG | WPSCGWP110812A | 4 | Pipe Insulation( Non-Space Conditioning) | SCG | ExAnte2018 | PreRebDown | 0 |  | 33 | Industrial Fitting Insulation > 4" pipe <=15 psig steam_Outdoor | SHW | Distribute | LiquidCirc | PipeIns | Each | Ind | SHW-FittingInsulation-Outdoor>1in-Steam |  | WtrHt-PipeIns-Gas-2017 | WtrHt-PipeIns-Gas-2017 | PR081 | Fitting Insulation, > 4 inch pipe, <=15 psig steam, Outdoor |  | Uninsulated Pipe on existing buidings | 0 |  | LiquidCirc | PipeIns | Uninsulated Pipe on existing buidings | 0 |  |  |  | 0 | Annual | 0 | 7.33 | 7.33 | 0 |  |  |  |  | 1 | Any | Ex | CZ01 | cWtd | 1 | 0 |  |  | 41.72
SCG | WPSCGWP110812A | 4 | Pipe Insulation( Non-Space Conditioning) | SCG | ExAnte2018 | PreRebDown | 0 |  | 33 | Industrial Fitting Insulation > 4" pipe <=15 psig steam_Outdoor | SHW | Distribute | LiquidCirc | PipeIns | Each | Ind | SHW-FittingInsulation-Outdoor>1in-Steam |  | WtrHt-PipeIns-Gas-2017 | WtrHt-PipeIns-Gas-2017 | PR081 | Fitting Insulation, > 4 inch pipe, <=15 psig steam, Outdoor |  | Uninsulated Pipe on existing buidings | 0 |  | LiquidCirc | PipeIns | Uninsulated Pipe on existing buidings | 0 |  |  |  | 0 | Annual | 0 | 7.33 | 7.33 | 0 |  |  |  |  | 1 | Any | Ex | CZ02 | cWtd | 1 | 0 |  |  | 37.72
SCG | WPSCGWP110812A | 4 | Pipe Insulation( Non-Space Conditioning) | SCG | ExAnte2018 | PreRebDown | 0 |  | 33 | Industrial Fitting Insulation > 4" pipe <=15 psig steam_Outdoor | SHW | Distribute | LiquidCirc | PipeIns | Each | Ind | SHW-FittingInsulation-Outdoor>1in-Steam |  | WtrHt-PipeIns-Gas-2017 | WtrHt-PipeIns-Gas-2017 | PR081 | Fitting Insulation, > 4 inch pipe, <=15 psig steam, Outdoor |  | Uninsulated Pipe on existing buidings | 0 |  | LiquidCirc | PipeIns | Uninsulated Pipe on existing buidings | 0 |  |  |  | 0 | Annual | 0 | 7.33 | 7.33 | 0 |  |  |  |  | 1 | Any | Ex | CZ03 | cWtd | 1 | 0 |  |  | 46.91
SCG | WPSCGWP110812A | 4 | Pipe Insulation( Non-Space Conditioning) | SCG | ExAnte2018 | PreRebDown | 0 |  | 33 | Industrial Fitting Insulation > 4" pipe <=15 psig steam_Outdoor | SHW | Distribute | LiquidCirc | PipeIns | Each | Ind | SHW-FittingInsulation-Outdoor>1in-Steam |  | WtrHt-PipeIns-Gas-2017 | WtrHt-PipeIns-Gas-2017 | PR081 | Fitting Insulation, > 4 inch pipe, <=15 psig steam, Outdoor |  | Uninsulated Pipe on existing buidings | 0 |  | LiquidCirc | PipeIns | Uninsulated Pipe on existing buidings | 0 |  |  |  | 0 | Annual | 0 | 7.33 | 7.33 | 0 |  |  |  |  | 1 | Any | Ex | CZ04 | cWtd | 1 | 0 |  |  | 42.4
SCG | WPSCGWP110812A | 4 | Pipe Insulation( Non-Space Conditioning) | SCG | ExAnte2018 | PreRebDown | 0 |  | 33 | Industrial Fitting Insulation > 4" pipe <=15 psig steam_Outdoor | SHW | Distribute | LiquidCirc | PipeIns | Each | Ind | SHW-FittingInsulation-Outdoor>1in-Steam |  | WtrHt-PipeIns-Gas-2017 | WtrHt-PipeIns-Gas-2017 | PR081 | Fitting Insulation, > 4 inch pipe, <=15 psig steam, Outdoor |  | Uninsulated Pipe on existing buidings | 0 |  | LiquidCirc | PipeIns | Uninsulated Pipe on existing buidings | 0 |  |  |  | 0 | Annual | 0 | 7.33 | 7.33 | 0 |  |  |  |  | 1 | Any | Ex | CZ05 | cWtd | 1 | 0 |  |  | 42.82
SCG | WPSCGWP110812A | 4 | Pipe Insulation( Non-Space Conditioning) | SCG | ExAnte2018 | PreRebDown | 0 |  | 33 | Industrial Fitting Insulation > 4" pipe <=15 psig steam_Outdoor | SHW | Distribute | LiquidCirc | PipeIns | Each | Ind | SHW-FittingInsulation-Outdoor>1in-Steam |  | WtrHt-PipeIns-Gas-2017 | WtrHt-PipeIns-Gas-2017 | PR081 | Fitting Insulation, > 4 inch pipe, <=15 psig steam, Outdoor |  | Uninsulated Pipe on existing buidings | 0 |  | LiquidCirc | PipeIns | Uninsulated Pipe on existing buidings | 0 |  |  |  | 0 | Annual | 0 | 7.33 | 7.33 | 0 |  |  |  |  | 1 | Any | Ex | CZ11 | cWtd | 1 | 0 |  |  | 43.38
SCG | WPSCGWP110812A | 4 | Pipe Insulation( Non-Space Conditioning) | SCG | ExAnte2018 | PreRebDown | 0 |  | 33 | Industrial Fitting Insulation > 4" pipe <=15 psig steam_Outdoor | SHW | Distribute | LiquidCirc | PipeIns | Each | Ind | SHW-FittingInsulation-Outdoor>1in-Steam |  | WtrHt-PipeIns-Gas-2017 | WtrHt-PipeIns-Gas-2017 | PR081 | Fitting Insulation, > 4 inch pipe, <=15 psig steam, Outdoor |  | Uninsulated Pipe on existing buidings | 0 |  | LiquidCirc | PipeIns | Uninsulated Pipe on existing buidings | 0 |  |  |  | 0 | Annual | 0 | 7.33 | 7.33 | 0 |  |  |  |  | 1 | Any | Ex | CZ12 | cWtd | 1 | 0 |  |  | 40.56
SCG | WPSCGWP110812A | 4 | Pipe Insulation( Non-Space Conditioning) | SCG | ExAnte2018 | PreRebDown | 0 |  | 33 | Industrial Fitting Insulation > 4" pipe <=15 psig steam_Outdoor | SHW | Distribute | LiquidCirc | PipeIns | Each | Ind | SHW-FittingInsulation-Outdoor>1in-Steam |  | WtrHt-PipeIns-Gas-2017 | WtrHt-PipeIns-Gas-2017 | PR081 | Fitting Insulation, > 4 inch pipe, <=15 psig steam, Outdoor |  | Uninsulated Pipe on existing buidings | 0 |  | LiquidCirc | PipeIns | Uninsulated Pipe on existing buidings | 0 |  |  |  | 0 | Annual | 0 | 7.33 | 7.33 | 0 |  |  |  |  | 1 | Any | Ex | CZ13 | cWtd | 1 | 0 |  |  | 38.73
SCG | WPSCGWP110812A | 4 | Pipe Insulation( Non-Space Conditioning) | SCG | ExAnte2018 | PreRebDown | 0 |  | 33 | Industrial Fitting Insulation > 4" pipe <=15 psig steam_Outdoor | SHW | Distribute | LiquidCirc | PipeIns | Each | Ind | SHW-FittingInsulation-Outdoor>1in-Steam |  | WtrHt-PipeIns-Gas-2017 | WtrHt-PipeIns-Gas-2017 | PR081 | Fitting Insulation, > 4 inch pipe, <=15 psig steam, Outdoor |  | Uninsulated Pipe on existing buidings | 0 |  | LiquidCirc | PipeIns | Uninsulated Pipe on existing buidings | 0 |  |  |  | 0 | Annual | 0 | 7.33 | 7.33 | 0 |  |  |  |  | 1 | Any | Ex | CZ14 | cWtd | 1 | 0 |  |  | 47.5
SCG | WPSCGWP110812A | 4 | Pipe Insulation( Non-Space Conditioning) | SCG | ExAnte2018 | PreRebDown | 0 |  | 33 | Industrial Fitting Insulation > 4" pipe <=15 psig steam_Outdoor | SHW | Distribute | LiquidCirc | PipeIns | Each | Ind | SHW-FittingInsulation-Outdoor>1in-Steam |  | WtrHt-PipeIns-Gas-2017 | WtrHt-PipeIns-Gas-2017 | PR081 | Fitting Insulation, > 4 inch pipe, <=15 psig steam, Outdoor |  | Uninsulated Pipe on existing buidings | 0 |  | LiquidCirc | PipeIns | Uninsulated Pipe on existing buidings | 0 |  |  |  | 0 | Annual | 0 | 7.33 | 7.33 | 0 |  |  |  |  | 1 | Any | Ex | CZ16 | cWtd | 1 | 0 |  |  | 40.22
SCG | WPSCGWP110812A | 4 | Pipe Insulation( Non-Space Conditioning) | SCG | ExAnte2018 | PreRebDown | 0 |  | 34 | Industrial Fitting Insulation <= 1" pipe >15 psig steam_Outdoor | SHW | Distribute | LiquidCirc | PipeIns | Each | Ind | SHW-FittingInsulation-Outdoor<1in-Steam |  | WtrHt-PipeIns-Gas-2017 | WtrHt-PipeIns-Gas-2017 | PR079 | Fitting Insulation, <= 1 inch pipe, >15 psig steam, Outdoor |  | Uninsulated Pipe on existing buidings | 0 |  | LiquidCirc | PipeIns | Uninsulated Pipe on existing buidings | 0 |  |  |  | 0 | Annual | 0 | 8.67 | 8.67 | 0 |  |  |  |  | 1 | Any | Ex | CZ01 | cWtd | 1 | 0 |  |  | 7.75
SCG | WPSCGWP110812A | 4 | Pipe Insulation( Non-Space Conditioning) | SCG | ExAnte2018 | PreRebDown | 0 |  | 34 | Industrial Fitting Insulation <= 1" pipe >15 psig steam_Outdoor | SHW | Distribute | LiquidCirc | PipeIns | Each | Ind | SHW-FittingInsulation-Outdoor<1in-Steam |  | WtrHt-PipeIns-Gas-2017 | WtrHt-PipeIns-Gas-2017 | PR079 | Fitting Insulation, <= 1 inch pipe, >15 psig steam, Outdoor |  | Uninsulated Pipe on existing buidings | 0 |  | LiquidCirc | PipeIns | Uninsulated Pipe on existing buidings | 0 |  |  |  | 0 | Annual | 0 | 8.67 | 8.67 | 0 |  |  |  |  | 1 | Any | Ex | CZ02 | cWtd | 1 | 0 |  |  | 7
SCG | WPSCGWP110812A | 4 | Pipe Insulation( Non-Space Conditioning) | SCG | ExAnte2018 | PreRebDown | 0 |  | 34 | Industrial Fitting Insulation <= 1" pipe >15 psig steam_Outdoor | SHW | Distribute | LiquidCirc | PipeIns | Each | Ind | SHW-FittingInsulation-Outdoor<1in-Steam |  | WtrHt-PipeIns-Gas-2017 | WtrHt-PipeIns-Gas-2017 | PR079 | Fitting Insulation, <= 1 inch pipe, >15 psig steam, Outdoor |  | Uninsulated Pipe on existing buidings | 0 |  | LiquidCirc | PipeIns | Uninsulated Pipe on existing buidings | 0 |  |  |  | 0 | Annual | 0 | 8.67 | 8.67 | 0 |  |  |  |  | 1 | Any | Ex | CZ03 | cWtd | 1 | 0 |  |  | 8.83
SCG | WPSCGWP110812A | 4 | Pipe Insulation( Non-Space Conditioning) | SCG | ExAnte2018 | PreRebDown | 0 |  | 34 | Industrial Fitting Insulation <= 1" pipe >15 psig steam_Outdoor | SHW | Distribute | LiquidCirc | PipeIns | Each | Ind | SHW-FittingInsulation-Outdoor<1in-Steam |  | WtrHt-PipeIns-Gas-2017 | WtrHt-PipeIns-Gas-2017 | PR079 | Fitting Insulation, <= 1 inch pipe, >15 psig steam, Outdoor |  | Uninsulated Pipe on existing buidings | 0 |  | LiquidCirc | PipeIns | Uninsulated Pipe on existing buidings | 0 |  |  |  | 0 | Annual | 0 | 8.67 | 8.67 | 0 |  |  |  |  | 1 | Any | Ex | CZ04 | cWtd | 1 | 0 |  |  | 7.97
SCG | WPSCGWP110812A | 4 | Pipe Insulation( Non-Space Conditioning) | SCG | ExAnte2018 | PreRebDown | 0 |  | 34 | Industrial Fitting Insulation <= 1" pipe >15 psig steam_Outdoor | SHW | Distribute | LiquidCirc | PipeIns | Each | Ind | SHW-FittingInsulation-Outdoor<1in-Steam |  | WtrHt-PipeIns-Gas-2017 | WtrHt-PipeIns-Gas-2017 | PR079 | Fitting Insulation, <= 1 inch pipe, >15 psig steam, Outdoor |  | Uninsulated Pipe on existing buidings | 0 |  | LiquidCirc | PipeIns | Uninsulated Pipe on existing buidings | 0 |  |  |  | 0 | Annual | 0 | 8.67 | 8.67 | 0 |  |  |  |  | 1 | Any | Ex | CZ05 | cWtd | 1 | 0 |  |  | 8.01
SCG | WPSCGWP110812A | 4 | Pipe Insulation( Non-Space Conditioning) | SCG | ExAnte2018 | PreRebDown | 0 |  | 34 | Industrial Fitting Insulation <= 1" pipe >15 psig steam_Outdoor | SHW | Distribute | LiquidCirc | PipeIns | Each | Ind | SHW-FittingInsulation-Outdoor<1in-Steam |  | WtrHt-PipeIns-Gas-2017 | WtrHt-PipeIns-Gas-2017 | PR079 | Fitting Insulation, <= 1 inch pipe, >15 psig steam, Outdoor |  | Uninsulated Pipe on existing buidings | 0 |  | LiquidCirc | PipeIns | Uninsulated Pipe on existing buidings | 0 |  |  |  | 0 | Annual | 0 | 8.67 | 8.67 | 0 |  |  |  |  | 1 | Any | Ex | CZ11 | cWtd | 1 | 0 |  |  | 8.2
SCG | WPSCGWP110812A | 4 | Pipe Insulation( Non-Space Conditioning) | SCG | ExAnte2018 | PreRebDown | 0 |  | 34 | Industrial Fitting Insulation <= 1" pipe >15 psig steam_Outdoor | SHW | Distribute | LiquidCirc | PipeIns | Each | Ind | SHW-FittingInsulation-Outdoor<1in-Steam |  | WtrHt-PipeIns-Gas-2017 | WtrHt-PipeIns-Gas-2017 | PR079 | Fitting Insulation, <= 1 inch pipe, >15 psig steam, Outdoor |  | Uninsulated Pipe on existing buidings | 0 |  | LiquidCirc | PipeIns | Uninsulated Pipe on existing buidings | 0 |  |  |  | 0 | Annual | 0 | 8.67 | 8.67 | 0 |  |  |  |  | 1 | Any | Ex | CZ12 | cWtd | 1 | 0 |  |  | 7.62
SCG | WPSCGWP110812A | 4 | Pipe Insulation( Non-Space Conditioning) | SCG | ExAnte2018 | PreRebDown | 0 |  | 34 | Industrial Fitting Insulation <= 1" pipe >15 psig steam_Outdoor | SHW | Distribute | LiquidCirc | PipeIns | Each | Ind | SHW-FittingInsulation-Outdoor<1in-Steam |  | WtrHt-PipeIns-Gas-2017 | WtrHt-PipeIns-Gas-2017 | PR079 | Fitting Insulation, <= 1 inch pipe, >15 psig steam, Outdoor |  | Uninsulated Pipe on existing buidings | 0 |  | LiquidCirc | PipeIns | Uninsulated Pipe on existing buidings | 0 |  |  |  | 0 | Annual | 0 | 8.67 | 8.67 | 0 |  |  |  |  | 1 | Any | Ex | CZ13 | cWtd | 1 | 0 |  |  | 7.28
SCG | WPSCGWP110812A | 4 | Pipe Insulation( Non-Space Conditioning) | SCG | ExAnte2018 | PreRebDown | 0 |  | 34 | Industrial Fitting Insulation <= 1" pipe >15 psig steam_Outdoor | SHW | Distribute | LiquidCirc | PipeIns | Each | Ind | SHW-FittingInsulation-Outdoor<1in-Steam |  | WtrHt-PipeIns-Gas-2017 | WtrHt-PipeIns-Gas-2017 | PR079 | Fitting Insulation, <= 1 inch pipe, >15 psig steam, Outdoor |  | Uninsulated Pipe on existing buidings | 0 |  | LiquidCirc | PipeIns | Uninsulated Pipe on existing buidings | 0 |  |  |  | 0 | Annual | 0 | 8.67 | 8.67 | 0 |  |  |  |  | 1 | Any | Ex | CZ14 | cWtd | 1 | 0 |  |  | 9
SCG | WPSCGWP110812A | 4 | Pipe Insulation( Non-Space Conditioning) | SCG | ExAnte2018 | PreRebDown | 0 |  | 34 | Industrial Fitting Insulation <= 1" pipe >15 psig steam_Outdoor | SHW | Distribute | LiquidCirc | PipeIns | Each | Ind | SHW-FittingInsulation-Outdoor<1in-Steam |  | WtrHt-PipeIns-Gas-2017 | WtrHt-PipeIns-Gas-2017 | PR079 | Fitting Insulation, <= 1 inch pipe, >15 psig steam, Outdoor |  | Uninsulated Pipe on existing buidings | 0 |  | LiquidCirc | PipeIns | Uninsulated Pipe on existing buidings | 0 |  |  |  | 0 | Annual | 0 | 8.67 | 8.67 | 0 |  |  |  |  | 1 | Any | Ex | CZ16 | cWtd | 1 | 0 |  |  | 7.45
SCG | WPSCGWP110812A | 4 | Pipe Insulation( Non-Space Conditioning) | SCG | ExAnte2018 | PreRebDown | 0 |  | 35 | Industrial Fitting Insulation 1" < pipe <= 4" >15 psig steam_Outdoor | SHW | Distribute | LiquidCirc | PipeIns | Each | Ind | SHW-FittingInsulation-Outdoor>1in-Steam |  | WtrHt-PipeIns-Gas-2017 | WtrHt-PipeIns-Gas-2017 | PR085 | Fitting Insulation, 1 inch < pipe <= 4 inch, >15 psig steam, Outdoor |  | Uninsulated Pipe on existing buidings | 0 |  | LiquidCirc | PipeIns | Uninsulated Pipe on existing buidings | 0 |  |  |  | 0 | Annual | 0 | 7.33 | 7.33 | 0 |  |  |  |  | 1 | Any | Ex | CZ01 | cWtd | 1 | 0 |  |  | 17.69
SCG | WPSCGWP110812A | 4 | Pipe Insulation( Non-Space Conditioning) | SCG | ExAnte2018 | PreRebDown | 0 |  | 35 | Industrial Fitting Insulation 1" < pipe <= 4" >15 psig steam_Outdoor | SHW | Distribute | LiquidCirc | PipeIns | Each | Ind | SHW-FittingInsulation-Outdoor>1in-Steam |  | WtrHt-PipeIns-Gas-2017 | WtrHt-PipeIns-Gas-2017 | PR085 | Fitting Insulation, 1 inch < pipe <= 4 inch, >15 psig steam, Outdoor |  | Uninsulated Pipe on existing buidings | 0 |  | LiquidCirc | PipeIns | Uninsulated Pipe on existing buidings | 0 |  |  |  | 0 | Annual | 0 | 7.33 | 7.33 | 0 |  |  |  |  | 1 | Any | Ex | CZ02 | cWtd | 1 | 0 |  |  | 16.06
SCG | WPSCGWP110812A | 4 | Pipe Insulation( Non-Space Conditioning) | SCG | ExAnte2018 | PreRebDown | 0 |  | 35 | Industrial Fitting Insulation 1" < pipe <= 4" >15 psig steam_Outdoor | SHW | Distribute | LiquidCirc | PipeIns | Each | Ind | SHW-FittingInsulation-Outdoor>1in-Steam |  | WtrHt-PipeIns-Gas-2017 | WtrHt-PipeIns-Gas-2017 | PR085 | Fitting Insulation, 1 inch < pipe <= 4 inch, >15 psig steam, Outdoor |  | Uninsulated Pipe on existing buidings | 0 |  | LiquidCirc | PipeIns | Uninsulated Pipe on existing buidings | 0 |  |  |  | 0 | Annual | 0 | 7.33 | 7.33 | 0 |  |  |  |  | 1 | Any | Ex | CZ03 | cWtd | 1 | 0 |  |  | 20.04
SCG | WPSCGWP110812A | 4 | Pipe Insulation( Non-Space Conditioning) | SCG | ExAnte2018 | PreRebDown | 0 |  | 35 | Industrial Fitting Insulation 1" < pipe <= 4" >15 psig steam_Outdoor | SHW | Distribute | LiquidCirc | PipeIns | Each | Ind | SHW-FittingInsulation-Outdoor>1in-Steam |  | WtrHt-PipeIns-Gas-2017 | WtrHt-PipeIns-Gas-2017 | PR085 | Fitting Insulation, 1 inch < pipe <= 4 inch, >15 psig steam, Outdoor |  | Uninsulated Pipe on existing buidings | 0 |  | LiquidCirc | PipeIns | Uninsulated Pipe on existing buidings | 0 |  |  |  | 0 | Annual | 0 | 7.33 | 7.33 | 0 |  |  |  |  | 1 | Any | Ex | CZ04 | cWtd | 1 | 0 |  |  | 18.16
SCG | WPSCGWP110812A | 4 | Pipe Insulation( Non-Space Conditioning) | SCG | ExAnte2018 | PreRebDown | 0 |  | 35 | Industrial Fitting Insulation 1" < pipe <= 4" >15 psig steam_Outdoor | SHW | Distribute | LiquidCirc | PipeIns | Each | Ind | SHW-FittingInsulation-Outdoor>1in-Steam |  | WtrHt-PipeIns-Gas-2017 | WtrHt-PipeIns-Gas-2017 | PR085 | Fitting Insulation, 1 inch < pipe <= 4 inch, >15 psig steam, Outdoor |  | Uninsulated Pipe on existing buidings | 0 |  | LiquidCirc | PipeIns | Uninsulated Pipe on existing buidings | 0 |  |  |  | 0 | Annual | 0 | 7.33 | 7.33 | 0 |  |  |  |  | 1 | Any | Ex | CZ05 | cWtd | 1 | 0 |  |  | 18.26
SCG | WPSCGWP110812A | 4 | Pipe Insulation( Non-Space Conditioning) | SCG | ExAnte2018 | PreRebDown | 0 |  | 35 | Industrial Fitting Insulation 1" < pipe <= 4" >15 psig steam_Outdoor | SHW | Distribute | LiquidCirc | PipeIns | Each | Ind | SHW-FittingInsulation-Outdoor>1in-Steam |  | WtrHt-PipeIns-Gas-2017 | WtrHt-PipeIns-Gas-2017 | PR085 | Fitting Insulation, 1 inch < pipe <= 4 inch, >15 psig steam, Outdoor |  | Uninsulated Pipe on existing buidings | 0 |  | LiquidCirc | PipeIns | Uninsulated Pipe on existing buidings | 0 |  |  |  | 0 | Annual | 0 | 7.33 | 7.33 | 0 |  |  |  |  | 1 | Any | Ex | CZ11 | cWtd | 1 | 0 |  |  | 18.66
SCG | WPSCGWP110812A | 4 | Pipe Insulation( Non-Space Conditioning) | SCG | ExAnte2018 | PreRebDown | 0 |  | 35 | Industrial Fitting Insulation 1" < pipe <= 4" >15 psig steam_Outdoor | SHW | Distribute | LiquidCirc | PipeIns | Each | Ind | SHW-FittingInsulation-Outdoor>1in-Steam |  | WtrHt-PipeIns-Gas-2017 | WtrHt-PipeIns-Gas-2017 | PR085 | Fitting Insulation, 1 inch < pipe <= 4 inch, >15 psig steam, Outdoor |  | Uninsulated Pipe on existing buidings | 0 |  | LiquidCirc | PipeIns | Uninsulated Pipe on existing buidings | 0 |  |  |  | 0 | Annual | 0 | 7.33 | 7.33 | 0 |  |  |  |  | 1 | Any | Ex | CZ12 | cWtd | 1 | 0 |  |  | 17.39
SCG | WPSCGWP110812A | 4 | Pipe Insulation( Non-Space Conditioning) | SCG | ExAnte2018 | PreRebDown | 0 |  | 35 | Industrial Fitting Insulation 1" < pipe <= 4" >15 psig steam_Outdoor | SHW | Distribute | LiquidCirc | PipeIns | Each | Ind | SHW-FittingInsulation-Outdoor>1in-Steam |  | WtrHt-PipeIns-Gas-2017 | WtrHt-PipeIns-Gas-2017 | PR085 | Fitting Insulation, 1 inch < pipe <= 4 inch, >15 psig steam, Outdoor |  | Uninsulated Pipe on existing buidings | 0 |  | LiquidCirc | PipeIns | Uninsulated Pipe on existing buidings | 0 |  |  |  | 0 | Annual | 0 | 7.33 | 7.33 | 0 |  |  |  |  | 1 | Any | Ex | CZ13 | cWtd | 1 | 0 |  |  | 16.65
SCG | WPSCGWP110812A | 4 | Pipe Insulation( Non-Space Conditioning) | SCG | ExAnte2018 | PreRebDown | 0 |  | 35 | Industrial Fitting Insulation 1" < pipe <= 4" >15 psig steam_Outdoor | SHW | Distribute | LiquidCirc | PipeIns | Each | Ind | SHW-FittingInsulation-Outdoor>1in-Steam |  | WtrHt-PipeIns-Gas-2017 | WtrHt-PipeIns-Gas-2017 | PR085 | Fitting Insulation, 1 inch < pipe <= 4 inch, >15 psig steam, Outdoor |  | Uninsulated Pipe on existing buidings | 0 |  | LiquidCirc | PipeIns | Uninsulated Pipe on existing buidings | 0 |  |  |  | 0 | Annual | 0 | 7.33 | 7.33 | 0 |  |  |  |  | 1 | Any | Ex | CZ14 | cWtd | 1 | 0 |  |  | 20.41
SCG | WPSCGWP110812A | 4 | Pipe Insulation( Non-Space Conditioning) | SCG | ExAnte2018 | PreRebDown | 0 |  | 35 | Industrial Fitting Insulation 1" < pipe <= 4" >15 psig steam_Outdoor | SHW | Distribute | LiquidCirc | PipeIns | Each | Ind | SHW-FittingInsulation-Outdoor>1in-Steam |  | WtrHt-PipeIns-Gas-2017 | WtrHt-PipeIns-Gas-2017 | PR085 | Fitting Insulation, 1 inch < pipe <= 4 inch, >15 psig steam, Outdoor |  | Uninsulated Pipe on existing buidings | 0 |  | LiquidCirc | PipeIns | Uninsulated Pipe on existing buidings | 0 |  |  |  | 0 | Annual | 0 | 7.33 | 7.33 | 0 |  |  |  |  | 1 | Any | Ex | CZ16 | cWtd | 1 | 0 |  |  | 17.05
SCG | WPSCGWP110812A | 4 | Pipe Insulation( Non-Space Conditioning) | SCG | ExAnte2018 | PreRebDown | 0 |  | 36 | Industrial Fitting Insulation > 4" pipe >15 psig steam_Outdoor | SHW | Distribute | LiquidCirc | PipeIns | Each | Ind | SHW-FittingInsulation-Outdoor>1in-Steam |  | WtrHt-PipeIns-Gas-2017 | WtrHt-PipeIns-Gas-2017 | PR082 | Fitting Insulation, > 4 inch pipe, >15 psig steam, Outdoor |  | Uninsulated Pipe on existing buidings | 0 |  | LiquidCirc | PipeIns | Uninsulated Pipe on existing buidings | 0 |  |  |  | 0 | Annual | 0 | 7.33 | 7.33 | 0 |  |  |  |  | 1 | Any | Ex | CZ01 | cWtd | 1 | 0 |  |  | 56.3
SCG | WPSCGWP110812A | 4 | Pipe Insulation( Non-Space Conditioning) | SCG | ExAnte2018 | PreRebDown | 0 |  | 36 | Industrial Fitting Insulation > 4" pipe >15 psig steam_Outdoor | SHW | Distribute | LiquidCirc | PipeIns | Each | Ind | SHW-FittingInsulation-Outdoor>1in-Steam |  | WtrHt-PipeIns-Gas-2017 | WtrHt-PipeIns-Gas-2017 | PR082 | Fitting Insulation, > 4 inch pipe, >15 psig steam, Outdoor |  | Uninsulated Pipe on existing buidings | 0 |  | LiquidCirc | PipeIns | Uninsulated Pipe on existing buidings | 0 |  |  |  | 0 | Annual | 0 | 7.33 | 7.33 | 0 |  |  |  |  | 1 | Any | Ex | CZ02 | cWtd | 1 | 0 |  |  | 51.52
SCG | WPSCGWP110812A | 4 | Pipe Insulation( Non-Space Conditioning) | SCG | ExAnte2018 | PreRebDown | 0 |  | 36 | Industrial Fitting Insulation > 4" pipe >15 psig steam_Outdoor | SHW | Distribute | LiquidCirc | PipeIns | Each | Ind | SHW-FittingInsulation-Outdoor>1in-Steam |  | WtrHt-PipeIns-Gas-2017 | WtrHt-PipeIns-Gas-2017 | PR082 | Fitting Insulation, > 4 inch pipe, >15 psig steam, Outdoor |  | Uninsulated Pipe on existing buidings | 0 |  | LiquidCirc | PipeIns | Uninsulated Pipe on existing buidings | 0 |  |  |  | 0 | Annual | 0 | 7.33 | 7.33 | 0 |  |  |  |  | 1 | Any | Ex | CZ03 | cWtd | 1 | 0 |  |  | 63.2
SCG | WPSCGWP110812A | 4 | Pipe Insulation( Non-Space Conditioning) | SCG | ExAnte2018 | PreRebDown | 0 |  | 36 | Industrial Fitting Insulation > 4" pipe >15 psig steam_Outdoor | SHW | Distribute | LiquidCirc | PipeIns | Each | Ind | SHW-FittingInsulation-Outdoor>1in-Steam |  | WtrHt-PipeIns-Gas-2017 | WtrHt-PipeIns-Gas-2017 | PR082 | Fitting Insulation, > 4 inch pipe, >15 psig steam, Outdoor |  | Uninsulated Pipe on existing buidings | 0 |  | LiquidCirc | PipeIns | Uninsulated Pipe on existing buidings | 0 |  |  |  | 0 | Annual | 0 | 7.33 | 7.33 | 0 |  |  |  |  | 1 | Any | Ex | CZ04 | cWtd | 1 | 0 |  |  | 57.58
SCG | WPSCGWP110812A | 4 | Pipe Insulation( Non-Space Conditioning) | SCG | ExAnte2018 | PreRebDown | 0 |  | 36 | Industrial Fitting Insulation > 4" pipe >15 psig steam_Outdoor | SHW | Distribute | LiquidCirc | PipeIns | Each | Ind | SHW-FittingInsulation-Outdoor>1in-Steam |  | WtrHt-PipeIns-Gas-2017 | WtrHt-PipeIns-Gas-2017 | PR082 | Fitting Insulation, > 4 inch pipe, >15 psig steam, Outdoor |  | Uninsulated Pipe on existing buidings | 0 |  | LiquidCirc | PipeIns | Uninsulated Pipe on existing buidings | 0 |  |  |  | 0 | Annual | 0 | 7.33 | 7.33 | 0 |  |  |  |  | 1 | Any | Ex | CZ05 | cWtd | 1 | 0 |  |  | 57.91
SCG | WPSCGWP110812A | 4 | Pipe Insulation( Non-Space Conditioning) | SCG | ExAnte2018 | PreRebDown | 0 |  | 36 | Industrial Fitting Insulation > 4" pipe >15 psig steam_Outdoor | SHW | Distribute | LiquidCirc | PipeIns | Each | Ind | SHW-FittingInsulation-Outdoor>1in-Steam |  | WtrHt-PipeIns-Gas-2017 | WtrHt-PipeIns-Gas-2017 | PR082 | Fitting Insulation, > 4 inch pipe, >15 psig steam, Outdoor |  | Uninsulated Pipe on existing buidings | 0 |  | LiquidCirc | PipeIns | Uninsulated Pipe on existing buidings | 0 |  |  |  | 0 | Annual | 0 | 7.33 | 7.33 | 0 |  |  |  |  | 1 | Any | Ex | CZ11 | cWtd | 1 | 0 |  |  | 59.05
SCG | WPSCGWP110812A | 4 | Pipe Insulation( Non-Space Conditioning) | SCG | ExAnte2018 | PreRebDown | 0 |  | 36 | Industrial Fitting Insulation > 4" pipe >15 psig steam_Outdoor | SHW | Distribute | LiquidCirc | PipeIns | Each | Ind | SHW-FittingInsulation-Outdoor>1in-Steam |  | WtrHt-PipeIns-Gas-2017 | WtrHt-PipeIns-Gas-2017 | PR082 | Fitting Insulation, > 4 inch pipe, >15 psig steam, Outdoor |  | Uninsulated Pipe on existing buidings | 0 |  | LiquidCirc | PipeIns | Uninsulated Pipe on existing buidings | 0 |  |  |  | 0 | Annual | 0 | 7.33 | 7.33 | 0 |  |  |  |  | 1 | Any | Ex | CZ12 | cWtd | 1 | 0 |  |  | 55.3
SCG | WPSCGWP110812A | 4 | Pipe Insulation( Non-Space Conditioning) | SCG | ExAnte2018 | PreRebDown | 0 |  | 36 | Industrial Fitting Insulation > 4" pipe >15 psig steam_Outdoor | SHW | Distribute | LiquidCirc | PipeIns | Each | Ind | SHW-FittingInsulation-Outdoor>1in-Steam |  | WtrHt-PipeIns-Gas-2017 | WtrHt-PipeIns-Gas-2017 | PR082 | Fitting Insulation, > 4 inch pipe, >15 psig steam, Outdoor |  | Uninsulated Pipe on existing buidings | 0 |  | LiquidCirc | PipeIns | Uninsulated Pipe on existing buidings | 0 |  |  |  | 0 | Annual | 0 | 7.33 | 7.33 | 0 |  |  |  |  | 1 | Any | Ex | CZ13 | cWtd | 1 | 0 |  |  | 53.14
SCG | WPSCGWP110812A | 4 | Pipe Insulation( Non-Space Conditioning) | SCG | ExAnte2018 | PreRebDown | 0 |  | 36 | Industrial Fitting Insulation > 4" pipe >15 psig steam_Outdoor | SHW | Distribute | LiquidCirc | PipeIns | Each | Ind | SHW-FittingInsulation-Outdoor>1in-Steam |  | WtrHt-PipeIns-Gas-2017 | WtrHt-PipeIns-Gas-2017 | PR082 | Fitting Insulation, > 4 inch pipe, >15 psig steam, Outdoor |  | Uninsulated Pipe on existing buidings | 0 |  | LiquidCirc | PipeIns | Uninsulated Pipe on existing buidings | 0 |  |  |  | 0 | Annual | 0 | 7.33 | 7.33 | 0 |  |  |  |  | 1 | Any | Ex | CZ14 | cWtd | 1 | 0 |  |  | 64.31
SCG | WPSCGWP110812A | 4 | Pipe Insulation( Non-Space Conditioning) | SCG | ExAnte2018 | PreRebDown | 0 |  | 36 | Industrial Fitting Insulation > 4" pipe >15 psig steam_Outdoor | SHW | Distribute | LiquidCirc | PipeIns | Each | Ind | SHW-FittingInsulation-Outdoor>1in-Steam |  | WtrHt-PipeIns-Gas-2017 | WtrHt-PipeIns-Gas-2017 | PR082 | Fitting Insulation, > 4 inch pipe, >15 psig steam, Outdoor |  | Uninsulated Pipe on existing buidings | 0 |  | LiquidCirc | PipeIns | Uninsulated Pipe on existing buidings | 0 |  |  |  | 0 | Annual | 0 | 7.33 | 7.33 | 0 |  |  |  |  | 1 | Any | Ex | CZ16 | cWtd | 1 | 0 |  |  | 54.43
SCG | WPSCGWP110812A | 4 | Pipe Insulation( Non-Space Conditioning) | SCG | ExAnte2018 | PreRebDown | 0 |  | 55 | Industrial Pipe Insulation 1” Insulation <= 1" pipe Hot Water_Indoor | SHW | Distribute | LiquidCirc | PipeIns | Len-ft | Ind | SHW-PipeInsulation-1inch-Indoor |  | WtrHt-PipeIns-Gas-2017 | WtrHt-PipeIns-Gas-2017 | PR062 | 1 inch Insulation layer, <= 1 inch pipe, Hot Water, Indoor |  | Uninsulated Pipe on existing buidings | 0 |  | LiquidCirc | PipeIns | Uninsulated Pipe on existing buidings | 0 |  |  |  | 0 | Annual | 0 | 6.68 | 6.68 | 0 |  |  |  |  | 1 | Any | Ex | Any | cWtd | 1 | 0 |  |  | 1.4
SCG | WPSCGWP110812A | 4 | Pipe Insulation( Non-Space Conditioning) | SCG | ExAnte2018 | PreRebDown | 0 |  | 56 | Industrial Pipe Insulation 1” Insulation 1" < pipe <= 4" Hot Water_Indoor | SHW | Distribute | LiquidCirc | PipeIns | Len-ft | Ind | SHW-PipeInsulation-1inch-Indoor |  | WtrHt-PipeIns-Gas-2017 | WtrHt-PipeIns-Gas-2017 | PR068 | 1 inch Insulation layer, 1 inch < pipe <= 4 inch, Hot Water, Indoor |  | Uninsulated Pipe on existing buidings | 0 |  | LiquidCirc | PipeIns | Uninsulated Pipe on existing buidings | 0 |  |  |  | 0 | Annual | 0 | 6.68 | 6.68 | 0 |  |  |  |  | 1 | Any | Ex | Any | cWtd | 1 | 0 |  |  | 2.73
SCG | WPSCGWP110812A | 4 | Pipe Insulation( Non-Space Conditioning) | SCG | ExAnte2018 | PreRebDown | 0 |  | 57 | Industrial Pipe Insulation 1” Insulation > 4" pipe Hot Water_Indoor | SHW | Distribute | LiquidCirc | PipeIns | Len-ft | Ind | SHW-PipeInsulation-1inch-Indoor |  | WtrHt-PipeIns-Gas-2017 | WtrHt-PipeIns-Gas-2017 | PR065 | 1 inch Insulation layer, > 4 inch pipe, Hot Water, Indoor |  | Uninsulated Pipe on existing buidings | 0 |  | LiquidCirc | PipeIns | Uninsulated Pipe on existing buidings | 0 |  |  |  | 0 | Annual | 0 | 6.68 | 6.68 | 0 |  |  |  |  | 1 | Any | Ex | Any | cWtd | 1 | 0 |  |  | 4.99
SCG | WPSCGWP110812A | 4 | Pipe Insulation( Non-Space Conditioning) | SCG | ExAnte2018 | PreRebDown | 0 |  | 58 | Industrial Pipe Insulation 1” Insulation <= 1" pipe <=15 psig steam_Indoor | SHW | Distribute | LiquidCirc | PipeIns | Len-ft | Ind | SHW-PipeInsulation-1inch-Indoor |  | WtrHt-PipeIns-Gas-2017 | WtrHt-PipeIns-Gas-2017 | PR060 | 1 inch Insulation layer, <= 1 inch pipe, <=15 psig steam, Indoor |  | Uninsulated Pipe on existing buidings | 0 |  | LiquidCirc | PipeIns | Uninsulated Pipe on existing buidings | 0 |  |  |  | 0 | Annual | 0 | 6.68 | 6.68 | 0 |  |  |  |  | 1 | Any | Ex | Any | cWtd | 1 | 0 |  |  | 4.51
SCG | WPSCGWP110812A | 4 | Pipe Insulation( Non-Space Conditioning) | SCG | ExAnte2018 | PreRebDown | 0 |  | 59 | Industrial Pipe Insulation 1” Insulation 1" < pipe <= 4" <=15 psig steam_Indoor | SHW | Distribute | LiquidCirc | PipeIns | Len-ft | Ind | SHW-PipeInsulation-1inch-Indoor |  | WtrHt-PipeIns-Gas-2017 | WtrHt-PipeIns-Gas-2017 | PR066 | 1 inch Insulation layer, 1 inch < pipe <= 4 inch, <=15 psig steam, Indoor |  | Uninsulated Pipe on existing buidings | 0 |  | LiquidCirc | PipeIns | Uninsulated Pipe on existing buidings | 0 |  |  |  | 0 | Annual | 0 | 6.68 | 6.68 | 0 |  |  |  |  | 1 | Any | Ex | Any | cWtd | 1 | 0 |  |  | 8.97
SCG | WPSCGWP110812A | 4 | Pipe Insulation( Non-Space Conditioning) | SCG | ExAnte2018 | PreRebDown | 0 |  | 60 | Industrial Pipe Insulation 1” Insulation > 4" pipe <=15 psig steam_Indoor | SHW | Distribute | LiquidCirc | PipeIns | Len-ft | Ind | SHW-PipeInsulation-1inch-Indoor |  | WtrHt-PipeIns-Gas-2017 | WtrHt-PipeIns-Gas-2017 | PR063 | 1 inch Insulation layer, > 4 inch pipe, <=15 psig steam, Indoor |  | Uninsulated Pipe on existing buidings | 0 |  | LiquidCirc | PipeIns | Uninsulated Pipe on existing buidings | 0 |  |  |  | 0 | Annual | 0 | 6.68 | 6.68 | 0 |  |  |  |  | 1 | Any | Ex | Any | cWtd | 1 | 0 |  |  | 18.82
SCG | WPSCGWP110812A | 4 | Pipe Insulation( Non-Space Conditioning) | SCG | ExAnte2018 | PreRebDown | 0 |  | 61 | Industrial Pipe Insulation 1” Insulation <= 1" pipe >15 psig steam_Indoor | SHW | Distribute | LiquidCirc | PipeIns | Len-ft | Ind | SHW-PipeInsulation-1inch-Indoor |  | WtrHt-PipeIns-Gas-2017 | WtrHt-PipeIns-Gas-2017 | PR061 | 1 inch Insulation layer, <= 1 inch pipe, >15 psig steam, Indoor |  | Uninsulated Pipe on existing buidings | 0 |  | LiquidCirc | PipeIns | Uninsulated Pipe on existing buidings | 0 |  |  |  | 0 | Annual | 0 | 6.68 | 6.68 | 0 |  |  |  |  | 1 | Any | Ex | Any | cWtd | 1 | 0 |  |  | 7.33
SCG | WPSCGWP110812A | 4 | Pipe Insulation( Non-Space Conditioning) | SCG | ExAnte2018 | PreRebDown | 0 |  | 62 | Industrial Pipe Insulation 1” Insulation 1" < pipe <= 4" >15 psig steam_Indoor | SHW | Distribute | LiquidCirc | PipeIns | Len-ft | Ind | SHW-PipeInsulation-1inch-Indoor |  | WtrHt-PipeIns-Gas-2017 | WtrHt-PipeIns-Gas-2017 | PR067 | 1 inch Insulation layer, 1 inch < pipe <= 4 inch, >15 psig steam, Indoor |  | Uninsulated Pipe on existing buidings | 0 |  | LiquidCirc | PipeIns | Uninsulated Pipe on existing buidings | 0 |  |  |  | 0 | Annual | 0 | 6.68 | 6.68 | 0 |  |  |  |  | 1 | Any | Ex | Any | cWtd | 1 | 0 |  |  | 14.79
SCG | WPSCGWP110812A | 4 | Pipe Insulation( Non-Space Conditioning) | SCG | ExAnte2018 | PreRebDown | 0 |  | 63 | Industrial Pipe Insulation 1” Insulation > 4" pipe >15 psig steam_Indoor | SHW | Distribute | LiquidCirc | PipeIns | Len-ft | Ind | SHW-PipeInsulation-1inch-Indoor |  | WtrHt-PipeIns-Gas-2017 | WtrHt-PipeIns-Gas-2017 | PR064 | 1 inch Insulation layer, > 4 inch pipe, >15 psig steam, Indoor |  | Uninsulated Pipe on existing buidings | 0 |  | LiquidCirc | PipeIns | Uninsulated Pipe on existing buidings | 0 |  |  |  | 0 | Annual | 0 | 6.68 | 6.68 | 0 |  |  |  |  | 1 | Any | Ex | Any | cWtd | 1 | 0 |  |  | 30.54
SCG | WPSCGWP110812A | 4 | Pipe Insulation( Non-Space Conditioning) | SCG | ExAnte2018 | PreRebDown | 0 |  | 82 | Industrial Fitting Insulation <= 1" pipe Hot Water_Indoor | SHW | Distribute | LiquidCirc | PipeIns | Each | Ind | SHW-FittingInsulation-Indoor<1in-HW |  | WtrHt-PipeIns-Gas-2017 | WtrHt-PipeIns-Gas-2017 | PR071 | Fitting Insulation <= 1 inch pipe, Hot Water, Indoor |  | Uninsulated Pipe on existing buidings | 0 |  | LiquidCirc | PipeIns | Uninsulated Pipe on existing buidings | 0 |  |  |  | 0 | Annual | 0 | 7.73 | 7.73 | 0 |  |  |  |  | 1 | Any | Ex | Any | cWtd | 1 | 0 |  |  | 0.42
SCG | WPSCGWP110812A | 4 | Pipe Insulation( Non-Space Conditioning) | SCG | ExAnte2018 | PreRebDown | 0 |  | 83 | Industrial Fitting Insulation 1" < pipe <= 4" Hot Water_Indoor | SHW | Distribute | LiquidCirc | PipeIns | Each | Ind | SHW-FittingInsulation-Indoor>1in-HW |  | WtrHt-PipeIns-Gas-2017 | WtrHt-PipeIns-Gas-2017 | PR077 | Fitting Insulation 1 inch < pipe <= 4 inch, Hot Water, Indoor |  | Uninsulated Pipe on existing buidings | 0 |  | LiquidCirc | PipeIns | Uninsulated Pipe on existing buidings | 0 |  |  |  | 0 | Annual | 0 | 7.87 | 7.87 | 0 |  |  |  |  | 1 | Any | Ex | Any | cWtd | 1 | 0 |  |  | 0.99
SCG | WPSCGWP110812A | 4 | Pipe Insulation( Non-Space Conditioning) | SCG | ExAnte2018 | PreRebDown | 0 |  | 84 | Industrial Fitting Insulation > 4" pipe Hot Water_Indoor | SHW | Distribute | LiquidCirc | PipeIns | Each | Ind | SHW-FittingInsulation-Indoor>1in-HW |  | WtrHt-PipeIns-Gas-2017 | WtrHt-PipeIns-Gas-2017 | PR074 | Fitting Insulation > 4 inch pipe, Hot Water, Indoor |  | Uninsulated Pipe on existing buidings | 0 |  | LiquidCirc | PipeIns | Uninsulated Pipe on existing buidings | 0 |  |  |  | 0 | Annual | 0 | 7.87 | 7.87 | 0 |  |  |  |  | 1 | Any | Ex | Any | cWtd | 1 | 0 |  |  | 3.86
SCG | WPSCGWP110812A | 4 | Pipe Insulation( Non-Space Conditioning) | SCG | ExAnte2018 | PreRebDown | 0 |  | 85 | Industrial Fitting Insulation <= 1" pipe <=15 psig steam_Indoor | SHW | Distribute | LiquidCirc | PipeIns | Each | Ind | SHW-FittingInsulation-Indoor<1in-Steam |  | WtrHt-PipeIns-Gas-2017 | WtrHt-PipeIns-Gas-2017 | PR069 | Fitting Insulation <= 1 inch pipe, <=15 psig steam, Indoor |  | Uninsulated Pipe on existing buidings | 0 |  | LiquidCirc | PipeIns | Uninsulated Pipe on existing buidings | 0 |  |  |  | 0 | Annual | 0 | 7.6 | 7.6 | 0 |  |  |  |  | 1 | Any | Ex | Any | cWtd | 1 | 0 |  |  | 1.37
SCG | WPSCGWP110812A | 4 | Pipe Insulation( Non-Space Conditioning) | SCG | ExAnte2018 | PreRebDown | 0 |  | 86 | Industrial Fitting Insulation 1" < pipe <= 4" <=15 psig steam_Indoor | SHW | Distribute | LiquidCirc | PipeIns | Each | Ind | SHW-FittingInsulation-Indoor>1in-Steam |  | WtrHt-PipeIns-Gas-2017 | WtrHt-PipeIns-Gas-2017 | PR075 | Fitting Insulation 1 inch < pipe <= 4 inch, <=15 psig steam, Indoor |  | Uninsulated Pipe on existing buidings | 0 |  | LiquidCirc | PipeIns | Uninsulated Pipe on existing buidings | 0 |  |  |  | 0 | Annual | 0 | 9.47 | 9.47 | 0 |  |  |  |  | 1 | Any | Ex | Any | cWtd | 1 | 0 |  |  | 3.75
SCG | WPSCGWP110812A | 4 | Pipe Insulation( Non-Space Conditioning) | SCG | ExAnte2018 | PreRebDown | 0 |  | 87 | Industrial Fitting Insulation > 4" pipe <=15 psig steam_Indoor | SHW | Distribute | LiquidCirc | PipeIns | Each | Ind | SHW-FittingInsulation-Indoor>1in-Steam |  | WtrHt-PipeIns-Gas-2017 | WtrHt-PipeIns-Gas-2017 | PR072 | Fitting Insulation > 4 inch pipe, <=15 psig steam, Indoor |  | Uninsulated Pipe on existing buidings | 0 |  | LiquidCirc | PipeIns | Uninsulated Pipe on existing buidings | 0 |  |  |  | 0 | Annual | 0 | 9.47 | 9.47 | 0 |  |  |  |  | 1 | Any | Ex | Any | cWtd | 1 | 0 |  |  | 14.51
SCG | WPSCGWP110812A | 4 | Pipe Insulation( Non-Space Conditioning) | SCG | ExAnte2018 | PreRebDown | 0 |  | 88 | Industrial Fitting Insulation <= 1" pipe >15 psig steam_Indoor | SHW | Distribute | LiquidCirc | PipeIns | Each | Ind | SHW-FittingInsulation-Indoor<1in-Steam |  | WtrHt-PipeIns-Gas-2017 | WtrHt-PipeIns-Gas-2017 | PR070 | Fitting Insulation <= 1 inch pipe, >15 psig steam, Indoor |  | Uninsulated Pipe on existing buidings | 0 |  | LiquidCirc | PipeIns | Uninsulated Pipe on existing buidings | 0 |  |  |  | 0 | Annual | 0 | 7.6 | 7.6 | 0 |  |  |  |  | 1 | Any | Ex | Any | cWtd | 1 | 0 |  |  | 2.22
SCG | WPSCGWP110812A | 4 | Pipe Insulation( Non-Space Conditioning) | SCG | ExAnte2018 | PreRebDown | 0 |  | 89 | Industrial Fitting Insulation 1" < pipe <= 4" >15 psig steam_Indoor | SHW | Distribute | LiquidCirc | PipeIns | Each | Ind | SHW-FittingInsulation-Indoor>1in-Steam |  | WtrHt-PipeIns-Gas-2017 | WtrHt-PipeIns-Gas-2017 | PR076 | Fitting Insulation 1 inch < pipe <= 4 inch, >15 psig steam, Indoor |  | Uninsulated Pipe on existing buidings | 0 |  | LiquidCirc | PipeIns | Uninsulated Pipe on existing buidings | 0 |  |  |  | 0 | Annual | 0 | 9.47 | 9.47 | 0 |  |  |  |  | 1 | Any | Ex | Any | cWtd | 1 | 0 |  |  | 6.19
SCG | WPSCGWP110812A | 4 | Pipe Insulation( Non-Space Conditioning) | SCG | ExAnte2018 | PreRebDown | 0 |  | 90 | Industrial Fitting Insulation > 4" pipe >15 psig steam_Indoor | SHW | Distribute | LiquidCirc | PipeIns | Each | Ind | SHW-FittingInsulation-Indoor>1in-Steam |  | WtrHt-PipeIns-Gas-2017 | WtrHt-PipeIns-Gas-2017 | PR073 | Fitting Insulation > 4 inch pipe, >15 psig steam, Indoor |  | Uninsulated Pipe on existing buidings | 0 |  | LiquidCirc | PipeIns | Uninsulated Pipe on existing buidings | 0 |  |  |  | 0 | Annual | 0 | 9.47 | 9.47 | 0 |  |  |  |  | 1 | Any | Ex | Any | cWtd | 1 | 0 |  |  | 24.01