## EnergyImpacts_dxHP_equip All 10
exante database tables: Energy Impacts
This file created on 10/19/2016 2:46:21 PM while connected to AmazonWS-RDS as sptviewer by READI (v2.4.7).
Program/Database Description: READI v.2.4.7 (Current Ex Ante data) options: include Non-DEER data; 1/1/2017 - 12/31/2017
Chosen Impacts colored Green
Number | EnergyImpactID | Version | VersionSource | LastMod | PA | BldgType | BldgVint | BldgHVAC | BldgLoc | NormUnit | NumUnit | MeasArea | ScaleBasis | APreEUkWh | APreEUkW | APreEUtherm | APreWBkWh | APreWBkW | APreWBtherm | AStdEUkWh | AStdEUkW | AStdEUtherm | AStdWBkWh | AStdWBkW | AStdWBtherm | ElecImpactProfileID | GasImpactProfileID | Flag | BldgType_desc | BldgVint_desc | BldgLoc_desc | IOUname | MeasureID | Qualifier | MeasureDesc | MeasImpactType | MeasTechEUL_ID | MeasTechDesc | StdTechDesc | BaseTechDesc | QualifierDesc
1 | D03-085 | DEER2005 | D05 v2.01 | 2014-05-27 15:37 | Any | Htl | New | Any | CZ01 | Cap-Tons | 149 | 200000 | None | 0 | 0 | 0 | 160 | 0.0814 | -1.68e-05 | 0 | 0 | 0 | 160 | 0.0814 | -1.68e-05 |  |  | 1 | Lodging - Hotel | New | Arcata Area | Any | D03-085 | None | H.E. Package Terminal HP < 7k | Standard |  | 11.17 EER / 3.3 COP (based on vintage) package terminal HP | T24 minimum: 9.31 EER / 2.7 COP (based on vintage) package terminal HP | 8.90 EER / 2.7 COP (based on vintage) package terminal HP | Measure Definition does not have Energy Impact Qualifiers
2 | D03-085 | DEER2005 | D05 v2.01 | 2014-05-27 15:37 | Any | Htl | New | Any | CZ02 | Cap-Tons | 203 | 200000 | None | 0 | 0 | 0 | 199 | 0.129 | 0 | 0 | 0 | 0 | 199 | 0.129 | 0 |  |  | 1 | Lodging - Hotel | New | Santa Rosa Area | Any | D03-085 | None | H.E. Package Terminal HP < 7k | Standard |  | 11.17 EER / 3.3 COP (based on vintage) package terminal HP | T24 minimum: 9.31 EER / 2.7 COP (based on vintage) package terminal HP | 8.90 EER / 2.7 COP (based on vintage) package terminal HP | Measure Definition does not have Energy Impact Qualifiers
3 | D03-085 | DEER2005 | D05 v2.01 | 2014-05-27 15:37 | Any | Htl | New | Any | CZ03 | Cap-Tons | 183 | 200000 | None | 0 | 0 | 0 | 199 | 0.0975 | 0 | 0 | 0 | 0 | 199 | 0.0975 | 0 |  |  | 1 | Lodging - Hotel | New | Oakland Area | Any | D03-085 | None | H.E. Package Terminal HP < 7k | Standard |  | 11.17 EER / 3.3 COP (based on vintage) package terminal HP | T24 minimum: 9.31 EER / 2.7 COP (based on vintage) package terminal HP | 8.90 EER / 2.7 COP (based on vintage) package terminal HP | Measure Definition does not have Energy Impact Qualifiers
4 | D03-085 | DEER2005 | D05 v2.01 | 2014-05-27 15:37 | Any | Htl | New | Any | CZ04 | Cap-Tons | 197 | 200000 | None | 0 | 0 | 0 | 239 | 0.128 | 0 | 0 | 0 | 0 | 239 | 0.128 | 0 |  |  | 1 | Lodging - Hotel | New | San Jose-Reid (Sunnyvale for pre-2014) | Any | D03-085 | None | H.E. Package Terminal HP < 7k | Standard |  | 11.17 EER / 3.3 COP (based on vintage) package terminal HP | T24 minimum: 9.31 EER / 2.7 COP (based on vintage) package terminal HP | 8.90 EER / 2.7 COP (based on vintage) package terminal HP | Measure Definition does not have Energy Impact Qualifiers
5 | D03-085 | DEER2005 | D05 v2.01 | 2014-05-27 15:37 | Any | Htl | New | Any | CZ05 | Cap-Tons | 181 | 200000 | None | 0 | 0 | 0 | 210 | 0.097 | 0 | 0 | 0 | 0 | 210 | 0.097 | 0 |  |  | 1 | Lodging - Hotel | New | Santa Maria Area | Any | D03-085 | None | H.E. Package Terminal HP < 7k | Standard |  | 11.17 EER / 3.3 COP (based on vintage) package terminal HP | T24 minimum: 9.31 EER / 2.7 COP (based on vintage) package terminal HP | 8.90 EER / 2.7 COP (based on vintage) package terminal HP | Measure Definition does not have Energy Impact Qualifiers
6 | D03-085 | DEER2005 | D05 v2.01 | 2014-05-27 15:37 | Any | Htl | New | Any | CZ06 | Cap-Tons | 218 | 200000 | None | 0 | 0 | 0 | 251 | 0.0846 | 0 | 0 | 0 | 0 | 251 | 0.0846 | 0 |  |  | 1 | Lodging - Hotel | New | Torrance (Los Angeles for pre-2014) | Any | D03-085 | None | H.E. Package Terminal HP < 7k | Standard |  | 11.17 EER / 3.3 COP (based on vintage) package terminal HP | T24 minimum: 9.31 EER / 2.7 COP (based on vintage) package terminal HP | 8.90 EER / 2.7 COP (based on vintage) package terminal HP | Measure Definition does not have Energy Impact Qualifiers
7 | D03-085 | DEER2005 | D05 v2.01 | 2014-05-27 15:37 | Any | Htl | New | Any | CZ07 | Cap-Tons | 196 | 200000 | None | 0 | 0 | 0 | 291 | 0.112 | 0 | 0 | 0 | 0 | 291 | 0.112 | 0 |  |  | 1 | Lodging - Hotel | New | San Diego-Lindbergh | Any | D03-085 | None | H.E. Package Terminal HP < 7k | Standard |  | 11.17 EER / 3.3 COP (based on vintage) package terminal HP | T24 minimum: 9.31 EER / 2.7 COP (based on vintage) package terminal HP | 8.90 EER / 2.7 COP (based on vintage) package terminal HP | Measure Definition does not have Energy Impact Qualifiers
8 | D03-085 | DEER2005 | D05 v2.01 | 2014-05-27 15:37 | Any | Htl | New | Any | CZ08 | Cap-Tons | 201 | 200000 | None | 0 | 0 | 0 | 299 | 0.132 | 0 | 0 | 0 | 0 | 299 | 0.132 | 0 |  |  | 1 | Lodging - Hotel | New | Fullerton (El Toro for pre-2014) | Any | D03-085 | None | H.E. Package Terminal HP < 7k | Standard |  | 11.17 EER / 3.3 COP (based on vintage) package terminal HP | T24 minimum: 9.31 EER / 2.7 COP (based on vintage) package terminal HP | 8.90 EER / 2.7 COP (based on vintage) package terminal HP | Measure Definition does not have Energy Impact Qualifiers
9 | D03-085 | DEER2005 | D05 v2.01 | 2014-05-27 15:37 | Any | Htl | New | Any | CZ09 | Cap-Tons | 211 | 200000 | None | 0 | 0 | 0 | 301 | 0.144 | 0 | 0 | 0 | 0 | 301 | 0.144 | 0 |  |  | 1 | Lodging - Hotel | New | Burbank-Glendale (Pasadena for pre-2014) | Any | D03-085 | None | H.E. Package Terminal HP < 7k | Standard |  | 11.17 EER / 3.3 COP (based on vintage) package terminal HP | T24 minimum: 9.31 EER / 2.7 COP (based on vintage) package terminal HP | 8.90 EER / 2.7 COP (based on vintage) package terminal HP | Measure Definition does not have Energy Impact Qualifiers
10 | D03-085 | DEER2005 | D05 v2.01 | 2014-05-27 15:37 | Any | Htl | New | Any | CZ10 | Cap-Tons | 224 | 200000 | None | 0 | 0 | 0 | 275 | 0.142 | 0 | 0 | 0 | 0 | 275 | 0.142 | 0 |  |  | 1 | Lodging - Hotel | New | Riverside | Any | D03-085 | None | H.E. Package Terminal HP < 7k | Standard |  | 11.17 EER / 3.3 COP (based on vintage) package terminal HP | T24 minimum: 9.31 EER / 2.7 COP (based on vintage) package terminal HP | 8.90 EER / 2.7 COP (based on vintage) package terminal HP | Measure Definition does not have Energy Impact Qualifiers
11 | D03-085 | DEER2005 | D05 v2.01 | 2014-05-27 15:37 | Any | Htl | New | Any | CZ11 | Cap-Tons | 225 | 200000 | None | 0 | 0 | 0 | 251 | 0.129 | 0 | 0 | 0 | 0 | 251 | 0.129 | 0 |  |  | 1 | Lodging - Hotel | New | Red Bluff Area | Any | D03-085 | None | H.E. Package Terminal HP < 7k | Standard |  | 11.17 EER / 3.3 COP (based on vintage) package terminal HP | T24 minimum: 9.31 EER / 2.7 COP (based on vintage) package terminal HP | 8.90 EER / 2.7 COP (based on vintage) package terminal HP | Measure Definition does not have Energy Impact Qualifiers
12 | D03-085 | DEER2005 | D05 v2.01 | 2014-05-27 15:37 | Any | Htl | New | Any | CZ12 | Cap-Tons | 225 | 200000 | None | 0 | 0 | 0 | 230 | 0.126 | 0 | 0 | 0 | 0 | 230 | 0.126 | 0 |  |  | 1 | Lodging - Hotel | New | Sacramento Area | Any | D03-085 | None | H.E. Package Terminal HP < 7k | Standard |  | 11.17 EER / 3.3 COP (based on vintage) package terminal HP | T24 minimum: 9.31 EER / 2.7 COP (based on vintage) package terminal HP | 8.90 EER / 2.7 COP (based on vintage) package terminal HP | Measure Definition does not have Energy Impact Qualifiers
13 | D03-085 | DEER2005 | D05 v2.01 | 2014-05-27 15:37 | Any | Htl | New | Any | CZ13 | Cap-Tons | 228 | 200000 | None | 0 | 0 | 0 | 292 | 0.144 | 5.48e-06 | 0 | 0 | 0 | 292 | 0.144 | 5.48e-06 |  |  | 1 | Lodging - Hotel | New | Fresno Area | Any | D03-085 | None | H.E. Package Terminal HP < 7k | Standard |  | 11.17 EER / 3.3 COP (based on vintage) package terminal HP | T24 minimum: 9.31 EER / 2.7 COP (based on vintage) package terminal HP | 8.90 EER / 2.7 COP (based on vintage) package terminal HP | Measure Definition does not have Energy Impact Qualifiers
14 | D03-085 | DEER2005 | D05 v2.01 | 2014-05-27 15:37 | Any | Htl | New | Any | CZ14 | Cap-Tons | 241 | 200000 | None | 0 | 0 | 0 | 247 | 0.135 | 0 | 0 | 0 | 0 | 247 | 0.135 | 0 |  |  | 1 | Lodging - Hotel | New | Palmdale (China Lake for pre-2014) | Any | D03-085 | None | H.E. Package Terminal HP < 7k | Standard |  | 11.17 EER / 3.3 COP (based on vintage) package terminal HP | T24 minimum: 9.31 EER / 2.7 COP (based on vintage) package terminal HP | 8.90 EER / 2.7 COP (based on vintage) package terminal HP | Measure Definition does not have Energy Impact Qualifiers
15 | D03-085 | DEER2005 | D05 v2.01 | 2014-05-27 15:37 | Any | Htl | New | Any | CZ15 | Cap-Tons | 259 | 200000 | None | 0 | 0 | 0 | 397 | 0.157 | 0 | 0 | 0 | 0 | 397 | 0.157 | 0 |  |  | 1 | Lodging - Hotel | New | Palm Springs-Intl (El Centro for pre-2014) | Any | D03-085 | None | H.E. Package Terminal HP < 7k | Standard |  | 11.17 EER / 3.3 COP (based on vintage) package terminal HP | T24 minimum: 9.31 EER / 2.7 COP (based on vintage) package terminal HP | 8.90 EER / 2.7 COP (based on vintage) package terminal HP | Measure Definition does not have Energy Impact Qualifiers
16 | D03-085 | DEER2005 | D05 v2.01 | 2014-05-27 15:37 | Any | Htl | New | Any | CZ16 | Cap-Tons | 191 | 200000 | None | 0 | 0 | 0 | 187 | 0.12 | -1.31e-05 | 0 | 0 | 0 | 187 | 0.12 | -1.31e-05 |  |  | 1 | Lodging - Hotel | New | Blue Canyon (Mount Shasta for pre-2014) | Any | D03-085 | None | H.E. Package Terminal HP < 7k | Standard |  | 11.17 EER / 3.3 COP (based on vintage) package terminal HP | T24 minimum: 9.31 EER / 2.7 COP (based on vintage) package terminal HP | 8.90 EER / 2.7 COP (based on vintage) package terminal HP | Measure Definition does not have Energy Impact Qualifiers
17 | D03-085 | DEER2005 | D05 v2.01 | 2014-05-27 15:37 | Any | Mtl | New | Any | CZ01 | Cap-Tons | 29.7 | 30000 | None | 0 | 0 | 0 | 180 | 0.0673 | -2.63e-06 | 0 | 0 | 0 | 180 | 0.0673 | -2.63e-06 |  |  | 1 | Lodging - Motel | New | Arcata Area | Any | D03-085 | None | H.E. Package Terminal HP < 7k | Standard |  | 11.17 EER / 3.3 COP (based on vintage) package terminal HP | T24 minimum: 9.31 EER / 2.7 COP (based on vintage) package terminal HP | 8.90 EER / 2.7 COP (based on vintage) package terminal HP | Measure Definition does not have Energy Impact Qualifiers
18 | D03-085 | DEER2005 | D05 v2.01 | 2014-05-27 15:37 | Any | Mtl | New | Any | CZ02 | Cap-Tons | 42.7 | 30000 | None | 0 | 0 | 0 | 200 | 0.112 | 0 | 0 | 0 | 0 | 200 | 0.112 | 0 |  |  | 1 | Lodging - Motel | New | Santa Rosa Area | Any | D03-085 | None | H.E. Package Terminal HP < 7k | Standard |  | 11.17 EER / 3.3 COP (based on vintage) package terminal HP | T24 minimum: 9.31 EER / 2.7 COP (based on vintage) package terminal HP | 8.90 EER / 2.7 COP (based on vintage) package terminal HP | Measure Definition does not have Energy Impact Qualifiers
19 | D03-085 | DEER2005 | D05 v2.01 | 2014-05-27 15:37 | Any | Mtl | New | Any | CZ03 | Cap-Tons | 37.1 | 30000 | None | 0 | 0 | 0 | 183 | 0.0899 | -2.11e-06 | 0 | 0 | 0 | 183 | 0.0899 | -2.11e-06 |  |  | 1 | Lodging - Motel | New | Oakland Area | Any | D03-085 | None | H.E. Package Terminal HP < 7k | Standard |  | 11.17 EER / 3.3 COP (based on vintage) package terminal HP | T24 minimum: 9.31 EER / 2.7 COP (based on vintage) package terminal HP | 8.90 EER / 2.7 COP (based on vintage) package terminal HP | Measure Definition does not have Energy Impact Qualifiers
20 | D03-085 | DEER2005 | D05 v2.01 | 2014-05-27 15:37 | Any | Mtl | New | Any | CZ04 | Cap-Tons | 40.5 | 30000 | None | 0 | 0 | 0 | 217 | 0.118 | 0 | 0 | 0 | 0 | 217 | 0.118 | 0 |  |  | 1 | Lodging - Motel | New | San Jose-Reid (Sunnyvale for pre-2014) | Any | D03-085 | None | H.E. Package Terminal HP < 7k | Standard |  | 11.17 EER / 3.3 COP (based on vintage) package terminal HP | T24 minimum: 9.31 EER / 2.7 COP (based on vintage) package terminal HP | 8.90 EER / 2.7 COP (based on vintage) package terminal HP | Measure Definition does not have Energy Impact Qualifiers
21 | D03-085 | DEER2005 | D05 v2.01 | 2014-05-27 15:37 | Any | Mtl | New | Any | CZ05 | Cap-Tons | 37.3 | 30000 | None | 0 | 0 | 0 | 184 | 0.0865 | 0 | 0 | 0 | 0 | 184 | 0.0865 | 0 |  |  | 1 | Lodging - Motel | New | Santa Maria Area | Any | D03-085 | None | H.E. Package Terminal HP < 7k | Standard |  | 11.17 EER / 3.3 COP (based on vintage) package terminal HP | T24 minimum: 9.31 EER / 2.7 COP (based on vintage) package terminal HP | 8.90 EER / 2.7 COP (based on vintage) package terminal HP | Measure Definition does not have Energy Impact Qualifiers
22 | D03-085 | DEER2005 | D05 v2.01 | 2014-05-27 15:37 | Any | Mtl | New | Any | CZ06 | Cap-Tons | 47.7 | 30000 | None | 0 | 0 | 0 | 195 | 0.0722 | 1.64e-06 | 0 | 0 | 0 | 195 | 0.0722 | 1.64e-06 |  |  | 1 | Lodging - Motel | New | Torrance (Los Angeles for pre-2014) | Any | D03-085 | None | H.E. Package Terminal HP < 7k | Standard |  | 11.17 EER / 3.3 COP (based on vintage) package terminal HP | T24 minimum: 9.31 EER / 2.7 COP (based on vintage) package terminal HP | 8.90 EER / 2.7 COP (based on vintage) package terminal HP | Measure Definition does not have Energy Impact Qualifiers
23 | D03-085 | DEER2005 | D05 v2.01 | 2014-05-27 15:37 | Any | Mtl | New | Any | CZ07 | Cap-Tons | 40.3 | 30000 | None | 0 | 0 | 0 | 234 | 0.102 | 0 | 0 | 0 | 0 | 234 | 0.102 | 0 |  |  | 1 | Lodging - Motel | New | San Diego-Lindbergh | Any | D03-085 | None | H.E. Package Terminal HP < 7k | Standard |  | 11.17 EER / 3.3 COP (based on vintage) package terminal HP | T24 minimum: 9.31 EER / 2.7 COP (based on vintage) package terminal HP | 8.90 EER / 2.7 COP (based on vintage) package terminal HP | Measure Definition does not have Energy Impact Qualifiers
24 | D03-085 | DEER2005 | D05 v2.01 | 2014-05-27 15:37 | Any | Mtl | New | Any | CZ08 | Cap-Tons | 43.9 | 30000 | None | 0 | 0 | 0 | 247 | 0.119 | 0 | 0 | 0 | 0 | 247 | 0.119 | 0 |  |  | 1 | Lodging - Motel | New | Fullerton (El Toro for pre-2014) | Any | D03-085 | None | H.E. Package Terminal HP < 7k | Standard |  | 11.17 EER / 3.3 COP (based on vintage) package terminal HP | T24 minimum: 9.31 EER / 2.7 COP (based on vintage) package terminal HP | 8.90 EER / 2.7 COP (based on vintage) package terminal HP | Measure Definition does not have Energy Impact Qualifiers
25 | D03-085 | DEER2005 | D05 v2.01 | 2014-05-27 15:37 | Any | Mtl | New | Any | CZ09 | Cap-Tons | 45 | 30000 | None | 0 | 0 | 0 | 247 | 0.133 | 3.47e-06 | 0 | 0 | 0 | 247 | 0.133 | 3.47e-06 |  |  | 1 | Lodging - Motel | New | Burbank-Glendale (Pasadena for pre-2014) | Any | D03-085 | None | H.E. Package Terminal HP < 7k | Standard |  | 11.17 EER / 3.3 COP (based on vintage) package terminal HP | T24 minimum: 9.31 EER / 2.7 COP (based on vintage) package terminal HP | 8.90 EER / 2.7 COP (based on vintage) package terminal HP | Measure Definition does not have Energy Impact Qualifiers
26 | D03-085 | DEER2005 | D05 v2.01 | 2014-05-27 15:37 | Any | Mtl | New | Any | CZ10 | Cap-Tons | 47.3 | 30000 | None | 0 | 0 | 0 | 230 | 0.125 | 3.31e-06 | 0 | 0 | 0 | 230 | 0.125 | 3.31e-06 |  |  | 1 | Lodging - Motel | New | Riverside | Any | D03-085 | None | H.E. Package Terminal HP < 7k | Standard |  | 11.17 EER / 3.3 COP (based on vintage) package terminal HP | T24 minimum: 9.31 EER / 2.7 COP (based on vintage) package terminal HP | 8.90 EER / 2.7 COP (based on vintage) package terminal HP | Measure Definition does not have Energy Impact Qualifiers
27 | D03-085 | DEER2005 | D05 v2.01 | 2014-05-27 15:37 | Any | Mtl | New | Any | CZ11 | Cap-Tons | 48.1 | 30000 | None | 0 | 0 | 0 | 230 | 0.116 | 0 | 0 | 0 | 0 | 230 | 0.116 | 0 |  |  | 1 | Lodging - Motel | New | Red Bluff Area | Any | D03-085 | None | H.E. Package Terminal HP < 7k | Standard |  | 11.17 EER / 3.3 COP (based on vintage) package terminal HP | T24 minimum: 9.31 EER / 2.7 COP (based on vintage) package terminal HP | 8.90 EER / 2.7 COP (based on vintage) package terminal HP | Measure Definition does not have Energy Impact Qualifiers
28 | D03-085 | DEER2005 | D05 v2.01 | 2014-05-27 15:37 | Any | Mtl | New | Any | CZ12 | Cap-Tons | 47.4 | 30000 | None | 0 | 0 | 0 | 219 | 0.115 | 0 | 0 | 0 | 0 | 219 | 0.115 | 0 |  |  | 1 | Lodging - Motel | New | Sacramento Area | Any | D03-085 | None | H.E. Package Terminal HP < 7k | Standard |  | 11.17 EER / 3.3 COP (based on vintage) package terminal HP | T24 minimum: 9.31 EER / 2.7 COP (based on vintage) package terminal HP | 8.90 EER / 2.7 COP (based on vintage) package terminal HP | Measure Definition does not have Energy Impact Qualifiers
29 | D03-085 | DEER2005 | D05 v2.01 | 2014-05-27 15:37 | Any | Mtl | New | Any | CZ13 | Cap-Tons | 48 | 30000 | None | 0 | 0 | 0 | 256 | 0.13 | 0 | 0 | 0 | 0 | 256 | 0.13 | 0 |  |  | 1 | Lodging - Motel | New | Fresno Area | Any | D03-085 | None | H.E. Package Terminal HP < 7k | Standard |  | 11.17 EER / 3.3 COP (based on vintage) package terminal HP | T24 minimum: 9.31 EER / 2.7 COP (based on vintage) package terminal HP | 8.90 EER / 2.7 COP (based on vintage) package terminal HP | Measure Definition does not have Energy Impact Qualifiers
30 | D03-085 | DEER2005 | D05 v2.01 | 2014-05-27 15:37 | Any | Mtl | New | Any | CZ14 | Cap-Tons | 53 | 30000 | None | 0 | 0 | 0 | 217 | 0.113 | 0 | 0 | 0 | 0 | 217 | 0.113 | 0 |  |  | 1 | Lodging - Motel | New | Palmdale (China Lake for pre-2014) | Any | D03-085 | None | H.E. Package Terminal HP < 7k | Standard |  | 11.17 EER / 3.3 COP (based on vintage) package terminal HP | T24 minimum: 9.31 EER / 2.7 COP (based on vintage) package terminal HP | 8.90 EER / 2.7 COP (based on vintage) package terminal HP | Measure Definition does not have Energy Impact Qualifiers
31 | D03-085 | DEER2005 | D05 v2.01 | 2014-05-27 15:37 | Any | Mtl | New | Any | CZ15 | Cap-Tons | 55.4 | 30000 | None | 0 | 0 | 0 | 301 | 0.146 | 0 | 0 | 0 | 0 | 301 | 0.146 | 0 |  |  | 1 | Lodging - Motel | New | Palm Springs-Intl (El Centro for pre-2014) | Any | D03-085 | None | H.E. Package Terminal HP < 7k | Standard |  | 11.17 EER / 3.3 COP (based on vintage) package terminal HP | T24 minimum: 9.31 EER / 2.7 COP (based on vintage) package terminal HP | 8.90 EER / 2.7 COP (based on vintage) package terminal HP | Measure Definition does not have Energy Impact Qualifiers
32 | D03-085 | DEER2005 | D05 v2.01 | 2014-05-27 15:37 | Any | Mtl | New | Any | CZ16 | Cap-Tons | 42.2 | 30000 | None | 0 | 0 | 0 | 193 | 0.105 | -1.85e-06 | 0 | 0 | 0 | 193 | 0.105 | -1.85e-06 |  |  | 1 | Lodging - Motel | New | Blue Canyon (Mount Shasta for pre-2014) | Any | D03-085 | None | H.E. Package Terminal HP < 7k | Standard |  | 11.17 EER / 3.3 COP (based on vintage) package terminal HP | T24 minimum: 9.31 EER / 2.7 COP (based on vintage) package terminal HP | 8.90 EER / 2.7 COP (based on vintage) package terminal HP | Measure Definition does not have Energy Impact Qualifiers
33 | D03-085 | DEER2005 | D05 v2.01 | 2012-05-16 | PGE | Com | Ex | Any | IOU | Cap-Tons | 157 | 115000 | None | 0 | 0 | 0 | 660 | 0.319 | 0 | 0 | 0 | 0 | 275 | 0.131 | 0 |  |  | 2 | Commercial | Existing | IOU Territory | PG&E | D03-085 | None | H.E. Package Terminal HP < 7k | Standard |  | 11.17 EER / 3.3 COP (based on vintage) package terminal HP | T24 minimum: 9.31 EER / 2.7 COP (based on vintage) package terminal HP | 8.90 EER / 2.7 COP (based on vintage) package terminal HP | Measure Definition does not have Energy Impact Qualifiers
34 | D03-085 | DEER2005 | D05 v2.01 | 2012-05-16 | PGE | Com | New | Any | IOU | Cap-Tons | 122 | 115000 | None | 0 | 0 | 0 | 217 | 0.113 | -2.88e-07 | 0 | 0 | 0 | 217 | 0.113 | -2.88e-07 |  |  | 2 | Commercial | New | IOU Territory | PG&E | D03-085 | None | H.E. Package Terminal HP < 7k | Standard |  | 11.17 EER / 3.3 COP (based on vintage) package terminal HP | T24 minimum: 9.31 EER / 2.7 COP (based on vintage) package terminal HP | 8.90 EER / 2.7 COP (based on vintage) package terminal HP | Measure Definition does not have Energy Impact Qualifiers
35 | D03-085 | DEER2005 | D05 v2.01 | 2012-05-16 | PGE | Htl | Ex | Any | CZ01 | Cap-Tons | 176 | 200000 | None | 0 | 0 | 0 | 523 | 0.261 | 0 | 0 | 0 | 0 | 225 | 0.11 | 0 |  |  | 2 | Lodging - Hotel | Existing | Arcata Area | PG&E | D03-085 | None | H.E. Package Terminal HP < 7k | Standard |  | 11.17 EER / 3.3 COP (based on vintage) package terminal HP | T24 minimum: 9.31 EER / 2.7 COP (based on vintage) package terminal HP | 8.90 EER / 2.7 COP (based on vintage) package terminal HP | Measure Definition does not have Energy Impact Qualifiers
36 | D03-085 | DEER2005 | D05 v2.01 | 2012-05-16 | PGE | Htl | Ex | Any | CZ02 | Cap-Tons | 277 | 200000 | None | 0 | 0 | 0 | 600 | 0.355 | 0 | 0 | 0 | 0 | 255 | 0.151 | 0 |  |  | 2 | Lodging - Hotel | Existing | Santa Rosa Area | PG&E | D03-085 | None | H.E. Package Terminal HP < 7k | Standard |  | 11.17 EER / 3.3 COP (based on vintage) package terminal HP | T24 minimum: 9.31 EER / 2.7 COP (based on vintage) package terminal HP | 8.90 EER / 2.7 COP (based on vintage) package terminal HP | Measure Definition does not have Energy Impact Qualifiers
37 | D03-085 | DEER2005 | D05 v2.01 | 2012-05-16 | PGE | Htl | Ex | Any | CZ03 | Cap-Tons | 235 | 200000 | None | 0 | 0 | 0 | 632 | 0.293 | 0 | 0 | 0 | 0 | 255 | 0.118 | 0 |  |  | 2 | Lodging - Hotel | Existing | Oakland Area | PG&E | D03-085 | None | H.E. Package Terminal HP < 7k | Standard |  | 11.17 EER / 3.3 COP (based on vintage) package terminal HP | T24 minimum: 9.31 EER / 2.7 COP (based on vintage) package terminal HP | 8.90 EER / 2.7 COP (based on vintage) package terminal HP | Measure Definition does not have Energy Impact Qualifiers
38 | D03-085 | DEER2005 | D05 v2.01 | 2012-05-16 | PGE | Htl | Ex | Any | CZ04 | Cap-Tons | 258 | 200000 | None | 0 | 0 | 0 | 690 | 0.341 | 0 | 0 | 0 | 0 | 294 | 0.145 | 0 |  |  | 2 | Lodging - Hotel | Existing | San Jose-Reid (Sunnyvale for pre-2014) | PG&E | D03-085 | None | H.E. Package Terminal HP < 7k | Standard |  | 11.17 EER / 3.3 COP (based on vintage) package terminal HP | T24 minimum: 9.31 EER / 2.7 COP (based on vintage) package terminal HP | 8.90 EER / 2.7 COP (based on vintage) package terminal HP | Measure Definition does not have Energy Impact Qualifiers
39 | D03-085 | DEER2005 | D05 v2.01 | 2012-05-16 | PGE | Htl | Ex | Any | CZ05 | Cap-Tons | 218 | 200000 | None | 0 | 0 | 0 | 650 | 0.307 | 0 | 0 | 0 | 0 | 275 | 0.129 | 0 |  |  | 2 | Lodging - Hotel | Existing | Santa Maria Area | PG&E | D03-085 | None | H.E. Package Terminal HP < 7k | Standard |  | 11.17 EER / 3.3 COP (based on vintage) package terminal HP | T24 minimum: 9.31 EER / 2.7 COP (based on vintage) package terminal HP | 8.90 EER / 2.7 COP (based on vintage) package terminal HP | Measure Definition does not have Energy Impact Qualifiers
40 | D03-085 | DEER2005 | D05 v2.01 | 2012-05-16 | PGE | Htl | Ex | Any | CZ11 | Cap-Tons | 319 | 200000 | None | 0 | 0 | 0 | 730 | 0.369 | 0 | 0 | 0 | 0 | 299 | 0.149 | 0 |  |  | 2 | Lodging - Hotel | Existing | Red Bluff Area | PG&E | D03-085 | None | H.E. Package Terminal HP < 7k | Standard |  | 11.17 EER / 3.3 COP (based on vintage) package terminal HP | T24 minimum: 9.31 EER / 2.7 COP (based on vintage) package terminal HP | 8.90 EER / 2.7 COP (based on vintage) package terminal HP | Measure Definition does not have Energy Impact Qualifiers
41 | D03-085 | DEER2005 | D05 v2.01 | 2012-05-16 | PGE | Htl | Ex | Any | CZ12 | Cap-Tons | 300 | 200000 | None | 0 | 0 | 0 | 659 | 0.344 | 0 | 0 | 0 | 0 | 283 | 0.147 | 0 |  |  | 2 | Lodging - Hotel | Existing | Sacramento Area | PG&E | D03-085 | None | H.E. Package Terminal HP < 7k | Standard |  | 11.17 EER / 3.3 COP (based on vintage) package terminal HP | T24 minimum: 9.31 EER / 2.7 COP (based on vintage) package terminal HP | 8.90 EER / 2.7 COP (based on vintage) package terminal HP | Measure Definition does not have Energy Impact Qualifiers
42 | D03-085 | DEER2005 | D05 v2.01 | 2012-05-16 | PGE | Htl | Ex | Any | CZ13 | Cap-Tons | 307 | 200000 | None | 0 | 0 | 0 | 871 | 0.412 | 0 | 0 | 0 | 0 | 351 | 0.166 | 0 |  |  | 2 | Lodging - Hotel | Existing | Fresno Area | PG&E | D03-085 | None | H.E. Package Terminal HP < 7k | Standard |  | 11.17 EER / 3.3 COP (based on vintage) package terminal HP | T24 minimum: 9.31 EER / 2.7 COP (based on vintage) package terminal HP | 8.90 EER / 2.7 COP (based on vintage) package terminal HP | Measure Definition does not have Energy Impact Qualifiers
43 | D03-085 | DEER2005 | D05 v2.01 | 2012-05-16 | PGE | Htl | Ex | Any | CZ16 | Cap-Tons | 245 | 200000 | None | 0 | 0 | 0 | 557 | 0.349 | 0 | 0 | 0 | 0 | 238 | 0.146 | 0 |  |  | 2 | Lodging - Hotel | Existing | Blue Canyon (Mount Shasta for pre-2014) | PG&E | D03-085 | None | H.E. Package Terminal HP < 7k | Standard |  | 11.17 EER / 3.3 COP (based on vintage) package terminal HP | T24 minimum: 9.31 EER / 2.7 COP (based on vintage) package terminal HP | 8.90 EER / 2.7 COP (based on vintage) package terminal HP | Measure Definition does not have Energy Impact Qualifiers
44 | D03-085 | DEER2005 | D05 v2.01 | 2012-05-16 | PGE | Htl | Ex | Any | IOU | Cap-Tons | 257 | 200000 | None | 0 | 0 | 0 | 664 | 0.325 | 0 | 0 | 0 | 0 | 275 | 0.134 | 0 |  |  | 2 | Lodging - Hotel | Existing | IOU Territory | PG&E | D03-085 | None | H.E. Package Terminal HP < 7k | Standard |  | 11.17 EER / 3.3 COP (based on vintage) package terminal HP | T24 minimum: 9.31 EER / 2.7 COP (based on vintage) package terminal HP | 8.90 EER / 2.7 COP (based on vintage) package terminal HP | Measure Definition does not have Energy Impact Qualifiers
45 | D03-085 | DEER2005 | D05 v2.01 | 2012-05-16 | PGE | Htl | New | Any | IOU | Cap-Tons | 203 | 200000 | None | 0 | 0 | 0 | 226 | 0.119 | 2.99e-08 | 0 | 0 | 0 | 226 | 0.119 | 2.99e-08 |  |  | 2 | Lodging - Hotel | New | IOU Territory | PG&E | D03-085 | None | H.E. Package Terminal HP < 7k | Standard |  | 11.17 EER / 3.3 COP (based on vintage) package terminal HP | T24 minimum: 9.31 EER / 2.7 COP (based on vintage) package terminal HP | 8.90 EER / 2.7 COP (based on vintage) package terminal HP | Measure Definition does not have Energy Impact Qualifiers
46 | D03-085 | DEER2005 | D05 v2.01 | 2012-05-16 | PGE | Mtl | Ex | Any | CZ01 | Cap-Tons | 39.6 | 30000 | None | 0 | 0 | 0 | 572 | 0.236 | 0 | 0 | 0 | 0 | 254 | 0.0996 | 0 |  |  | 2 | Lodging - Motel | Existing | Arcata Area | PG&E | D03-085 | None | H.E. Package Terminal HP < 7k | Standard |  | 11.17 EER / 3.3 COP (based on vintage) package terminal HP | T24 minimum: 9.31 EER / 2.7 COP (based on vintage) package terminal HP | 8.90 EER / 2.7 COP (based on vintage) package terminal HP | Measure Definition does not have Energy Impact Qualifiers
47 | D03-085 | DEER2005 | D05 v2.01 | 2012-05-16 | PGE | Mtl | Ex | Any | CZ02 | Cap-Tons | 62.2 | 30000 | None | 0 | 0 | 0 | 616 | 0.334 | 0 | 0 | 0 | 0 | 267 | 0.141 | 0 |  |  | 2 | Lodging - Motel | Existing | Santa Rosa Area | PG&E | D03-085 | None | H.E. Package Terminal HP < 7k | Standard |  | 11.17 EER / 3.3 COP (based on vintage) package terminal HP | T24 minimum: 9.31 EER / 2.7 COP (based on vintage) package terminal HP | 8.90 EER / 2.7 COP (based on vintage) package terminal HP | Measure Definition does not have Energy Impact Qualifiers
48 | D03-085 | DEER2005 | D05 v2.01 | 2012-05-16 | PGE | Mtl | Ex | Any | CZ03 | Cap-Tons | 52.1 | 30000 | None | 0 | 0 | 0 | 635 | 0.283 | 0 | 0 | 0 | 0 | 260 | 0.113 | 0 |  |  | 2 | Lodging - Motel | Existing | Oakland Area | PG&E | D03-085 | None | H.E. Package Terminal HP < 7k | Standard |  | 11.17 EER / 3.3 COP (based on vintage) package terminal HP | T24 minimum: 9.31 EER / 2.7 COP (based on vintage) package terminal HP | 8.90 EER / 2.7 COP (based on vintage) package terminal HP | Measure Definition does not have Energy Impact Qualifiers
49 | D03-085 | DEER2005 | D05 v2.01 | 2012-05-16 | PGE | Mtl | Ex | Any | CZ04 | Cap-Tons | 57.1 | 30000 | None | 0 | 0 | 0 | 671 | 0.328 | 0 | 0 | 0 | 0 | 289 | 0.139 | 0 |  |  | 2 | Lodging - Motel | Existing | San Jose-Reid (Sunnyvale for pre-2014) | PG&E | D03-085 | None | H.E. Package Terminal HP < 7k | Standard |  | 11.17 EER / 3.3 COP (based on vintage) package terminal HP | T24 minimum: 9.31 EER / 2.7 COP (based on vintage) package terminal HP | 8.90 EER / 2.7 COP (based on vintage) package terminal HP | Measure Definition does not have Energy Impact Qualifiers
50 | D03-085 | DEER2005 | D05 v2.01 | 2012-05-16 | PGE | Mtl | Ex | Any | CZ05 | Cap-Tons | 50 | 30000 | None | 0 | 0 | 0 | 624 | 0.284 | 0 | 0 | 0 | 0 | 268 | 0.12 | 0 |  |  | 2 | Lodging - Motel | Existing | Santa Maria Area | PG&E | D03-085 | None | H.E. Package Terminal HP < 7k | Standard |  | 11.17 EER / 3.3 COP (based on vintage) package terminal HP | T24 minimum: 9.31 EER / 2.7 COP (based on vintage) package terminal HP | 8.90 EER / 2.7 COP (based on vintage) package terminal HP | Measure Definition does not have Energy Impact Qualifiers
51 | D03-085 | DEER2005 | D05 v2.01 | 2012-05-16 | PGE | Mtl | Ex | Any | CZ11 | Cap-Tons | 70.2 | 30000 | None | 0 | 0 | 0 | 707 | 0.365 | 0 | 0 | 0 | 0 | 293 | 0.147 | 0 |  |  | 2 | Lodging - Motel | Existing | Red Bluff Area | PG&E | D03-085 | None | H.E. Package Terminal HP < 7k | Standard |  | 11.17 EER / 3.3 COP (based on vintage) package terminal HP | T24 minimum: 9.31 EER / 2.7 COP (based on vintage) package terminal HP | 8.90 EER / 2.7 COP (based on vintage) package terminal HP | Measure Definition does not have Energy Impact Qualifiers
52 | D03-085 | DEER2005 | D05 v2.01 | 2012-05-16 | PGE | Mtl | Ex | Any | CZ12 | Cap-Tons | 66 | 30000 | None | 0 | 0 | 0 | 654 | 0.335 | 0 | 0 | 0 | 0 | 284 | 0.142 | 0 |  |  | 2 | Lodging - Motel | Existing | Sacramento Area | PG&E | D03-085 | None | H.E. Package Terminal HP < 7k | Standard |  | 11.17 EER / 3.3 COP (based on vintage) package terminal HP | T24 minimum: 9.31 EER / 2.7 COP (based on vintage) package terminal HP | 8.90 EER / 2.7 COP (based on vintage) package terminal HP | Measure Definition does not have Energy Impact Qualifiers
53 | D03-085 | DEER2005 | D05 v2.01 | 2012-05-16 | PGE | Mtl | Ex | Any | CZ13 | Cap-Tons | 67.8 | 30000 | None | 0 | 0 | 0 | 807 | 0.405 | 0 | 0 | 0 | 0 | 327 | 0.162 | 0 |  |  | 2 | Lodging - Motel | Existing | Fresno Area | PG&E | D03-085 | None | H.E. Package Terminal HP < 7k | Standard |  | 11.17 EER / 3.3 COP (based on vintage) package terminal HP | T24 minimum: 9.31 EER / 2.7 COP (based on vintage) package terminal HP | 8.90 EER / 2.7 COP (based on vintage) package terminal HP | Measure Definition does not have Energy Impact Qualifiers
54 | D03-085 | DEER2005 | D05 v2.01 | 2012-05-16 | PGE | Mtl | Ex | Any | CZ16 | Cap-Tons | 59.1 | 30000 | None | 0 | 0 | 0 | 560 | 0.317 | 0 | 0 | 0 | 0 | 244 | 0.133 | 0 |  |  | 2 | Lodging - Motel | Existing | Blue Canyon (Mount Shasta for pre-2014) | PG&E | D03-085 | None | H.E. Package Terminal HP < 7k | Standard |  | 11.17 EER / 3.3 COP (based on vintage) package terminal HP | T24 minimum: 9.31 EER / 2.7 COP (based on vintage) package terminal HP | 8.90 EER / 2.7 COP (based on vintage) package terminal HP | Measure Definition does not have Energy Impact Qualifiers
55 | D03-085 | DEER2005 | D05 v2.01 | 2012-05-16 | PGE | Mtl | Ex | Any | IOU | Cap-Tons | 57.2 | 30000 | None | 0 | 0 | 0 | 656 | 0.313 | 0 | 0 | 0 | 0 | 275 | 0.129 | 0 |  |  | 2 | Lodging - Motel | Existing | IOU Territory | PG&E | D03-085 | None | H.E. Package Terminal HP < 7k | Standard |  | 11.17 EER / 3.3 COP (based on vintage) package terminal HP | T24 minimum: 9.31 EER / 2.7 COP (based on vintage) package terminal HP | 8.90 EER / 2.7 COP (based on vintage) package terminal HP | Measure Definition does not have Energy Impact Qualifiers
56 | D03-085 | DEER2005 | D05 v2.01 | 2012-05-16 | PGE | Mtl | New | Any | IOU | Cap-Tons | 42.1 | 30000 | None | 0 | 0 | 0 | 209 | 0.107 | -6.06e-07 | 0 | 0 | 0 | 209 | 0.107 | -6.06e-07 |  |  | 2 | Lodging - Motel | New | IOU Territory | PG&E | D03-085 | None | H.E. Package Terminal HP < 7k | Standard |  | 11.17 EER / 3.3 COP (based on vintage) package terminal HP | T24 minimum: 9.31 EER / 2.7 COP (based on vintage) package terminal HP | 8.90 EER / 2.7 COP (based on vintage) package terminal HP | Measure Definition does not have Energy Impact Qualifiers
57 | D03-085 | DEER2005 | D05 v2.01 | 2012-05-16 | SCE | Com | Ex | Any | IOU | Cap-Tons | 168 | 115000 | None | 0 | 0 | 0 | 743 | 0.323 | 0 | 0 | 0 | 0 | 323 | 0.141 | 0 |  |  | 2 | Commercial | Existing | IOU Territory | SCE | D03-085 | None | H.E. Package Terminal HP < 7k | Standard |  | 11.17 EER / 3.3 COP (based on vintage) package terminal HP | T24 minimum: 9.31 EER / 2.7 COP (based on vintage) package terminal HP | 8.90 EER / 2.7 COP (based on vintage) package terminal HP | Measure Definition does not have Energy Impact Qualifiers
58 | D03-085 | DEER2005 | D05 v2.01 | 2012-05-16 | SCE | Com | New | Any | IOU | Cap-Tons | 137 | 115000 | None | 0 | 0 | 0 | 273 | 0.124 | 2.34e-07 | 0 | 0 | 0 | 273 | 0.124 | 2.34e-07 |  |  | 2 | Commercial | New | IOU Territory | SCE | D03-085 | None | H.E. Package Terminal HP < 7k | Standard |  | 11.17 EER / 3.3 COP (based on vintage) package terminal HP | T24 minimum: 9.31 EER / 2.7 COP (based on vintage) package terminal HP | 8.90 EER / 2.7 COP (based on vintage) package terminal HP | Measure Definition does not have Energy Impact Qualifiers
59 | D03-085 | DEER2005 | D05 v2.01 | 2012-05-16 | SCE | Htl | Ex | Any | CZ05 | Cap-Tons | 220 | 200000 | None | 0 | 0 | 0 | 658 | 0.311 | 0 | 0 | 0 | 0 | 276 | 0.13 | 0 |  |  | 2 | Lodging - Hotel | Existing | Santa Maria Area | SCE | D03-085 | None | H.E. Package Terminal HP < 7k | Standard |  | 11.17 EER / 3.3 COP (based on vintage) package terminal HP | T24 minimum: 9.31 EER / 2.7 COP (based on vintage) package terminal HP | 8.90 EER / 2.7 COP (based on vintage) package terminal HP | Measure Definition does not have Energy Impact Qualifiers
60 | D03-085 | DEER2005 | D05 v2.01 | 2012-05-16 | SCE | Htl | Ex | Any | CZ06 | Cap-Tons | 270 | 200000 | None | 0 | 0 | 0 | 701 | 0.252 | 0 | 0 | 0 | 0 | 294 | 0.106 | 0 |  |  | 2 | Lodging - Hotel | Existing | Torrance (Los Angeles for pre-2014) | SCE | D03-085 | None | H.E. Package Terminal HP < 7k | Standard |  | 11.17 EER / 3.3 COP (based on vintage) package terminal HP | T24 minimum: 9.31 EER / 2.7 COP (based on vintage) package terminal HP | 8.90 EER / 2.7 COP (based on vintage) package terminal HP | Measure Definition does not have Energy Impact Qualifiers
61 | D03-085 | DEER2005 | D05 v2.01 | 2012-05-16 | SCE | Htl | Ex | Any | CZ08 | Cap-Tons | 244 | 200000 | None | 0 | 0 | 0 | 858 | 0.372 | 0 | 0 | 0 | 0 | 360 | 0.157 | 0 |  |  | 2 | Lodging - Hotel | Existing | Fullerton (El Toro for pre-2014) | SCE | D03-085 | None | H.E. Package Terminal HP < 7k | Standard |  | 11.17 EER / 3.3 COP (based on vintage) package terminal HP | T24 minimum: 9.31 EER / 2.7 COP (based on vintage) package terminal HP | 8.90 EER / 2.7 COP (based on vintage) package terminal HP | Measure Definition does not have Energy Impact Qualifiers
62 | D03-085 | DEER2005 | D05 v2.01 | 2012-05-16 | SCE | Htl | Ex | Any | CZ09 | Cap-Tons | 274 | 200000 | None | 0 | 0 | 0 | 816 | 0.387 | 0 | 0 | 0 | 0 | 345 | 0.164 | 0 |  |  | 2 | Lodging - Hotel | Existing | Burbank-Glendale (Pasadena for pre-2014) | SCE | D03-085 | None | H.E. Package Terminal HP < 7k | Standard |  | 11.17 EER / 3.3 COP (based on vintage) package terminal HP | T24 minimum: 9.31 EER / 2.7 COP (based on vintage) package terminal HP | 8.90 EER / 2.7 COP (based on vintage) package terminal HP | Measure Definition does not have Energy Impact Qualifiers
63 | D03-085 | DEER2005 | D05 v2.01 | 2012-05-16 | SCE | Htl | Ex | Any | CZ10 | Cap-Tons | 296 | 200000 | None | 0 | 0 | 0 | 690 | 0.339 | 0 | 0 | 0 | 0 | 329 | 0.162 | 0 |  |  | 2 | Lodging - Hotel | Existing | Riverside | SCE | D03-085 | None | H.E. Package Terminal HP < 7k | Standard |  | 11.17 EER / 3.3 COP (based on vintage) package terminal HP | T24 minimum: 9.31 EER / 2.7 COP (based on vintage) package terminal HP | 8.90 EER / 2.7 COP (based on vintage) package terminal HP | Measure Definition does not have Energy Impact Qualifiers
64 | D03-085 | DEER2005 | D05 v2.01 | 2012-05-16 | SCE | Htl | Ex | Any | CZ13 | Cap-Tons | 301 | 200000 | None | 0 | 0 | 0 | 790 | 0.375 | 0 | 0 | 0 | 0 | 351 | 0.166 | 0 |  |  | 2 | Lodging - Hotel | Existing | Fresno Area | SCE | D03-085 | None | H.E. Package Terminal HP < 7k | Standard |  | 11.17 EER / 3.3 COP (based on vintage) package terminal HP | T24 minimum: 9.31 EER / 2.7 COP (based on vintage) package terminal HP | 8.90 EER / 2.7 COP (based on vintage) package terminal HP | Measure Definition does not have Energy Impact Qualifiers
65 | D03-085 | DEER2005 | D05 v2.01 | 2012-05-16 | SCE | Htl | Ex | Any | CZ14 | Cap-Tons | 319 | 200000 | None | 0 | 0 | 0 | 676 | 0.323 | 0 | 0 | 0 | 0 | 309 | 0.149 | 0 |  |  | 2 | Lodging - Hotel | Existing | Palmdale (China Lake for pre-2014) | SCE | D03-085 | None | H.E. Package Terminal HP < 7k | Standard |  | 11.17 EER / 3.3 COP (based on vintage) package terminal HP | T24 minimum: 9.31 EER / 2.7 COP (based on vintage) package terminal HP | 8.90 EER / 2.7 COP (based on vintage) package terminal HP | Measure Definition does not have Energy Impact Qualifiers
66 | D03-085 | DEER2005 | D05 v2.01 | 2012-05-16 | SCE | Htl | Ex | Any | CZ15 | Cap-Tons | 320 | 200000 | None | 0 | 0 | 0 | 1000 | 0.381 | 0 | 0 | 0 | 0 | 478 | 0.182 | 0 |  |  | 2 | Lodging - Hotel | Existing | Palm Springs-Intl (El Centro for pre-2014) | SCE | D03-085 | None | H.E. Package Terminal HP < 7k | Standard |  | 11.17 EER / 3.3 COP (based on vintage) package terminal HP | T24 minimum: 9.31 EER / 2.7 COP (based on vintage) package terminal HP | 8.90 EER / 2.7 COP (based on vintage) package terminal HP | Measure Definition does not have Energy Impact Qualifiers
67 | D03-085 | DEER2005 | D05 v2.01 | 2012-05-16 | SCE | Htl | Ex | Any | CZ16 | Cap-Tons | 243 | 200000 | None | 0 | 0 | 0 | 537 | 0.337 | 0 | 0 | 0 | 0 | 239 | 0.147 | 0 |  |  | 2 | Lodging - Hotel | Existing | Blue Canyon (Mount Shasta for pre-2014) | SCE | D03-085 | None | H.E. Package Terminal HP < 7k | Standard |  | 11.17 EER / 3.3 COP (based on vintage) package terminal HP | T24 minimum: 9.31 EER / 2.7 COP (based on vintage) package terminal HP | 8.90 EER / 2.7 COP (based on vintage) package terminal HP | Measure Definition does not have Energy Impact Qualifiers
68 | D03-085 | DEER2005 | D05 v2.01 | 2012-05-16 | SCE | Htl | Ex | Any | IOU | Cap-Tons | 274 | 200000 | None | 0 | 0 | 0 | 790 | 0.33 | 0 | 0 | 0 | 0 | 344 | 0.144 | 0 |  |  | 2 | Lodging - Hotel | Existing | IOU Territory | SCE | D03-085 | None | H.E. Package Terminal HP < 7k | Standard |  | 11.17 EER / 3.3 COP (based on vintage) package terminal HP | T24 minimum: 9.31 EER / 2.7 COP (based on vintage) package terminal HP | 8.90 EER / 2.7 COP (based on vintage) package terminal HP | Measure Definition does not have Energy Impact Qualifiers
69 | D03-085 | DEER2005 | D05 v2.01 | 2012-05-16 | SCE | Htl | New | Any | IOU | Cap-Tons | 226 | 200000 | None | 0 | 0 | 0 | 303 | 0.13 | -6.44e-07 | 0 | 0 | 0 | 303 | 0.13 | -6.44e-07 |  |  | 2 | Lodging - Hotel | New | IOU Territory | SCE | D03-085 | None | H.E. Package Terminal HP < 7k | Standard |  | 11.17 EER / 3.3 COP (based on vintage) package terminal HP | T24 minimum: 9.31 EER / 2.7 COP (based on vintage) package terminal HP | 8.90 EER / 2.7 COP (based on vintage) package terminal HP | Measure Definition does not have Energy Impact Qualifiers
70 | D03-085 | DEER2005 | D05 v2.01 | 2012-05-16 | SCE | Mtl | Ex | Any | CZ05 | Cap-Tons | 50.5 | 30000 | None | 0 | 0 | 0 | 636 | 0.289 | 0 | 0 | 0 | 0 | 271 | 0.121 | 0 |  |  | 2 | Lodging - Motel | Existing | Santa Maria Area | SCE | D03-085 | None | H.E. Package Terminal HP < 7k | Standard |  | 11.17 EER / 3.3 COP (based on vintage) package terminal HP | T24 minimum: 9.31 EER / 2.7 COP (based on vintage) package terminal HP | 8.90 EER / 2.7 COP (based on vintage) package terminal HP | Measure Definition does not have Energy Impact Qualifiers
71 | D03-085 | DEER2005 | D05 v2.01 | 2012-05-16 | SCE | Mtl | Ex | Any | CZ06 | Cap-Tons | 60.8 | 30000 | None | 0 | 0 | 0 | 619 | 0.236 | 0 | 0 | 0 | 0 | 261 | 0.0989 | 0 |  |  | 2 | Lodging - Motel | Existing | Torrance (Los Angeles for pre-2014) | SCE | D03-085 | None | H.E. Package Terminal HP < 7k | Standard |  | 11.17 EER / 3.3 COP (based on vintage) package terminal HP | T24 minimum: 9.31 EER / 2.7 COP (based on vintage) package terminal HP | 8.90 EER / 2.7 COP (based on vintage) package terminal HP | Measure Definition does not have Energy Impact Qualifiers
72 | D03-085 | DEER2005 | D05 v2.01 | 2012-05-16 | SCE | Mtl | Ex | Any | CZ08 | Cap-Tons | 55.5 | 30000 | None | 0 | 0 | 0 | 767 | 0.364 | 0 | 0 | 0 | 0 | 324 | 0.153 | 0 |  |  | 2 | Lodging - Motel | Existing | Fullerton (El Toro for pre-2014) | SCE | D03-085 | None | H.E. Package Terminal HP < 7k | Standard |  | 11.17 EER / 3.3 COP (based on vintage) package terminal HP | T24 minimum: 9.31 EER / 2.7 COP (based on vintage) package terminal HP | 8.90 EER / 2.7 COP (based on vintage) package terminal HP | Measure Definition does not have Energy Impact Qualifiers
73 | D03-085 | DEER2005 | D05 v2.01 | 2012-05-16 | SCE | Mtl | Ex | Any | CZ09 | Cap-Tons | 60.6 | 30000 | None | 0 | 0 | 0 | 740 | 0.379 | 0 | 0 | 0 | 0 | 314 | 0.16 | 0 |  |  | 2 | Lodging - Motel | Existing | Burbank-Glendale (Pasadena for pre-2014) | SCE | D03-085 | None | H.E. Package Terminal HP < 7k | Standard |  | 11.17 EER / 3.3 COP (based on vintage) package terminal HP | T24 minimum: 9.31 EER / 2.7 COP (based on vintage) package terminal HP | 8.90 EER / 2.7 COP (based on vintage) package terminal HP | Measure Definition does not have Energy Impact Qualifiers
74 | D03-085 | DEER2005 | D05 v2.01 | 2012-05-16 | SCE | Mtl | Ex | Any | CZ10 | Cap-Tons | 64.6 | 30000 | None | 0 | 0 | 0 | 639 | 0.326 | 0 | 0 | 0 | 0 | 304 | 0.155 | 0 |  |  | 2 | Lodging - Motel | Existing | Riverside | SCE | D03-085 | None | H.E. Package Terminal HP < 7k | Standard |  | 11.17 EER / 3.3 COP (based on vintage) package terminal HP | T24 minimum: 9.31 EER / 2.7 COP (based on vintage) package terminal HP | 8.90 EER / 2.7 COP (based on vintage) package terminal HP | Measure Definition does not have Energy Impact Qualifiers
75 | D03-085 | DEER2005 | D05 v2.01 | 2012-05-16 | SCE | Mtl | Ex | Any | CZ13 | Cap-Tons | 66.6 | 30000 | None | 0 | 0 | 0 | 731 | 0.368 | 0 | 0 | 0 | 0 | 327 | 0.162 | 0 |  |  | 2 | Lodging - Motel | Existing | Fresno Area | SCE | D03-085 | None | H.E. Package Terminal HP < 7k | Standard |  | 11.17 EER / 3.3 COP (based on vintage) package terminal HP | T24 minimum: 9.31 EER / 2.7 COP (based on vintage) package terminal HP | 8.90 EER / 2.7 COP (based on vintage) package terminal HP | Measure Definition does not have Energy Impact Qualifiers
76 | D03-085 | DEER2005 | D05 v2.01 | 2012-05-16 | SCE | Mtl | Ex | Any | CZ14 | Cap-Tons | 71 | 30000 | None | 0 | 0 | 0 | 629 | 0.31 | 0 | 0 | 0 | 0 | 289 | 0.141 | 0 |  |  | 2 | Lodging - Motel | Existing | Palmdale (China Lake for pre-2014) | SCE | D03-085 | None | H.E. Package Terminal HP < 7k | Standard |  | 11.17 EER / 3.3 COP (based on vintage) package terminal HP | T24 minimum: 9.31 EER / 2.7 COP (based on vintage) package terminal HP | 8.90 EER / 2.7 COP (based on vintage) package terminal HP | Measure Definition does not have Energy Impact Qualifiers
77 | D03-085 | DEER2005 | D05 v2.01 | 2012-05-16 | SCE | Mtl | Ex | Any | CZ15 | Cap-Tons | 73.5 | 30000 | None | 0 | 0 | 0 | 800 | 0.366 | 0 | 0 | 0 | 0 | 381 | 0.174 | 0 |  |  | 2 | Lodging - Motel | Existing | Palm Springs-Intl (El Centro for pre-2014) | SCE | D03-085 | None | H.E. Package Terminal HP < 7k | Standard |  | 11.17 EER / 3.3 COP (based on vintage) package terminal HP | T24 minimum: 9.31 EER / 2.7 COP (based on vintage) package terminal HP | 8.90 EER / 2.7 COP (based on vintage) package terminal HP | Measure Definition does not have Energy Impact Qualifiers
78 | D03-085 | DEER2005 | D05 v2.01 | 2012-05-16 | SCE | Mtl | Ex | Any | CZ16 | Cap-Tons | 58.5 | 30000 | None | 0 | 0 | 0 | 541 | 0.307 | 0 | 0 | 0 | 0 | 246 | 0.134 | 0 |  |  | 2 | Lodging - Motel | Existing | Blue Canyon (Mount Shasta for pre-2014) | SCE | D03-085 | None | H.E. Package Terminal HP < 7k | Standard |  | 11.17 EER / 3.3 COP (based on vintage) package terminal HP | T24 minimum: 9.31 EER / 2.7 COP (based on vintage) package terminal HP | 8.90 EER / 2.7 COP (based on vintage) package terminal HP | Measure Definition does not have Energy Impact Qualifiers
79 | D03-085 | DEER2005 | D05 v2.01 | 2012-05-16 | SCE | Mtl | Ex | Any | IOU | Cap-Tons | 61.8 | 30000 | None | 0 | 0 | 0 | 696 | 0.317 | 0 | 0 | 0 | 0 | 303 | 0.137 | 0 |  |  | 2 | Lodging - Motel | Existing | IOU Territory | SCE | D03-085 | None | H.E. Package Terminal HP < 7k | Standard |  | 11.17 EER / 3.3 COP (based on vintage) package terminal HP | T24 minimum: 9.31 EER / 2.7 COP (based on vintage) package terminal HP | 8.90 EER / 2.7 COP (based on vintage) package terminal HP | Measure Definition does not have Energy Impact Qualifiers
80 | D03-085 | DEER2005 | D05 v2.01 | 2012-05-16 | SCE | Mtl | New | Any | IOU | Cap-Tons | 48.7 | 30000 | None | 0 | 0 | 0 | 243 | 0.117 | 1.11e-06 | 0 | 0 | 0 | 243 | 0.117 | 1.11e-06 |  |  | 2 | Lodging - Motel | New | IOU Territory | SCE | D03-085 | None | H.E. Package Terminal HP < 7k | Standard |  | 11.17 EER / 3.3 COP (based on vintage) package terminal HP | T24 minimum: 9.31 EER / 2.7 COP (based on vintage) package terminal HP | 8.90 EER / 2.7 COP (based on vintage) package terminal HP | Measure Definition does not have Energy Impact Qualifiers
81 | D03-085 | DEER2005 | D05 v2.01 | 2012-05-16 | SCG | Com | Ex | Any | IOU | Cap-Tons | 167 | 115000 | None | 0 | 0 | 0 | 760 | 0.338 | 0 | 0 | 0 | 0 | 324 | 0.144 | 0 |  |  | 2 | Commercial | Existing | IOU Territory | SCG | D03-085 | None | H.E. Package Terminal HP < 7k | Standard |  | 11.17 EER / 3.3 COP (based on vintage) package terminal HP | T24 minimum: 9.31 EER / 2.7 COP (based on vintage) package terminal HP | 8.90 EER / 2.7 COP (based on vintage) package terminal HP | Measure Definition does not have Energy Impact Qualifiers
82 | D03-085 | DEER2005 | D05 v2.01 | 2012-05-16 | SCG | Com | New | Any | IOU | Cap-Tons | 134 | 115000 | None | 0 | 0 | 0 | 272 | 0.125 | 5.27e-07 | 0 | 0 | 0 | 272 | 0.125 | 5.27e-07 |  |  | 2 | Commercial | New | IOU Territory | SCG | D03-085 | None | H.E. Package Terminal HP < 7k | Standard |  | 11.17 EER / 3.3 COP (based on vintage) package terminal HP | T24 minimum: 9.31 EER / 2.7 COP (based on vintage) package terminal HP | 8.90 EER / 2.7 COP (based on vintage) package terminal HP | Measure Definition does not have Energy Impact Qualifiers
83 | D03-085 | DEER2005 | D05 v2.01 | 2012-05-16 | SCG | Htl | Ex | Any | CZ05 | Cap-Tons | 220 | 200000 | None | 0 | 0 | 0 | 658 | 0.311 | 0 | 0 | 0 | 0 | 276 | 0.13 | 0 |  |  | 2 | Lodging - Hotel | Existing | Santa Maria Area | SCG | D03-085 | None | H.E. Package Terminal HP < 7k | Standard |  | 11.17 EER / 3.3 COP (based on vintage) package terminal HP | T24 minimum: 9.31 EER / 2.7 COP (based on vintage) package terminal HP | 8.90 EER / 2.7 COP (based on vintage) package terminal HP | Measure Definition does not have Energy Impact Qualifiers
84 | D03-085 | DEER2005 | D05 v2.01 | 2012-05-16 | SCG | Htl | Ex | Any | CZ06 | Cap-Tons | 270 | 200000 | None | 0 | 0 | 0 | 703 | 0.253 | 0 | 0 | 0 | 0 | 294 | 0.106 | 0 |  |  | 2 | Lodging - Hotel | Existing | Torrance (Los Angeles for pre-2014) | SCG | D03-085 | None | H.E. Package Terminal HP < 7k | Standard |  | 11.17 EER / 3.3 COP (based on vintage) package terminal HP | T24 minimum: 9.31 EER / 2.7 COP (based on vintage) package terminal HP | 8.90 EER / 2.7 COP (based on vintage) package terminal HP | Measure Definition does not have Energy Impact Qualifiers
85 | D03-085 | DEER2005 | D05 v2.01 | 2012-05-16 | SCG | Htl | Ex | Any | CZ08 | Cap-Tons | 244 | 200000 | None | 0 | 0 | 0 | 866 | 0.376 | 0 | 0 | 0 | 0 | 360 | 0.157 | 0 |  |  | 2 | Lodging - Hotel | Existing | Fullerton (El Toro for pre-2014) | SCG | D03-085 | None | H.E. Package Terminal HP < 7k | Standard |  | 11.17 EER / 3.3 COP (based on vintage) package terminal HP | T24 minimum: 9.31 EER / 2.7 COP (based on vintage) package terminal HP | 8.90 EER / 2.7 COP (based on vintage) package terminal HP | Measure Definition does not have Energy Impact Qualifiers
86 | D03-085 | DEER2005 | D05 v2.01 | 2012-05-16 | SCG | Htl | Ex | Any | CZ09 | Cap-Tons | 275 | 200000 | None | 0 | 0 | 0 | 838 | 0.397 | 0 | 0 | 0 | 0 | 345 | 0.164 | 0 |  |  | 2 | Lodging - Hotel | Existing | Burbank-Glendale (Pasadena for pre-2014) | SCG | D03-085 | None | H.E. Package Terminal HP < 7k | Standard |  | 11.17 EER / 3.3 COP (based on vintage) package terminal HP | T24 minimum: 9.31 EER / 2.7 COP (based on vintage) package terminal HP | 8.90 EER / 2.7 COP (based on vintage) package terminal HP | Measure Definition does not have Energy Impact Qualifiers
87 | D03-085 | DEER2005 | D05 v2.01 | 2012-05-16 | SCG | Htl | Ex | Any | CZ10 | Cap-Tons | 296 | 200000 | None | 0 | 0 | 0 | 690 | 0.339 | 0 | 0 | 0 | 0 | 329 | 0.162 | 0 |  |  | 2 | Lodging - Hotel | Existing | Riverside | SCG | D03-085 | None | H.E. Package Terminal HP < 7k | Standard |  | 11.17 EER / 3.3 COP (based on vintage) package terminal HP | T24 minimum: 9.31 EER / 2.7 COP (based on vintage) package terminal HP | 8.90 EER / 2.7 COP (based on vintage) package terminal HP | Measure Definition does not have Energy Impact Qualifiers
88 | D03-085 | DEER2005 | D05 v2.01 | 2012-05-16 | SCG | Htl | Ex | Any | CZ13 | Cap-Tons | 301 | 200000 | None | 0 | 0 | 0 | 790 | 0.375 | 0 | 0 | 0 | 0 | 351 | 0.166 | 0 |  |  | 2 | Lodging - Hotel | Existing | Fresno Area | SCG | D03-085 | None | H.E. Package Terminal HP < 7k | Standard |  | 11.17 EER / 3.3 COP (based on vintage) package terminal HP | T24 minimum: 9.31 EER / 2.7 COP (based on vintage) package terminal HP | 8.90 EER / 2.7 COP (based on vintage) package terminal HP | Measure Definition does not have Energy Impact Qualifiers
89 | D03-085 | DEER2005 | D05 v2.01 | 2012-05-16 | SCG | Htl | Ex | Any | CZ14 | Cap-Tons | 319 | 200000 | None | 0 | 0 | 0 | 676 | 0.323 | 0 | 0 | 0 | 0 | 309 | 0.149 | 0 |  |  | 2 | Lodging - Hotel | Existing | Palmdale (China Lake for pre-2014) | SCG | D03-085 | None | H.E. Package Terminal HP < 7k | Standard |  | 11.17 EER / 3.3 COP (based on vintage) package terminal HP | T24 minimum: 9.31 EER / 2.7 COP (based on vintage) package terminal HP | 8.90 EER / 2.7 COP (based on vintage) package terminal HP | Measure Definition does not have Energy Impact Qualifiers
90 | D03-085 | DEER2005 | D05 v2.01 | 2012-05-16 | SCG | Htl | Ex | Any | CZ15 | Cap-Tons | 320 | 200000 | None | 0 | 0 | 0 | 1000 | 0.381 | 0 | 0 | 0 | 0 | 478 | 0.182 | 0 |  |  | 2 | Lodging - Hotel | Existing | Palm Springs-Intl (El Centro for pre-2014) | SCG | D03-085 | None | H.E. Package Terminal HP < 7k | Standard |  | 11.17 EER / 3.3 COP (based on vintage) package terminal HP | T24 minimum: 9.31 EER / 2.7 COP (based on vintage) package terminal HP | 8.90 EER / 2.7 COP (based on vintage) package terminal HP | Measure Definition does not have Energy Impact Qualifiers
91 | D03-085 | DEER2005 | D05 v2.01 | 2012-05-16 | SCG | Htl | Ex | Any | CZ16 | Cap-Tons | 243 | 200000 | None | 0 | 0 | 0 | 537 | 0.337 | 0 | 0 | 0 | 0 | 239 | 0.147 | 0 |  |  | 2 | Lodging - Hotel | Existing | Blue Canyon (Mount Shasta for pre-2014) | SCG | D03-085 | None | H.E. Package Terminal HP < 7k | Standard |  | 11.17 EER / 3.3 COP (based on vintage) package terminal HP | T24 minimum: 9.31 EER / 2.7 COP (based on vintage) package terminal HP | 8.90 EER / 2.7 COP (based on vintage) package terminal HP | Measure Definition does not have Energy Impact Qualifiers
92 | D03-085 | DEER2005 | D05 v2.01 | 2012-05-16 | SCG | Htl | Ex | Any | IOU | Cap-Tons | 273 | 200000 | None | 0 | 0 | 0 | 805 | 0.344 | 0 | 0 | 0 | 0 | 343 | 0.147 | 0 |  |  | 2 | Lodging - Hotel | Existing | IOU Territory | SCG | D03-085 | None | H.E. Package Terminal HP < 7k | Standard |  | 11.17 EER / 3.3 COP (based on vintage) package terminal HP | T24 minimum: 9.31 EER / 2.7 COP (based on vintage) package terminal HP | 8.90 EER / 2.7 COP (based on vintage) package terminal HP | Measure Definition does not have Energy Impact Qualifiers
93 | D03-085 | DEER2005 | D05 v2.01 | 2012-05-16 | SCG | Htl | New | Any | IOU | Cap-Tons | 221 | 200000 | None | 0 | 0 | 0 | 301 | 0.131 | -4.63e-07 | 0 | 0 | 0 | 301 | 0.131 | -4.63e-07 |  |  | 2 | Lodging - Hotel | New | IOU Territory | SCG | D03-085 | None | H.E. Package Terminal HP < 7k | Standard |  | 11.17 EER / 3.3 COP (based on vintage) package terminal HP | T24 minimum: 9.31 EER / 2.7 COP (based on vintage) package terminal HP | 8.90 EER / 2.7 COP (based on vintage) package terminal HP | Measure Definition does not have Energy Impact Qualifiers
94 | D03-085 | DEER2005 | D05 v2.01 | 2012-05-16 | SCG | Mtl | Ex | Any | CZ05 | Cap-Tons | 50.5 | 30000 | None | 0 | 0 | 0 | 636 | 0.289 | 0 | 0 | 0 | 0 | 271 | 0.121 | 0 |  |  | 2 | Lodging - Motel | Existing | Santa Maria Area | SCG | D03-085 | None | H.E. Package Terminal HP < 7k | Standard |  | 11.17 EER / 3.3 COP (based on vintage) package terminal HP | T24 minimum: 9.31 EER / 2.7 COP (based on vintage) package terminal HP | 8.90 EER / 2.7 COP (based on vintage) package terminal HP | Measure Definition does not have Energy Impact Qualifiers
95 | D03-085 | DEER2005 | D05 v2.01 | 2012-05-16 | SCG | Mtl | Ex | Any | CZ06 | Cap-Tons | 60.8 | 30000 | None | 0 | 0 | 0 | 621 | 0.237 | 0 | 0 | 0 | 0 | 261 | 0.0989 | 0 |  |  | 2 | Lodging - Motel | Existing | Torrance (Los Angeles for pre-2014) | SCG | D03-085 | None | H.E. Package Terminal HP < 7k | Standard |  | 11.17 EER / 3.3 COP (based on vintage) package terminal HP | T24 minimum: 9.31 EER / 2.7 COP (based on vintage) package terminal HP | 8.90 EER / 2.7 COP (based on vintage) package terminal HP | Measure Definition does not have Energy Impact Qualifiers
96 | D03-085 | DEER2005 | D05 v2.01 | 2012-05-16 | SCG | Mtl | Ex | Any | CZ08 | Cap-Tons | 55.5 | 30000 | None | 0 | 0 | 0 | 775 | 0.367 | 0 | 0 | 0 | 0 | 323 | 0.153 | 0 |  |  | 2 | Lodging - Motel | Existing | Fullerton (El Toro for pre-2014) | SCG | D03-085 | None | H.E. Package Terminal HP < 7k | Standard |  | 11.17 EER / 3.3 COP (based on vintage) package terminal HP | T24 minimum: 9.31 EER / 2.7 COP (based on vintage) package terminal HP | 8.90 EER / 2.7 COP (based on vintage) package terminal HP | Measure Definition does not have Energy Impact Qualifiers
97 | D03-085 | DEER2005 | D05 v2.01 | 2012-05-16 | SCG | Mtl | Ex | Any | CZ09 | Cap-Tons | 60.8 | 30000 | None | 0 | 0 | 0 | 760 | 0.389 | 0 | 0 | 0 | 0 | 314 | 0.16 | 0 |  |  | 2 | Lodging - Motel | Existing | Burbank-Glendale (Pasadena for pre-2014) | SCG | D03-085 | None | H.E. Package Terminal HP < 7k | Standard |  | 11.17 EER / 3.3 COP (based on vintage) package terminal HP | T24 minimum: 9.31 EER / 2.7 COP (based on vintage) package terminal HP | 8.90 EER / 2.7 COP (based on vintage) package terminal HP | Measure Definition does not have Energy Impact Qualifiers
98 | D03-085 | DEER2005 | D05 v2.01 | 2012-05-16 | SCG | Mtl | Ex | Any | CZ10 | Cap-Tons | 64.6 | 30000 | None | 0 | 0 | 0 | 639 | 0.326 | 0 | 0 | 0 | 0 | 304 | 0.155 | 0 |  |  | 2 | Lodging - Motel | Existing | Riverside | SCG | D03-085 | None | H.E. Package Terminal HP < 7k | Standard |  | 11.17 EER / 3.3 COP (based on vintage) package terminal HP | T24 minimum: 9.31 EER / 2.7 COP (based on vintage) package terminal HP | 8.90 EER / 2.7 COP (based on vintage) package terminal HP | Measure Definition does not have Energy Impact Qualifiers
99 | D03-085 | DEER2005 | D05 v2.01 | 2012-05-16 | SCG | Mtl | Ex | Any | CZ13 | Cap-Tons | 66.6 | 30000 | None | 0 | 0 | 0 | 731 | 0.368 | 0 | 0 | 0 | 0 | 327 | 0.162 | 0 |  |  | 2 | Lodging - Motel | Existing | Fresno Area | SCG | D03-085 | None | H.E. Package Terminal HP < 7k | Standard |  | 11.17 EER / 3.3 COP (based on vintage) package terminal HP | T24 minimum: 9.31 EER / 2.7 COP (based on vintage) package terminal HP | 8.90 EER / 2.7 COP (based on vintage) package terminal HP | Measure Definition does not have Energy Impact Qualifiers
100 | D03-085 | DEER2005 | D05 v2.01 | 2012-05-16 | SCG | Mtl | Ex | Any | CZ14 | Cap-Tons | 71 | 30000 | None | 0 | 0 | 0 | 629 | 0.31 | 0 | 0 | 0 | 0 | 289 | 0.141 | 0 |  |  | 2 | Lodging - Motel | Existing | Palmdale (China Lake for pre-2014) | SCG | D03-085 | None | H.E. Package Terminal HP < 7k | Standard |  | 11.17 EER / 3.3 COP (based on vintage) package terminal HP | T24 minimum: 9.31 EER / 2.7 COP (based on vintage) package terminal HP | 8.90 EER / 2.7 COP (based on vintage) package terminal HP | Measure Definition does not have Energy Impact Qualifiers
101 | D03-085 | DEER2005 | D05 v2.01 | 2012-05-16 | SCG | Mtl | Ex | Any | CZ15 | Cap-Tons | 73.5 | 30000 | None | 0 | 0 | 0 | 800 | 0.366 | 0 | 0 | 0 | 0 | 381 | 0.174 | 0 |  |  | 2 | Lodging - Motel | Existing | Palm Springs-Intl (El Centro for pre-2014) | SCG | D03-085 | None | H.E. Package Terminal HP < 7k | Standard |  | 11.17 EER / 3.3 COP (based on vintage) package terminal HP | T24 minimum: 9.31 EER / 2.7 COP (based on vintage) package terminal HP | 8.90 EER / 2.7 COP (based on vintage) package terminal HP | Measure Definition does not have Energy Impact Qualifiers
102 | D03-085 | DEER2005 | D05 v2.01 | 2012-05-16 | SCG | Mtl | Ex | Any | CZ16 | Cap-Tons | 58.5 | 30000 | None | 0 | 0 | 0 | 541 | 0.307 | 0 | 0 | 0 | 0 | 246 | 0.134 | 0 |  |  | 2 | Lodging - Motel | Existing | Blue Canyon (Mount Shasta for pre-2014) | SCG | D03-085 | None | H.E. Package Terminal HP < 7k | Standard |  | 11.17 EER / 3.3 COP (based on vintage) package terminal HP | T24 minimum: 9.31 EER / 2.7 COP (based on vintage) package terminal HP | 8.90 EER / 2.7 COP (based on vintage) package terminal HP | Measure Definition does not have Energy Impact Qualifiers
103 | D03-085 | DEER2005 | D05 v2.01 | 2012-05-16 | SCG | Mtl | Ex | Any | IOU | Cap-Tons | 61.3 | 30000 | None | 0 | 0 | 0 | 714 | 0.333 | 0 | 0 | 0 | 0 | 305 | 0.141 | 0 |  |  | 2 | Lodging - Motel | Existing | IOU Territory | SCG | D03-085 | None | H.E. Package Terminal HP < 7k | Standard |  | 11.17 EER / 3.3 COP (based on vintage) package terminal HP | T24 minimum: 9.31 EER / 2.7 COP (based on vintage) package terminal HP | 8.90 EER / 2.7 COP (based on vintage) package terminal HP | Measure Definition does not have Energy Impact Qualifiers
104 | D03-085 | DEER2005 | D05 v2.01 | 2012-05-16 | SCG | Mtl | New | Any | IOU | Cap-Tons | 47.7 | 30000 | None | 0 | 0 | 0 | 243 | 0.119 | 1.52e-06 | 0 | 0 | 0 | 243 | 0.119 | 1.52e-06 |  |  | 2 | Lodging - Motel | New | IOU Territory | SCG | D03-085 | None | H.E. Package Terminal HP < 7k | Standard |  | 11.17 EER / 3.3 COP (based on vintage) package terminal HP | T24 minimum: 9.31 EER / 2.7 COP (based on vintage) package terminal HP | 8.90 EER / 2.7 COP (based on vintage) package terminal HP | Measure Definition does not have Energy Impact Qualifiers
105 | D03-085 | DEER2005 | D05 v2.01 | 2012-05-16 | SDG | Com | Ex | Any | IOU | Cap-Tons | 141 | 115000 | None | 0 | 0 | 0 | 710 | 0.295 | 0 | 0 | 0 | 0 | 327 | 0.135 | 0 |  |  | 2 | Commercial | Existing | IOU Territory | SDG&E | D03-085 | None | H.E. Package Terminal HP < 7k | Standard |  | 11.17 EER / 3.3 COP (based on vintage) package terminal HP | T24 minimum: 9.31 EER / 2.7 COP (based on vintage) package terminal HP | 8.90 EER / 2.7 COP (based on vintage) package terminal HP | Measure Definition does not have Energy Impact Qualifiers
106 | D03-085 | DEER2005 | D05 v2.01 | 2012-05-16 | SDG | Com | New | Any | IOU | Cap-Tons | 121 | 115000 | None | 0 | 0 | 0 | 261 | 0.109 | 1.96e-07 | 0 | 0 | 0 | 261 | 0.109 | 1.96e-07 |  |  | 2 | Commercial | New | IOU Territory | SDG&E | D03-085 | None | H.E. Package Terminal HP < 7k | Standard |  | 11.17 EER / 3.3 COP (based on vintage) package terminal HP | T24 minimum: 9.31 EER / 2.7 COP (based on vintage) package terminal HP | 8.90 EER / 2.7 COP (based on vintage) package terminal HP | Measure Definition does not have Energy Impact Qualifiers
107 | D03-085 | DEER2005 | D05 v2.01 | 2012-05-16 | SDG | Htl | Ex | Any | CZ06 | Cap-Tons | 263 | 200000 | None | 0 | 0 | 0 | 632 | 0.226 | 0 | 0 | 0 | 0 | 292 | 0.104 | 0 |  |  | 2 | Lodging - Hotel | Existing | Torrance (Los Angeles for pre-2014) | SDG&E | D03-085 | None | H.E. Package Terminal HP < 7k | Standard |  | 11.17 EER / 3.3 COP (based on vintage) package terminal HP | T24 minimum: 9.31 EER / 2.7 COP (based on vintage) package terminal HP | 8.90 EER / 2.7 COP (based on vintage) package terminal HP | Measure Definition does not have Energy Impact Qualifiers
108 | D03-085 | DEER2005 | D05 v2.01 | 2012-05-16 | SDG | Htl | Ex | Any | CZ07 | Cap-Tons | 220 | 200000 | None | 0 | 0 | 0 | 767 | 0.303 | 0 | 0 | 0 | 0 | 353 | 0.139 | 0 |  |  | 2 | Lodging - Hotel | Existing | San Diego-Lindbergh | SDG&E | D03-085 | None | H.E. Package Terminal HP < 7k | Standard |  | 11.17 EER / 3.3 COP (based on vintage) package terminal HP | T24 minimum: 9.31 EER / 2.7 COP (based on vintage) package terminal HP | 8.90 EER / 2.7 COP (based on vintage) package terminal HP | Measure Definition does not have Energy Impact Qualifiers
109 | D03-085 | DEER2005 | D05 v2.01 | 2012-05-16 | SDG | Htl | Ex | Any | CZ08 | Cap-Tons | 238 | 200000 | None | 0 | 0 | 0 | 772 | 0.336 | 0 | 0 | 0 | 0 | 356 | 0.155 | 0 |  |  | 2 | Lodging - Hotel | Existing | Fullerton (El Toro for pre-2014) | SDG&E | D03-085 | None | H.E. Package Terminal HP < 7k | Standard |  | 11.17 EER / 3.3 COP (based on vintage) package terminal HP | T24 minimum: 9.31 EER / 2.7 COP (based on vintage) package terminal HP | 8.90 EER / 2.7 COP (based on vintage) package terminal HP | Measure Definition does not have Energy Impact Qualifiers
110 | D03-085 | DEER2005 | D05 v2.01 | 2012-05-16 | SDG | Htl | Ex | Any | CZ10 | Cap-Tons | 297 | 200000 | None | 0 | 0 | 0 | 712 | 0.349 | 0 | 0 | 0 | 0 | 329 | 0.162 | 0 |  |  | 2 | Lodging - Hotel | Existing | Riverside | SDG&E | D03-085 | None | H.E. Package Terminal HP < 7k | Standard |  | 11.17 EER / 3.3 COP (based on vintage) package terminal HP | T24 minimum: 9.31 EER / 2.7 COP (based on vintage) package terminal HP | 8.90 EER / 2.7 COP (based on vintage) package terminal HP | Measure Definition does not have Energy Impact Qualifiers
111 | D03-085 | DEER2005 | D05 v2.01 | 2012-05-16 | SDG | Htl | Ex | Any | CZ14 | Cap-Tons | 316 | 200000 | None | 0 | 0 | 0 | 663 | 0.318 | 0 | 0 | 0 | 0 | 308 | 0.149 | 0 |  |  | 2 | Lodging - Hotel | Existing | Palmdale (China Lake for pre-2014) | SDG&E | D03-085 | None | H.E. Package Terminal HP < 7k | Standard |  | 11.17 EER / 3.3 COP (based on vintage) package terminal HP | T24 minimum: 9.31 EER / 2.7 COP (based on vintage) package terminal HP | 8.90 EER / 2.7 COP (based on vintage) package terminal HP | Measure Definition does not have Energy Impact Qualifiers
112 | D03-085 | DEER2005 | D05 v2.01 | 2012-05-16 | SDG | Htl | Ex | Any | CZ15 | Cap-Tons | 323 | 200000 | None | 0 | 0 | 0 | 1030 | 0.393 | 0 | 0 | 0 | 0 | 476 | 0.182 | 0 |  |  | 2 | Lodging - Hotel | Existing | Palm Springs-Intl (El Centro for pre-2014) | SDG&E | D03-085 | None | H.E. Package Terminal HP < 7k | Standard |  | 11.17 EER / 3.3 COP (based on vintage) package terminal HP | T24 minimum: 9.31 EER / 2.7 COP (based on vintage) package terminal HP | 8.90 EER / 2.7 COP (based on vintage) package terminal HP | Measure Definition does not have Energy Impact Qualifiers
113 | D03-085 | DEER2005 | D05 v2.01 | 2012-05-16 | SDG | Htl | Ex | Any | IOU | Cap-Tons | 231 | 200000 | None | 0 | 0 | 0 | 758 | 0.305 | 0 | 0 | 0 | 0 | 349 | 0.14 | 0 |  |  | 2 | Lodging - Hotel | Existing | IOU Territory | SDG&E | D03-085 | None | H.E. Package Terminal HP < 7k | Standard |  | 11.17 EER / 3.3 COP (based on vintage) package terminal HP | T24 minimum: 9.31 EER / 2.7 COP (based on vintage) package terminal HP | 8.90 EER / 2.7 COP (based on vintage) package terminal HP | Measure Definition does not have Energy Impact Qualifiers
114 | D03-085 | DEER2005 | D05 v2.01 | 2012-05-16 | SDG | Htl | New | Any | IOU | Cap-Tons | 201 | 200000 | None | 0 | 0 | 0 | 288 | 0.114 | 0 | 0 | 0 | 0 | 288 | 0.114 | 0 |  |  | 2 | Lodging - Hotel | New | IOU Territory | SDG&E | D03-085 | None | H.E. Package Terminal HP < 7k | Standard |  | 11.17 EER / 3.3 COP (based on vintage) package terminal HP | T24 minimum: 9.31 EER / 2.7 COP (based on vintage) package terminal HP | 8.90 EER / 2.7 COP (based on vintage) package terminal HP | Measure Definition does not have Energy Impact Qualifiers
115 | D03-085 | DEER2005 | D05 v2.01 | 2012-05-16 | SDG | Mtl | Ex | Any | CZ06 | Cap-Tons | 59 | 30000 | None | 0 | 0 | 0 | 554 | 0.212 | 0 | 0 | 0 | 0 | 255 | 0.0965 | 0 |  |  | 2 | Lodging - Motel | Existing | Torrance (Los Angeles for pre-2014) | SDG&E | D03-085 | None | H.E. Package Terminal HP < 7k | Standard |  | 11.17 EER / 3.3 COP (based on vintage) package terminal HP | T24 minimum: 9.31 EER / 2.7 COP (based on vintage) package terminal HP | 8.90 EER / 2.7 COP (based on vintage) package terminal HP | Measure Definition does not have Energy Impact Qualifiers
116 | D03-085 | DEER2005 | D05 v2.01 | 2012-05-16 | SDG | Mtl | Ex | Any | CZ07 | Cap-Tons | 48.6 | 30000 | None | 0 | 0 | 0 | 667 | 0.283 | 0 | 0 | 0 | 0 | 307 | 0.129 | 0 |  |  | 2 | Lodging - Motel | Existing | San Diego-Lindbergh | SDG&E | D03-085 | None | H.E. Package Terminal HP < 7k | Standard |  | 11.17 EER / 3.3 COP (based on vintage) package terminal HP | T24 minimum: 9.31 EER / 2.7 COP (based on vintage) package terminal HP | 8.90 EER / 2.7 COP (based on vintage) package terminal HP | Measure Definition does not have Energy Impact Qualifiers
117 | D03-085 | DEER2005 | D05 v2.01 | 2012-05-16 | SDG | Mtl | Ex | Any | CZ08 | Cap-Tons | 53.8 | 30000 | None | 0 | 0 | 0 | 687 | 0.326 | 0 | 0 | 0 | 0 | 317 | 0.15 | 0 |  |  | 2 | Lodging - Motel | Existing | Fullerton (El Toro for pre-2014) | SDG&E | D03-085 | None | H.E. Package Terminal HP < 7k | Standard |  | 11.17 EER / 3.3 COP (based on vintage) package terminal HP | T24 minimum: 9.31 EER / 2.7 COP (based on vintage) package terminal HP | 8.90 EER / 2.7 COP (based on vintage) package terminal HP | Measure Definition does not have Energy Impact Qualifiers
118 | D03-085 | DEER2005 | D05 v2.01 | 2012-05-16 | SDG | Mtl | Ex | Any | CZ10 | Cap-Tons | 64.8 | 30000 | None | 0 | 0 | 0 | 659 | 0.336 | 0 | 0 | 0 | 0 | 304 | 0.155 | 0 |  |  | 2 | Lodging - Motel | Existing | Riverside | SDG&E | D03-085 | None | H.E. Package Terminal HP < 7k | Standard |  | 11.17 EER / 3.3 COP (based on vintage) package terminal HP | T24 minimum: 9.31 EER / 2.7 COP (based on vintage) package terminal HP | 8.90 EER / 2.7 COP (based on vintage) package terminal HP | Measure Definition does not have Energy Impact Qualifiers
119 | D03-085 | DEER2005 | D05 v2.01 | 2012-05-16 | SDG | Mtl | Ex | Any | CZ14 | Cap-Tons | 70.2 | 30000 | None | 0 | 0 | 0 | 616 | 0.304 | 0 | 0 | 0 | 0 | 287 | 0.14 | 0 |  |  | 2 | Lodging - Motel | Existing | Palmdale (China Lake for pre-2014) | SDG&E | D03-085 | None | H.E. Package Terminal HP < 7k | Standard |  | 11.17 EER / 3.3 COP (based on vintage) package terminal HP | T24 minimum: 9.31 EER / 2.7 COP (based on vintage) package terminal HP | 8.90 EER / 2.7 COP (based on vintage) package terminal HP | Measure Definition does not have Energy Impact Qualifiers
120 | D03-085 | DEER2005 | D05 v2.01 | 2012-05-16 | SDG | Mtl | Ex | Any | CZ15 | Cap-Tons | 74 | 30000 | None | 0 | 0 | 0 | 822 | 0.377 | 0 | 0 | 0 | 0 | 379 | 0.174 | 0 |  |  | 2 | Lodging - Motel | Existing | Palm Springs-Intl (El Centro for pre-2014) | SDG&E | D03-085 | None | H.E. Package Terminal HP < 7k | Standard |  | 11.17 EER / 3.3 COP (based on vintage) package terminal HP | T24 minimum: 9.31 EER / 2.7 COP (based on vintage) package terminal HP | 8.90 EER / 2.7 COP (based on vintage) package terminal HP | Measure Definition does not have Energy Impact Qualifiers
121 | D03-085 | DEER2005 | D05 v2.01 | 2012-05-16 | SDG | Mtl | Ex | Any | IOU | Cap-Tons | 51.1 | 30000 | None | 0 | 0 | 0 | 663 | 0.286 | 0 | 0 | 0 | 0 | 304 | 0.131 | 0 |  |  | 2 | Lodging - Motel | Existing | IOU Territory | SDG&E | D03-085 | None | H.E. Package Terminal HP < 7k | Standard |  | 11.17 EER / 3.3 COP (based on vintage) package terminal HP | T24 minimum: 9.31 EER / 2.7 COP (based on vintage) package terminal HP | 8.90 EER / 2.7 COP (based on vintage) package terminal HP | Measure Definition does not have Energy Impact Qualifiers
122 | D03-085 | DEER2005 | D05 v2.01 | 2012-05-16 | SDG | Mtl | New | Any | IOU | Cap-Tons | 41.7 | 30000 | None | 0 | 0 | 0 | 233 | 0.103 | 3.91e-07 | 0 | 0 | 0 | 233 | 0.103 | 3.91e-07 |  |  | 2 | Lodging - Motel | New | IOU Territory | SDG&E | D03-085 | None | H.E. Package Terminal HP < 7k | Standard |  | 11.17 EER / 3.3 COP (based on vintage) package terminal HP | T24 minimum: 9.31 EER / 2.7 COP (based on vintage) package terminal HP | 8.90 EER / 2.7 COP (based on vintage) package terminal HP | Measure Definition does not have Energy Impact Qualifiers
123 | D03-101 | DEER2005 | D05 v2.01 | 2014-05-27 15:37 | Any | Htl | New | Any | CZ01 | Cap-Tons | 149 | 200000 | None | 0 | 0 | 0 | 174 | 0.0881 | 0 | 0 | 0 | 0 | 174 | 0.0881 | 0 |  |  | 1 | Lodging - Hotel | New | Arcata Area | Any | D03-101 | None | H.E. Package Terminal HP 7k-15k | Standard |  | 10.15 EER / 3.1 COP (based on vintage) package terminal HP | T24 minimum: 8.46 EER / 2.6 COP (based on vintage) package terminal HP | 8.90 EER / 2.7 COP (based on vintage) package terminal HP | Measure Definition does not have Energy Impact Qualifiers
124 | D03-101 | DEER2005 | D05 v2.01 | 2014-05-27 15:37 | Any | Htl | New | Any | CZ02 | Cap-Tons | 203 | 200000 | None | 0 | 0 | 0 | 215 | 0.14 | 0 | 0 | 0 | 0 | 215 | 0.14 | 0 |  |  | 1 | Lodging - Hotel | New | Santa Rosa Area | Any | D03-101 | None | H.E. Package Terminal HP 7k-15k | Standard |  | 10.15 EER / 3.1 COP (based on vintage) package terminal HP | T24 minimum: 8.46 EER / 2.6 COP (based on vintage) package terminal HP | 8.90 EER / 2.7 COP (based on vintage) package terminal HP | Measure Definition does not have Energy Impact Qualifiers
125 | D03-101 | DEER2005 | D05 v2.01 | 2014-05-27 15:37 | Any | Htl | New | Any | CZ03 | Cap-Tons | 183 | 200000 | None | 0 | 0 | 0 | 216 | 0.105 | 0 | 0 | 0 | 0 | 216 | 0.105 | 0 |  |  | 1 | Lodging - Hotel | New | Oakland Area | Any | D03-101 | None | H.E. Package Terminal HP 7k-15k | Standard |  | 10.15 EER / 3.1 COP (based on vintage) package terminal HP | T24 minimum: 8.46 EER / 2.6 COP (based on vintage) package terminal HP | 8.90 EER / 2.7 COP (based on vintage) package terminal HP | Measure Definition does not have Energy Impact Qualifiers
126 | D03-101 | DEER2005 | D05 v2.01 | 2014-05-27 15:37 | Any | Htl | New | Any | CZ04 | Cap-Tons | 197 | 200000 | None | 0 | 0 | 0 | 259 | 0.139 | 0 | 0 | 0 | 0 | 259 | 0.139 | 0 |  |  | 1 | Lodging - Hotel | New | San Jose-Reid (Sunnyvale for pre-2014) | Any | D03-101 | None | H.E. Package Terminal HP 7k-15k | Standard |  | 10.15 EER / 3.1 COP (based on vintage) package terminal HP | T24 minimum: 8.46 EER / 2.6 COP (based on vintage) package terminal HP | 8.90 EER / 2.7 COP (based on vintage) package terminal HP | Measure Definition does not have Energy Impact Qualifiers
127 | D03-101 | DEER2005 | D05 v2.01 | 2014-05-27 15:37 | Any | Htl | New | Any | CZ05 | Cap-Tons | 181 | 200000 | None | 0 | 0 | 0 | 228 | 0.106 | -1.38e-05 | 0 | 0 | 0 | 228 | 0.106 | -1.38e-05 |  |  | 1 | Lodging - Hotel | New | Santa Maria Area | Any | D03-101 | None | H.E. Package Terminal HP 7k-15k | Standard |  | 10.15 EER / 3.1 COP (based on vintage) package terminal HP | T24 minimum: 8.46 EER / 2.6 COP (based on vintage) package terminal HP | 8.90 EER / 2.7 COP (based on vintage) package terminal HP | Measure Definition does not have Energy Impact Qualifiers
128 | D03-101 | DEER2005 | D05 v2.01 | 2014-05-27 15:37 | Any | Htl | New | Any | CZ06 | Cap-Tons | 218 | 200000 | None | 0 | 0 | 0 | 272 | 0.0922 | 0 | 0 | 0 | 0 | 272 | 0.0922 | 0 |  |  | 1 | Lodging - Hotel | New | Torrance (Los Angeles for pre-2014) | Any | D03-101 | None | H.E. Package Terminal HP 7k-15k | Standard |  | 10.15 EER / 3.1 COP (based on vintage) package terminal HP | T24 minimum: 8.46 EER / 2.6 COP (based on vintage) package terminal HP | 8.90 EER / 2.7 COP (based on vintage) package terminal HP | Measure Definition does not have Energy Impact Qualifiers
129 | D03-101 | DEER2005 | D05 v2.01 | 2014-05-27 15:37 | Any | Htl | New | Any | CZ07 | Cap-Tons | 196 | 200000 | None | 0 | 0 | 0 | 316 | 0.122 | 0 | 0 | 0 | 0 | 316 | 0.122 | 0 |  |  | 1 | Lodging - Hotel | New | San Diego-Lindbergh | Any | D03-101 | None | H.E. Package Terminal HP 7k-15k | Standard |  | 10.15 EER / 3.1 COP (based on vintage) package terminal HP | T24 minimum: 8.46 EER / 2.6 COP (based on vintage) package terminal HP | 8.90 EER / 2.7 COP (based on vintage) package terminal HP | Measure Definition does not have Energy Impact Qualifiers
130 | D03-101 | DEER2005 | D05 v2.01 | 2014-05-27 15:37 | Any | Htl | New | Any | CZ08 | Cap-Tons | 201 | 200000 | None | 0 | 0 | 0 | 325 | 0.143 | 0 | 0 | 0 | 0 | 325 | 0.143 | 0 |  |  | 1 | Lodging - Hotel | New | Fullerton (El Toro for pre-2014) | Any | D03-101 | None | H.E. Package Terminal HP 7k-15k | Standard |  | 10.15 EER / 3.1 COP (based on vintage) package terminal HP | T24 minimum: 8.46 EER / 2.6 COP (based on vintage) package terminal HP | 8.90 EER / 2.7 COP (based on vintage) package terminal HP | Measure Definition does not have Energy Impact Qualifiers
131 | D03-101 | DEER2005 | D05 v2.01 | 2014-05-27 15:37 | Any | Htl | New | Any | CZ09 | Cap-Tons | 211 | 200000 | None | 0 | 0 | 0 | 326 | 0.156 | 0 | 0 | 0 | 0 | 326 | 0.156 | 0 |  |  | 1 | Lodging - Hotel | New | Burbank-Glendale (Pasadena for pre-2014) | Any | D03-101 | None | H.E. Package Terminal HP 7k-15k | Standard |  | 10.15 EER / 3.1 COP (based on vintage) package terminal HP | T24 minimum: 8.46 EER / 2.6 COP (based on vintage) package terminal HP | 8.90 EER / 2.7 COP (based on vintage) package terminal HP | Measure Definition does not have Energy Impact Qualifiers
132 | D03-101 | DEER2005 | D05 v2.01 | 2014-05-27 15:37 | Any | Htl | New | Any | CZ10 | Cap-Tons | 224 | 200000 | None | 0 | 0 | 0 | 298 | 0.154 | 0 | 0 | 0 | 0 | 298 | 0.154 | 0 |  |  | 1 | Lodging - Hotel | New | Riverside | Any | D03-101 | None | H.E. Package Terminal HP 7k-15k | Standard |  | 10.15 EER / 3.1 COP (based on vintage) package terminal HP | T24 minimum: 8.46 EER / 2.6 COP (based on vintage) package terminal HP | 8.90 EER / 2.7 COP (based on vintage) package terminal HP | Measure Definition does not have Energy Impact Qualifiers
133 | D03-101 | DEER2005 | D05 v2.01 | 2014-05-27 15:37 | Any | Htl | New | Any | CZ11 | Cap-Tons | 225 | 200000 | None | 0 | 0 | 0 | 272 | 0.14 | 0 | 0 | 0 | 0 | 272 | 0.14 | 0 |  |  | 1 | Lodging - Hotel | New | Red Bluff Area | Any | D03-101 | None | H.E. Package Terminal HP 7k-15k | Standard |  | 10.15 EER / 3.1 COP (based on vintage) package terminal HP | T24 minimum: 8.46 EER / 2.6 COP (based on vintage) package terminal HP | 8.90 EER / 2.7 COP (based on vintage) package terminal HP | Measure Definition does not have Energy Impact Qualifiers
134 | D03-101 | DEER2005 | D05 v2.01 | 2014-05-27 15:37 | Any | Htl | New | Any | CZ12 | Cap-Tons | 225 | 200000 | None | 0 | 0 | 0 | 250 | 0.137 | 0 | 0 | 0 | 0 | 250 | 0.137 | 0 |  |  | 1 | Lodging - Hotel | New | Sacramento Area | Any | D03-101 | None | H.E. Package Terminal HP 7k-15k | Standard |  | 10.15 EER / 3.1 COP (based on vintage) package terminal HP | T24 minimum: 8.46 EER / 2.6 COP (based on vintage) package terminal HP | 8.90 EER / 2.7 COP (based on vintage) package terminal HP | Measure Definition does not have Energy Impact Qualifiers
135 | D03-101 | DEER2005 | D05 v2.01 | 2014-05-27 15:37 | Any | Htl | New | Any | CZ13 | Cap-Tons | 228 | 200000 | None | 0 | 0 | 0 | 317 | 0.156 | 0 | 0 | 0 | 0 | 317 | 0.156 | 0 |  |  | 1 | Lodging - Hotel | New | Fresno Area | Any | D03-101 | None | H.E. Package Terminal HP 7k-15k | Standard |  | 10.15 EER / 3.1 COP (based on vintage) package terminal HP | T24 minimum: 8.46 EER / 2.6 COP (based on vintage) package terminal HP | 8.90 EER / 2.7 COP (based on vintage) package terminal HP | Measure Definition does not have Energy Impact Qualifiers
136 | D03-101 | DEER2005 | D05 v2.01 | 2014-05-27 15:37 | Any | Htl | New | Any | CZ14 | Cap-Tons | 241 | 200000 | None | 0 | 0 | 0 | 267 | 0.146 | 0 | 0 | 0 | 0 | 267 | 0.146 | 0 |  |  | 1 | Lodging - Hotel | New | Palmdale (China Lake for pre-2014) | Any | D03-101 | None | H.E. Package Terminal HP 7k-15k | Standard |  | 10.15 EER / 3.1 COP (based on vintage) package terminal HP | T24 minimum: 8.46 EER / 2.6 COP (based on vintage) package terminal HP | 8.90 EER / 2.7 COP (based on vintage) package terminal HP | Measure Definition does not have Energy Impact Qualifiers
137 | D03-101 | DEER2005 | D05 v2.01 | 2014-05-27 15:37 | Any | Htl | New | Any | CZ15 | Cap-Tons | 259 | 200000 | None | 0 | 0 | 0 | 431 | 0.17 | 0 | 0 | 0 | 0 | 431 | 0.17 | 0 |  |  | 1 | Lodging - Hotel | New | Palm Springs-Intl (El Centro for pre-2014) | Any | D03-101 | None | H.E. Package Terminal HP 7k-15k | Standard |  | 10.15 EER / 3.1 COP (based on vintage) package terminal HP | T24 minimum: 8.46 EER / 2.6 COP (based on vintage) package terminal HP | 8.90 EER / 2.7 COP (based on vintage) package terminal HP | Measure Definition does not have Energy Impact Qualifiers
138 | D03-101 | DEER2005 | D05 v2.01 | 2014-05-27 15:37 | Any | Htl | New | Any | CZ16 | Cap-Tons | 191 | 200000 | None | 0 | 0 | 0 | 202 | 0.131 | 0 | 0 | 0 | 0 | 202 | 0.131 | 0 |  |  | 1 | Lodging - Hotel | New | Blue Canyon (Mount Shasta for pre-2014) | Any | D03-101 | None | H.E. Package Terminal HP 7k-15k | Standard |  | 10.15 EER / 3.1 COP (based on vintage) package terminal HP | T24 minimum: 8.46 EER / 2.6 COP (based on vintage) package terminal HP | 8.90 EER / 2.7 COP (based on vintage) package terminal HP | Measure Definition does not have Energy Impact Qualifiers
139 | D03-101 | DEER2005 | D05 v2.01 | 2014-05-27 15:37 | Any | Mtl | New | Any | CZ01 | Cap-Tons | 29.7 | 30000 | None | 0 | 0 | 0 | 193 | 0.0711 | 5.26e-06 | 0 | 0 | 0 | 193 | 0.0711 | 5.26e-06 |  |  | 1 | Lodging - Motel | New | Arcata Area | Any | D03-101 | None | H.E. Package Terminal HP 7k-15k | Standard |  | 10.15 EER / 3.1 COP (based on vintage) package terminal HP | T24 minimum: 8.46 EER / 2.6 COP (based on vintage) package terminal HP | 8.90 EER / 2.7 COP (based on vintage) package terminal HP | Measure Definition does not have Energy Impact Qualifiers
140 | D03-101 | DEER2005 | D05 v2.01 | 2014-05-27 15:37 | Any | Mtl | New | Any | CZ02 | Cap-Tons | 42.7 | 30000 | None | 0 | 0 | 0 | 215 | 0.122 | 0 | 0 | 0 | 0 | 215 | 0.122 | 0 |  |  | 1 | Lodging - Motel | New | Santa Rosa Area | Any | D03-101 | None | H.E. Package Terminal HP 7k-15k | Standard |  | 10.15 EER / 3.1 COP (based on vintage) package terminal HP | T24 minimum: 8.46 EER / 2.6 COP (based on vintage) package terminal HP | 8.90 EER / 2.7 COP (based on vintage) package terminal HP | Measure Definition does not have Energy Impact Qualifiers
141 | D03-101 | DEER2005 | D05 v2.01 | 2014-05-27 15:37 | Any | Mtl | New | Any | CZ03 | Cap-Tons | 37.1 | 30000 | None | 0 | 0 | 0 | 198 | 0.0959 | 0 | 0 | 0 | 0 | 198 | 0.0959 | 0 |  |  | 1 | Lodging - Motel | New | Oakland Area | Any | D03-101 | None | H.E. Package Terminal HP 7k-15k | Standard |  | 10.15 EER / 3.1 COP (based on vintage) package terminal HP | T24 minimum: 8.46 EER / 2.6 COP (based on vintage) package terminal HP | 8.90 EER / 2.7 COP (based on vintage) package terminal HP | Measure Definition does not have Energy Impact Qualifiers
142 | D03-101 | DEER2005 | D05 v2.01 | 2014-05-27 15:37 | Any | Mtl | New | Any | CZ04 | Cap-Tons | 40.5 | 30000 | None | 0 | 0 | 0 | 235 | 0.126 | -3.85e-06 | 0 | 0 | 0 | 235 | 0.126 | -3.85e-06 |  |  | 1 | Lodging - Motel | New | San Jose-Reid (Sunnyvale for pre-2014) | Any | D03-101 | None | H.E. Package Terminal HP 7k-15k | Standard |  | 10.15 EER / 3.1 COP (based on vintage) package terminal HP | T24 minimum: 8.46 EER / 2.6 COP (based on vintage) package terminal HP | 8.90 EER / 2.7 COP (based on vintage) package terminal HP | Measure Definition does not have Energy Impact Qualifiers
143 | D03-101 | DEER2005 | D05 v2.01 | 2014-05-27 15:37 | Any | Mtl | New | Any | CZ05 | Cap-Tons | 37.3 | 30000 | None | 0 | 0 | 0 | 199 | 0.0955 | 0 | 0 | 0 | 0 | 199 | 0.0955 | 0 |  |  | 1 | Lodging - Motel | New | Santa Maria Area | Any | D03-101 | None | H.E. Package Terminal HP 7k-15k | Standard |  | 10.15 EER / 3.1 COP (based on vintage) package terminal HP | T24 minimum: 8.46 EER / 2.6 COP (based on vintage) package terminal HP | 8.90 EER / 2.7 COP (based on vintage) package terminal HP | Measure Definition does not have Energy Impact Qualifiers
144 | D03-101 | DEER2005 | D05 v2.01 | 2014-05-27 15:37 | Any | Mtl | New | Any | CZ06 | Cap-Tons | 47.7 | 30000 | None | 0 | 0 | 0 | 211 | 0.0816 | 0 | 0 | 0 | 0 | 211 | 0.0816 | 0 |  |  | 1 | Lodging - Motel | New | Torrance (Los Angeles for pre-2014) | Any | D03-101 | None | H.E. Package Terminal HP 7k-15k | Standard |  | 10.15 EER / 3.1 COP (based on vintage) package terminal HP | T24 minimum: 8.46 EER / 2.6 COP (based on vintage) package terminal HP | 8.90 EER / 2.7 COP (based on vintage) package terminal HP | Measure Definition does not have Energy Impact Qualifiers
145 | D03-101 | DEER2005 | D05 v2.01 | 2014-05-27 15:37 | Any | Mtl | New | Any | CZ07 | Cap-Tons | 40.3 | 30000 | None | 0 | 0 | 0 | 254 | 0.11 | 0 | 0 | 0 | 0 | 254 | 0.11 | 0 |  |  | 1 | Lodging - Motel | New | San Diego-Lindbergh | Any | D03-101 | None | H.E. Package Terminal HP 7k-15k | Standard |  | 10.15 EER / 3.1 COP (based on vintage) package terminal HP | T24 minimum: 8.46 EER / 2.6 COP (based on vintage) package terminal HP | 8.90 EER / 2.7 COP (based on vintage) package terminal HP | Measure Definition does not have Energy Impact Qualifiers
146 | D03-101 | DEER2005 | D05 v2.01 | 2014-05-27 15:37 | Any | Mtl | New | Any | CZ08 | Cap-Tons | 43.9 | 30000 | None | 0 | 0 | 0 | 268 | 0.132 | 0 | 0 | 0 | 0 | 268 | 0.132 | 0 |  |  | 1 | Lodging - Motel | New | Fullerton (El Toro for pre-2014) | Any | D03-101 | None | H.E. Package Terminal HP 7k-15k | Standard |  | 10.15 EER / 3.1 COP (based on vintage) package terminal HP | T24 minimum: 8.46 EER / 2.6 COP (based on vintage) package terminal HP | 8.90 EER / 2.7 COP (based on vintage) package terminal HP | Measure Definition does not have Energy Impact Qualifiers
147 | D03-101 | DEER2005 | D05 v2.01 | 2014-05-27 15:37 | Any | Mtl | New | Any | CZ09 | Cap-Tons | 45 | 30000 | None | 0 | 0 | 0 | 268 | 0.143 | 0 | 0 | 0 | 0 | 268 | 0.143 | 0 |  |  | 1 | Lodging - Motel | New | Burbank-Glendale (Pasadena for pre-2014) | Any | D03-101 | None | H.E. Package Terminal HP 7k-15k | Standard |  | 10.15 EER / 3.1 COP (based on vintage) package terminal HP | T24 minimum: 8.46 EER / 2.6 COP (based on vintage) package terminal HP | 8.90 EER / 2.7 COP (based on vintage) package terminal HP | Measure Definition does not have Energy Impact Qualifiers
148 | D03-101 | DEER2005 | D05 v2.01 | 2014-05-27 15:37 | Any | Mtl | New | Any | CZ10 | Cap-Tons | 47.3 | 30000 | None | 0 | 0 | 0 | 249 | 0.136 | 3.31e-06 | 0 | 0 | 0 | 249 | 0.136 | 3.31e-06 |  |  | 1 | Lodging - Motel | New | Riverside | Any | D03-101 | None | H.E. Package Terminal HP 7k-15k | Standard |  | 10.15 EER / 3.1 COP (based on vintage) package terminal HP | T24 minimum: 8.46 EER / 2.6 COP (based on vintage) package terminal HP | 8.90 EER / 2.7 COP (based on vintage) package terminal HP | Measure Definition does not have Energy Impact Qualifiers
149 | D03-101 | DEER2005 | D05 v2.01 | 2014-05-27 15:37 | Any | Mtl | New | Any | CZ11 | Cap-Tons | 48.1 | 30000 | None | 0 | 0 | 0 | 248 | 0.127 | 0 | 0 | 0 | 0 | 248 | 0.127 | 0 |  |  | 1 | Lodging - Motel | New | Red Bluff Area | Any | D03-101 | None | H.E. Package Terminal HP 7k-15k | Standard |  | 10.15 EER / 3.1 COP (based on vintage) package terminal HP | T24 minimum: 8.46 EER / 2.6 COP (based on vintage) package terminal HP | 8.90 EER / 2.7 COP (based on vintage) package terminal HP | Measure Definition does not have Energy Impact Qualifiers
150 | D03-101 | DEER2005 | D05 v2.01 | 2014-05-27 15:37 | Any | Mtl | New | Any | CZ12 | Cap-Tons | 47.4 | 30000 | None | 0 | 0 | 0 | 236 | 0.124 | 0 | 0 | 0 | 0 | 236 | 0.124 | 0 |  |  | 1 | Lodging - Motel | New | Sacramento Area | Any | D03-101 | None | H.E. Package Terminal HP 7k-15k | Standard |  | 10.15 EER / 3.1 COP (based on vintage) package terminal HP | T24 minimum: 8.46 EER / 2.6 COP (based on vintage) package terminal HP | 8.90 EER / 2.7 COP (based on vintage) package terminal HP | Measure Definition does not have Energy Impact Qualifiers
151 | D03-101 | DEER2005 | D05 v2.01 | 2014-05-27 15:37 | Any | Mtl | New | Any | CZ13 | Cap-Tons | 48 | 30000 | None | 0 | 0 | 0 | 276 | 0.141 | 0 | 0 | 0 | 0 | 276 | 0.141 | 0 |  |  | 1 | Lodging - Motel | New | Fresno Area | Any | D03-101 | None | H.E. Package Terminal HP 7k-15k | Standard |  | 10.15 EER / 3.1 COP (based on vintage) package terminal HP | T24 minimum: 8.46 EER / 2.6 COP (based on vintage) package terminal HP | 8.90 EER / 2.7 COP (based on vintage) package terminal HP | Measure Definition does not have Energy Impact Qualifiers
152 | D03-101 | DEER2005 | D05 v2.01 | 2014-05-27 15:37 | Any | Mtl | New | Any | CZ14 | Cap-Tons | 53 | 30000 | None | 0 | 0 | 0 | 234 | 0.124 | 0 | 0 | 0 | 0 | 234 | 0.124 | 0 |  |  | 1 | Lodging - Motel | New | Palmdale (China Lake for pre-2014) | Any | D03-101 | None | H.E. Package Terminal HP 7k-15k | Standard |  | 10.15 EER / 3.1 COP (based on vintage) package terminal HP | T24 minimum: 8.46 EER / 2.6 COP (based on vintage) package terminal HP | 8.90 EER / 2.7 COP (based on vintage) package terminal HP | Measure Definition does not have Energy Impact Qualifiers
153 | D03-101 | DEER2005 | D05 v2.01 | 2014-05-27 15:37 | Any | Mtl | New | Any | CZ15 | Cap-Tons | 55.4 | 30000 | None | 0 | 0 | 0 | 326 | 0.158 | 0 | 0 | 0 | 0 | 326 | 0.158 | 0 |  |  | 1 | Lodging - Motel | New | Palm Springs-Intl (El Centro for pre-2014) | Any | D03-101 | None | H.E. Package Terminal HP 7k-15k | Standard |  | 10.15 EER / 3.1 COP (based on vintage) package terminal HP | T24 minimum: 8.46 EER / 2.6 COP (based on vintage) package terminal HP | 8.90 EER / 2.7 COP (based on vintage) package terminal HP | Measure Definition does not have Energy Impact Qualifiers
154 | D03-101 | DEER2005 | D05 v2.01 | 2014-05-27 15:37 | Any | Mtl | New | Any | CZ16 | Cap-Tons | 42.2 | 30000 | None | 0 | 0 | 0 | 207 | 0.113 | 0 | 0 | 0 | 0 | 207 | 0.113 | 0 |  |  | 1 | Lodging - Motel | New | Blue Canyon (Mount Shasta for pre-2014) | Any | D03-101 | None | H.E. Package Terminal HP 7k-15k | Standard |  | 10.15 EER / 3.1 COP (based on vintage) package terminal HP | T24 minimum: 8.46 EER / 2.6 COP (based on vintage) package terminal HP | 8.90 EER / 2.7 COP (based on vintage) package terminal HP | Measure Definition does not have Energy Impact Qualifiers
155 | D03-101 | DEER2005 | D05 v2.01 | 2012-05-16 | PGE | Com | Ex | Any | IOU | Cap-Tons | 157 | 115000 | None | 0 | 0 | 0 | 535 | 0.255 | 0 | 0 | 0 | 0 | 292 | 0.14 | 0 |  |  | 2 | Commercial | Existing | IOU Territory | PG&E | D03-101 | None | H.E. Package Terminal HP 7k-15k | Standard |  | 10.15 EER / 3.1 COP (based on vintage) package terminal HP | T24 minimum: 8.46 EER / 2.6 COP (based on vintage) package terminal HP | 8.90 EER / 2.7 COP (based on vintage) package terminal HP | Measure Definition does not have Energy Impact Qualifiers
156 | D03-101 | DEER2005 | D05 v2.01 | 2012-05-16 | PGE | Com | New | Any | IOU | Cap-Tons | 122 | 115000 | None | 0 | 0 | 0 | 235 | 0.122 | -8.3e-07 | 0 | 0 | 0 | 235 | 0.122 | -8.3e-07 |  |  | 2 | Commercial | New | IOU Territory | PG&E | D03-101 | None | H.E. Package Terminal HP 7k-15k | Standard |  | 10.15 EER / 3.1 COP (based on vintage) package terminal HP | T24 minimum: 8.46 EER / 2.6 COP (based on vintage) package terminal HP | 8.90 EER / 2.7 COP (based on vintage) package terminal HP | Measure Definition does not have Energy Impact Qualifiers
157 | D03-101 | DEER2005 | D05 v2.01 | 2012-05-16 | PGE | Htl | Ex | Any | CZ01 | Cap-Tons | 176 | 200000 | None | 0 | 0 | 0 | 420 | 0.208 | 0 | 0 | 0 | 0 | 237 | 0.117 | 0 |  |  | 2 | Lodging - Hotel | Existing | Arcata Area | PG&E | D03-101 | None | H.E. Package Terminal HP 7k-15k | Standard |  | 10.15 EER / 3.1 COP (based on vintage) package terminal HP | T24 minimum: 8.46 EER / 2.6 COP (based on vintage) package terminal HP | 8.90 EER / 2.7 COP (based on vintage) package terminal HP | Measure Definition does not have Energy Impact Qualifiers
158 | D03-101 | DEER2005 | D05 v2.01 | 2012-05-16 | PGE | Htl | Ex | Any | CZ02 | Cap-Tons | 277 | 200000 | None | 0 | 0 | 0 | 482 | 0.283 | 0 | 0 | 0 | 0 | 271 | 0.16 | 0 |  |  | 2 | Lodging - Hotel | Existing | Santa Rosa Area | PG&E | D03-101 | None | H.E. Package Terminal HP 7k-15k | Standard |  | 10.15 EER / 3.1 COP (based on vintage) package terminal HP | T24 minimum: 8.46 EER / 2.6 COP (based on vintage) package terminal HP | 8.90 EER / 2.7 COP (based on vintage) package terminal HP | Measure Definition does not have Energy Impact Qualifiers
159 | D03-101 | DEER2005 | D05 v2.01 | 2012-05-16 | PGE | Htl | Ex | Any | CZ03 | Cap-Tons | 235 | 200000 | None | 0 | 0 | 0 | 510 | 0.234 | 0 | 0 | 0 | 0 | 273 | 0.126 | 0 |  |  | 2 | Lodging - Hotel | Existing | Oakland Area | PG&E | D03-101 | None | H.E. Package Terminal HP 7k-15k | Standard |  | 10.15 EER / 3.1 COP (based on vintage) package terminal HP | T24 minimum: 8.46 EER / 2.6 COP (based on vintage) package terminal HP | 8.90 EER / 2.7 COP (based on vintage) package terminal HP | Measure Definition does not have Energy Impact Qualifiers
160 | D03-101 | DEER2005 | D05 v2.01 | 2012-05-16 | PGE | Htl | Ex | Any | CZ04 | Cap-Tons | 258 | 200000 | None | 0 | 0 | 0 | 551 | 0.271 | 0 | 0 | 0 | 0 | 314 | 0.155 | 0 |  |  | 2 | Lodging - Hotel | Existing | San Jose-Reid (Sunnyvale for pre-2014) | PG&E | D03-101 | None | H.E. Package Terminal HP 7k-15k | Standard |  | 10.15 EER / 3.1 COP (based on vintage) package terminal HP | T24 minimum: 8.46 EER / 2.6 COP (based on vintage) package terminal HP | 8.90 EER / 2.7 COP (based on vintage) package terminal HP | Measure Definition does not have Energy Impact Qualifiers
161 | D03-101 | DEER2005 | D05 v2.01 | 2012-05-16 | PGE | Htl | Ex | Any | CZ05 | Cap-Tons | 218 | 200000 | None | 0 | 0 | 0 | 518 | 0.244 | 0 | 0 | 0 | 0 | 294 | 0.139 | 0 |  |  | 2 | Lodging - Hotel | Existing | Santa Maria Area | PG&E | D03-101 | None | H.E. Package Terminal HP 7k-15k | Standard |  | 10.15 EER / 3.1 COP (based on vintage) package terminal HP | T24 minimum: 8.46 EER / 2.6 COP (based on vintage) package terminal HP | 8.90 EER / 2.7 COP (based on vintage) package terminal HP | Measure Definition does not have Energy Impact Qualifiers
162 | D03-101 | DEER2005 | D05 v2.01 | 2012-05-16 | PGE | Htl | Ex | Any | CZ11 | Cap-Tons | 319 | 200000 | None | 0 | 0 | 0 | 594 | 0.298 | 0 | 0 | 0 | 0 | 317 | 0.16 | 0 |  |  | 2 | Lodging - Hotel | Existing | Red Bluff Area | PG&E | D03-101 | None | H.E. Package Terminal HP 7k-15k | Standard |  | 10.15 EER / 3.1 COP (based on vintage) package terminal HP | T24 minimum: 8.46 EER / 2.6 COP (based on vintage) package terminal HP | 8.90 EER / 2.7 COP (based on vintage) package terminal HP | Measure Definition does not have Energy Impact Qualifiers
163 | D03-101 | DEER2005 | D05 v2.01 | 2012-05-16 | PGE | Htl | Ex | Any | CZ12 | Cap-Tons | 300 | 200000 | None | 0 | 0 | 0 | 531 | 0.275 | 0 | 0 | 0 | 0 | 299 | 0.156 | 0 |  |  | 2 | Lodging - Hotel | Existing | Sacramento Area | PG&E | D03-101 | None | H.E. Package Terminal HP 7k-15k | Standard |  | 10.15 EER / 3.1 COP (based on vintage) package terminal HP | T24 minimum: 8.46 EER / 2.6 COP (based on vintage) package terminal HP | 8.90 EER / 2.7 COP (based on vintage) package terminal HP | Measure Definition does not have Energy Impact Qualifiers
164 | D03-101 | DEER2005 | D05 v2.01 | 2012-05-16 | PGE | Htl | Ex | Any | CZ13 | Cap-Tons | 307 | 200000 | None | 0 | 0 | 0 | 707 | 0.332 | 0 | 0 | 0 | 0 | 375 | 0.177 | 0 |  |  | 2 | Lodging - Hotel | Existing | Fresno Area | PG&E | D03-101 | None | H.E. Package Terminal HP 7k-15k | Standard |  | 10.15 EER / 3.1 COP (based on vintage) package terminal HP | T24 minimum: 8.46 EER / 2.6 COP (based on vintage) package terminal HP | 8.90 EER / 2.7 COP (based on vintage) package terminal HP | Measure Definition does not have Energy Impact Qualifiers
165 | D03-101 | DEER2005 | D05 v2.01 | 2012-05-16 | PGE | Htl | Ex | Any | CZ16 | Cap-Tons | 245 | 200000 | None | 0 | 0 | 0 | 453 | 0.279 | 0 | 0 | 0 | 0 | 249 | 0.155 | 0 |  |  | 2 | Lodging - Hotel | Existing | Blue Canyon (Mount Shasta for pre-2014) | PG&E | D03-101 | None | H.E. Package Terminal HP 7k-15k | Standard |  | 10.15 EER / 3.1 COP (based on vintage) package terminal HP | T24 minimum: 8.46 EER / 2.6 COP (based on vintage) package terminal HP | 8.90 EER / 2.7 COP (based on vintage) package terminal HP | Measure Definition does not have Energy Impact Qualifiers
166 | D03-101 | DEER2005 | D05 v2.01 | 2012-05-16 | PGE | Htl | Ex | Any | IOU | Cap-Tons | 257 | 200000 | None | 0 | 0 | 0 | 535 | 0.26 | 0 | 0 | 0 | 0 | 293 | 0.143 | 0 |  |  | 2 | Lodging - Hotel | Existing | IOU Territory | PG&E | D03-101 | None | H.E. Package Terminal HP 7k-15k | Standard |  | 10.15 EER / 3.1 COP (based on vintage) package terminal HP | T24 minimum: 8.46 EER / 2.6 COP (based on vintage) package terminal HP | 8.90 EER / 2.7 COP (based on vintage) package terminal HP | Measure Definition does not have Energy Impact Qualifiers
167 | D03-101 | DEER2005 | D05 v2.01 | 2012-05-16 | PGE | Htl | New | Any | IOU | Cap-Tons | 203 | 200000 | None | 0 | 0 | 0 | 245 | 0.129 | -1.06e-06 | 0 | 0 | 0 | 245 | 0.129 | -1.06e-06 |  |  | 2 | Lodging - Hotel | New | IOU Territory | PG&E | D03-101 | None | H.E. Package Terminal HP 7k-15k | Standard |  | 10.15 EER / 3.1 COP (based on vintage) package terminal HP | T24 minimum: 8.46 EER / 2.6 COP (based on vintage) package terminal HP | 8.90 EER / 2.7 COP (based on vintage) package terminal HP | Measure Definition does not have Energy Impact Qualifiers
168 | D03-101 | DEER2005 | D05 v2.01 | 2012-05-16 | PGE | Mtl | Ex | Any | CZ01 | Cap-Tons | 39.6 | 30000 | None | 0 | 0 | 0 | 469 | 0.187 | 0 | 0 | 0 | 0 | 264 | 0.106 | 0 |  |  | 2 | Lodging - Motel | Existing | Arcata Area | PG&E | D03-101 | None | H.E. Package Terminal HP 7k-15k | Standard |  | 10.15 EER / 3.1 COP (based on vintage) package terminal HP | T24 minimum: 8.46 EER / 2.6 COP (based on vintage) package terminal HP | 8.90 EER / 2.7 COP (based on vintage) package terminal HP | Measure Definition does not have Energy Impact Qualifiers
169 | D03-101 | DEER2005 | D05 v2.01 | 2012-05-16 | PGE | Mtl | Ex | Any | CZ02 | Cap-Tons | 62.2 | 30000 | None | 0 | 0 | 0 | 501 | 0.266 | 0 | 0 | 0 | 0 | 281 | 0.15 | 0 |  |  | 2 | Lodging - Motel | Existing | Santa Rosa Area | PG&E | D03-101 | None | H.E. Package Terminal HP 7k-15k | Standard |  | 10.15 EER / 3.1 COP (based on vintage) package terminal HP | T24 minimum: 8.46 EER / 2.6 COP (based on vintage) package terminal HP | 8.90 EER / 2.7 COP (based on vintage) package terminal HP | Measure Definition does not have Energy Impact Qualifiers
170 | D03-101 | DEER2005 | D05 v2.01 | 2012-05-16 | PGE | Mtl | Ex | Any | CZ03 | Cap-Tons | 52.1 | 30000 | None | 0 | 0 | 0 | 519 | 0.226 | 0 | 0 | 0 | 0 | 276 | 0.121 | 0 |  |  | 2 | Lodging - Motel | Existing | Oakland Area | PG&E | D03-101 | None | H.E. Package Terminal HP 7k-15k | Standard |  | 10.15 EER / 3.1 COP (based on vintage) package terminal HP | T24 minimum: 8.46 EER / 2.6 COP (based on vintage) package terminal HP | 8.90 EER / 2.7 COP (based on vintage) package terminal HP | Measure Definition does not have Energy Impact Qualifiers
171 | D03-101 | DEER2005 | D05 v2.01 | 2012-05-16 | PGE | Mtl | Ex | Any | CZ04 | Cap-Tons | 57.1 | 30000 | None | 0 | 0 | 0 | 541 | 0.261 | 0 | 0 | 0 | 0 | 307 | 0.149 | 0 |  |  | 2 | Lodging - Motel | Existing | San Jose-Reid (Sunnyvale for pre-2014) | PG&E | D03-101 | None | H.E. Package Terminal HP 7k-15k | Standard |  | 10.15 EER / 3.1 COP (based on vintage) package terminal HP | T24 minimum: 8.46 EER / 2.6 COP (based on vintage) package terminal HP | 8.90 EER / 2.7 COP (based on vintage) package terminal HP | Measure Definition does not have Energy Impact Qualifiers
172 | D03-101 | DEER2005 | D05 v2.01 | 2012-05-16 | PGE | Mtl | Ex | Any | CZ05 | Cap-Tons | 50 | 30000 | None | 0 | 0 | 0 | 503 | 0.225 | 0 | 0 | 0 | 0 | 285 | 0.128 | 0 |  |  | 2 | Lodging - Motel | Existing | Santa Maria Area | PG&E | D03-101 | None | H.E. Package Terminal HP 7k-15k | Standard |  | 10.15 EER / 3.1 COP (based on vintage) package terminal HP | T24 minimum: 8.46 EER / 2.6 COP (based on vintage) package terminal HP | 8.90 EER / 2.7 COP (based on vintage) package terminal HP | Measure Definition does not have Energy Impact Qualifiers
173 | D03-101 | DEER2005 | D05 v2.01 | 2012-05-16 | PGE | Mtl | Ex | Any | CZ11 | Cap-Tons | 70.2 | 30000 | None | 0 | 0 | 0 | 582 | 0.294 | 0 | 0 | 0 | 0 | 310 | 0.157 | 0 |  |  | 2 | Lodging - Motel | Existing | Red Bluff Area | PG&E | D03-101 | None | H.E. Package Terminal HP 7k-15k | Standard |  | 10.15 EER / 3.1 COP (based on vintage) package terminal HP | T24 minimum: 8.46 EER / 2.6 COP (based on vintage) package terminal HP | 8.90 EER / 2.7 COP (based on vintage) package terminal HP | Measure Definition does not have Energy Impact Qualifiers
174 | D03-101 | DEER2005 | D05 v2.01 | 2012-05-16 | PGE | Mtl | Ex | Any | CZ12 | Cap-Tons | 66 | 30000 | None | 0 | 0 | 0 | 533 | 0.268 | 0 | 0 | 0 | 0 | 298 | 0.151 | 0 |  |  | 2 | Lodging - Motel | Existing | Sacramento Area | PG&E | D03-101 | None | H.E. Package Terminal HP 7k-15k | Standard |  | 10.15 EER / 3.1 COP (based on vintage) package terminal HP | T24 minimum: 8.46 EER / 2.6 COP (based on vintage) package terminal HP | 8.90 EER / 2.7 COP (based on vintage) package terminal HP | Measure Definition does not have Energy Impact Qualifiers
175 | D03-101 | DEER2005 | D05 v2.01 | 2012-05-16 | PGE | Mtl | Ex | Any | CZ13 | Cap-Tons | 67.8 | 30000 | None | 0 | 0 | 0 | 660 | 0.327 | 0 | 0 | 0 | 0 | 348 | 0.173 | 0 |  |  | 2 | Lodging - Motel | Existing | Fresno Area | PG&E | D03-101 | None | H.E. Package Terminal HP 7k-15k | Standard |  | 10.15 EER / 3.1 COP (based on vintage) package terminal HP | T24 minimum: 8.46 EER / 2.6 COP (based on vintage) package terminal HP | 8.90 EER / 2.7 COP (based on vintage) package terminal HP | Measure Definition does not have Energy Impact Qualifiers
176 | D03-101 | DEER2005 | D05 v2.01 | 2012-05-16 | PGE | Mtl | Ex | Any | CZ16 | Cap-Tons | 59.1 | 30000 | None | 0 | 0 | 0 | 461 | 0.253 | 0 | 0 | 0 | 0 | 254 | 0.141 | 0 |  |  | 2 | Lodging - Motel | Existing | Blue Canyon (Mount Shasta for pre-2014) | PG&E | D03-101 | None | H.E. Package Terminal HP 7k-15k | Standard |  | 10.15 EER / 3.1 COP (based on vintage) package terminal HP | T24 minimum: 8.46 EER / 2.6 COP (based on vintage) package terminal HP | 8.90 EER / 2.7 COP (based on vintage) package terminal HP | Measure Definition does not have Energy Impact Qualifiers
177 | D03-101 | DEER2005 | D05 v2.01 | 2012-05-16 | PGE | Mtl | Ex | Any | IOU | Cap-Tons | 57.2 | 30000 | None | 0 | 0 | 0 | 534 | 0.25 | 0 | 0 | 0 | 0 | 291 | 0.137 | 0 |  |  | 2 | Lodging - Motel | Existing | IOU Territory | PG&E | D03-101 | None | H.E. Package Terminal HP 7k-15k | Standard |  | 10.15 EER / 3.1 COP (based on vintage) package terminal HP | T24 minimum: 8.46 EER / 2.6 COP (based on vintage) package terminal HP | 8.90 EER / 2.7 COP (based on vintage) package terminal HP | Measure Definition does not have Energy Impact Qualifiers
178 | D03-101 | DEER2005 | D05 v2.01 | 2012-05-16 | PGE | Mtl | New | Any | IOU | Cap-Tons | 42.1 | 30000 | None | 0 | 0 | 0 | 226 | 0.116 | -6.04e-07 | 0 | 0 | 0 | 226 | 0.116 | -6.04e-07 |  |  | 2 | Lodging - Motel | New | IOU Territory | PG&E | D03-101 | None | H.E. Package Terminal HP 7k-15k | Standard |  | 10.15 EER / 3.1 COP (based on vintage) package terminal HP | T24 minimum: 8.46 EER / 2.6 COP (based on vintage) package terminal HP | 8.90 EER / 2.7 COP (based on vintage) package terminal HP | Measure Definition does not have Energy Impact Qualifiers
179 | D03-101 | DEER2005 | D05 v2.01 | 2012-05-16 | SCE | Com | Ex | Any | IOU | Cap-Tons | 168 | 115000 | None | 0 | 0 | 0 | 590 | 0.255 | 0 | 0 | 0 | 0 | 346 | 0.15 | 0 |  |  | 2 | Commercial | Existing | IOU Territory | SCE | D03-101 | None | H.E. Package Terminal HP 7k-15k | Standard |  | 10.15 EER / 3.1 COP (based on vintage) package terminal HP | T24 minimum: 8.46 EER / 2.6 COP (based on vintage) package terminal HP | 8.90 EER / 2.7 COP (based on vintage) package terminal HP | Measure Definition does not have Energy Impact Qualifiers
180 | D03-101 | DEER2005 | D05 v2.01 | 2012-05-16 | SCE | Com | New | Any | IOU | Cap-Tons | 137 | 115000 | None | 0 | 0 | 0 | 296 | 0.135 | 1.58e-07 | 0 | 0 | 0 | 296 | 0.135 | 1.58e-07 |  |  | 2 | Commercial | New | IOU Territory | SCE | D03-101 | None | H.E. Package Terminal HP 7k-15k | Standard |  | 10.15 EER / 3.1 COP (based on vintage) package terminal HP | T24 minimum: 8.46 EER / 2.6 COP (based on vintage) package terminal HP | 8.90 EER / 2.7 COP (based on vintage) package terminal HP | Measure Definition does not have Energy Impact Qualifiers
181 | D03-101 | DEER2005 | D05 v2.01 | 2012-05-16 | SCE | Htl | Ex | Any | CZ05 | Cap-Tons | 220 | 200000 | None | 0 | 0 | 0 | 524 | 0.247 | 0 | 0 | 0 | 0 | 297 | 0.14 | 0 |  |  | 2 | Lodging - Hotel | Existing | Santa Maria Area | SCE | D03-101 | None | H.E. Package Terminal HP 7k-15k | Standard |  | 10.15 EER / 3.1 COP (based on vintage) package terminal HP | T24 minimum: 8.46 EER / 2.6 COP (based on vintage) package terminal HP | 8.90 EER / 2.7 COP (based on vintage) package terminal HP | Measure Definition does not have Energy Impact Qualifiers
182 | D03-101 | DEER2005 | D05 v2.01 | 2012-05-16 | SCE | Htl | Ex | Any | CZ06 | Cap-Tons | 270 | 200000 | None | 0 | 0 | 0 | 557 | 0.2 | 0 | 0 | 0 | 0 | 316 | 0.114 | 0 |  |  | 2 | Lodging - Hotel | Existing | Torrance (Los Angeles for pre-2014) | SCE | D03-101 | None | H.E. Package Terminal HP 7k-15k | Standard |  | 10.15 EER / 3.1 COP (based on vintage) package terminal HP | T24 minimum: 8.46 EER / 2.6 COP (based on vintage) package terminal HP | 8.90 EER / 2.7 COP (based on vintage) package terminal HP | Measure Definition does not have Energy Impact Qualifiers
183 | D03-101 | DEER2005 | D05 v2.01 | 2012-05-16 | SCE | Htl | Ex | Any | CZ08 | Cap-Tons | 244 | 200000 | None | 0 | 0 | 0 | 682 | 0.296 | 0 | 0 | 0 | 0 | 388 | 0.169 | 0 |  |  | 2 | Lodging - Hotel | Existing | Fullerton (El Toro for pre-2014) | SCE | D03-101 | None | H.E. Package Terminal HP 7k-15k | Standard |  | 10.15 EER / 3.1 COP (based on vintage) package terminal HP | T24 minimum: 8.46 EER / 2.6 COP (based on vintage) package terminal HP | 8.90 EER / 2.7 COP (based on vintage) package terminal HP | Measure Definition does not have Energy Impact Qualifiers
184 | D03-101 | DEER2005 | D05 v2.01 | 2012-05-16 | SCE | Htl | Ex | Any | CZ09 | Cap-Tons | 274 | 200000 | None | 0 | 0 | 0 | 649 | 0.307 | 0 | 0 | 0 | 0 | 372 | 0.177 | 0 |  |  | 2 | Lodging - Hotel | Existing | Burbank-Glendale (Pasadena for pre-2014) | SCE | D03-101 | None | H.E. Package Terminal HP 7k-15k | Standard |  | 10.15 EER / 3.1 COP (based on vintage) package terminal HP | T24 minimum: 8.46 EER / 2.6 COP (based on vintage) package terminal HP | 8.90 EER / 2.7 COP (based on vintage) package terminal HP | Measure Definition does not have Energy Impact Qualifiers
185 | D03-101 | DEER2005 | D05 v2.01 | 2012-05-16 | SCE | Htl | Ex | Any | CZ10 | Cap-Tons | 296 | 200000 | None | 0 | 0 | 0 | 538 | 0.264 | 0 | 0 | 0 | 0 | 346 | 0.17 | 0 |  |  | 2 | Lodging - Hotel | Existing | Riverside | SCE | D03-101 | None | H.E. Package Terminal HP 7k-15k | Standard |  | 10.15 EER / 3.1 COP (based on vintage) package terminal HP | T24 minimum: 8.46 EER / 2.6 COP (based on vintage) package terminal HP | 8.90 EER / 2.7 COP (based on vintage) package terminal HP | Measure Definition does not have Energy Impact Qualifiers
186 | D03-101 | DEER2005 | D05 v2.01 | 2012-05-16 | SCE | Htl | Ex | Any | CZ13 | Cap-Tons | 301 | 200000 | None | 0 | 0 | 0 | 628 | 0.296 | 0 | 0 | 0 | 0 | 376 | 0.178 | 0 |  |  | 2 | Lodging - Hotel | Existing | Fresno Area | SCE | D03-101 | None | H.E. Package Terminal HP 7k-15k | Standard |  | 10.15 EER / 3.1 COP (based on vintage) package terminal HP | T24 minimum: 8.46 EER / 2.6 COP (based on vintage) package terminal HP | 8.90 EER / 2.7 COP (based on vintage) package terminal HP | Measure Definition does not have Energy Impact Qualifiers
187 | D03-101 | DEER2005 | D05 v2.01 | 2012-05-16 | SCE | Htl | Ex | Any | CZ14 | Cap-Tons | 319 | 200000 | None | 0 | 0 | 0 | 534 | 0.253 | 0 | 0 | 0 | 0 | 329 | 0.158 | 0 |  |  | 2 | Lodging - Hotel | Existing | Palmdale (China Lake for pre-2014) | SCE | D03-101 | None | H.E. Package Terminal HP 7k-15k | Standard |  | 10.15 EER / 3.1 COP (based on vintage) package terminal HP | T24 minimum: 8.46 EER / 2.6 COP (based on vintage) package terminal HP | 8.90 EER / 2.7 COP (based on vintage) package terminal HP | Measure Definition does not have Energy Impact Qualifiers
188 | D03-101 | DEER2005 | D05 v2.01 | 2012-05-16 | SCE | Htl | Ex | Any | CZ15 | Cap-Tons | 320 | 200000 | None | 0 | 0 | 0 | 780 | 0.297 | 0 | 0 | 0 | 0 | 502 | 0.191 | 0 |  |  | 2 | Lodging - Hotel | Existing | Palm Springs-Intl (El Centro for pre-2014) | SCE | D03-101 | None | H.E. Package Terminal HP 7k-15k | Standard |  | 10.15 EER / 3.1 COP (based on vintage) package terminal HP | T24 minimum: 8.46 EER / 2.6 COP (based on vintage) package terminal HP | 8.90 EER / 2.7 COP (based on vintage) package terminal HP | Measure Definition does not have Energy Impact Qualifiers
189 | D03-101 | DEER2005 | D05 v2.01 | 2012-05-16 | SCE | Htl | Ex | Any | CZ16 | Cap-Tons | 243 | 200000 | None | 0 | 0 | 0 | 433 | 0.268 | 0 | 0 | 0 | 0 | 255 | 0.159 | 0 |  |  | 2 | Lodging - Hotel | Existing | Blue Canyon (Mount Shasta for pre-2014) | SCE | D03-101 | None | H.E. Package Terminal HP 7k-15k | Standard |  | 10.15 EER / 3.1 COP (based on vintage) package terminal HP | T24 minimum: 8.46 EER / 2.6 COP (based on vintage) package terminal HP | 8.90 EER / 2.7 COP (based on vintage) package terminal HP | Measure Definition does not have Energy Impact Qualifiers
190 | D03-101 | DEER2005 | D05 v2.01 | 2012-05-16 | SCE | Htl | Ex | Any | IOU | Cap-Tons | 274 | 200000 | None | 0 | 0 | 0 | 625 | 0.261 | 0 | 0 | 0 | 0 | 367 | 0.154 | 0 |  |  | 2 | Lodging - Hotel | Existing | IOU Territory | SCE | D03-101 | None | H.E. Package Terminal HP 7k-15k | Standard |  | 10.15 EER / 3.1 COP (based on vintage) package terminal HP | T24 minimum: 8.46 EER / 2.6 COP (based on vintage) package terminal HP | 8.90 EER / 2.7 COP (based on vintage) package terminal HP | Measure Definition does not have Energy Impact Qualifiers
191 | D03-101 | DEER2005 | D05 v2.01 | 2012-05-16 | SCE | Htl | New | Any | IOU | Cap-Tons | 226 | 200000 | None | 0 | 0 | 0 | 328 | 0.141 | -2.28e-08 | 0 | 0 | 0 | 328 | 0.141 | -2.28e-08 |  |  | 2 | Lodging - Hotel | New | IOU Territory | SCE | D03-101 | None | H.E. Package Terminal HP 7k-15k | Standard |  | 10.15 EER / 3.1 COP (based on vintage) package terminal HP | T24 minimum: 8.46 EER / 2.6 COP (based on vintage) package terminal HP | 8.90 EER / 2.7 COP (based on vintage) package terminal HP | Measure Definition does not have Energy Impact Qualifiers
192 | D03-101 | DEER2005 | D05 v2.01 | 2012-05-16 | SCE | Mtl | Ex | Any | CZ05 | Cap-Tons | 50.5 | 30000 | None | 0 | 0 | 0 | 511 | 0.229 | 0 | 0 | 0 | 0 | 290 | 0.13 | 0 |  |  | 2 | Lodging - Motel | Existing | Santa Maria Area | SCE | D03-101 | None | H.E. Package Terminal HP 7k-15k | Standard |  | 10.15 EER / 3.1 COP (based on vintage) package terminal HP | T24 minimum: 8.46 EER / 2.6 COP (based on vintage) package terminal HP | 8.90 EER / 2.7 COP (based on vintage) package terminal HP | Measure Definition does not have Energy Impact Qualifiers
193 | D03-101 | DEER2005 | D05 v2.01 | 2012-05-16 | SCE | Mtl | Ex | Any | CZ06 | Cap-Tons | 60.8 | 30000 | None | 0 | 0 | 0 | 495 | 0.188 | 0 | 0 | 0 | 0 | 280 | 0.106 | 0 |  |  | 2 | Lodging - Motel | Existing | Torrance (Los Angeles for pre-2014) | SCE | D03-101 | None | H.E. Package Terminal HP 7k-15k | Standard |  | 10.15 EER / 3.1 COP (based on vintage) package terminal HP | T24 minimum: 8.46 EER / 2.6 COP (based on vintage) package terminal HP | 8.90 EER / 2.7 COP (based on vintage) package terminal HP | Measure Definition does not have Energy Impact Qualifiers
194 | D03-101 | DEER2005 | D05 v2.01 | 2012-05-16 | SCE | Mtl | Ex | Any | CZ08 | Cap-Tons | 55.5 | 30000 | None | 0 | 0 | 0 | 613 | 0.288 | 0 | 0 | 0 | 0 | 347 | 0.164 | 0 |  |  | 2 | Lodging - Motel | Existing | Fullerton (El Toro for pre-2014) | SCE | D03-101 | None | H.E. Package Terminal HP 7k-15k | Standard |  | 10.15 EER / 3.1 COP (based on vintage) package terminal HP | T24 minimum: 8.46 EER / 2.6 COP (based on vintage) package terminal HP | 8.90 EER / 2.7 COP (based on vintage) package terminal HP | Measure Definition does not have Energy Impact Qualifiers
195 | D03-101 | DEER2005 | D05 v2.01 | 2012-05-16 | SCE | Mtl | Ex | Any | CZ09 | Cap-Tons | 60.6 | 30000 | None | 0 | 0 | 0 | 592 | 0.302 | 0 | 0 | 0 | 0 | 337 | 0.173 | 0 |  |  | 2 | Lodging - Motel | Existing | Burbank-Glendale (Pasadena for pre-2014) | SCE | D03-101 | None | H.E. Package Terminal HP 7k-15k | Standard |  | 10.15 EER / 3.1 COP (based on vintage) package terminal HP | T24 minimum: 8.46 EER / 2.6 COP (based on vintage) package terminal HP | 8.90 EER / 2.7 COP (based on vintage) package terminal HP | Measure Definition does not have Energy Impact Qualifiers
196 | D03-101 | DEER2005 | D05 v2.01 | 2012-05-16 | SCE | Mtl | Ex | Any | CZ10 | Cap-Tons | 64.6 | 30000 | None | 0 | 0 | 0 | 501 | 0.254 | 0 | 0 | 0 | 0 | 320 | 0.163 | 0 |  |  | 2 | Lodging - Motel | Existing | Riverside | SCE | D03-101 | None | H.E. Package Terminal HP 7k-15k | Standard |  | 10.15 EER / 3.1 COP (based on vintage) package terminal HP | T24 minimum: 8.46 EER / 2.6 COP (based on vintage) package terminal HP | 8.90 EER / 2.7 COP (based on vintage) package terminal HP | Measure Definition does not have Energy Impact Qualifiers
197 | D03-101 | DEER2005 | D05 v2.01 | 2012-05-16 | SCE | Mtl | Ex | Any | CZ13 | Cap-Tons | 66.6 | 30000 | None | 0 | 0 | 0 | 585 | 0.291 | 0 | 0 | 0 | 0 | 348 | 0.174 | 0 |  |  | 2 | Lodging - Motel | Existing | Fresno Area | SCE | D03-101 | None | H.E. Package Terminal HP 7k-15k | Standard |  | 10.15 EER / 3.1 COP (based on vintage) package terminal HP | T24 minimum: 8.46 EER / 2.6 COP (based on vintage) package terminal HP | 8.90 EER / 2.7 COP (based on vintage) package terminal HP | Measure Definition does not have Energy Impact Qualifiers
198 | D03-101 | DEER2005 | D05 v2.01 | 2012-05-16 | SCE | Mtl | Ex | Any | CZ14 | Cap-Tons | 71 | 30000 | None | 0 | 0 | 0 | 500 | 0.244 | 0 | 0 | 0 | 0 | 307 | 0.151 | 0 |  |  | 2 | Lodging - Motel | Existing | Palmdale (China Lake for pre-2014) | SCE | D03-101 | None | H.E. Package Terminal HP 7k-15k | Standard |  | 10.15 EER / 3.1 COP (based on vintage) package terminal HP | T24 minimum: 8.46 EER / 2.6 COP (based on vintage) package terminal HP | 8.90 EER / 2.7 COP (based on vintage) package terminal HP | Measure Definition does not have Energy Impact Qualifiers
199 | D03-101 | DEER2005 | D05 v2.01 | 2012-05-16 | SCE | Mtl | Ex | Any | CZ15 | Cap-Tons | 73.5 | 30000 | None | 0 | 0 | 0 | 624 | 0.284 | 0 | 0 | 0 | 0 | 401 | 0.183 | 0 |  |  | 2 | Lodging - Motel | Existing | Palm Springs-Intl (El Centro for pre-2014) | SCE | D03-101 | None | H.E. Package Terminal HP 7k-15k | Standard |  | 10.15 EER / 3.1 COP (based on vintage) package terminal HP | T24 minimum: 8.46 EER / 2.6 COP (based on vintage) package terminal HP | 8.90 EER / 2.7 COP (based on vintage) package terminal HP | Measure Definition does not have Energy Impact Qualifiers
200 | D03-101 | DEER2005 | D05 v2.01 | 2012-05-16 | SCE | Mtl | Ex | Any | CZ16 | Cap-Tons | 58.5 | 30000 | None | 0 | 0 | 0 | 442 | 0.243 | 0 | 0 | 0 | 0 | 260 | 0.145 | 0 |  |  | 2 | Lodging - Motel | Existing | Blue Canyon (Mount Shasta for pre-2014) | SCE | D03-101 | None | H.E. Package Terminal HP 7k-15k | Standard |  | 10.15 EER / 3.1 COP (based on vintage) package terminal HP | T24 minimum: 8.46 EER / 2.6 COP (based on vintage) package terminal HP | 8.90 EER / 2.7 COP (based on vintage) package terminal HP | Measure Definition does not have Energy Impact Qualifiers
201 | D03-101 | DEER2005 | D05 v2.01 | 2012-05-16 | SCE | Mtl | Ex | Any | IOU | Cap-Tons | 61.8 | 30000 | None | 0 | 0 | 0 | 554 | 0.25 | 0 | 0 | 0 | 0 | 324 | 0.147 | 0 |  |  | 2 | Lodging - Motel | Existing | IOU Territory | SCE | D03-101 | None | H.E. Package Terminal HP 7k-15k | Standard |  | 10.15 EER / 3.1 COP (based on vintage) package terminal HP | T24 minimum: 8.46 EER / 2.6 COP (based on vintage) package terminal HP | 8.90 EER / 2.7 COP (based on vintage) package terminal HP | Measure Definition does not have Energy Impact Qualifiers
202 | D03-101 | DEER2005 | D05 v2.01 | 2012-05-16 | SCE | Mtl | New | Any | IOU | Cap-Tons | 48.7 | 30000 | None | 0 | 0 | 0 | 263 | 0.128 | 3.39e-07 | 0 | 0 | 0 | 263 | 0.128 | 3.39e-07 |  |  | 2 | Lodging - Motel | New | IOU Territory | SCE | D03-101 | None | H.E. Package Terminal HP 7k-15k | Standard |  | 10.15 EER / 3.1 COP (based on vintage) package terminal HP | T24 minimum: 8.46 EER / 2.6 COP (based on vintage) package terminal HP | 8.90 EER / 2.7 COP (based on vintage) package terminal HP | Measure Definition does not have Energy Impact Qualifiers
203 | D03-101 | DEER2005 | D05 v2.01 | 2012-05-16 | SCG | Com | Ex | Any | IOU | Cap-Tons | 167 | 115000 | None | 0 | 0 | 0 | 606 | 0.269 | 0 | 0 | 0 | 0 | 347 | 0.155 | 0 |  |  | 2 | Commercial | Existing | IOU Territory | SCG | D03-101 | None | H.E. Package Terminal HP 7k-15k | Standard |  | 10.15 EER / 3.1 COP (based on vintage) package terminal HP | T24 minimum: 8.46 EER / 2.6 COP (based on vintage) package terminal HP | 8.90 EER / 2.7 COP (based on vintage) package terminal HP | Measure Definition does not have Energy Impact Qualifiers
204 | D03-101 | DEER2005 | D05 v2.01 | 2012-05-16 | SCG | Com | New | Any | IOU | Cap-Tons | 134 | 115000 | None | 0 | 0 | 0 | 294 | 0.136 | 1.14e-07 | 0 | 0 | 0 | 294 | 0.136 | 1.14e-07 |  |  | 2 | Commercial | New | IOU Territory | SCG | D03-101 | None | H.E. Package Terminal HP 7k-15k | Standard |  | 10.15 EER / 3.1 COP (based on vintage) package terminal HP | T24 minimum: 8.46 EER / 2.6 COP (based on vintage) package terminal HP | 8.90 EER / 2.7 COP (based on vintage) package terminal HP | Measure Definition does not have Energy Impact Qualifiers
205 | D03-101 | DEER2005 | D05 v2.01 | 2012-05-16 | SCG | Htl | Ex | Any | CZ05 | Cap-Tons | 220 | 200000 | None | 0 | 0 | 0 | 524 | 0.247 | 0 | 0 | 0 | 0 | 297 | 0.14 | 0 |  |  | 2 | Lodging - Hotel | Existing | Santa Maria Area | SCG | D03-101 | None | H.E. Package Terminal HP 7k-15k | Standard |  | 10.15 EER / 3.1 COP (based on vintage) package terminal HP | T24 minimum: 8.46 EER / 2.6 COP (based on vintage) package terminal HP | 8.90 EER / 2.7 COP (based on vintage) package terminal HP | Measure Definition does not have Energy Impact Qualifiers
206 | D03-101 | DEER2005 | D05 v2.01 | 2012-05-16 | SCG | Htl | Ex | Any | CZ06 | Cap-Tons | 270 | 200000 | None | 0 | 0 | 0 | 560 | 0.201 | 0 | 0 | 0 | 0 | 316 | 0.114 | 0 |  |  | 2 | Lodging - Hotel | Existing | Torrance (Los Angeles for pre-2014) | SCG | D03-101 | None | H.E. Package Terminal HP 7k-15k | Standard |  | 10.15 EER / 3.1 COP (based on vintage) package terminal HP | T24 minimum: 8.46 EER / 2.6 COP (based on vintage) package terminal HP | 8.90 EER / 2.7 COP (based on vintage) package terminal HP | Measure Definition does not have Energy Impact Qualifiers
207 | D03-101 | DEER2005 | D05 v2.01 | 2012-05-16 | SCG | Htl | Ex | Any | CZ08 | Cap-Tons | 244 | 200000 | None | 0 | 0 | 0 | 692 | 0.3 | 0 | 0 | 0 | 0 | 388 | 0.169 | 0 |  |  | 2 | Lodging - Hotel | Existing | Fullerton (El Toro for pre-2014) | SCG | D03-101 | None | H.E. Package Terminal HP 7k-15k | Standard |  | 10.15 EER / 3.1 COP (based on vintage) package terminal HP | T24 minimum: 8.46 EER / 2.6 COP (based on vintage) package terminal HP | 8.90 EER / 2.7 COP (based on vintage) package terminal HP | Measure Definition does not have Energy Impact Qualifiers
208 | D03-101 | DEER2005 | D05 v2.01 | 2012-05-16 | SCG | Htl | Ex | Any | CZ09 | Cap-Tons | 275 | 200000 | None | 0 | 0 | 0 | 672 | 0.318 | 0 | 0 | 0 | 0 | 373 | 0.177 | 0 |  |  | 2 | Lodging - Hotel | Existing | Burbank-Glendale (Pasadena for pre-2014) | SCG | D03-101 | None | H.E. Package Terminal HP 7k-15k | Standard |  | 10.15 EER / 3.1 COP (based on vintage) package terminal HP | T24 minimum: 8.46 EER / 2.6 COP (based on vintage) package terminal HP | 8.90 EER / 2.7 COP (based on vintage) package terminal HP | Measure Definition does not have Energy Impact Qualifiers
209 | D03-101 | DEER2005 | D05 v2.01 | 2012-05-16 | SCG | Htl | Ex | Any | CZ10 | Cap-Tons | 296 | 200000 | None | 0 | 0 | 0 | 538 | 0.264 | 0 | 0 | 0 | 0 | 346 | 0.17 | 0 |  |  | 2 | Lodging - Hotel | Existing | Riverside | SCG | D03-101 | None | H.E. Package Terminal HP 7k-15k | Standard |  | 10.15 EER / 3.1 COP (based on vintage) package terminal HP | T24 minimum: 8.46 EER / 2.6 COP (based on vintage) package terminal HP | 8.90 EER / 2.7 COP (based on vintage) package terminal HP | Measure Definition does not have Energy Impact Qualifiers
210 | D03-101 | DEER2005 | D05 v2.01 | 2012-05-16 | SCG | Htl | Ex | Any | CZ13 | Cap-Tons | 301 | 200000 | None | 0 | 0 | 0 | 628 | 0.296 | 0 | 0 | 0 | 0 | 376 | 0.178 | 0 |  |  | 2 | Lodging - Hotel | Existing | Fresno Area | SCG | D03-101 | None | H.E. Package Terminal HP 7k-15k | Standard |  | 10.15 EER / 3.1 COP (based on vintage) package terminal HP | T24 minimum: 8.46 EER / 2.6 COP (based on vintage) package terminal HP | 8.90 EER / 2.7 COP (based on vintage) package terminal HP | Measure Definition does not have Energy Impact Qualifiers
211 | D03-101 | DEER2005 | D05 v2.01 | 2012-05-16 | SCG | Htl | Ex | Any | CZ14 | Cap-Tons | 319 | 200000 | None | 0 | 0 | 0 | 534 | 0.253 | 0 | 0 | 0 | 0 | 329 | 0.158 | 0 |  |  | 2 | Lodging - Hotel | Existing | Palmdale (China Lake for pre-2014) | SCG | D03-101 | None | H.E. Package Terminal HP 7k-15k | Standard |  | 10.15 EER / 3.1 COP (based on vintage) package terminal HP | T24 minimum: 8.46 EER / 2.6 COP (based on vintage) package terminal HP | 8.90 EER / 2.7 COP (based on vintage) package terminal HP | Measure Definition does not have Energy Impact Qualifiers
212 | D03-101 | DEER2005 | D05 v2.01 | 2012-05-16 | SCG | Htl | Ex | Any | CZ15 | Cap-Tons | 320 | 200000 | None | 0 | 0 | 0 | 780 | 0.297 | 0 | 0 | 0 | 0 | 502 | 0.191 | 0 |  |  | 2 | Lodging - Hotel | Existing | Palm Springs-Intl (El Centro for pre-2014) | SCG | D03-101 | None | H.E. Package Terminal HP 7k-15k | Standard |  | 10.15 EER / 3.1 COP (based on vintage) package terminal HP | T24 minimum: 8.46 EER / 2.6 COP (based on vintage) package terminal HP | 8.90 EER / 2.7 COP (based on vintage) package terminal HP | Measure Definition does not have Energy Impact Qualifiers
213 | D03-101 | DEER2005 | D05 v2.01 | 2012-05-16 | SCG | Htl | Ex | Any | CZ16 | Cap-Tons | 243 | 200000 | None | 0 | 0 | 0 | 433 | 0.268 | 0 | 0 | 0 | 0 | 255 | 0.159 | 0 |  |  | 2 | Lodging - Hotel | Existing | Blue Canyon (Mount Shasta for pre-2014) | SCG | D03-101 | None | H.E. Package Terminal HP 7k-15k | Standard |  | 10.15 EER / 3.1 COP (based on vintage) package terminal HP | T24 minimum: 8.46 EER / 2.6 COP (based on vintage) package terminal HP | 8.90 EER / 2.7 COP (based on vintage) package terminal HP | Measure Definition does not have Energy Impact Qualifiers
214 | D03-101 | DEER2005 | D05 v2.01 | 2012-05-16 | SCG | Htl | Ex | Any | IOU | Cap-Tons | 273 | 200000 | None | 0 | 0 | 0 | 641 | 0.274 | 0 | 0 | 0 | 0 | 368 | 0.158 | 0 |  |  | 2 | Lodging - Hotel | Existing | IOU Territory | SCG | D03-101 | None | H.E. Package Terminal HP 7k-15k | Standard |  | 10.15 EER / 3.1 COP (based on vintage) package terminal HP | T24 minimum: 8.46 EER / 2.6 COP (based on vintage) package terminal HP | 8.90 EER / 2.7 COP (based on vintage) package terminal HP | Measure Definition does not have Energy Impact Qualifiers
215 | D03-101 | DEER2005 | D05 v2.01 | 2012-05-16 | SCG | Htl | New | Any | IOU | Cap-Tons | 221 | 200000 | None | 0 | 0 | 0 | 326 | 0.143 | -1.64e-08 | 0 | 0 | 0 | 326 | 0.143 | -1.64e-08 |  |  | 2 | Lodging - Hotel | New | IOU Territory | SCG | D03-101 | None | H.E. Package Terminal HP 7k-15k | Standard |  | 10.15 EER / 3.1 COP (based on vintage) package terminal HP | T24 minimum: 8.46 EER / 2.6 COP (based on vintage) package terminal HP | 8.90 EER / 2.7 COP (based on vintage) package terminal HP | Measure Definition does not have Energy Impact Qualifiers
216 | D03-101 | DEER2005 | D05 v2.01 | 2012-05-16 | SCG | Mtl | Ex | Any | CZ05 | Cap-Tons | 50.5 | 30000 | None | 0 | 0 | 0 | 511 | 0.229 | 0 | 0 | 0 | 0 | 290 | 0.13 | 0 |  |  | 2 | Lodging - Motel | Existing | Santa Maria Area | SCG | D03-101 | None | H.E. Package Terminal HP 7k-15k | Standard |  | 10.15 EER / 3.1 COP (based on vintage) package terminal HP | T24 minimum: 8.46 EER / 2.6 COP (based on vintage) package terminal HP | 8.90 EER / 2.7 COP (based on vintage) package terminal HP | Measure Definition does not have Energy Impact Qualifiers
217 | D03-101 | DEER2005 | D05 v2.01 | 2012-05-16 | SCG | Mtl | Ex | Any | CZ06 | Cap-Tons | 60.8 | 30000 | None | 0 | 0 | 0 | 498 | 0.189 | 0 | 0 | 0 | 0 | 280 | 0.106 | 0 |  |  | 2 | Lodging - Motel | Existing | Torrance (Los Angeles for pre-2014) | SCG | D03-101 | None | H.E. Package Terminal HP 7k-15k | Standard |  | 10.15 EER / 3.1 COP (based on vintage) package terminal HP | T24 minimum: 8.46 EER / 2.6 COP (based on vintage) package terminal HP | 8.90 EER / 2.7 COP (based on vintage) package terminal HP | Measure Definition does not have Energy Impact Qualifiers
218 | D03-101 | DEER2005 | D05 v2.01 | 2012-05-16 | SCG | Mtl | Ex | Any | CZ08 | Cap-Tons | 55.5 | 30000 | None | 0 | 0 | 0 | 621 | 0.292 | 0 | 0 | 0 | 0 | 347 | 0.164 | 0 |  |  | 2 | Lodging - Motel | Existing | Fullerton (El Toro for pre-2014) | SCG | D03-101 | None | H.E. Package Terminal HP 7k-15k | Standard |  | 10.15 EER / 3.1 COP (based on vintage) package terminal HP | T24 minimum: 8.46 EER / 2.6 COP (based on vintage) package terminal HP | 8.90 EER / 2.7 COP (based on vintage) package terminal HP | Measure Definition does not have Energy Impact Qualifiers
219 | D03-101 | DEER2005 | D05 v2.01 | 2012-05-16 | SCG | Mtl | Ex | Any | CZ09 | Cap-Tons | 60.8 | 30000 | None | 0 | 0 | 0 | 613 | 0.312 | 0 | 0 | 0 | 0 | 338 | 0.173 | 0 |  |  | 2 | Lodging - Motel | Existing | Burbank-Glendale (Pasadena for pre-2014) | SCG | D03-101 | None | H.E. Package Terminal HP 7k-15k | Standard |  | 10.15 EER / 3.1 COP (based on vintage) package terminal HP | T24 minimum: 8.46 EER / 2.6 COP (based on vintage) package terminal HP | 8.90 EER / 2.7 COP (based on vintage) package terminal HP | Measure Definition does not have Energy Impact Qualifiers
220 | D03-101 | DEER2005 | D05 v2.01 | 2012-05-16 | SCG | Mtl | Ex | Any | CZ10 | Cap-Tons | 64.6 | 30000 | None | 0 | 0 | 0 | 501 | 0.254 | 0 | 0 | 0 | 0 | 320 | 0.163 | 0 |  |  | 2 | Lodging - Motel | Existing | Riverside | SCG | D03-101 | None | H.E. Package Terminal HP 7k-15k | Standard |  | 10.15 EER / 3.1 COP (based on vintage) package terminal HP | T24 minimum: 8.46 EER / 2.6 COP (based on vintage) package terminal HP | 8.90 EER / 2.7 COP (based on vintage) package terminal HP | Measure Definition does not have Energy Impact Qualifiers
221 | D03-101 | DEER2005 | D05 v2.01 | 2012-05-16 | SCG | Mtl | Ex | Any | CZ13 | Cap-Tons | 66.6 | 30000 | None | 0 | 0 | 0 | 585 | 0.291 | 0 | 0 | 0 | 0 | 348 | 0.174 | 0 |  |  | 2 | Lodging - Motel | Existing | Fresno Area | SCG | D03-101 | None | H.E. Package Terminal HP 7k-15k | Standard |  | 10.15 EER / 3.1 COP (based on vintage) package terminal HP | T24 minimum: 8.46 EER / 2.6 COP (based on vintage) package terminal HP | 8.90 EER / 2.7 COP (based on vintage) package terminal HP | Measure Definition does not have Energy Impact Qualifiers
222 | D03-101 | DEER2005 | D05 v2.01 | 2012-05-16 | SCG | Mtl | Ex | Any | CZ14 | Cap-Tons | 71 | 30000 | None | 0 | 0 | 0 | 500 | 0.244 | 0 | 0 | 0 | 0 | 307 | 0.151 | 0 |  |  | 2 | Lodging - Motel | Existing | Palmdale (China Lake for pre-2014) | SCG | D03-101 | None | H.E. Package Terminal HP 7k-15k | Standard |  | 10.15 EER / 3.1 COP (based on vintage) package terminal HP | T24 minimum: 8.46 EER / 2.6 COP (based on vintage) package terminal HP | 8.90 EER / 2.7 COP (based on vintage) package terminal HP | Measure Definition does not have Energy Impact Qualifiers
223 | D03-101 | DEER2005 | D05 v2.01 | 2012-05-16 | SCG | Mtl | Ex | Any | CZ15 | Cap-Tons | 73.5 | 30000 | None | 0 | 0 | 0 | 624 | 0.284 | 0 | 0 | 0 | 0 | 401 | 0.183 | 0 |  |  | 2 | Lodging - Motel | Existing | Palm Springs-Intl (El Centro for pre-2014) | SCG | D03-101 | None | H.E. Package Terminal HP 7k-15k | Standard |  | 10.15 EER / 3.1 COP (based on vintage) package terminal HP | T24 minimum: 8.46 EER / 2.6 COP (based on vintage) package terminal HP | 8.90 EER / 2.7 COP (based on vintage) package terminal HP | Measure Definition does not have Energy Impact Qualifiers
224 | D03-101 | DEER2005 | D05 v2.01 | 2012-05-16 | SCG | Mtl | Ex | Any | CZ16 | Cap-Tons | 58.5 | 30000 | None | 0 | 0 | 0 | 442 | 0.243 | 0 | 0 | 0 | 0 | 260 | 0.145 | 0 |  |  | 2 | Lodging - Motel | Existing | Blue Canyon (Mount Shasta for pre-2014) | SCG | D03-101 | None | H.E. Package Terminal HP 7k-15k | Standard |  | 10.15 EER / 3.1 COP (based on vintage) package terminal HP | T24 minimum: 8.46 EER / 2.6 COP (based on vintage) package terminal HP | 8.90 EER / 2.7 COP (based on vintage) package terminal HP | Measure Definition does not have Energy Impact Qualifiers
225 | D03-101 | DEER2005 | D05 v2.01 | 2012-05-16 | SCG | Mtl | Ex | Any | IOU | Cap-Tons | 61.3 | 30000 | None | 0 | 0 | 0 | 572 | 0.264 | 0 | 0 | 0 | 0 | 327 | 0.152 | 0 |  |  | 2 | Lodging - Motel | Existing | IOU Territory | SCG | D03-101 | None | H.E. Package Terminal HP 7k-15k | Standard |  | 10.15 EER / 3.1 COP (based on vintage) package terminal HP | T24 minimum: 8.46 EER / 2.6 COP (based on vintage) package terminal HP | 8.90 EER / 2.7 COP (based on vintage) package terminal HP | Measure Definition does not have Energy Impact Qualifiers
226 | D03-101 | DEER2005 | D05 v2.01 | 2012-05-16 | SCG | Mtl | New | Any | IOU | Cap-Tons | 47.7 | 30000 | None | 0 | 0 | 0 | 263 | 0.13 | 2.44e-07 | 0 | 0 | 0 | 263 | 0.13 | 2.44e-07 |  |  | 2 | Lodging - Motel | New | IOU Territory | SCG | D03-101 | None | H.E. Package Terminal HP 7k-15k | Standard |  | 10.15 EER / 3.1 COP (based on vintage) package terminal HP | T24 minimum: 8.46 EER / 2.6 COP (based on vintage) package terminal HP | 8.90 EER / 2.7 COP (based on vintage) package terminal HP | Measure Definition does not have Energy Impact Qualifiers
227 | D03-101 | DEER2005 | D05 v2.01 | 2012-05-16 | SDG | Com | Ex | Any | IOU | Cap-Tons | 141 | 115000 | None | 0 | 0 | 0 | 560 | 0.232 | 0 | 0 | 0 | 0 | 344 | 0.143 | 0 |  |  | 2 | Commercial | Existing | IOU Territory | SDG&E | D03-101 | None | H.E. Package Terminal HP 7k-15k | Standard |  | 10.15 EER / 3.1 COP (based on vintage) package terminal HP | T24 minimum: 8.46 EER / 2.6 COP (based on vintage) package terminal HP | 8.90 EER / 2.7 COP (based on vintage) package terminal HP | Measure Definition does not have Energy Impact Qualifiers
228 | D03-101 | DEER2005 | D05 v2.01 | 2012-05-16 | SDG | Com | New | Any | IOU | Cap-Tons | 121 | 115000 | None | 0 | 0 | 0 | 283 | 0.118 | 1.56e-07 | 0 | 0 | 0 | 283 | 0.118 | 1.56e-07 |  |  | 2 | Commercial | New | IOU Territory | SDG&E | D03-101 | None | H.E. Package Terminal HP 7k-15k | Standard |  | 10.15 EER / 3.1 COP (based on vintage) package terminal HP | T24 minimum: 8.46 EER / 2.6 COP (based on vintage) package terminal HP | 8.90 EER / 2.7 COP (based on vintage) package terminal HP | Measure Definition does not have Energy Impact Qualifiers
229 | D03-101 | DEER2005 | D05 v2.01 | 2012-05-16 | SDG | Htl | Ex | Any | CZ06 | Cap-Tons | 263 | 200000 | None | 0 | 0 | 0 | 497 | 0.178 | 0 | 0 | 0 | 0 | 306 | 0.11 | 0 |  |  | 2 | Lodging - Hotel | Existing | Torrance (Los Angeles for pre-2014) | SDG&E | D03-101 | None | H.E. Package Terminal HP 7k-15k | Standard |  | 10.15 EER / 3.1 COP (based on vintage) package terminal HP | T24 minimum: 8.46 EER / 2.6 COP (based on vintage) package terminal HP | 8.90 EER / 2.7 COP (based on vintage) package terminal HP | Measure Definition does not have Energy Impact Qualifiers
230 | D03-101 | DEER2005 | D05 v2.01 | 2012-05-16 | SDG | Htl | Ex | Any | CZ07 | Cap-Tons | 220 | 200000 | None | 0 | 0 | 0 | 603 | 0.237 | 0 | 0 | 0 | 0 | 371 | 0.146 | 0 |  |  | 2 | Lodging - Hotel | Existing | San Diego-Lindbergh | SDG&E | D03-101 | None | H.E. Package Terminal HP 7k-15k | Standard |  | 10.15 EER / 3.1 COP (based on vintage) package terminal HP | T24 minimum: 8.46 EER / 2.6 COP (based on vintage) package terminal HP | 8.90 EER / 2.7 COP (based on vintage) package terminal HP | Measure Definition does not have Energy Impact Qualifiers
231 | D03-101 | DEER2005 | D05 v2.01 | 2012-05-16 | SDG | Htl | Ex | Any | CZ08 | Cap-Tons | 238 | 200000 | None | 0 | 0 | 0 | 607 | 0.264 | 0 | 0 | 0 | 0 | 374 | 0.163 | 0 |  |  | 2 | Lodging - Hotel | Existing | Fullerton (El Toro for pre-2014) | SDG&E | D03-101 | None | H.E. Package Terminal HP 7k-15k | Standard |  | 10.15 EER / 3.1 COP (based on vintage) package terminal HP | T24 minimum: 8.46 EER / 2.6 COP (based on vintage) package terminal HP | 8.90 EER / 2.7 COP (based on vintage) package terminal HP | Measure Definition does not have Energy Impact Qualifiers
232 | D03-101 | DEER2005 | D05 v2.01 | 2012-05-16 | SDG | Htl | Ex | Any | CZ10 | Cap-Tons | 297 | 200000 | None | 0 | 0 | 0 | 560 | 0.274 | 0 | 0 | 0 | 0 | 346 | 0.17 | 0 |  |  | 2 | Lodging - Hotel | Existing | Riverside | SDG&E | D03-101 | None | H.E. Package Terminal HP 7k-15k | Standard |  | 10.15 EER / 3.1 COP (based on vintage) package terminal HP | T24 minimum: 8.46 EER / 2.6 COP (based on vintage) package terminal HP | 8.90 EER / 2.7 COP (based on vintage) package terminal HP | Measure Definition does not have Energy Impact Qualifiers
233 | D03-101 | DEER2005 | D05 v2.01 | 2012-05-16 | SDG | Htl | Ex | Any | CZ14 | Cap-Tons | 316 | 200000 | None | 0 | 0 | 0 | 523 | 0.249 | 0 | 0 | 0 | 0 | 323 | 0.156 | 0 |  |  | 2 | Lodging - Hotel | Existing | Palmdale (China Lake for pre-2014) | SDG&E | D03-101 | None | H.E. Package Terminal HP 7k-15k | Standard |  | 10.15 EER / 3.1 COP (based on vintage) package terminal HP | T24 minimum: 8.46 EER / 2.6 COP (based on vintage) package terminal HP | 8.90 EER / 2.7 COP (based on vintage) package terminal HP | Measure Definition does not have Energy Impact Qualifiers
234 | D03-101 | DEER2005 | D05 v2.01 | 2012-05-16 | SDG | Htl | Ex | Any | CZ15 | Cap-Tons | 323 | 200000 | None | 0 | 0 | 0 | 808 | 0.308 | 0 | 0 | 0 | 0 | 501 | 0.191 | 0 |  |  | 2 | Lodging - Hotel | Existing | Palm Springs-Intl (El Centro for pre-2014) | SDG&E | D03-101 | None | H.E. Package Terminal HP 7k-15k | Standard |  | 10.15 EER / 3.1 COP (based on vintage) package terminal HP | T24 minimum: 8.46 EER / 2.6 COP (based on vintage) package terminal HP | 8.90 EER / 2.7 COP (based on vintage) package terminal HP | Measure Definition does not have Energy Impact Qualifiers
235 | D03-101 | DEER2005 | D05 v2.01 | 2012-05-16 | SDG | Htl | Ex | Any | IOU | Cap-Tons | 231 | 200000 | None | 0 | 0 | 0 | 596 | 0.239 | 0 | 0 | 0 | 0 | 367 | 0.148 | 0 |  |  | 2 | Lodging - Hotel | Existing | IOU Territory | SDG&E | D03-101 | None | H.E. Package Terminal HP 7k-15k | Standard |  | 10.15 EER / 3.1 COP (based on vintage) package terminal HP | T24 minimum: 8.46 EER / 2.6 COP (based on vintage) package terminal HP | 8.90 EER / 2.7 COP (based on vintage) package terminal HP | Measure Definition does not have Energy Impact Qualifiers
236 | D03-101 | DEER2005 | D05 v2.01 | 2012-05-16 | SDG | Htl | New | Any | IOU | Cap-Tons | 201 | 200000 | None | 0 | 0 | 0 | 313 | 0.124 | 0 | 0 | 0 | 0 | 313 | 0.124 | 0 |  |  | 2 | Lodging - Hotel | New | IOU Territory | SDG&E | D03-101 | None | H.E. Package Terminal HP 7k-15k | Standard |  | 10.15 EER / 3.1 COP (based on vintage) package terminal HP | T24 minimum: 8.46 EER / 2.6 COP (based on vintage) package terminal HP | 8.90 EER / 2.7 COP (based on vintage) package terminal HP | Measure Definition does not have Energy Impact Qualifiers
237 | D03-101 | DEER2005 | D05 v2.01 | 2012-05-16 | SDG | Mtl | Ex | Any | CZ06 | Cap-Tons | 59 | 30000 | None | 0 | 0 | 0 | 438 | 0.166 | 0 | 0 | 0 | 0 | 268 | 0.102 | 0 |  |  | 2 | Lodging - Motel | Existing | Torrance (Los Angeles for pre-2014) | SDG&E | D03-101 | None | H.E. Package Terminal HP 7k-15k | Standard |  | 10.15 EER / 3.1 COP (based on vintage) package terminal HP | T24 minimum: 8.46 EER / 2.6 COP (based on vintage) package terminal HP | 8.90 EER / 2.7 COP (based on vintage) package terminal HP | Measure Definition does not have Energy Impact Qualifiers
238 | D03-101 | DEER2005 | D05 v2.01 | 2012-05-16 | SDG | Mtl | Ex | Any | CZ07 | Cap-Tons | 48.6 | 30000 | None | 0 | 0 | 0 | 527 | 0.222 | 0 | 0 | 0 | 0 | 323 | 0.136 | 0 |  |  | 2 | Lodging - Motel | Existing | San Diego-Lindbergh | SDG&E | D03-101 | None | H.E. Package Terminal HP 7k-15k | Standard |  | 10.15 EER / 3.1 COP (based on vintage) package terminal HP | T24 minimum: 8.46 EER / 2.6 COP (based on vintage) package terminal HP | 8.90 EER / 2.7 COP (based on vintage) package terminal HP | Measure Definition does not have Energy Impact Qualifiers
239 | D03-101 | DEER2005 | D05 v2.01 | 2012-05-16 | SDG | Mtl | Ex | Any | CZ08 | Cap-Tons | 53.8 | 30000 | None | 0 | 0 | 0 | 543 | 0.256 | 0 | 0 | 0 | 0 | 333 | 0.157 | 0 |  |  | 2 | Lodging - Motel | Existing | Fullerton (El Toro for pre-2014) | SDG&E | D03-101 | None | H.E. Package Terminal HP 7k-15k | Standard |  | 10.15 EER / 3.1 COP (based on vintage) package terminal HP | T24 minimum: 8.46 EER / 2.6 COP (based on vintage) package terminal HP | 8.90 EER / 2.7 COP (based on vintage) package terminal HP | Measure Definition does not have Energy Impact Qualifiers
240 | D03-101 | DEER2005 | D05 v2.01 | 2012-05-16 | SDG | Mtl | Ex | Any | CZ10 | Cap-Tons | 64.8 | 30000 | None | 0 | 0 | 0 | 521 | 0.264 | 0 | 0 | 0 | 0 | 320 | 0.163 | 0 |  |  | 2 | Lodging - Motel | Existing | Riverside | SDG&E | D03-101 | None | H.E. Package Terminal HP 7k-15k | Standard |  | 10.15 EER / 3.1 COP (based on vintage) package terminal HP | T24 minimum: 8.46 EER / 2.6 COP (based on vintage) package terminal HP | 8.90 EER / 2.7 COP (based on vintage) package terminal HP | Measure Definition does not have Energy Impact Qualifiers
241 | D03-101 | DEER2005 | D05 v2.01 | 2012-05-16 | SDG | Mtl | Ex | Any | CZ14 | Cap-Tons | 70.2 | 30000 | None | 0 | 0 | 0 | 489 | 0.239 | 0 | 0 | 0 | 0 | 301 | 0.148 | 0 |  |  | 2 | Lodging - Motel | Existing | Palmdale (China Lake for pre-2014) | SDG&E | D03-101 | None | H.E. Package Terminal HP 7k-15k | Standard |  | 10.15 EER / 3.1 COP (based on vintage) package terminal HP | T24 minimum: 8.46 EER / 2.6 COP (based on vintage) package terminal HP | 8.90 EER / 2.7 COP (based on vintage) package terminal HP | Measure Definition does not have Energy Impact Qualifiers
242 | D03-101 | DEER2005 | D05 v2.01 | 2012-05-16 | SDG | Mtl | Ex | Any | CZ15 | Cap-Tons | 74 | 30000 | None | 0 | 0 | 0 | 646 | 0.295 | 0 | 0 | 0 | 0 | 400 | 0.183 | 0 |  |  | 2 | Lodging - Motel | Existing | Palm Springs-Intl (El Centro for pre-2014) | SDG&E | D03-101 | None | H.E. Package Terminal HP 7k-15k | Standard |  | 10.15 EER / 3.1 COP (based on vintage) package terminal HP | T24 minimum: 8.46 EER / 2.6 COP (based on vintage) package terminal HP | 8.90 EER / 2.7 COP (based on vintage) package terminal HP | Measure Definition does not have Energy Impact Qualifiers
243 | D03-101 | DEER2005 | D05 v2.01 | 2012-05-16 | SDG | Mtl | Ex | Any | IOU | Cap-Tons | 51.1 | 30000 | None | 0 | 0 | 0 | 523 | 0.224 | 0 | 0 | 0 | 0 | 320 | 0.138 | 0 |  |  | 2 | Lodging - Motel | Existing | IOU Territory | SDG&E | D03-101 | None | H.E. Package Terminal HP 7k-15k | Standard |  | 10.15 EER / 3.1 COP (based on vintage) package terminal HP | T24 minimum: 8.46 EER / 2.6 COP (based on vintage) package terminal HP | 8.90 EER / 2.7 COP (based on vintage) package terminal HP | Measure Definition does not have Energy Impact Qualifiers
244 | D03-101 | DEER2005 | D05 v2.01 | 2012-05-16 | SDG | Mtl | New | Any | IOU | Cap-Tons | 41.7 | 30000 | None | 0 | 0 | 0 | 252 | 0.112 | 3.12e-07 | 0 | 0 | 0 | 252 | 0.112 | 3.12e-07 |  |  | 2 | Lodging - Motel | New | IOU Territory | SDG&E | D03-101 | None | H.E. Package Terminal HP 7k-15k | Standard |  | 10.15 EER / 3.1 COP (based on vintage) package terminal HP | T24 minimum: 8.46 EER / 2.6 COP (based on vintage) package terminal HP | 8.90 EER / 2.7 COP (based on vintage) package terminal HP | Measure Definition does not have Energy Impact Qualifiers
245 | D03-102 | DEER2005 | D05 v2.01 | 2014-05-27 15:37 | Any | Htl | New | Any | CZ01 | Cap-Tons | 149 | 200000 | None | 0 | 0 | 0 | 189 | 0.0963 | 0 | 0 | 0 | 0 | 189 | 0.0963 | 0 |  |  | 1 | Lodging - Hotel | New | Arcata Area | Any | D03-102 | None | H.E. Package Terminal HP > 15k | Standard |  | 9.13 EER / 3.0 COP (based on vintage) package terminal HP | T24 minimum: 7.61 EER / 2.5 COP (based on vintage) package terminal HP | 8.90 EER / 2.7 COP (based on vintage) package terminal HP | Measure Definition does not have Energy Impact Qualifiers
246 | D03-102 | DEER2005 | D05 v2.01 | 2014-05-27 15:37 | Any | Htl | New | Any | CZ02 | Cap-Tons | 203 | 200000 | None | 0 | 0 | 0 | 235 | 0.153 | 0 | 0 | 0 | 0 | 235 | 0.153 | 0 |  |  | 1 | Lodging - Hotel | New | Santa Rosa Area | Any | D03-102 | None | H.E. Package Terminal HP > 15k | Standard |  | 9.13 EER / 3.0 COP (based on vintage) package terminal HP | T24 minimum: 7.61 EER / 2.5 COP (based on vintage) package terminal HP | 8.90 EER / 2.7 COP (based on vintage) package terminal HP | Measure Definition does not have Energy Impact Qualifiers
247 | D03-102 | DEER2005 | D05 v2.01 | 2014-05-27 15:37 | Any | Htl | New | Any | CZ03 | Cap-Tons | 183 | 200000 | None | 0 | 0 | 0 | 236 | 0.116 | 1.36e-05 | 0 | 0 | 0 | 236 | 0.116 | 1.36e-05 |  |  | 1 | Lodging - Hotel | New | Oakland Area | Any | D03-102 | None | H.E. Package Terminal HP > 15k | Standard |  | 9.13 EER / 3.0 COP (based on vintage) package terminal HP | T24 minimum: 7.61 EER / 2.5 COP (based on vintage) package terminal HP | 8.90 EER / 2.7 COP (based on vintage) package terminal HP | Measure Definition does not have Energy Impact Qualifiers
248 | D03-102 | DEER2005 | D05 v2.01 | 2014-05-27 15:37 | Any | Htl | New | Any | CZ04 | Cap-Tons | 197 | 200000 | None | 0 | 0 | 0 | 283 | 0.152 | 0 | 0 | 0 | 0 | 283 | 0.152 | 0 |  |  | 1 | Lodging - Hotel | New | San Jose-Reid (Sunnyvale for pre-2014) | Any | D03-102 | None | H.E. Package Terminal HP > 15k | Standard |  | 9.13 EER / 3.0 COP (based on vintage) package terminal HP | T24 minimum: 7.61 EER / 2.5 COP (based on vintage) package terminal HP | 8.90 EER / 2.7 COP (based on vintage) package terminal HP | Measure Definition does not have Energy Impact Qualifiers
249 | D03-102 | DEER2005 | D05 v2.01 | 2014-05-27 15:37 | Any | Htl | New | Any | CZ05 | Cap-Tons | 181 | 200000 | None | 0 | 0 | 0 | 249 | 0.115 | 0 | 0 | 0 | 0 | 249 | 0.115 | 0 |  |  | 1 | Lodging - Hotel | New | Santa Maria Area | Any | D03-102 | None | H.E. Package Terminal HP > 15k | Standard |  | 9.13 EER / 3.0 COP (based on vintage) package terminal HP | T24 minimum: 7.61 EER / 2.5 COP (based on vintage) package terminal HP | 8.90 EER / 2.7 COP (based on vintage) package terminal HP | Measure Definition does not have Energy Impact Qualifiers
250 | D03-102 | DEER2005 | D05 v2.01 | 2014-05-27 15:37 | Any | Htl | New | Any | CZ06 | Cap-Tons | 218 | 200000 | None | 0 | 0 | 0 | 297 | 0.1 | 0 | 0 | 0 | 0 | 297 | 0.1 | 0 |  |  | 1 | Lodging - Hotel | New | Torrance (Los Angeles for pre-2014) | Any | D03-102 | None | H.E. Package Terminal HP > 15k | Standard |  | 9.13 EER / 3.0 COP (based on vintage) package terminal HP | T24 minimum: 7.61 EER / 2.5 COP (based on vintage) package terminal HP | 8.90 EER / 2.7 COP (based on vintage) package terminal HP | Measure Definition does not have Energy Impact Qualifiers
251 | D03-102 | DEER2005 | D05 v2.01 | 2014-05-27 15:37 | Any | Htl | New | Any | CZ07 | Cap-Tons | 196 | 200000 | None | 0 | 0 | 0 | 345 | 0.133 | 0 | 0 | 0 | 0 | 345 | 0.133 | 0 |  |  | 1 | Lodging - Hotel | New | San Diego-Lindbergh | Any | D03-102 | None | H.E. Package Terminal HP > 15k | Standard |  | 9.13 EER / 3.0 COP (based on vintage) package terminal HP | T24 minimum: 7.61 EER / 2.5 COP (based on vintage) package terminal HP | 8.90 EER / 2.7 COP (based on vintage) package terminal HP | Measure Definition does not have Energy Impact Qualifiers
252 | D03-102 | DEER2005 | D05 v2.01 | 2014-05-27 15:37 | Any | Htl | New | Any | CZ08 | Cap-Tons | 201 | 200000 | None | 0 | 0 | 0 | 355 | 0.157 | 0 | 0 | 0 | 0 | 355 | 0.157 | 0 |  |  | 1 | Lodging - Hotel | New | Fullerton (El Toro for pre-2014) | Any | D03-102 | None | H.E. Package Terminal HP > 15k | Standard |  | 9.13 EER / 3.0 COP (based on vintage) package terminal HP | T24 minimum: 7.61 EER / 2.5 COP (based on vintage) package terminal HP | 8.90 EER / 2.7 COP (based on vintage) package terminal HP | Measure Definition does not have Energy Impact Qualifiers
253 | D03-102 | DEER2005 | D05 v2.01 | 2014-05-27 15:37 | Any | Htl | New | Any | CZ09 | Cap-Tons | 211 | 200000 | None | 0 | 0 | 0 | 357 | 0.17 | 0 | 0 | 0 | 0 | 357 | 0.17 | 0 |  |  | 1 | Lodging - Hotel | New | Burbank-Glendale (Pasadena for pre-2014) | Any | D03-102 | None | H.E. Package Terminal HP > 15k | Standard |  | 9.13 EER / 3.0 COP (based on vintage) package terminal HP | T24 minimum: 7.61 EER / 2.5 COP (based on vintage) package terminal HP | 8.90 EER / 2.7 COP (based on vintage) package terminal HP | Measure Definition does not have Energy Impact Qualifiers
254 | D03-102 | DEER2005 | D05 v2.01 | 2014-05-27 15:37 | Any | Htl | New | Any | CZ10 | Cap-Tons | 224 | 200000 | None | 0 | 0 | 0 | 326 | 0.168 | 0 | 0 | 0 | 0 | 326 | 0.168 | 0 |  |  | 1 | Lodging - Hotel | New | Riverside | Any | D03-102 | None | H.E. Package Terminal HP > 15k | Standard |  | 9.13 EER / 3.0 COP (based on vintage) package terminal HP | T24 minimum: 7.61 EER / 2.5 COP (based on vintage) package terminal HP | 8.90 EER / 2.7 COP (based on vintage) package terminal HP | Measure Definition does not have Energy Impact Qualifiers
255 | D03-102 | DEER2005 | D05 v2.01 | 2014-05-27 15:37 | Any | Htl | New | Any | CZ11 | Cap-Tons | 225 | 200000 | None | 0 | 0 | 0 | 297 | 0.153 | 0 | 0 | 0 | 0 | 297 | 0.153 | 0 |  |  | 1 | Lodging - Hotel | New | Red Bluff Area | Any | D03-102 | None | H.E. Package Terminal HP > 15k | Standard |  | 9.13 EER / 3.0 COP (based on vintage) package terminal HP | T24 minimum: 7.61 EER / 2.5 COP (based on vintage) package terminal HP | 8.90 EER / 2.7 COP (based on vintage) package terminal HP | Measure Definition does not have Energy Impact Qualifiers
256 | D03-102 | DEER2005 | D05 v2.01 | 2014-05-27 15:37 | Any | Htl | New | Any | CZ12 | Cap-Tons | 225 | 200000 | None | 0 | 0 | 0 | 272 | 0.15 | 0 | 0 | 0 | 0 | 272 | 0.15 | 0 |  |  | 1 | Lodging - Hotel | New | Sacramento Area | Any | D03-102 | None | H.E. Package Terminal HP > 15k | Standard |  | 9.13 EER / 3.0 COP (based on vintage) package terminal HP | T24 minimum: 7.61 EER / 2.5 COP (based on vintage) package terminal HP | 8.90 EER / 2.7 COP (based on vintage) package terminal HP | Measure Definition does not have Energy Impact Qualifiers
257 | D03-102 | DEER2005 | D05 v2.01 | 2014-05-27 15:37 | Any | Htl | New | Any | CZ13 | Cap-Tons | 228 | 200000 | None | 0 | 0 | 0 | 346 | 0.17 | 0 | 0 | 0 | 0 | 346 | 0.17 | 0 |  |  | 1 | Lodging - Hotel | New | Fresno Area | Any | D03-102 | None | H.E. Package Terminal HP > 15k | Standard |  | 9.13 EER / 3.0 COP (based on vintage) package terminal HP | T24 minimum: 7.61 EER / 2.5 COP (based on vintage) package terminal HP | 8.90 EER / 2.7 COP (based on vintage) package terminal HP | Measure Definition does not have Energy Impact Qualifiers
258 | D03-102 | DEER2005 | D05 v2.01 | 2014-05-27 15:37 | Any | Htl | New | Any | CZ14 | Cap-Tons | 241 | 200000 | None | 0 | 0 | 0 | 292 | 0.159 | 0 | 0 | 0 | 0 | 292 | 0.159 | 0 |  |  | 1 | Lodging - Hotel | New | Palmdale (China Lake for pre-2014) | Any | D03-102 | None | H.E. Package Terminal HP > 15k | Standard |  | 9.13 EER / 3.0 COP (based on vintage) package terminal HP | T24 minimum: 7.61 EER / 2.5 COP (based on vintage) package terminal HP | 8.90 EER / 2.7 COP (based on vintage) package terminal HP | Measure Definition does not have Energy Impact Qualifiers
259 | D03-102 | DEER2005 | D05 v2.01 | 2014-05-27 15:37 | Any | Htl | New | Any | CZ15 | Cap-Tons | 259 | 200000 | None | 0 | 0 | 0 | 471 | 0.186 | 0 | 0 | 0 | 0 | 471 | 0.186 | 0 |  |  | 1 | Lodging - Hotel | New | Palm Springs-Intl (El Centro for pre-2014) | Any | D03-102 | None | H.E. Package Terminal HP > 15k | Standard |  | 9.13 EER / 3.0 COP (based on vintage) package terminal HP | T24 minimum: 7.61 EER / 2.5 COP (based on vintage) package terminal HP | 8.90 EER / 2.7 COP (based on vintage) package terminal HP | Measure Definition does not have Energy Impact Qualifiers
260 | D03-102 | DEER2005 | D05 v2.01 | 2014-05-27 15:37 | Any | Htl | New | Any | CZ16 | Cap-Tons | 191 | 200000 | None | 0 | 0 | 0 | 220 | 0.143 | 0 | 0 | 0 | 0 | 220 | 0.143 | 0 |  |  | 1 | Lodging - Hotel | New | Blue Canyon (Mount Shasta for pre-2014) | Any | D03-102 | None | H.E. Package Terminal HP > 15k | Standard |  | 9.13 EER / 3.0 COP (based on vintage) package terminal HP | T24 minimum: 7.61 EER / 2.5 COP (based on vintage) package terminal HP | 8.90 EER / 2.7 COP (based on vintage) package terminal HP | Measure Definition does not have Energy Impact Qualifiers
261 | D03-102 | DEER2005 | D05 v2.01 | 2014-05-27 15:37 | Any | Mtl | New | Any | CZ01 | Cap-Tons | 29.7 | 30000 | None | 0 | 0 | 0 | 208 | 0.0785 | 0 | 0 | 0 | 0 | 208 | 0.0785 | 0 |  |  | 1 | Lodging - Motel | New | Arcata Area | Any | D03-102 | None | H.E. Package Terminal HP > 15k | Standard |  | 9.13 EER / 3.0 COP (based on vintage) package terminal HP | T24 minimum: 7.61 EER / 2.5 COP (based on vintage) package terminal HP | 8.90 EER / 2.7 COP (based on vintage) package terminal HP | Measure Definition does not have Energy Impact Qualifiers
262 | D03-102 | DEER2005 | D05 v2.01 | 2014-05-27 15:37 | Any | Mtl | New | Any | CZ02 | Cap-Tons | 42.7 | 30000 | None | 0 | 0 | 0 | 234 | 0.133 | 0 | 0 | 0 | 0 | 234 | 0.133 | 0 |  |  | 1 | Lodging - Motel | New | Santa Rosa Area | Any | D03-102 | None | H.E. Package Terminal HP > 15k | Standard |  | 9.13 EER / 3.0 COP (based on vintage) package terminal HP | T24 minimum: 7.61 EER / 2.5 COP (based on vintage) package terminal HP | 8.90 EER / 2.7 COP (based on vintage) package terminal HP | Measure Definition does not have Energy Impact Qualifiers
263 | D03-102 | DEER2005 | D05 v2.01 | 2014-05-27 15:37 | Any | Mtl | New | Any | CZ03 | Cap-Tons | 37.1 | 30000 | None | 0 | 0 | 0 | 215 | 0.108 | 0 | 0 | 0 | 0 | 215 | 0.108 | 0 |  |  | 1 | Lodging - Motel | New | Oakland Area | Any | D03-102 | None | H.E. Package Terminal HP > 15k | Standard |  | 9.13 EER / 3.0 COP (based on vintage) package terminal HP | T24 minimum: 7.61 EER / 2.5 COP (based on vintage) package terminal HP | 8.90 EER / 2.7 COP (based on vintage) package terminal HP | Measure Definition does not have Energy Impact Qualifiers
264 | D03-102 | DEER2005 | D05 v2.01 | 2014-05-27 15:37 | Any | Mtl | New | Any | CZ04 | Cap-Tons | 40.5 | 30000 | None | 0 | 0 | 0 | 255 | 0.14 | 0 | 0 | 0 | 0 | 255 | 0.14 | 0 |  |  | 1 | Lodging - Motel | New | San Jose-Reid (Sunnyvale for pre-2014) | Any | D03-102 | None | H.E. Package Terminal HP > 15k | Standard |  | 9.13 EER / 3.0 COP (based on vintage) package terminal HP | T24 minimum: 7.61 EER / 2.5 COP (based on vintage) package terminal HP | 8.90 EER / 2.7 COP (based on vintage) package terminal HP | Measure Definition does not have Energy Impact Qualifiers
265 | D03-102 | DEER2005 | D05 v2.01 | 2014-05-27 15:37 | Any | Mtl | New | Any | CZ05 | Cap-Tons | 37.3 | 30000 | None | 0 | 0 | 0 | 217 | 0.101 | 0 | 0 | 0 | 0 | 217 | 0.101 | 0 |  |  | 1 | Lodging - Motel | New | Santa Maria Area | Any | D03-102 | None | H.E. Package Terminal HP > 15k | Standard |  | 9.13 EER / 3.0 COP (based on vintage) package terminal HP | T24 minimum: 7.61 EER / 2.5 COP (based on vintage) package terminal HP | 8.90 EER / 2.7 COP (based on vintage) package terminal HP | Measure Definition does not have Energy Impact Qualifiers
266 | D03-102 | DEER2005 | D05 v2.01 | 2014-05-27 15:37 | Any | Mtl | New | Any | CZ06 | Cap-Tons | 47.7 | 30000 | None | 0 | 0 | 0 | 230 | 0.0885 | 0 | 0 | 0 | 0 | 230 | 0.0885 | 0 |  |  | 1 | Lodging - Motel | New | Torrance (Los Angeles for pre-2014) | Any | D03-102 | None | H.E. Package Terminal HP > 15k | Standard |  | 9.13 EER / 3.0 COP (based on vintage) package terminal HP | T24 minimum: 7.61 EER / 2.5 COP (based on vintage) package terminal HP | 8.90 EER / 2.7 COP (based on vintage) package terminal HP | Measure Definition does not have Energy Impact Qualifiers
267 | D03-102 | DEER2005 | D05 v2.01 | 2014-05-27 15:37 | Any | Mtl | New | Any | CZ07 | Cap-Tons | 40.3 | 30000 | None | 0 | 0 | 0 | 278 | 0.121 | 0 | 0 | 0 | 0 | 278 | 0.121 | 0 |  |  | 1 | Lodging - Motel | New | San Diego-Lindbergh | Any | D03-102 | None | H.E. Package Terminal HP > 15k | Standard |  | 9.13 EER / 3.0 COP (based on vintage) package terminal HP | T24 minimum: 7.61 EER / 2.5 COP (based on vintage) package terminal HP | 8.90 EER / 2.7 COP (based on vintage) package terminal HP | Measure Definition does not have Energy Impact Qualifiers
268 | D03-102 | DEER2005 | D05 v2.01 | 2014-05-27 15:37 | Any | Mtl | New | Any | CZ08 | Cap-Tons | 43.9 | 30000 | None | 0 | 0 | 0 | 292 | 0.142 | 0 | 0 | 0 | 0 | 292 | 0.142 | 0 |  |  | 1 | Lodging - Motel | New | Fullerton (El Toro for pre-2014) | Any | D03-102 | None | H.E. Package Terminal HP > 15k | Standard |  | 9.13 EER / 3.0 COP (based on vintage) package terminal HP | T24 minimum: 7.61 EER / 2.5 COP (based on vintage) package terminal HP | 8.90 EER / 2.7 COP (based on vintage) package terminal HP | Measure Definition does not have Energy Impact Qualifiers
269 | D03-102 | DEER2005 | D05 v2.01 | 2014-05-27 15:37 | Any | Mtl | New | Any | CZ09 | Cap-Tons | 45 | 30000 | None | 0 | 0 | 0 | 292 | 0.156 | 3.47e-06 | 0 | 0 | 0 | 292 | 0.156 | 3.47e-06 |  |  | 1 | Lodging - Motel | New | Burbank-Glendale (Pasadena for pre-2014) | Any | D03-102 | None | H.E. Package Terminal HP > 15k | Standard |  | 9.13 EER / 3.0 COP (based on vintage) package terminal HP | T24 minimum: 7.61 EER / 2.5 COP (based on vintage) package terminal HP | 8.90 EER / 2.7 COP (based on vintage) package terminal HP | Measure Definition does not have Energy Impact Qualifiers
270 | D03-102 | DEER2005 | D05 v2.01 | 2014-05-27 15:37 | Any | Mtl | New | Any | CZ10 | Cap-Tons | 47.3 | 30000 | None | 0 | 0 | 0 | 272 | 0.148 | 0 | 0 | 0 | 0 | 272 | 0.148 | 0 |  |  | 1 | Lodging - Motel | New | Riverside | Any | D03-102 | None | H.E. Package Terminal HP > 15k | Standard |  | 9.13 EER / 3.0 COP (based on vintage) package terminal HP | T24 minimum: 7.61 EER / 2.5 COP (based on vintage) package terminal HP | 8.90 EER / 2.7 COP (based on vintage) package terminal HP | Measure Definition does not have Energy Impact Qualifiers
271 | D03-102 | DEER2005 | D05 v2.01 | 2014-05-27 15:37 | Any | Mtl | New | Any | CZ11 | Cap-Tons | 48.1 | 30000 | None | 0 | 0 | 0 | 269 | 0.139 | -1.63e-06 | 0 | 0 | 0 | 269 | 0.139 | -1.63e-06 |  |  | 1 | Lodging - Motel | New | Red Bluff Area | Any | D03-102 | None | H.E. Package Terminal HP > 15k | Standard |  | 9.13 EER / 3.0 COP (based on vintage) package terminal HP | T24 minimum: 7.61 EER / 2.5 COP (based on vintage) package terminal HP | 8.90 EER / 2.7 COP (based on vintage) package terminal HP | Measure Definition does not have Energy Impact Qualifiers
272 | D03-102 | DEER2005 | D05 v2.01 | 2014-05-27 15:37 | Any | Mtl | New | Any | CZ12 | Cap-Tons | 47.4 | 30000 | None | 0 | 0 | 0 | 256 | 0.136 | 0 | 0 | 0 | 0 | 256 | 0.136 | 0 |  |  | 1 | Lodging - Motel | New | Sacramento Area | Any | D03-102 | None | H.E. Package Terminal HP > 15k | Standard |  | 9.13 EER / 3.0 COP (based on vintage) package terminal HP | T24 minimum: 7.61 EER / 2.5 COP (based on vintage) package terminal HP | 8.90 EER / 2.7 COP (based on vintage) package terminal HP | Measure Definition does not have Energy Impact Qualifiers
273 | D03-102 | DEER2005 | D05 v2.01 | 2014-05-27 15:37 | Any | Mtl | New | Any | CZ13 | Cap-Tons | 48 | 30000 | None | 0 | 0 | 0 | 301 | 0.155 | 0 | 0 | 0 | 0 | 301 | 0.155 | 0 |  |  | 1 | Lodging - Motel | New | Fresno Area | Any | D03-102 | None | H.E. Package Terminal HP > 15k | Standard |  | 9.13 EER / 3.0 COP (based on vintage) package terminal HP | T24 minimum: 7.61 EER / 2.5 COP (based on vintage) package terminal HP | 8.90 EER / 2.7 COP (based on vintage) package terminal HP | Measure Definition does not have Energy Impact Qualifiers
274 | D03-102 | DEER2005 | D05 v2.01 | 2014-05-27 15:37 | Any | Mtl | New | Any | CZ14 | Cap-Tons | 53 | 30000 | None | 0 | 0 | 0 | 255 | 0.134 | -1.47e-06 | 0 | 0 | 0 | 255 | 0.134 | -1.47e-06 |  |  | 1 | Lodging - Motel | New | Palmdale (China Lake for pre-2014) | Any | D03-102 | None | H.E. Package Terminal HP > 15k | Standard |  | 9.13 EER / 3.0 COP (based on vintage) package terminal HP | T24 minimum: 7.61 EER / 2.5 COP (based on vintage) package terminal HP | 8.90 EER / 2.7 COP (based on vintage) package terminal HP | Measure Definition does not have Energy Impact Qualifiers
275 | D03-102 | DEER2005 | D05 v2.01 | 2014-05-27 15:37 | Any | Mtl | New | Any | CZ15 | Cap-Tons | 55.4 | 30000 | None | 0 | 0 | 0 | 357 | 0.172 | 0 | 0 | 0 | 0 | 357 | 0.172 | 0 |  |  | 1 | Lodging - Motel | New | Palm Springs-Intl (El Centro for pre-2014) | Any | D03-102 | None | H.E. Package Terminal HP > 15k | Standard |  | 9.13 EER / 3.0 COP (based on vintage) package terminal HP | T24 minimum: 7.61 EER / 2.5 COP (based on vintage) package terminal HP | 8.90 EER / 2.7 COP (based on vintage) package terminal HP | Measure Definition does not have Energy Impact Qualifiers
276 | D03-102 | DEER2005 | D05 v2.01 | 2014-05-27 15:37 | Any | Mtl | New | Any | CZ16 | Cap-Tons | 42.2 | 30000 | None | 0 | 0 | 0 | 223 | 0.126 | 0 | 0 | 0 | 0 | 223 | 0.126 | 0 |  |  | 1 | Lodging - Motel | New | Blue Canyon (Mount Shasta for pre-2014) | Any | D03-102 | None | H.E. Package Terminal HP > 15k | Standard |  | 9.13 EER / 3.0 COP (based on vintage) package terminal HP | T24 minimum: 7.61 EER / 2.5 COP (based on vintage) package terminal HP | 8.90 EER / 2.7 COP (based on vintage) package terminal HP | Measure Definition does not have Energy Impact Qualifiers
277 | D03-102 | DEER2005 | D05 v2.01 | 2012-05-16 | PGE | Com | Ex | Any | IOU | Cap-Tons | 157 | 115000 | None | 0 | 0 | 0 | 383 | 0.177 | 0 | 0 | 0 | 0 | 271 | 0.127 | 0 |  |  | 2 | Commercial | Existing | IOU Territory | PG&E | D03-102 | None | H.E. Package Terminal HP > 15k | Standard |  | 9.13 EER / 3.0 COP (based on vintage) package terminal HP | T24 minimum: 7.61 EER / 2.5 COP (based on vintage) package terminal HP | 8.90 EER / 2.7 COP (based on vintage) package terminal HP | Measure Definition does not have Energy Impact Qualifiers
278 | D03-102 | DEER2005 | D05 v2.01 | 2012-05-16 | PGE | Com | New | Any | IOU | Cap-Tons | 122 | 115000 | None | 0 | 0 | 0 | 256 | 0.134 | 1.63e-06 | 0 | 0 | 0 | 256 | 0.134 | 1.63e-06 |  |  | 2 | Commercial | New | IOU Territory | PG&E | D03-102 | None | H.E. Package Terminal HP > 15k | Standard |  | 9.13 EER / 3.0 COP (based on vintage) package terminal HP | T24 minimum: 7.61 EER / 2.5 COP (based on vintage) package terminal HP | 8.90 EER / 2.7 COP (based on vintage) package terminal HP | Measure Definition does not have Energy Impact Qualifiers
279 | D03-102 | DEER2005 | D05 v2.01 | 2012-05-16 | PGE | Htl | Ex | Any | CZ01 | Cap-Tons | 176 | 200000 | None | 0 | 0 | 0 | 295 | 0.142 | 0 | 0 | 0 | 0 | 216 | 0.105 | 0 |  |  | 2 | Lodging - Hotel | Existing | Arcata Area | PG&E | D03-102 | None | H.E. Package Terminal HP > 15k | Standard |  | 9.13 EER / 3.0 COP (based on vintage) package terminal HP | T24 minimum: 7.61 EER / 2.5 COP (based on vintage) package terminal HP | 8.90 EER / 2.7 COP (based on vintage) package terminal HP | Measure Definition does not have Energy Impact Qualifiers
280 | D03-102 | DEER2005 | D05 v2.01 | 2012-05-16 | PGE | Htl | Ex | Any | CZ02 | Cap-Tons | 277 | 200000 | None | 0 | 0 | 0 | 337 | 0.194 | 0 | 0 | 0 | 0 | 246 | 0.143 | 0 |  |  | 2 | Lodging - Hotel | Existing | Santa Rosa Area | PG&E | D03-102 | None | H.E. Package Terminal HP > 15k | Standard |  | 9.13 EER / 3.0 COP (based on vintage) package terminal HP | T24 minimum: 7.61 EER / 2.5 COP (based on vintage) package terminal HP | 8.90 EER / 2.7 COP (based on vintage) package terminal HP | Measure Definition does not have Energy Impact Qualifiers
281 | D03-102 | DEER2005 | D05 v2.01 | 2012-05-16 | PGE | Htl | Ex | Any | CZ03 | Cap-Tons | 235 | 200000 | None | 0 | 0 | 0 | 361 | 0.164 | 0 | 0 | 0 | 0 | 253 | 0.115 | 0 |  |  | 2 | Lodging - Hotel | Existing | Oakland Area | PG&E | D03-102 | None | H.E. Package Terminal HP > 15k | Standard |  | 9.13 EER / 3.0 COP (based on vintage) package terminal HP | T24 minimum: 7.61 EER / 2.5 COP (based on vintage) package terminal HP | 8.90 EER / 2.7 COP (based on vintage) package terminal HP | Measure Definition does not have Energy Impact Qualifiers
282 | D03-102 | DEER2005 | D05 v2.01 | 2012-05-16 | PGE | Htl | Ex | Any | CZ04 | Cap-Tons | 258 | 200000 | None | 0 | 0 | 0 | 382 | 0.186 | 0 | 0 | 0 | 0 | 281 | 0.138 | 0 |  |  | 2 | Lodging - Hotel | Existing | San Jose-Reid (Sunnyvale for pre-2014) | PG&E | D03-102 | None | H.E. Package Terminal HP > 15k | Standard |  | 9.13 EER / 3.0 COP (based on vintage) package terminal HP | T24 minimum: 7.61 EER / 2.5 COP (based on vintage) package terminal HP | 8.90 EER / 2.7 COP (based on vintage) package terminal HP | Measure Definition does not have Energy Impact Qualifiers
283 | D03-102 | DEER2005 | D05 v2.01 | 2012-05-16 | PGE | Htl | Ex | Any | CZ05 | Cap-Tons | 218 | 200000 | None | 0 | 0 | 0 | 358 | 0.168 | 0 | 0 | 0 | 0 | 263 | 0.124 | 0 |  |  | 2 | Lodging - Hotel | Existing | Santa Maria Area | PG&E | D03-102 | None | H.E. Package Terminal HP > 15k | Standard |  | 9.13 EER / 3.0 COP (based on vintage) package terminal HP | T24 minimum: 7.61 EER / 2.5 COP (based on vintage) package terminal HP | 8.90 EER / 2.7 COP (based on vintage) package terminal HP | Measure Definition does not have Energy Impact Qualifiers
284 | D03-102 | DEER2005 | D05 v2.01 | 2012-05-16 | PGE | Htl | Ex | Any | CZ11 | Cap-Tons | 319 | 200000 | None | 0 | 0 | 0 | 430 | 0.21 | 0 | 0 | 0 | 0 | 300 | 0.149 | 0 |  |  | 2 | Lodging - Hotel | Existing | Red Bluff Area | PG&E | D03-102 | None | H.E. Package Terminal HP > 15k | Standard |  | 9.13 EER / 3.0 COP (based on vintage) package terminal HP | T24 minimum: 7.61 EER / 2.5 COP (based on vintage) package terminal HP | 8.90 EER / 2.7 COP (based on vintage) package terminal HP | Measure Definition does not have Energy Impact Qualifiers
285 | D03-102 | DEER2005 | D05 v2.01 | 2012-05-16 | PGE | Htl | Ex | Any | CZ12 | Cap-Tons | 300 | 200000 | None | 0 | 0 | 0 | 375 | 0.189 | 0 | 0 | 0 | 0 | 269 | 0.137 | 0 |  |  | 2 | Lodging - Hotel | Existing | Sacramento Area | PG&E | D03-102 | None | H.E. Package Terminal HP > 15k | Standard |  | 9.13 EER / 3.0 COP (based on vintage) package terminal HP | T24 minimum: 7.61 EER / 2.5 COP (based on vintage) package terminal HP | 8.90 EER / 2.7 COP (based on vintage) package terminal HP | Measure Definition does not have Energy Impact Qualifiers
286 | D03-102 | DEER2005 | D05 v2.01 | 2012-05-16 | PGE | Htl | Ex | Any | CZ13 | Cap-Tons | 307 | 200000 | None | 0 | 0 | 0 | 506 | 0.235 | 0 | 0 | 0 | 0 | 354 | 0.166 | 0 |  |  | 2 | Lodging - Hotel | Existing | Fresno Area | PG&E | D03-102 | None | H.E. Package Terminal HP > 15k | Standard |  | 9.13 EER / 3.0 COP (based on vintage) package terminal HP | T24 minimum: 7.61 EER / 2.5 COP (based on vintage) package terminal HP | 8.90 EER / 2.7 COP (based on vintage) package terminal HP | Measure Definition does not have Energy Impact Qualifiers
287 | D03-102 | DEER2005 | D05 v2.01 | 2012-05-16 | PGE | Htl | Ex | Any | CZ16 | Cap-Tons | 245 | 200000 | None | 0 | 0 | 0 | 327 | 0.193 | 0 | 0 | 0 | 0 | 234 | 0.141 | 0 |  |  | 2 | Lodging - Hotel | Existing | Blue Canyon (Mount Shasta for pre-2014) | PG&E | D03-102 | None | H.E. Package Terminal HP > 15k | Standard |  | 9.13 EER / 3.0 COP (based on vintage) package terminal HP | T24 minimum: 7.61 EER / 2.5 COP (based on vintage) package terminal HP | 8.90 EER / 2.7 COP (based on vintage) package terminal HP | Measure Definition does not have Energy Impact Qualifiers
288 | D03-102 | DEER2005 | D05 v2.01 | 2012-05-16 | PGE | Htl | Ex | Any | IOU | Cap-Tons | 257 | 200000 | None | 0 | 0 | 0 | 377 | 0.181 | 0 | 0 | 0 | 0 | 269 | 0.13 | 0 |  |  | 2 | Lodging - Hotel | Existing | IOU Territory | PG&E | D03-102 | None | H.E. Package Terminal HP > 15k | Standard |  | 9.13 EER / 3.0 COP (based on vintage) package terminal HP | T24 minimum: 7.61 EER / 2.5 COP (based on vintage) package terminal HP | 8.90 EER / 2.7 COP (based on vintage) package terminal HP | Measure Definition does not have Energy Impact Qualifiers
289 | D03-102 | DEER2005 | D05 v2.01 | 2012-05-16 | PGE | Htl | New | Any | IOU | Cap-Tons | 203 | 200000 | None | 0 | 0 | 0 | 267 | 0.141 | 3.35e-06 | 0 | 0 | 0 | 267 | 0.141 | 3.35e-06 |  |  | 2 | Lodging - Hotel | New | IOU Territory | PG&E | D03-102 | None | H.E. Package Terminal HP > 15k | Standard |  | 9.13 EER / 3.0 COP (based on vintage) package terminal HP | T24 minimum: 7.61 EER / 2.5 COP (based on vintage) package terminal HP | 8.90 EER / 2.7 COP (based on vintage) package terminal HP | Measure Definition does not have Energy Impact Qualifiers
290 | D03-102 | DEER2005 | D05 v2.01 | 2012-05-16 | PGE | Mtl | Ex | Any | CZ01 | Cap-Tons | 39.6 | 30000 | None | 0 | 0 | 0 | 346 | 0.127 | 0 | 0 | 0 | 0 | 249 | 0.0952 | 0 |  |  | 2 | Lodging - Motel | Existing | Arcata Area | PG&E | D03-102 | None | H.E. Package Terminal HP > 15k | Standard |  | 9.13 EER / 3.0 COP (based on vintage) package terminal HP | T24 minimum: 7.61 EER / 2.5 COP (based on vintage) package terminal HP | 8.90 EER / 2.7 COP (based on vintage) package terminal HP | Measure Definition does not have Energy Impact Qualifiers
291 | D03-102 | DEER2005 | D05 v2.01 | 2012-05-16 | PGE | Mtl | Ex | Any | CZ02 | Cap-Tons | 62.2 | 30000 | None | 0 | 0 | 0 | 361 | 0.182 | 0 | 0 | 0 | 0 | 261 | 0.134 | 0 |  |  | 2 | Lodging - Motel | Existing | Santa Rosa Area | PG&E | D03-102 | None | H.E. Package Terminal HP > 15k | Standard |  | 9.13 EER / 3.0 COP (based on vintage) package terminal HP | T24 minimum: 7.61 EER / 2.5 COP (based on vintage) package terminal HP | 8.90 EER / 2.7 COP (based on vintage) package terminal HP | Measure Definition does not have Energy Impact Qualifiers
292 | D03-102 | DEER2005 | D05 v2.01 | 2012-05-16 | PGE | Mtl | Ex | Any | CZ03 | Cap-Tons | 52.1 | 30000 | None | 0 | 0 | 0 | 379 | 0.158 | 0 | 0 | 0 | 0 | 262 | 0.111 | 0 |  |  | 2 | Lodging - Motel | Existing | Oakland Area | PG&E | D03-102 | None | H.E. Package Terminal HP > 15k | Standard |  | 9.13 EER / 3.0 COP (based on vintage) package terminal HP | T24 minimum: 7.61 EER / 2.5 COP (based on vintage) package terminal HP | 8.90 EER / 2.7 COP (based on vintage) package terminal HP | Measure Definition does not have Energy Impact Qualifiers
293 | D03-102 | DEER2005 | D05 v2.01 | 2012-05-16 | PGE | Mtl | Ex | Any | CZ04 | Cap-Tons | 57.1 | 30000 | None | 0 | 0 | 0 | 384 | 0.179 | 0 | 0 | 0 | 0 | 281 | 0.132 | 0 |  |  | 2 | Lodging - Motel | Existing | San Jose-Reid (Sunnyvale for pre-2014) | PG&E | D03-102 | None | H.E. Package Terminal HP > 15k | Standard |  | 9.13 EER / 3.0 COP (based on vintage) package terminal HP | T24 minimum: 7.61 EER / 2.5 COP (based on vintage) package terminal HP | 8.90 EER / 2.7 COP (based on vintage) package terminal HP | Measure Definition does not have Energy Impact Qualifiers
294 | D03-102 | DEER2005 | D05 v2.01 | 2012-05-16 | PGE | Mtl | Ex | Any | CZ05 | Cap-Tons | 50 | 30000 | None | 0 | 0 | 0 | 356 | 0.155 | 0 | 0 | 0 | 0 | 260 | 0.114 | 0 |  |  | 2 | Lodging - Motel | Existing | Santa Maria Area | PG&E | D03-102 | None | H.E. Package Terminal HP > 15k | Standard |  | 9.13 EER / 3.0 COP (based on vintage) package terminal HP | T24 minimum: 7.61 EER / 2.5 COP (based on vintage) package terminal HP | 8.90 EER / 2.7 COP (based on vintage) package terminal HP | Measure Definition does not have Energy Impact Qualifiers
295 | D03-102 | DEER2005 | D05 v2.01 | 2012-05-16 | PGE | Mtl | Ex | Any | CZ11 | Cap-Tons | 70.2 | 30000 | None | 0 | 0 | 0 | 430 | 0.208 | 0 | 0 | 0 | 0 | 298 | 0.147 | 0 |  |  | 2 | Lodging - Motel | Existing | Red Bluff Area | PG&E | D03-102 | None | H.E. Package Terminal HP > 15k | Standard |  | 9.13 EER / 3.0 COP (based on vintage) package terminal HP | T24 minimum: 7.61 EER / 2.5 COP (based on vintage) package terminal HP | 8.90 EER / 2.7 COP (based on vintage) package terminal HP | Measure Definition does not have Energy Impact Qualifiers
296 | D03-102 | DEER2005 | D05 v2.01 | 2012-05-16 | PGE | Mtl | Ex | Any | CZ12 | Cap-Tons | 66 | 30000 | None | 0 | 0 | 0 | 386 | 0.185 | 0 | 0 | 0 | 0 | 275 | 0.134 | 0 |  |  | 2 | Lodging - Motel | Existing | Sacramento Area | PG&E | D03-102 | None | H.E. Package Terminal HP > 15k | Standard |  | 9.13 EER / 3.0 COP (based on vintage) package terminal HP | T24 minimum: 7.61 EER / 2.5 COP (based on vintage) package terminal HP | 8.90 EER / 2.7 COP (based on vintage) package terminal HP | Measure Definition does not have Energy Impact Qualifiers
297 | D03-102 | DEER2005 | D05 v2.01 | 2012-05-16 | PGE | Mtl | Ex | Any | CZ13 | Cap-Tons | 67.8 | 30000 | None | 0 | 0 | 0 | 481 | 0.231 | 0 | 0 | 0 | 0 | 334 | 0.163 | 0 |  |  | 2 | Lodging - Motel | Existing | Fresno Area | PG&E | D03-102 | None | H.E. Package Terminal HP > 15k | Standard |  | 9.13 EER / 3.0 COP (based on vintage) package terminal HP | T24 minimum: 7.61 EER / 2.5 COP (based on vintage) package terminal HP | 8.90 EER / 2.7 COP (based on vintage) package terminal HP | Measure Definition does not have Energy Impact Qualifiers
298 | D03-102 | DEER2005 | D05 v2.01 | 2012-05-16 | PGE | Mtl | Ex | Any | CZ16 | Cap-Tons | 59.1 | 30000 | None | 0 | 0 | 0 | 343 | 0.175 | 0 | 0 | 0 | 0 | 243 | 0.128 | 0 |  |  | 2 | Lodging - Motel | Existing | Blue Canyon (Mount Shasta for pre-2014) | PG&E | D03-102 | None | H.E. Package Terminal HP > 15k | Standard |  | 9.13 EER / 3.0 COP (based on vintage) package terminal HP | T24 minimum: 7.61 EER / 2.5 COP (based on vintage) package terminal HP | 8.90 EER / 2.7 COP (based on vintage) package terminal HP | Measure Definition does not have Energy Impact Qualifiers
299 | D03-102 | DEER2005 | D05 v2.01 | 2012-05-16 | PGE | Mtl | Ex | Any | IOU | Cap-Tons | 57.2 | 30000 | None | 0 | 0 | 0 | 388 | 0.174 | 0 | 0 | 0 | 0 | 273 | 0.125 | 0 |  |  | 2 | Lodging - Motel | Existing | IOU Territory | PG&E | D03-102 | None | H.E. Package Terminal HP > 15k | Standard |  | 9.13 EER / 3.0 COP (based on vintage) package terminal HP | T24 minimum: 7.61 EER / 2.5 COP (based on vintage) package terminal HP | 8.90 EER / 2.7 COP (based on vintage) package terminal HP | Measure Definition does not have Energy Impact Qualifiers
300 | D03-102 | DEER2005 | D05 v2.01 | 2012-05-16 | PGE | Mtl | New | Any | IOU | Cap-Tons | 42.1 | 30000 | None | 0 | 0 | 0 | 245 | 0.128 | -8.73e-08 | 0 | 0 | 0 | 245 | 0.128 | -8.73e-08 |  |  | 2 | Lodging - Motel | New | IOU Territory | PG&E | D03-102 | None | H.E. Package Terminal HP > 15k | Standard |  | 9.13 EER / 3.0 COP (based on vintage) package terminal HP | T24 minimum: 7.61 EER / 2.5 COP (based on vintage) package terminal HP | 8.90 EER / 2.7 COP (based on vintage) package terminal HP | Measure Definition does not have Energy Impact Qualifiers
301 | D03-102 | DEER2005 | D05 v2.01 | 2012-05-16 | SCE | Com | Ex | Any | IOU | Cap-Tons | 168 | 115000 | None | 0 | 0 | 0 | 403 | 0.173 | 0 | 0 | 0 | 0 | 315 | 0.136 | 0 |  |  | 2 | Commercial | Existing | IOU Territory | SCE | D03-102 | None | H.E. Package Terminal HP > 15k | Standard |  | 9.13 EER / 3.0 COP (based on vintage) package terminal HP | T24 minimum: 7.61 EER / 2.5 COP (based on vintage) package terminal HP | 8.90 EER / 2.7 COP (based on vintage) package terminal HP | Measure Definition does not have Energy Impact Qualifiers
302 | D03-102 | DEER2005 | D05 v2.01 | 2012-05-16 | SCE | Com | New | Any | IOU | Cap-Tons | 137 | 115000 | None | 0 | 0 | 0 | 323 | 0.147 | 2.16e-07 | 0 | 0 | 0 | 323 | 0.147 | 2.16e-07 |  |  | 2 | Commercial | New | IOU Territory | SCE | D03-102 | None | H.E. Package Terminal HP > 15k | Standard |  | 9.13 EER / 3.0 COP (based on vintage) package terminal HP | T24 minimum: 7.61 EER / 2.5 COP (based on vintage) package terminal HP | 8.90 EER / 2.7 COP (based on vintage) package terminal HP | Measure Definition does not have Energy Impact Qualifiers
303 | D03-102 | DEER2005 | D05 v2.01 | 2012-05-16 | SCE | Htl | Ex | Any | CZ05 | Cap-Tons | 220 | 200000 | None | 0 | 0 | 0 | 360 | 0.169 | 0 | 0 | 0 | 0 | 273 | 0.128 | 0 |  |  | 2 | Lodging - Hotel | Existing | Santa Maria Area | SCE | D03-102 | None | H.E. Package Terminal HP > 15k | Standard |  | 9.13 EER / 3.0 COP (based on vintage) package terminal HP | T24 minimum: 7.61 EER / 2.5 COP (based on vintage) package terminal HP | 8.90 EER / 2.7 COP (based on vintage) package terminal HP | Measure Definition does not have Energy Impact Qualifiers
304 | D03-102 | DEER2005 | D05 v2.01 | 2012-05-16 | SCE | Htl | Ex | Any | CZ06 | Cap-Tons | 270 | 200000 | None | 0 | 0 | 0 | 381 | 0.137 | 0 | 0 | 0 | 0 | 291 | 0.105 | 0 |  |  | 2 | Lodging - Hotel | Existing | Torrance (Los Angeles for pre-2014) | SCE | D03-102 | None | H.E. Package Terminal HP > 15k | Standard |  | 9.13 EER / 3.0 COP (based on vintage) package terminal HP | T24 minimum: 7.61 EER / 2.5 COP (based on vintage) package terminal HP | 8.90 EER / 2.7 COP (based on vintage) package terminal HP | Measure Definition does not have Energy Impact Qualifiers
305 | D03-102 | DEER2005 | D05 v2.01 | 2012-05-16 | SCE | Htl | Ex | Any | CZ08 | Cap-Tons | 244 | 200000 | None | 0 | 0 | 0 | 467 | 0.201 | 0 | 0 | 0 | 0 | 357 | 0.154 | 0 |  |  | 2 | Lodging - Hotel | Existing | Fullerton (El Toro for pre-2014) | SCE | D03-102 | None | H.E. Package Terminal HP > 15k | Standard |  | 9.13 EER / 3.0 COP (based on vintage) package terminal HP | T24 minimum: 7.61 EER / 2.5 COP (based on vintage) package terminal HP | 8.90 EER / 2.7 COP (based on vintage) package terminal HP | Measure Definition does not have Energy Impact Qualifiers
306 | D03-102 | DEER2005 | D05 v2.01 | 2012-05-16 | SCE | Htl | Ex | Any | CZ09 | Cap-Tons | 274 | 200000 | None | 0 | 0 | 0 | 445 | 0.21 | 0 | 0 | 0 | 0 | 342 | 0.162 | 0 |  |  | 2 | Lodging - Hotel | Existing | Burbank-Glendale (Pasadena for pre-2014) | SCE | D03-102 | None | H.E. Package Terminal HP > 15k | Standard |  | 9.13 EER / 3.0 COP (based on vintage) package terminal HP | T24 minimum: 7.61 EER / 2.5 COP (based on vintage) package terminal HP | 8.90 EER / 2.7 COP (based on vintage) package terminal HP | Measure Definition does not have Energy Impact Qualifiers
307 | D03-102 | DEER2005 | D05 v2.01 | 2012-05-16 | SCE | Htl | Ex | Any | CZ10 | Cap-Tons | 296 | 200000 | None | 0 | 0 | 0 | 352 | 0.172 | 0 | 0 | 0 | 0 | 300 | 0.147 | 0 |  |  | 2 | Lodging - Hotel | Existing | Riverside | SCE | D03-102 | None | H.E. Package Terminal HP > 15k | Standard |  | 9.13 EER / 3.0 COP (based on vintage) package terminal HP | T24 minimum: 7.61 EER / 2.5 COP (based on vintage) package terminal HP | 8.90 EER / 2.7 COP (based on vintage) package terminal HP | Measure Definition does not have Energy Impact Qualifiers
308 | D03-102 | DEER2005 | D05 v2.01 | 2012-05-16 | SCE | Htl | Ex | Any | CZ13 | Cap-Tons | 301 | 200000 | None | 0 | 0 | 0 | 429 | 0.2 | 0 | 0 | 0 | 0 | 333 | 0.156 | 0 |  |  | 2 | Lodging - Hotel | Existing | Fresno Area | SCE | D03-102 | None | H.E. Package Terminal HP > 15k | Standard |  | 9.13 EER / 3.0 COP (based on vintage) package terminal HP | T24 minimum: 7.61 EER / 2.5 COP (based on vintage) package terminal HP | 8.90 EER / 2.7 COP (based on vintage) package terminal HP | Measure Definition does not have Energy Impact Qualifiers
309 | D03-102 | DEER2005 | D05 v2.01 | 2012-05-16 | SCE | Htl | Ex | Any | CZ14 | Cap-Tons | 319 | 200000 | None | 0 | 0 | 0 | 360 | 0.169 | 0 | 0 | 0 | 0 | 296 | 0.139 | 0 |  |  | 2 | Lodging - Hotel | Existing | Palmdale (China Lake for pre-2014) | SCE | D03-102 | None | H.E. Package Terminal HP > 15k | Standard |  | 9.13 EER / 3.0 COP (based on vintage) package terminal HP | T24 minimum: 7.61 EER / 2.5 COP (based on vintage) package terminal HP | 8.90 EER / 2.7 COP (based on vintage) package terminal HP | Measure Definition does not have Energy Impact Qualifiers
310 | D03-102 | DEER2005 | D05 v2.01 | 2012-05-16 | SCE | Htl | Ex | Any | CZ15 | Cap-Tons | 320 | 200000 | None | 0 | 0 | 0 | 508 | 0.193 | 0 | 0 | 0 | 0 | 435 | 0.165 | 0 |  |  | 2 | Lodging - Hotel | Existing | Palm Springs-Intl (El Centro for pre-2014) | SCE | D03-102 | None | H.E. Package Terminal HP > 15k | Standard |  | 9.13 EER / 3.0 COP (based on vintage) package terminal HP | T24 minimum: 7.61 EER / 2.5 COP (based on vintage) package terminal HP | 8.90 EER / 2.7 COP (based on vintage) package terminal HP | Measure Definition does not have Energy Impact Qualifiers
311 | D03-102 | DEER2005 | D05 v2.01 | 2012-05-16 | SCE | Htl | Ex | Any | CZ16 | Cap-Tons | 243 | 200000 | None | 0 | 0 | 0 | 308 | 0.182 | 0 | 0 | 0 | 0 | 239 | 0.144 | 0 |  |  | 2 | Lodging - Hotel | Existing | Blue Canyon (Mount Shasta for pre-2014) | SCE | D03-102 | None | H.E. Package Terminal HP > 15k | Standard |  | 9.13 EER / 3.0 COP (based on vintage) package terminal HP | T24 minimum: 7.61 EER / 2.5 COP (based on vintage) package terminal HP | 8.90 EER / 2.7 COP (based on vintage) package terminal HP | Measure Definition does not have Energy Impact Qualifiers
312 | D03-102 | DEER2005 | D05 v2.01 | 2012-05-16 | SCE | Htl | Ex | Any | IOU | Cap-Tons | 274 | 200000 | None | 0 | 0 | 0 | 424 | 0.176 | 0 | 0 | 0 | 0 | 333 | 0.138 | 0 |  |  | 2 | Lodging - Hotel | Existing | IOU Territory | SCE | D03-102 | None | H.E. Package Terminal HP > 15k | Standard |  | 9.13 EER / 3.0 COP (based on vintage) package terminal HP | T24 minimum: 7.61 EER / 2.5 COP (based on vintage) package terminal HP | 8.90 EER / 2.7 COP (based on vintage) package terminal HP | Measure Definition does not have Energy Impact Qualifiers
313 | D03-102 | DEER2005 | D05 v2.01 | 2012-05-16 | SCE | Htl | New | Any | IOU | Cap-Tons | 226 | 200000 | None | 0 | 0 | 0 | 359 | 0.154 | 0 | 0 | 0 | 0 | 359 | 0.154 | 0 |  |  | 2 | Lodging - Hotel | New | IOU Territory | SCE | D03-102 | None | H.E. Package Terminal HP > 15k | Standard |  | 9.13 EER / 3.0 COP (based on vintage) package terminal HP | T24 minimum: 7.61 EER / 2.5 COP (based on vintage) package terminal HP | 8.90 EER / 2.7 COP (based on vintage) package terminal HP | Measure Definition does not have Energy Impact Qualifiers
314 | D03-102 | DEER2005 | D05 v2.01 | 2012-05-16 | SCE | Mtl | Ex | Any | CZ05 | Cap-Tons | 50.5 | 30000 | None | 0 | 0 | 0 | 360 | 0.156 | 0 | 0 | 0 | 0 | 272 | 0.119 | 0 |  |  | 2 | Lodging - Motel | Existing | Santa Maria Area | SCE | D03-102 | None | H.E. Package Terminal HP > 15k | Standard |  | 9.13 EER / 3.0 COP (based on vintage) package terminal HP | T24 minimum: 7.61 EER / 2.5 COP (based on vintage) package terminal HP | 8.90 EER / 2.7 COP (based on vintage) package terminal HP | Measure Definition does not have Energy Impact Qualifiers
315 | D03-102 | DEER2005 | D05 v2.01 | 2012-05-16 | SCE | Mtl | Ex | Any | CZ06 | Cap-Tons | 60.8 | 30000 | None | 0 | 0 | 0 | 344 | 0.129 | 0 | 0 | 0 | 0 | 262 | 0.0987 | 0 |  |  | 2 | Lodging - Motel | Existing | Torrance (Los Angeles for pre-2014) | SCE | D03-102 | None | H.E. Package Terminal HP > 15k | Standard |  | 9.13 EER / 3.0 COP (based on vintage) package terminal HP | T24 minimum: 7.61 EER / 2.5 COP (based on vintage) package terminal HP | 8.90 EER / 2.7 COP (based on vintage) package terminal HP | Measure Definition does not have Energy Impact Qualifiers
316 | D03-102 | DEER2005 | D05 v2.01 | 2012-05-16 | SCE | Mtl | Ex | Any | CZ08 | Cap-Tons | 55.5 | 30000 | None | 0 | 0 | 0 | 425 | 0.197 | 0 | 0 | 0 | 0 | 323 | 0.15 | 0 |  |  | 2 | Lodging - Motel | Existing | Fullerton (El Toro for pre-2014) | SCE | D03-102 | None | H.E. Package Terminal HP > 15k | Standard |  | 9.13 EER / 3.0 COP (based on vintage) package terminal HP | T24 minimum: 7.61 EER / 2.5 COP (based on vintage) package terminal HP | 8.90 EER / 2.7 COP (based on vintage) package terminal HP | Measure Definition does not have Energy Impact Qualifiers
317 | D03-102 | DEER2005 | D05 v2.01 | 2012-05-16 | SCE | Mtl | Ex | Any | CZ09 | Cap-Tons | 60.6 | 30000 | None | 0 | 0 | 0 | 411 | 0.206 | 0 | 0 | 0 | 0 | 314 | 0.158 | 0 |  |  | 2 | Lodging - Motel | Existing | Burbank-Glendale (Pasadena for pre-2014) | SCE | D03-102 | None | H.E. Package Terminal HP > 15k | Standard |  | 9.13 EER / 3.0 COP (based on vintage) package terminal HP | T24 minimum: 7.61 EER / 2.5 COP (based on vintage) package terminal HP | 8.90 EER / 2.7 COP (based on vintage) package terminal HP | Measure Definition does not have Energy Impact Qualifiers
318 | D03-102 | DEER2005 | D05 v2.01 | 2012-05-16 | SCE | Mtl | Ex | Any | CZ10 | Cap-Tons | 64.6 | 30000 | None | 0 | 0 | 0 | 333 | 0.165 | 0 | 0 | 0 | 0 | 283 | 0.141 | 0 |  |  | 2 | Lodging - Motel | Existing | Riverside | SCE | D03-102 | None | H.E. Package Terminal HP > 15k | Standard |  | 9.13 EER / 3.0 COP (based on vintage) package terminal HP | T24 minimum: 7.61 EER / 2.5 COP (based on vintage) package terminal HP | 8.90 EER / 2.7 COP (based on vintage) package terminal HP | Measure Definition does not have Energy Impact Qualifiers
319 | D03-102 | DEER2005 | D05 v2.01 | 2012-05-16 | SCE | Mtl | Ex | Any | CZ13 | Cap-Tons | 66.6 | 30000 | None | 0 | 0 | 0 | 408 | 0.196 | 0 | 0 | 0 | 0 | 314 | 0.152 | 0 |  |  | 2 | Lodging - Motel | Existing | Fresno Area | SCE | D03-102 | None | H.E. Package Terminal HP > 15k | Standard |  | 9.13 EER / 3.0 COP (based on vintage) package terminal HP | T24 minimum: 7.61 EER / 2.5 COP (based on vintage) package terminal HP | 8.90 EER / 2.7 COP (based on vintage) package terminal HP | Measure Definition does not have Energy Impact Qualifiers
320 | D03-102 | DEER2005 | D05 v2.01 | 2012-05-16 | SCE | Mtl | Ex | Any | CZ14 | Cap-Tons | 71 | 30000 | None | 0 | 0 | 0 | 343 | 0.163 | 0 | 0 | 0 | 0 | 281 | 0.134 | 0 |  |  | 2 | Lodging - Motel | Existing | Palmdale (China Lake for pre-2014) | SCE | D03-102 | None | H.E. Package Terminal HP > 15k | Standard |  | 9.13 EER / 3.0 COP (based on vintage) package terminal HP | T24 minimum: 7.61 EER / 2.5 COP (based on vintage) package terminal HP | 8.90 EER / 2.7 COP (based on vintage) package terminal HP | Measure Definition does not have Energy Impact Qualifiers
321 | D03-102 | DEER2005 | D05 v2.01 | 2012-05-16 | SCE | Mtl | Ex | Any | CZ15 | Cap-Tons | 73.5 | 30000 | None | 0 | 0 | 0 | 408 | 0.186 | 0 | 0 | 0 | 0 | 349 | 0.159 | 0 |  |  | 2 | Lodging - Motel | Existing | Palm Springs-Intl (El Centro for pre-2014) | SCE | D03-102 | None | H.E. Package Terminal HP > 15k | Standard |  | 9.13 EER / 3.0 COP (based on vintage) package terminal HP | T24 minimum: 7.61 EER / 2.5 COP (based on vintage) package terminal HP | 8.90 EER / 2.7 COP (based on vintage) package terminal HP | Measure Definition does not have Energy Impact Qualifiers
322 | D03-102 | DEER2005 | D05 v2.01 | 2012-05-16 | SCE | Mtl | Ex | Any | CZ16 | Cap-Tons | 58.5 | 30000 | None | 0 | 0 | 0 | 323 | 0.166 | 0 | 0 | 0 | 0 | 250 | 0.131 | 0 |  |  | 2 | Lodging - Motel | Existing | Blue Canyon (Mount Shasta for pre-2014) | SCE | D03-102 | None | H.E. Package Terminal HP > 15k | Standard |  | 9.13 EER / 3.0 COP (based on vintage) package terminal HP | T24 minimum: 7.61 EER / 2.5 COP (based on vintage) package terminal HP | 8.90 EER / 2.7 COP (based on vintage) package terminal HP | Measure Definition does not have Energy Impact Qualifiers
323 | D03-102 | DEER2005 | D05 v2.01 | 2012-05-16 | SCE | Mtl | Ex | Any | IOU | Cap-Tons | 61.8 | 30000 | None | 0 | 0 | 0 | 381 | 0.169 | 0 | 0 | 0 | 0 | 298 | 0.133 | 0 |  |  | 2 | Lodging - Motel | Existing | IOU Territory | SCE | D03-102 | None | H.E. Package Terminal HP > 15k | Standard |  | 9.13 EER / 3.0 COP (based on vintage) package terminal HP | T24 minimum: 7.61 EER / 2.5 COP (based on vintage) package terminal HP | 8.90 EER / 2.7 COP (based on vintage) package terminal HP | Measure Definition does not have Energy Impact Qualifiers
324 | D03-102 | DEER2005 | D05 v2.01 | 2012-05-16 | SCE | Mtl | New | Any | IOU | Cap-Tons | 48.7 | 30000 | None | 0 | 0 | 0 | 287 | 0.139 | 4.31e-07 | 0 | 0 | 0 | 287 | 0.139 | 4.31e-07 |  |  | 2 | Lodging - Motel | New | IOU Territory | SCE | D03-102 | None | H.E. Package Terminal HP > 15k | Standard |  | 9.13 EER / 3.0 COP (based on vintage) package terminal HP | T24 minimum: 7.61 EER / 2.5 COP (based on vintage) package terminal HP | 8.90 EER / 2.7 COP (based on vintage) package terminal HP | Measure Definition does not have Energy Impact Qualifiers
325 | D03-102 | DEER2005 | D05 v2.01 | 2012-05-16 | SCG | Com | Ex | Any | IOU | Cap-Tons | 167 | 115000 | None | 0 | 0 | 0 | 419 | 0.184 | 0 | 0 | 0 | 0 | 321 | 0.141 | 0 |  |  | 2 | Commercial | Existing | IOU Territory | SCG | D03-102 | None | H.E. Package Terminal HP > 15k | Standard |  | 9.13 EER / 3.0 COP (based on vintage) package terminal HP | T24 minimum: 7.61 EER / 2.5 COP (based on vintage) package terminal HP | 8.90 EER / 2.7 COP (based on vintage) package terminal HP | Measure Definition does not have Energy Impact Qualifiers
326 | D03-102 | DEER2005 | D05 v2.01 | 2012-05-16 | SCG | Com | New | Any | IOU | Cap-Tons | 134 | 115000 | None | 0 | 0 | 0 | 322 | 0.148 | 4.89e-07 | 0 | 0 | 0 | 322 | 0.148 | 4.89e-07 |  |  | 2 | Commercial | New | IOU Territory | SCG | D03-102 | None | H.E. Package Terminal HP > 15k | Standard |  | 9.13 EER / 3.0 COP (based on vintage) package terminal HP | T24 minimum: 7.61 EER / 2.5 COP (based on vintage) package terminal HP | 8.90 EER / 2.7 COP (based on vintage) package terminal HP | Measure Definition does not have Energy Impact Qualifiers
327 | D03-102 | DEER2005 | D05 v2.01 | 2012-05-16 | SCG | Htl | Ex | Any | CZ05 | Cap-Tons | 220 | 200000 | None | 0 | 0 | 0 | 360 | 0.169 | 0 | 0 | 0 | 0 | 273 | 0.128 | 0 |  |  | 2 | Lodging - Hotel | Existing | Santa Maria Area | SCG | D03-102 | None | H.E. Package Terminal HP > 15k | Standard |  | 9.13 EER / 3.0 COP (based on vintage) package terminal HP | T24 minimum: 7.61 EER / 2.5 COP (based on vintage) package terminal HP | 8.90 EER / 2.7 COP (based on vintage) package terminal HP | Measure Definition does not have Energy Impact Qualifiers
328 | D03-102 | DEER2005 | D05 v2.01 | 2012-05-16 | SCG | Htl | Ex | Any | CZ06 | Cap-Tons | 270 | 200000 | None | 0 | 0 | 0 | 385 | 0.138 | 0 | 0 | 0 | 0 | 292 | 0.105 | 0 |  |  | 2 | Lodging - Hotel | Existing | Torrance (Los Angeles for pre-2014) | SCG | D03-102 | None | H.E. Package Terminal HP > 15k | Standard |  | 9.13 EER / 3.0 COP (based on vintage) package terminal HP | T24 minimum: 7.61 EER / 2.5 COP (based on vintage) package terminal HP | 8.90 EER / 2.7 COP (based on vintage) package terminal HP | Measure Definition does not have Energy Impact Qualifiers
329 | D03-102 | DEER2005 | D05 v2.01 | 2012-05-16 | SCG | Htl | Ex | Any | CZ08 | Cap-Tons | 244 | 200000 | None | 0 | 0 | 0 | 478 | 0.206 | 0 | 0 | 0 | 0 | 360 | 0.155 | 0 |  |  | 2 | Lodging - Hotel | Existing | Fullerton (El Toro for pre-2014) | SCG | D03-102 | None | H.E. Package Terminal HP > 15k | Standard |  | 9.13 EER / 3.0 COP (based on vintage) package terminal HP | T24 minimum: 7.61 EER / 2.5 COP (based on vintage) package terminal HP | 8.90 EER / 2.7 COP (based on vintage) package terminal HP | Measure Definition does not have Energy Impact Qualifiers
330 | D03-102 | DEER2005 | D05 v2.01 | 2012-05-16 | SCG | Htl | Ex | Any | CZ09 | Cap-Tons | 275 | 200000 | None | 0 | 0 | 0 | 470 | 0.221 | 0 | 0 | 0 | 0 | 349 | 0.165 | 0 |  |  | 2 | Lodging - Hotel | Existing | Burbank-Glendale (Pasadena for pre-2014) | SCG | D03-102 | None | H.E. Package Terminal HP > 15k | Standard |  | 9.13 EER / 3.0 COP (based on vintage) package terminal HP | T24 minimum: 7.61 EER / 2.5 COP (based on vintage) package terminal HP | 8.90 EER / 2.7 COP (based on vintage) package terminal HP | Measure Definition does not have Energy Impact Qualifiers
331 | D03-102 | DEER2005 | D05 v2.01 | 2012-05-16 | SCG | Htl | Ex | Any | CZ10 | Cap-Tons | 296 | 200000 | None | 0 | 0 | 0 | 352 | 0.172 | 0 | 0 | 0 | 0 | 300 | 0.147 | 0 |  |  | 2 | Lodging - Hotel | Existing | Riverside | SCG | D03-102 | None | H.E. Package Terminal HP > 15k | Standard |  | 9.13 EER / 3.0 COP (based on vintage) package terminal HP | T24 minimum: 7.61 EER / 2.5 COP (based on vintage) package terminal HP | 8.90 EER / 2.7 COP (based on vintage) package terminal HP | Measure Definition does not have Energy Impact Qualifiers
332 | D03-102 | DEER2005 | D05 v2.01 | 2012-05-16 | SCG | Htl | Ex | Any | CZ13 | Cap-Tons | 301 | 200000 | None | 0 | 0 | 0 | 429 | 0.2 | 0 | 0 | 0 | 0 | 333 | 0.156 | 0 |  |  | 2 | Lodging - Hotel | Existing | Fresno Area | SCG | D03-102 | None | H.E. Package Terminal HP > 15k | Standard |  | 9.13 EER / 3.0 COP (based on vintage) package terminal HP | T24 minimum: 7.61 EER / 2.5 COP (based on vintage) package terminal HP | 8.90 EER / 2.7 COP (based on vintage) package terminal HP | Measure Definition does not have Energy Impact Qualifiers
333 | D03-102 | DEER2005 | D05 v2.01 | 2012-05-16 | SCG | Htl | Ex | Any | CZ14 | Cap-Tons | 319 | 200000 | None | 0 | 0 | 0 | 360 | 0.169 | 0 | 0 | 0 | 0 | 296 | 0.139 | 0 |  |  | 2 | Lodging - Hotel | Existing | Palmdale (China Lake for pre-2014) | SCG | D03-102 | None | H.E. Package Terminal HP > 15k | Standard |  | 9.13 EER / 3.0 COP (based on vintage) package terminal HP | T24 minimum: 7.61 EER / 2.5 COP (based on vintage) package terminal HP | 8.90 EER / 2.7 COP (based on vintage) package terminal HP | Measure Definition does not have Energy Impact Qualifiers
334 | D03-102 | DEER2005 | D05 v2.01 | 2012-05-16 | SCG | Htl | Ex | Any | CZ15 | Cap-Tons | 320 | 200000 | None | 0 | 0 | 0 | 508 | 0.193 | 0 | 0 | 0 | 0 | 435 | 0.165 | 0 |  |  | 2 | Lodging - Hotel | Existing | Palm Springs-Intl (El Centro for pre-2014) | SCG | D03-102 | None | H.E. Package Terminal HP > 15k | Standard |  | 9.13 EER / 3.0 COP (based on vintage) package terminal HP | T24 minimum: 7.61 EER / 2.5 COP (based on vintage) package terminal HP | 8.90 EER / 2.7 COP (based on vintage) package terminal HP | Measure Definition does not have Energy Impact Qualifiers
335 | D03-102 | DEER2005 | D05 v2.01 | 2012-05-16 | SCG | Htl | Ex | Any | CZ16 | Cap-Tons | 243 | 200000 | None | 0 | 0 | 0 | 308 | 0.182 | 0 | 0 | 0 | 0 | 239 | 0.144 | 0 |  |  | 2 | Lodging - Hotel | Existing | Blue Canyon (Mount Shasta for pre-2014) | SCG | D03-102 | None | H.E. Package Terminal HP > 15k | Standard |  | 9.13 EER / 3.0 COP (based on vintage) package terminal HP | T24 minimum: 7.61 EER / 2.5 COP (based on vintage) package terminal HP | 8.90 EER / 2.7 COP (based on vintage) package terminal HP | Measure Definition does not have Energy Impact Qualifiers
336 | D03-102 | DEER2005 | D05 v2.01 | 2012-05-16 | SCG | Htl | Ex | Any | IOU | Cap-Tons | 273 | 200000 | None | 0 | 0 | 0 | 440 | 0.187 | 0 | 0 | 0 | 0 | 338 | 0.144 | 0 |  |  | 2 | Lodging - Hotel | Existing | IOU Territory | SCG | D03-102 | None | H.E. Package Terminal HP > 15k | Standard |  | 9.13 EER / 3.0 COP (based on vintage) package terminal HP | T24 minimum: 7.61 EER / 2.5 COP (based on vintage) package terminal HP | 8.90 EER / 2.7 COP (based on vintage) package terminal HP | Measure Definition does not have Energy Impact Qualifiers
337 | D03-102 | DEER2005 | D05 v2.01 | 2012-05-16 | SCG | Htl | New | Any | IOU | Cap-Tons | 221 | 200000 | None | 0 | 0 | 0 | 356 | 0.156 | 0 | 0 | 0 | 0 | 356 | 0.156 | 0 |  |  | 2 | Lodging - Hotel | New | IOU Territory | SCG | D03-102 | None | H.E. Package Terminal HP > 15k | Standard |  | 9.13 EER / 3.0 COP (based on vintage) package terminal HP | T24 minimum: 7.61 EER / 2.5 COP (based on vintage) package terminal HP | 8.90 EER / 2.7 COP (based on vintage) package terminal HP | Measure Definition does not have Energy Impact Qualifiers
338 | D03-102 | DEER2005 | D05 v2.01 | 2012-05-16 | SCG | Mtl | Ex | Any | CZ05 | Cap-Tons | 50.5 | 30000 | None | 0 | 0 | 0 | 360 | 0.156 | 0 | 0 | 0 | 0 | 272 | 0.119 | 0 |  |  | 2 | Lodging - Motel | Existing | Santa Maria Area | SCG | D03-102 | None | H.E. Package Terminal HP > 15k | Standard |  | 9.13 EER / 3.0 COP (based on vintage) package terminal HP | T24 minimum: 7.61 EER / 2.5 COP (based on vintage) package terminal HP | 8.90 EER / 2.7 COP (based on vintage) package terminal HP | Measure Definition does not have Energy Impact Qualifiers
339 | D03-102 | DEER2005 | D05 v2.01 | 2012-05-16 | SCG | Mtl | Ex | Any | CZ06 | Cap-Tons | 60.8 | 30000 | None | 0 | 0 | 0 | 347 | 0.13 | 0 | 0 | 0 | 0 | 262 | 0.0989 | 0 |  |  | 2 | Lodging - Motel | Existing | Torrance (Los Angeles for pre-2014) | SCG | D03-102 | None | H.E. Package Terminal HP > 15k | Standard |  | 9.13 EER / 3.0 COP (based on vintage) package terminal HP | T24 minimum: 7.61 EER / 2.5 COP (based on vintage) package terminal HP | 8.90 EER / 2.7 COP (based on vintage) package terminal HP | Measure Definition does not have Energy Impact Qualifiers
340 | D03-102 | DEER2005 | D05 v2.01 | 2012-05-16 | SCG | Mtl | Ex | Any | CZ08 | Cap-Tons | 55.5 | 30000 | None | 0 | 0 | 0 | 434 | 0.201 | 0 | 0 | 0 | 0 | 326 | 0.151 | 0 |  |  | 2 | Lodging - Motel | Existing | Fullerton (El Toro for pre-2014) | SCG | D03-102 | None | H.E. Package Terminal HP > 15k | Standard |  | 9.13 EER / 3.0 COP (based on vintage) package terminal HP | T24 minimum: 7.61 EER / 2.5 COP (based on vintage) package terminal HP | 8.90 EER / 2.7 COP (based on vintage) package terminal HP | Measure Definition does not have Energy Impact Qualifiers
341 | D03-102 | DEER2005 | D05 v2.01 | 2012-05-16 | SCG | Mtl | Ex | Any | CZ09 | Cap-Tons | 60.8 | 30000 | None | 0 | 0 | 0 | 433 | 0.217 | 0 | 0 | 0 | 0 | 320 | 0.161 | 0 |  |  | 2 | Lodging - Motel | Existing | Burbank-Glendale (Pasadena for pre-2014) | SCG | D03-102 | None | H.E. Package Terminal HP > 15k | Standard |  | 9.13 EER / 3.0 COP (based on vintage) package terminal HP | T24 minimum: 7.61 EER / 2.5 COP (based on vintage) package terminal HP | 8.90 EER / 2.7 COP (based on vintage) package terminal HP | Measure Definition does not have Energy Impact Qualifiers
342 | D03-102 | DEER2005 | D05 v2.01 | 2012-05-16 | SCG | Mtl | Ex | Any | CZ10 | Cap-Tons | 64.6 | 30000 | None | 0 | 0 | 0 | 333 | 0.165 | 0 | 0 | 0 | 0 | 283 | 0.141 | 0 |  |  | 2 | Lodging - Motel | Existing | Riverside | SCG | D03-102 | None | H.E. Package Terminal HP > 15k | Standard |  | 9.13 EER / 3.0 COP (based on vintage) package terminal HP | T24 minimum: 7.61 EER / 2.5 COP (based on vintage) package terminal HP | 8.90 EER / 2.7 COP (based on vintage) package terminal HP | Measure Definition does not have Energy Impact Qualifiers
343 | D03-102 | DEER2005 | D05 v2.01 | 2012-05-16 | SCG | Mtl | Ex | Any | CZ13 | Cap-Tons | 66.6 | 30000 | None | 0 | 0 | 0 | 408 | 0.196 | 0 | 0 | 0 | 0 | 314 | 0.152 | 0 |  |  | 2 | Lodging - Motel | Existing | Fresno Area | SCG | D03-102 | None | H.E. Package Terminal HP > 15k | Standard |  | 9.13 EER / 3.0 COP (based on vintage) package terminal HP | T24 minimum: 7.61 EER / 2.5 COP (based on vintage) package terminal HP | 8.90 EER / 2.7 COP (based on vintage) package terminal HP | Measure Definition does not have Energy Impact Qualifiers
344 | D03-102 | DEER2005 | D05 v2.01 | 2012-05-16 | SCG | Mtl | Ex | Any | CZ14 | Cap-Tons | 71 | 30000 | None | 0 | 0 | 0 | 343 | 0.163 | 0 | 0 | 0 | 0 | 281 | 0.134 | 0 |  |  | 2 | Lodging - Motel | Existing | Palmdale (China Lake for pre-2014) | SCG | D03-102 | None | H.E. Package Terminal HP > 15k | Standard |  | 9.13 EER / 3.0 COP (based on vintage) package terminal HP | T24 minimum: 7.61 EER / 2.5 COP (based on vintage) package terminal HP | 8.90 EER / 2.7 COP (based on vintage) package terminal HP | Measure Definition does not have Energy Impact Qualifiers
345 | D03-102 | DEER2005 | D05 v2.01 | 2012-05-16 | SCG | Mtl | Ex | Any | CZ15 | Cap-Tons | 73.5 | 30000 | None | 0 | 0 | 0 | 408 | 0.186 | 0 | 0 | 0 | 0 | 349 | 0.159 | 0 |  |  | 2 | Lodging - Motel | Existing | Palm Springs-Intl (El Centro for pre-2014) | SCG | D03-102 | None | H.E. Package Terminal HP > 15k | Standard |  | 9.13 EER / 3.0 COP (based on vintage) package terminal HP | T24 minimum: 7.61 EER / 2.5 COP (based on vintage) package terminal HP | 8.90 EER / 2.7 COP (based on vintage) package terminal HP | Measure Definition does not have Energy Impact Qualifiers
346 | D03-102 | DEER2005 | D05 v2.01 | 2012-05-16 | SCG | Mtl | Ex | Any | CZ16 | Cap-Tons | 58.5 | 30000 | None | 0 | 0 | 0 | 323 | 0.166 | 0 | 0 | 0 | 0 | 250 | 0.131 | 0 |  |  | 2 | Lodging - Motel | Existing | Blue Canyon (Mount Shasta for pre-2014) | SCG | D03-102 | None | H.E. Package Terminal HP > 15k | Standard |  | 9.13 EER / 3.0 COP (based on vintage) package terminal HP | T24 minimum: 7.61 EER / 2.5 COP (based on vintage) package terminal HP | 8.90 EER / 2.7 COP (based on vintage) package terminal HP | Measure Definition does not have Energy Impact Qualifiers
347 | D03-102 | DEER2005 | D05 v2.01 | 2012-05-16 | SCG | Mtl | Ex | Any | IOU | Cap-Tons | 61.3 | 30000 | None | 0 | 0 | 0 | 397 | 0.181 | 0 | 0 | 0 | 0 | 304 | 0.139 | 0 |  |  | 2 | Lodging - Motel | Existing | IOU Territory | SCG | D03-102 | None | H.E. Package Terminal HP > 15k | Standard |  | 9.13 EER / 3.0 COP (based on vintage) package terminal HP | T24 minimum: 7.61 EER / 2.5 COP (based on vintage) package terminal HP | 8.90 EER / 2.7 COP (based on vintage) package terminal HP | Measure Definition does not have Energy Impact Qualifiers
348 | D03-102 | DEER2005 | D05 v2.01 | 2012-05-16 | SCG | Mtl | New | Any | IOU | Cap-Tons | 47.7 | 30000 | None | 0 | 0 | 0 | 287 | 0.141 | 9.79e-07 | 0 | 0 | 0 | 287 | 0.141 | 9.79e-07 |  |  | 2 | Lodging - Motel | New | IOU Territory | SCG | D03-102 | None | H.E. Package Terminal HP > 15k | Standard |  | 9.13 EER / 3.0 COP (based on vintage) package terminal HP | T24 minimum: 7.61 EER / 2.5 COP (based on vintage) package terminal HP | 8.90 EER / 2.7 COP (based on vintage) package terminal HP | Measure Definition does not have Energy Impact Qualifiers
349 | D03-102 | DEER2005 | D05 v2.01 | 2012-05-16 | SDG | Com | Ex | Any | IOU | Cap-Tons | 141 | 115000 | None | 0 | 0 | 0 | 376 | 0.155 | 0 | 0 | 0 | 0 | 304 | 0.125 | 0 |  |  | 2 | Commercial | Existing | IOU Territory | SDG&E | D03-102 | None | H.E. Package Terminal HP > 15k | Standard |  | 9.13 EER / 3.0 COP (based on vintage) package terminal HP | T24 minimum: 7.61 EER / 2.5 COP (based on vintage) package terminal HP | 8.90 EER / 2.7 COP (based on vintage) package terminal HP | Measure Definition does not have Energy Impact Qualifiers
350 | D03-102 | DEER2005 | D05 v2.01 | 2012-05-16 | SDG | Com | New | Any | IOU | Cap-Tons | 121 | 115000 | None | 0 | 0 | 0 | 309 | 0.129 | -6.92e-09 | 0 | 0 | 0 | 309 | 0.129 | -6.92e-09 |  |  | 2 | Commercial | New | IOU Territory | SDG&E | D03-102 | None | H.E. Package Terminal HP > 15k | Standard |  | 9.13 EER / 3.0 COP (based on vintage) package terminal HP | T24 minimum: 7.61 EER / 2.5 COP (based on vintage) package terminal HP | 8.90 EER / 2.7 COP (based on vintage) package terminal HP | Measure Definition does not have Energy Impact Qualifiers
351 | D03-102 | DEER2005 | D05 v2.01 | 2012-05-16 | SDG | Htl | Ex | Any | CZ06 | Cap-Tons | 263 | 200000 | None | 0 | 0 | 0 | 332 | 0.119 | 0 | 0 | 0 | 0 | 269 | 0.0962 | 0 |  |  | 2 | Lodging - Hotel | Existing | Torrance (Los Angeles for pre-2014) | SDG&E | D03-102 | None | H.E. Package Terminal HP > 15k | Standard |  | 9.13 EER / 3.0 COP (based on vintage) package terminal HP | T24 minimum: 7.61 EER / 2.5 COP (based on vintage) package terminal HP | 8.90 EER / 2.7 COP (based on vintage) package terminal HP | Measure Definition does not have Energy Impact Qualifiers
352 | D03-102 | DEER2005 | D05 v2.01 | 2012-05-16 | SDG | Htl | Ex | Any | CZ07 | Cap-Tons | 220 | 200000 | None | 0 | 0 | 0 | 403 | 0.158 | 0 | 0 | 0 | 0 | 326 | 0.128 | 0 |  |  | 2 | Lodging - Hotel | Existing | San Diego-Lindbergh | SDG&E | D03-102 | None | H.E. Package Terminal HP > 15k | Standard |  | 9.13 EER / 3.0 COP (based on vintage) package terminal HP | T24 minimum: 7.61 EER / 2.5 COP (based on vintage) package terminal HP | 8.90 EER / 2.7 COP (based on vintage) package terminal HP | Measure Definition does not have Energy Impact Qualifiers
353 | D03-102 | DEER2005 | D05 v2.01 | 2012-05-16 | SDG | Htl | Ex | Any | CZ08 | Cap-Tons | 238 | 200000 | None | 0 | 0 | 0 | 406 | 0.175 | 0 | 0 | 0 | 0 | 329 | 0.142 | 0 |  |  | 2 | Lodging - Hotel | Existing | Fullerton (El Toro for pre-2014) | SDG&E | D03-102 | None | H.E. Package Terminal HP > 15k | Standard |  | 9.13 EER / 3.0 COP (based on vintage) package terminal HP | T24 minimum: 7.61 EER / 2.5 COP (based on vintage) package terminal HP | 8.90 EER / 2.7 COP (based on vintage) package terminal HP | Measure Definition does not have Energy Impact Qualifiers
354 | D03-102 | DEER2005 | D05 v2.01 | 2012-05-16 | SDG | Htl | Ex | Any | CZ10 | Cap-Tons | 297 | 200000 | None | 0 | 0 | 0 | 374 | 0.182 | 0 | 0 | 0 | 0 | 303 | 0.148 | 0 |  |  | 2 | Lodging - Hotel | Existing | Riverside | SDG&E | D03-102 | None | H.E. Package Terminal HP > 15k | Standard |  | 9.13 EER / 3.0 COP (based on vintage) package terminal HP | T24 minimum: 7.61 EER / 2.5 COP (based on vintage) package terminal HP | 8.90 EER / 2.7 COP (based on vintage) package terminal HP | Measure Definition does not have Energy Impact Qualifiers
355 | D03-102 | DEER2005 | D05 v2.01 | 2012-05-16 | SDG | Htl | Ex | Any | CZ14 | Cap-Tons | 316 | 200000 | None | 0 | 0 | 0 | 351 | 0.165 | 0 | 0 | 0 | 0 | 286 | 0.135 | 0 |  |  | 2 | Lodging - Hotel | Existing | Palmdale (China Lake for pre-2014) | SDG&E | D03-102 | None | H.E. Package Terminal HP > 15k | Standard |  | 9.13 EER / 3.0 COP (based on vintage) package terminal HP | T24 minimum: 7.61 EER / 2.5 COP (based on vintage) package terminal HP | 8.90 EER / 2.7 COP (based on vintage) package terminal HP | Measure Definition does not have Energy Impact Qualifiers
356 | D03-102 | DEER2005 | D05 v2.01 | 2012-05-16 | SDG | Htl | Ex | Any | CZ15 | Cap-Tons | 323 | 200000 | None | 0 | 0 | 0 | 538 | 0.205 | 0 | 0 | 0 | 0 | 438 | 0.167 | 0 |  |  | 2 | Lodging - Hotel | Existing | Palm Springs-Intl (El Centro for pre-2014) | SDG&E | D03-102 | None | H.E. Package Terminal HP > 15k | Standard |  | 9.13 EER / 3.0 COP (based on vintage) package terminal HP | T24 minimum: 7.61 EER / 2.5 COP (based on vintage) package terminal HP | 8.90 EER / 2.7 COP (based on vintage) package terminal HP | Measure Definition does not have Energy Impact Qualifiers
357 | D03-102 | DEER2005 | D05 v2.01 | 2012-05-16 | SDG | Htl | Ex | Any | IOU | Cap-Tons | 231 | 200000 | None | 0 | 0 | 0 | 398 | 0.159 | 0 | 0 | 0 | 0 | 322 | 0.129 | 0 |  |  | 2 | Lodging - Hotel | Existing | IOU Territory | SDG&E | D03-102 | None | H.E. Package Terminal HP > 15k | Standard |  | 9.13 EER / 3.0 COP (based on vintage) package terminal HP | T24 minimum: 7.61 EER / 2.5 COP (based on vintage) package terminal HP | 8.90 EER / 2.7 COP (based on vintage) package terminal HP | Measure Definition does not have Energy Impact Qualifiers
358 | D03-102 | DEER2005 | D05 v2.01 | 2012-05-16 | SDG | Htl | New | Any | IOU | Cap-Tons | 201 | 200000 | None | 0 | 0 | 0 | 342 | 0.136 | 0 | 0 | 0 | 0 | 342 | 0.136 | 0 |  |  | 2 | Lodging - Hotel | New | IOU Territory | SDG&E | D03-102 | None | H.E. Package Terminal HP > 15k | Standard |  | 9.13 EER / 3.0 COP (based on vintage) package terminal HP | T24 minimum: 7.61 EER / 2.5 COP (based on vintage) package terminal HP | 8.90 EER / 2.7 COP (based on vintage) package terminal HP | Measure Definition does not have Energy Impact Qualifiers
359 | D03-102 | DEER2005 | D05 v2.01 | 2012-05-16 | SDG | Mtl | Ex | Any | CZ06 | Cap-Tons | 59 | 30000 | None | 0 | 0 | 0 | 297 | 0.112 | 0 | 0 | 0 | 0 | 240 | 0.0905 | 0 |  |  | 2 | Lodging - Motel | Existing | Torrance (Los Angeles for pre-2014) | SDG&E | D03-102 | None | H.E. Package Terminal HP > 15k | Standard |  | 9.13 EER / 3.0 COP (based on vintage) package terminal HP | T24 minimum: 7.61 EER / 2.5 COP (based on vintage) package terminal HP | 8.90 EER / 2.7 COP (based on vintage) package terminal HP | Measure Definition does not have Energy Impact Qualifiers
360 | D03-102 | DEER2005 | D05 v2.01 | 2012-05-16 | SDG | Mtl | Ex | Any | CZ07 | Cap-Tons | 48.6 | 30000 | None | 0 | 0 | 0 | 356 | 0.149 | 0 | 0 | 0 | 0 | 288 | 0.12 | 0 |  |  | 2 | Lodging - Motel | Existing | San Diego-Lindbergh | SDG&E | D03-102 | None | H.E. Package Terminal HP > 15k | Standard |  | 9.13 EER / 3.0 COP (based on vintage) package terminal HP | T24 minimum: 7.61 EER / 2.5 COP (based on vintage) package terminal HP | 8.90 EER / 2.7 COP (based on vintage) package terminal HP | Measure Definition does not have Energy Impact Qualifiers
361 | D03-102 | DEER2005 | D05 v2.01 | 2012-05-16 | SDG | Mtl | Ex | Any | CZ08 | Cap-Tons | 53.8 | 30000 | None | 0 | 0 | 0 | 368 | 0.17 | 0 | 0 | 0 | 0 | 297 | 0.138 | 0 |  |  | 2 | Lodging - Motel | Existing | Fullerton (El Toro for pre-2014) | SDG&E | D03-102 | None | H.E. Package Terminal HP > 15k | Standard |  | 9.13 EER / 3.0 COP (based on vintage) package terminal HP | T24 minimum: 7.61 EER / 2.5 COP (based on vintage) package terminal HP | 8.90 EER / 2.7 COP (based on vintage) package terminal HP | Measure Definition does not have Energy Impact Qualifiers
362 | D03-102 | DEER2005 | D05 v2.01 | 2012-05-16 | SDG | Mtl | Ex | Any | CZ10 | Cap-Tons | 64.8 | 30000 | None | 0 | 0 | 0 | 353 | 0.176 | 0 | 0 | 0 | 0 | 285 | 0.142 | 0 |  |  | 2 | Lodging - Motel | Existing | Riverside | SDG&E | D03-102 | None | H.E. Package Terminal HP > 15k | Standard |  | 9.13 EER / 3.0 COP (based on vintage) package terminal HP | T24 minimum: 7.61 EER / 2.5 COP (based on vintage) package terminal HP | 8.90 EER / 2.7 COP (based on vintage) package terminal HP | Measure Definition does not have Energy Impact Qualifiers
363 | D03-102 | DEER2005 | D05 v2.01 | 2012-05-16 | SDG | Mtl | Ex | Any | CZ14 | Cap-Tons | 70.2 | 30000 | None | 0 | 0 | 0 | 335 | 0.159 | 0 | 0 | 0 | 0 | 272 | 0.13 | 0 |  |  | 2 | Lodging - Motel | Existing | Palmdale (China Lake for pre-2014) | SDG&E | D03-102 | None | H.E. Package Terminal HP > 15k | Standard |  | 9.13 EER / 3.0 COP (based on vintage) package terminal HP | T24 minimum: 7.61 EER / 2.5 COP (based on vintage) package terminal HP | 8.90 EER / 2.7 COP (based on vintage) package terminal HP | Measure Definition does not have Energy Impact Qualifiers
364 | D03-102 | DEER2005 | D05 v2.01 | 2012-05-16 | SDG | Mtl | Ex | Any | CZ15 | Cap-Tons | 74 | 30000 | None | 0 | 0 | 0 | 432 | 0.197 | 0 | 0 | 0 | 0 | 351 | 0.16 | 0 |  |  | 2 | Lodging - Motel | Existing | Palm Springs-Intl (El Centro for pre-2014) | SDG&E | D03-102 | None | H.E. Package Terminal HP > 15k | Standard |  | 9.13 EER / 3.0 COP (based on vintage) package terminal HP | T24 minimum: 7.61 EER / 2.5 COP (based on vintage) package terminal HP | 8.90 EER / 2.7 COP (based on vintage) package terminal HP | Measure Definition does not have Energy Impact Qualifiers
365 | D03-102 | DEER2005 | D05 v2.01 | 2012-05-16 | SDG | Mtl | Ex | Any | IOU | Cap-Tons | 51.1 | 30000 | None | 0 | 0 | 0 | 353 | 0.15 | 0 | 0 | 0 | 0 | 286 | 0.122 | 0 |  |  | 2 | Lodging - Motel | Existing | IOU Territory | SDG&E | D03-102 | None | H.E. Package Terminal HP > 15k | Standard |  | 9.13 EER / 3.0 COP (based on vintage) package terminal HP | T24 minimum: 7.61 EER / 2.5 COP (based on vintage) package terminal HP | 8.90 EER / 2.7 COP (based on vintage) package terminal HP | Measure Definition does not have Energy Impact Qualifiers
366 | D03-102 | DEER2005 | D05 v2.01 | 2012-05-16 | SDG | Mtl | New | Any | IOU | Cap-Tons | 41.7 | 30000 | None | 0 | 0 | 0 | 275 | 0.123 | -1.38e-08 | 0 | 0 | 0 | 275 | 0.123 | -1.38e-08 |  |  | 2 | Lodging - Motel | New | IOU Territory | SDG&E | D03-102 | None | H.E. Package Terminal HP > 15k | Standard |  | 9.13 EER / 3.0 COP (based on vintage) package terminal HP | T24 minimum: 7.61 EER / 2.5 COP (based on vintage) package terminal HP | 8.90 EER / 2.7 COP (based on vintage) package terminal HP | Measure Definition does not have Energy Impact Qualifiers
367 | D03-084 | DEER2005 | D05 v2.01 | 2014-05-27 15:37 | Any | Htl | New | Any | CZ01 | Cap-Tons | 149 | 200000 | None | 0 | 0 | 0 | 142 | 0.0799 | 0 | 0 | 0 | 0 | 142 | 0.0799 | 0 |  |  | 1 | Lodging - Hotel | New | Arcata Area | Any | D03-084 | None | H.E. Package Terminal A/C < 7k | Standard |  | 11.29 EER (based on vintage) package terminal A/C | T24 minimum: 9.41 EER (based on vintage) package terminal A/C | 8.88 EER (based on vintage) package terminal A/C | Measure Definition does not have Energy Impact Qualifiers
368 | D03-084 | DEER2005 | D05 v2.01 | 2014-05-27 15:37 | Any | Htl | New | Any | CZ02 | Cap-Tons | 203 | 200000 | None | 0 | 0 | 0 | 182 | 0.126 | 0 | 0 | 0 | 0 | 182 | 0.126 | 0 |  |  | 1 | Lodging - Hotel | New | Santa Rosa Area | Any | D03-084 | None | H.E. Package Terminal A/C < 7k | Standard |  | 11.29 EER (based on vintage) package terminal A/C | T24 minimum: 9.41 EER (based on vintage) package terminal A/C | 8.88 EER (based on vintage) package terminal A/C | Measure Definition does not have Energy Impact Qualifiers
369 | D03-084 | DEER2005 | D05 v2.01 | 2014-05-27 15:37 | Any | Htl | New | Any | CZ03 | Cap-Tons | 183 | 200000 | None | 0 | 0 | 0 | 188 | 0.0957 | 0 | 0 | 0 | 0 | 188 | 0.0957 | 0 |  |  | 1 | Lodging - Hotel | New | Oakland Area | Any | D03-084 | None | H.E. Package Terminal A/C < 7k | Standard |  | 11.29 EER (based on vintage) package terminal A/C | T24 minimum: 9.41 EER (based on vintage) package terminal A/C | 8.88 EER (based on vintage) package terminal A/C | Measure Definition does not have Energy Impact Qualifiers
370 | D03-084 | DEER2005 | D05 v2.01 | 2014-05-27 15:37 | Any | Htl | New | Any | CZ04 | Cap-Tons | 197 | 200000 | None | 0 | 0 | 0 | 226 | 0.126 | 0 | 0 | 0 | 0 | 226 | 0.126 | 0 |  |  | 1 | Lodging - Hotel | New | San Jose-Reid (Sunnyvale for pre-2014) | Any | D03-084 | None | H.E. Package Terminal A/C < 7k | Standard |  | 11.29 EER (based on vintage) package terminal A/C | T24 minimum: 9.41 EER (based on vintage) package terminal A/C | 8.88 EER (based on vintage) package terminal A/C | Measure Definition does not have Energy Impact Qualifiers
371 | D03-084 | DEER2005 | D05 v2.01 | 2014-05-27 15:37 | Any | Htl | New | Any | CZ05 | Cap-Tons | 181 | 200000 | None | 0 | 0 | 0 | 202 | 0.0952 | 0 | 0 | 0 | 0 | 202 | 0.0952 | 0 |  |  | 1 | Lodging - Hotel | New | Santa Maria Area | Any | D03-084 | None | H.E. Package Terminal A/C < 7k | Standard |  | 11.29 EER (based on vintage) package terminal A/C | T24 minimum: 9.41 EER (based on vintage) package terminal A/C | 8.88 EER (based on vintage) package terminal A/C | Measure Definition does not have Energy Impact Qualifiers
372 | D03-084 | DEER2005 | D05 v2.01 | 2014-05-27 15:37 | Any | Htl | New | Any | CZ06 | Cap-Tons | 218 | 200000 | None | 0 | 0 | 0 | 246 | 0.083 | 0 | 0 | 0 | 0 | 246 | 0.083 | 0 |  |  | 1 | Lodging - Hotel | New | Torrance (Los Angeles for pre-2014) | Any | D03-084 | None | H.E. Package Terminal A/C < 7k | Standard |  | 11.29 EER (based on vintage) package terminal A/C | T24 minimum: 9.41 EER (based on vintage) package terminal A/C | 8.88 EER (based on vintage) package terminal A/C | Measure Definition does not have Energy Impact Qualifiers
373 | D03-084 | DEER2005 | D05 v2.01 | 2014-05-27 15:37 | Any | Htl | New | Any | CZ07 | Cap-Tons | 196 | 200000 | None | 0 | 0 | 0 | 285 | 0.11 | 0 | 0 | 0 | 0 | 285 | 0.11 | 0 |  |  | 1 | Lodging - Hotel | New | San Diego-Lindbergh | Any | D03-084 | None | H.E. Package Terminal A/C < 7k | Standard |  | 11.29 EER (based on vintage) package terminal A/C | T24 minimum: 9.41 EER (based on vintage) package terminal A/C | 8.88 EER (based on vintage) package terminal A/C | Measure Definition does not have Energy Impact Qualifiers
374 | D03-084 | DEER2005 | D05 v2.01 | 2014-05-27 15:37 | Any | Htl | New | Any | CZ08 | Cap-Tons | 201 | 200000 | None | 0 | 0 | 0 | 293 | 0.13 | 0 | 0 | 0 | 0 | 293 | 0.13 | 0 |  |  | 1 | Lodging - Hotel | New | Fullerton (El Toro for pre-2014) | Any | D03-084 | None | H.E. Package Terminal A/C < 7k | Standard |  | 11.29 EER (based on vintage) package terminal A/C | T24 minimum: 9.41 EER (based on vintage) package terminal A/C | 8.88 EER (based on vintage) package terminal A/C | Measure Definition does not have Energy Impact Qualifiers
375 | D03-084 | DEER2005 | D05 v2.01 | 2014-05-27 15:37 | Any | Htl | New | Any | CZ09 | Cap-Tons | 211 | 200000 | None | 0 | 0 | 0 | 294 | 0.141 | 0 | 0 | 0 | 0 | 294 | 0.141 | 0 |  |  | 1 | Lodging - Hotel | New | Burbank-Glendale (Pasadena for pre-2014) | Any | D03-084 | None | H.E. Package Terminal A/C < 7k | Standard |  | 11.29 EER (based on vintage) package terminal A/C | T24 minimum: 9.41 EER (based on vintage) package terminal A/C | 8.88 EER (based on vintage) package terminal A/C | Measure Definition does not have Energy Impact Qualifiers
376 | D03-084 | DEER2005 | D05 v2.01 | 2014-05-27 15:37 | Any | Htl | New | Any | CZ10 | Cap-Tons | 224 | 200000 | None | 0 | 0 | 0 | 267 | 0.139 | 0 | 0 | 0 | 0 | 267 | 0.139 | 0 |  |  | 1 | Lodging - Hotel | New | Riverside | Any | D03-084 | None | H.E. Package Terminal A/C < 7k | Standard |  | 11.29 EER (based on vintage) package terminal A/C | T24 minimum: 9.41 EER (based on vintage) package terminal A/C | 8.88 EER (based on vintage) package terminal A/C | Measure Definition does not have Energy Impact Qualifiers
377 | D03-084 | DEER2005 | D05 v2.01 | 2014-05-27 15:37 | Any | Htl | New | Any | CZ11 | Cap-Tons | 225 | 200000 | None | 0 | 0 | 0 | 225 | 0.127 | 0 | 0 | 0 | 0 | 225 | 0.127 | 0 |  |  | 1 | Lodging - Hotel | New | Red Bluff Area | Any | D03-084 | None | H.E. Package Terminal A/C < 7k | Standard |  | 11.29 EER (based on vintage) package terminal A/C | T24 minimum: 9.41 EER (based on vintage) package terminal A/C | 8.88 EER (based on vintage) package terminal A/C | Measure Definition does not have Energy Impact Qualifiers
378 | D03-084 | DEER2005 | D05 v2.01 | 2014-05-27 15:37 | Any | Htl | New | Any | CZ12 | Cap-Tons | 225 | 200000 | None | 0 | 0 | 0 | 207 | 0.124 | 0 | 0 | 0 | 0 | 207 | 0.124 | 0 |  |  | 1 | Lodging - Hotel | New | Sacramento Area | Any | D03-084 | None | H.E. Package Terminal A/C < 7k | Standard |  | 11.29 EER (based on vintage) package terminal A/C | T24 minimum: 9.41 EER (based on vintage) package terminal A/C | 8.88 EER (based on vintage) package terminal A/C | Measure Definition does not have Energy Impact Qualifiers
379 | D03-084 | DEER2005 | D05 v2.01 | 2014-05-27 15:37 | Any | Htl | New | Any | CZ13 | Cap-Tons | 228 | 200000 | None | 0 | 0 | 0 | 275 | 0.141 | 0 | 0 | 0 | 0 | 275 | 0.141 | 0 |  |  | 1 | Lodging - Hotel | New | Fresno Area | Any | D03-084 | None | H.E. Package Terminal A/C < 7k | Standard |  | 11.29 EER (based on vintage) package terminal A/C | T24 minimum: 9.41 EER (based on vintage) package terminal A/C | 8.88 EER (based on vintage) package terminal A/C | Measure Definition does not have Energy Impact Qualifiers
380 | D03-084 | DEER2005 | D05 v2.01 | 2014-05-27 15:37 | Any | Htl | New | Any | CZ14 | Cap-Tons | 241 | 200000 | None | 0 | 0 | 0 | 229 | 0.132 | 0 | 0 | 0 | 0 | 229 | 0.132 | 0 |  |  | 1 | Lodging - Hotel | New | Palmdale (China Lake for pre-2014) | Any | D03-084 | None | H.E. Package Terminal A/C < 7k | Standard |  | 11.29 EER (based on vintage) package terminal A/C | T24 minimum: 9.41 EER (based on vintage) package terminal A/C | 8.88 EER (based on vintage) package terminal A/C | Measure Definition does not have Energy Impact Qualifiers
381 | D03-084 | DEER2005 | D05 v2.01 | 2014-05-27 15:37 | Any | Htl | New | Any | CZ15 | Cap-Tons | 259 | 200000 | None | 0 | 0 | 0 | 389 | 0.154 | 0 | 0 | 0 | 0 | 389 | 0.154 | 0 |  |  | 1 | Lodging - Hotel | New | Palm Springs-Intl (El Centro for pre-2014) | Any | D03-084 | None | H.E. Package Terminal A/C < 7k | Standard |  | 11.29 EER (based on vintage) package terminal A/C | T24 minimum: 9.41 EER (based on vintage) package terminal A/C | 8.88 EER (based on vintage) package terminal A/C | Measure Definition does not have Energy Impact Qualifiers
382 | D03-084 | DEER2005 | D05 v2.01 | 2014-05-27 15:37 | Any | Htl | New | Any | CZ16 | Cap-Tons | 191 | 200000 | None | 0 | 0 | 0 | 148 | 0.118 | 0 | 0 | 0 | 0 | 148 | 0.118 | 0 |  |  | 1 | Lodging - Hotel | New | Blue Canyon (Mount Shasta for pre-2014) | Any | D03-084 | None | H.E. Package Terminal A/C < 7k | Standard |  | 11.29 EER (based on vintage) package terminal A/C | T24 minimum: 9.41 EER (based on vintage) package terminal A/C | 8.88 EER (based on vintage) package terminal A/C | Measure Definition does not have Energy Impact Qualifiers
383 | D03-084 | DEER2005 | D05 v2.01 | 2014-05-27 15:37 | Any | Mtl | New | Any | CZ01 | Cap-Tons | 29.5 | 30000 | None | 0 | 0 | 0 | 106 | 0.0678 | 0 | 0 | 0 | 0 | 106 | 0.0678 | 0 |  |  | 1 | Lodging - Motel | New | Arcata Area | Any | D03-084 | None | H.E. Package Terminal A/C < 7k | Standard |  | 11.29 EER (based on vintage) package terminal A/C | T24 minimum: 9.41 EER (based on vintage) package terminal A/C | 8.88 EER (based on vintage) package terminal A/C | Measure Definition does not have Energy Impact Qualifiers
384 | D03-084 | DEER2005 | D05 v2.01 | 2014-05-27 15:37 | Any | Mtl | New | Any | CZ02 | Cap-Tons | 42.4 | 30000 | None | 0 | 0 | 0 | 148 | 0.113 | 0 | 0 | 0 | 0 | 148 | 0.113 | 0 |  |  | 1 | Lodging - Motel | New | Santa Rosa Area | Any | D03-084 | None | H.E. Package Terminal A/C < 7k | Standard |  | 11.29 EER (based on vintage) package terminal A/C | T24 minimum: 9.41 EER (based on vintage) package terminal A/C | 8.88 EER (based on vintage) package terminal A/C | Measure Definition does not have Energy Impact Qualifiers
385 | D03-084 | DEER2005 | D05 v2.01 | 2014-05-27 15:37 | Any | Mtl | New | Any | CZ03 | Cap-Tons | 37.1 | 30000 | None | 0 | 0 | 0 | 143 | 0.0899 | 0 | 0 | 0 | 0 | 143 | 0.0899 | 0 |  |  | 1 | Lodging - Motel | New | Oakland Area | Any | D03-084 | None | H.E. Package Terminal A/C < 7k | Standard |  | 11.29 EER (based on vintage) package terminal A/C | T24 minimum: 9.41 EER (based on vintage) package terminal A/C | 8.88 EER (based on vintage) package terminal A/C | Measure Definition does not have Energy Impact Qualifiers
386 | D03-084 | DEER2005 | D05 v2.01 | 2014-05-27 15:37 | Any | Mtl | New | Any | CZ04 | Cap-Tons | 40.5 | 30000 | None | 0 | 0 | 0 | 180 | 0.115 | 0 | 0 | 0 | 0 | 180 | 0.115 | 0 |  |  | 1 | Lodging - Motel | New | San Jose-Reid (Sunnyvale for pre-2014) | Any | D03-084 | None | H.E. Package Terminal A/C < 7k | Standard |  | 11.29 EER (based on vintage) package terminal A/C | T24 minimum: 9.41 EER (based on vintage) package terminal A/C | 8.88 EER (based on vintage) package terminal A/C | Measure Definition does not have Energy Impact Qualifiers
387 | D03-084 | DEER2005 | D05 v2.01 | 2014-05-27 15:37 | Any | Mtl | New | Any | CZ05 | Cap-Tons | 36.2 | 30000 | None | 0 | 0 | 0 | 159 | 0.086 | 0 | 0 | 0 | 0 | 159 | 0.086 | 0 |  |  | 1 | Lodging - Motel | New | Santa Maria Area | Any | D03-084 | None | H.E. Package Terminal A/C < 7k | Standard |  | 11.29 EER (based on vintage) package terminal A/C | T24 minimum: 9.41 EER (based on vintage) package terminal A/C | 8.88 EER (based on vintage) package terminal A/C | Measure Definition does not have Energy Impact Qualifiers
388 | D03-084 | DEER2005 | D05 v2.01 | 2014-05-27 15:37 | Any | Mtl | New | Any | CZ06 | Cap-Tons | 47.7 | 30000 | None | 0 | 0 | 0 | 180 | 0.0722 | 0 | 0 | 0 | 0 | 180 | 0.0722 | 0 |  |  | 1 | Lodging - Motel | New | Torrance (Los Angeles for pre-2014) | Any | D03-084 | None | H.E. Package Terminal A/C < 7k | Standard |  | 11.29 EER (based on vintage) package terminal A/C | T24 minimum: 9.41 EER (based on vintage) package terminal A/C | 8.88 EER (based on vintage) package terminal A/C | Measure Definition does not have Energy Impact Qualifiers
389 | D03-084 | DEER2005 | D05 v2.01 | 2014-05-27 15:37 | Any | Mtl | New | Any | CZ07 | Cap-Tons | 40.3 | 30000 | None | 0 | 0 | 0 | 220 | 0.102 | 0 | 0 | 0 | 0 | 220 | 0.102 | 0 |  |  | 1 | Lodging - Motel | New | San Diego-Lindbergh | Any | D03-084 | None | H.E. Package Terminal A/C < 7k | Standard |  | 11.29 EER (based on vintage) package terminal A/C | T24 minimum: 9.41 EER (based on vintage) package terminal A/C | 8.88 EER (based on vintage) package terminal A/C | Measure Definition does not have Energy Impact Qualifiers
390 | D03-084 | DEER2005 | D05 v2.01 | 2014-05-27 15:37 | Any | Mtl | New | Any | CZ08 | Cap-Tons | 43.9 | 30000 | None | 0 | 0 | 0 | 228 | 0.117 | 0 | 0 | 0 | 0 | 228 | 0.117 | 0 |  |  | 1 | Lodging - Motel | New | Fullerton (El Toro for pre-2014) | Any | D03-084 | None | H.E. Package Terminal A/C < 7k | Standard |  | 11.29 EER (based on vintage) package terminal A/C | T24 minimum: 9.41 EER (based on vintage) package terminal A/C | 8.88 EER (based on vintage) package terminal A/C | Measure Definition does not have Energy Impact Qualifiers
391 | D03-084 | DEER2005 | D05 v2.01 | 2014-05-27 15:37 | Any | Mtl | New | Any | CZ09 | Cap-Tons | 45 | 30000 | None | 0 | 0 | 0 | 232 | 0.128 | 0 | 0 | 0 | 0 | 232 | 0.128 | 0 |  |  | 1 | Lodging - Motel | New | Burbank-Glendale (Pasadena for pre-2014) | Any | D03-084 | None | H.E. Package Terminal A/C < 7k | Standard |  | 11.29 EER (based on vintage) package terminal A/C | T24 minimum: 9.41 EER (based on vintage) package terminal A/C | 8.88 EER (based on vintage) package terminal A/C | Measure Definition does not have Energy Impact Qualifiers
392 | D03-084 | DEER2005 | D05 v2.01 | 2014-05-27 15:37 | Any | Mtl | New | Any | CZ10 | Cap-Tons | 47.3 | 30000 | None | 0 | 0 | 0 | 210 | 0.125 | 0 | 0 | 0 | 0 | 210 | 0.125 | 0 |  |  | 1 | Lodging - Motel | New | Riverside | Any | D03-084 | None | H.E. Package Terminal A/C < 7k | Standard |  | 11.29 EER (based on vintage) package terminal A/C | T24 minimum: 9.41 EER (based on vintage) package terminal A/C | 8.88 EER (based on vintage) package terminal A/C | Measure Definition does not have Energy Impact Qualifiers
393 | D03-084 | DEER2005 | D05 v2.01 | 2014-05-27 15:37 | Any | Mtl | New | Any | CZ11 | Cap-Tons | 48.1 | 30000 | None | 0 | 0 | 0 | 175 | 0.116 | 0 | 0 | 0 | 0 | 175 | 0.116 | 0 |  |  | 1 | Lodging - Motel | New | Red Bluff Area | Any | D03-084 | None | H.E. Package Terminal A/C < 7k | Standard |  | 11.29 EER (based on vintage) package terminal A/C | T24 minimum: 9.41 EER (based on vintage) package terminal A/C | 8.88 EER (based on vintage) package terminal A/C | Measure Definition does not have Energy Impact Qualifiers
394 | D03-084 | DEER2005 | D05 v2.01 | 2014-05-27 15:37 | Any | Mtl | New | Any | CZ12 | Cap-Tons | 47.4 | 30000 | None | 0 | 0 | 0 | 166 | 0.112 | 0 | 0 | 0 | 0 | 166 | 0.112 | 0 |  |  | 1 | Lodging - Motel | New | Sacramento Area | Any | D03-084 | None | H.E. Package Terminal A/C < 7k | Standard |  | 11.29 EER (based on vintage) package terminal A/C | T24 minimum: 9.41 EER (based on vintage) package terminal A/C | 8.88 EER (based on vintage) package terminal A/C | Measure Definition does not have Energy Impact Qualifiers
395 | D03-084 | DEER2005 | D05 v2.01 | 2014-05-27 15:37 | Any | Mtl | New | Any | CZ13 | Cap-Tons | 48 | 30000 | None | 0 | 0 | 0 | 216 | 0.13 | 0 | 0 | 0 | 0 | 216 | 0.13 | 0 |  |  | 1 | Lodging - Motel | New | Fresno Area | Any | D03-084 | None | H.E. Package Terminal A/C < 7k | Standard |  | 11.29 EER (based on vintage) package terminal A/C | T24 minimum: 9.41 EER (based on vintage) package terminal A/C | 8.88 EER (based on vintage) package terminal A/C | Measure Definition does not have Energy Impact Qualifiers
396 | D03-084 | DEER2005 | D05 v2.01 | 2014-05-27 15:37 | Any | Mtl | New | Any | CZ14 | Cap-Tons | 51.9 | 30000 | None | 0 | 0 | 0 | 180 | 0.116 | 0 | 0 | 0 | 0 | 180 | 0.116 | 0 |  |  | 1 | Lodging - Motel | New | Palmdale (China Lake for pre-2014) | Any | D03-084 | None | H.E. Package Terminal A/C < 7k | Standard |  | 11.29 EER (based on vintage) package terminal A/C | T24 minimum: 9.41 EER (based on vintage) package terminal A/C | 8.88 EER (based on vintage) package terminal A/C | Measure Definition does not have Energy Impact Qualifiers
397 | D03-084 | DEER2005 | D05 v2.01 | 2014-05-27 15:37 | Any | Mtl | New | Any | CZ15 | Cap-Tons | 55.4 | 30000 | None | 0 | 0 | 0 | 289 | 0.142 | 0 | 0 | 0 | 0 | 289 | 0.142 | 0 |  |  | 1 | Lodging - Motel | New | Palm Springs-Intl (El Centro for pre-2014) | Any | D03-084 | None | H.E. Package Terminal A/C < 7k | Standard |  | 11.29 EER (based on vintage) package terminal A/C | T24 minimum: 9.41 EER (based on vintage) package terminal A/C | 8.88 EER (based on vintage) package terminal A/C | Measure Definition does not have Energy Impact Qualifiers
398 | D03-084 | DEER2005 | D05 v2.01 | 2014-05-27 15:37 | Any | Mtl | New | Any | CZ16 | Cap-Tons | 38.1 | 30000 | None | 0 | 0 | 0 | 130 | 0.111 | 0 | 0 | 0 | 0 | 130 | 0.111 | 0 |  |  | 1 | Lodging - Motel | New | Blue Canyon (Mount Shasta for pre-2014) | Any | D03-084 | None | H.E. Package Terminal A/C < 7k | Standard |  | 11.29 EER (based on vintage) package terminal A/C | T24 minimum: 9.41 EER (based on vintage) package terminal A/C | 8.88 EER (based on vintage) package terminal A/C | Measure Definition does not have Energy Impact Qualifiers
399 | D03-084 | DEER2005 | D05 v2.01 | 2012-02-06 | PGE | Com | Ex | Any | IOU | Cap-Tons | 157 | 115000 | None | 0 | 0 | 0 | 618 | 0.329 | 0 | 0 | 0 | 0 | 245 | 0.131 | 0 |  |  | 2 | Commercial | Existing | IOU Territory | PG&E | D03-084 | None | H.E. Package Terminal A/C < 7k | Standard |  | 11.29 EER (based on vintage) package terminal A/C | T24 minimum: 9.41 EER (based on vintage) package terminal A/C | 8.88 EER (based on vintage) package terminal A/C | Measure Definition does not have Energy Impact Qualifiers
400 | D03-084 | DEER2005 | D05 v2.01 | 2012-02-06 | PGE | Com | New | Any | IOU | Cap-Tons | 122 | 115000 | None | 0 | 0 | 0 | 187 | 0.112 | 0 | 0 | 0 | 0 | 187 | 0.112 | 0 |  |  | 2 | Commercial | New | IOU Territory | PG&E | D03-084 | None | H.E. Package Terminal A/C < 7k | Standard |  | 11.29 EER (based on vintage) package terminal A/C | T24 minimum: 9.41 EER (based on vintage) package terminal A/C | 8.88 EER (based on vintage) package terminal A/C | Measure Definition does not have Energy Impact Qualifiers
401 | D03-084 | DEER2005 | D05 v2.01 | 2012-02-06 | PGE | Htl | Ex | Any | CZ01 | Cap-Tons | 176 | 200000 | None | 0 | 0 | 0 | 487 | 0.267 | 0 | 0 | 0 | 0 | 201 | 0.109 | 0 |  |  | 2 | Lodging - Hotel | Existing | Arcata Area | PG&E | D03-084 | None | H.E. Package Terminal A/C < 7k | Standard |  | 11.29 EER (based on vintage) package terminal A/C | T24 minimum: 9.41 EER (based on vintage) package terminal A/C | 8.88 EER (based on vintage) package terminal A/C | Measure Definition does not have Energy Impact Qualifiers
402 | D03-084 | DEER2005 | D05 v2.01 | 2012-02-06 | PGE | Htl | Ex | Any | CZ02 | Cap-Tons | 277 | 200000 | None | 0 | 0 | 0 | 580 | 0.363 | 0 | 0 | 0 | 0 | 236 | 0.149 | 0 |  |  | 2 | Lodging - Hotel | Existing | Santa Rosa Area | PG&E | D03-084 | None | H.E. Package Terminal A/C < 7k | Standard |  | 11.29 EER (based on vintage) package terminal A/C | T24 minimum: 9.41 EER (based on vintage) package terminal A/C | 8.88 EER (based on vintage) package terminal A/C | Measure Definition does not have Energy Impact Qualifiers
403 | D03-084 | DEER2005 | D05 v2.01 | 2012-02-06 | PGE | Htl | Ex | Any | CZ03 | Cap-Tons | 235 | 200000 | None | 0 | 0 | 0 | 618 | 0.299 | 0 | 0 | 0 | 0 | 240 | 0.116 | 0 |  |  | 2 | Lodging - Hotel | Existing | Oakland Area | PG&E | D03-084 | None | H.E. Package Terminal A/C < 7k | Standard |  | 11.29 EER (based on vintage) package terminal A/C | T24 minimum: 9.41 EER (based on vintage) package terminal A/C | 8.88 EER (based on vintage) package terminal A/C | Measure Definition does not have Energy Impact Qualifiers
404 | D03-084 | DEER2005 | D05 v2.01 | 2012-02-06 | PGE | Htl | Ex | Any | CZ04 | Cap-Tons | 258 | 200000 | None | 0 | 0 | 0 | 683 | 0.348 | 0 | 0 | 0 | 0 | 280 | 0.144 | 0 |  |  | 2 | Lodging - Hotel | Existing | San Jose-Reid (Sunnyvale for pre-2014) | PG&E | D03-084 | None | H.E. Package Terminal A/C < 7k | Standard |  | 11.29 EER (based on vintage) package terminal A/C | T24 minimum: 9.41 EER (based on vintage) package terminal A/C | 8.88 EER (based on vintage) package terminal A/C | Measure Definition does not have Energy Impact Qualifiers
405 | D03-084 | DEER2005 | D05 v2.01 | 2012-02-06 | PGE | Htl | Ex | Any | CZ05 | Cap-Tons | 218 | 200000 | None | 0 | 0 | 0 | 651 | 0.313 | 0 | 0 | 0 | 0 | 266 | 0.128 | 0 |  |  | 2 | Lodging - Hotel | Existing | Santa Maria Area | PG&E | D03-084 | None | H.E. Package Terminal A/C < 7k | Standard |  | 11.29 EER (based on vintage) package terminal A/C | T24 minimum: 9.41 EER (based on vintage) package terminal A/C | 8.88 EER (based on vintage) package terminal A/C | Measure Definition does not have Energy Impact Qualifiers
406 | D03-084 | DEER2005 | D05 v2.01 | 2012-02-06 | PGE | Htl | Ex | Any | CZ11 | Cap-Tons | 319 | 200000 | None | 0 | 0 | 0 | 685 | 0.377 | 0 | 0 | 0 | 0 | 268 | 0.148 | 0 |  |  | 2 | Lodging - Hotel | Existing | Red Bluff Area | PG&E | D03-084 | None | H.E. Package Terminal A/C < 7k | Standard |  | 11.29 EER (based on vintage) package terminal A/C | T24 minimum: 9.41 EER (based on vintage) package terminal A/C | 8.88 EER (based on vintage) package terminal A/C | Measure Definition does not have Energy Impact Qualifiers
407 | D03-084 | DEER2005 | D05 v2.01 | 2012-02-06 | PGE | Htl | Ex | Any | CZ12 | Cap-Tons | 300 | 200000 | None | 0 | 0 | 0 | 624 | 0.352 | 0 | 0 | 0 | 0 | 256 | 0.145 | 0 |  |  | 2 | Lodging - Hotel | Existing | Sacramento Area | PG&E | D03-084 | None | H.E. Package Terminal A/C < 7k | Standard |  | 11.29 EER (based on vintage) package terminal A/C | T24 minimum: 9.41 EER (based on vintage) package terminal A/C | 8.88 EER (based on vintage) package terminal A/C | Measure Definition does not have Energy Impact Qualifiers
408 | D03-084 | DEER2005 | D05 v2.01 | 2012-02-06 | PGE | Htl | Ex | Any | CZ13 | Cap-Tons | 307 | 200000 | None | 0 | 0 | 0 | 856 | 0.42 | 0 | 0 | 0 | 0 | 332 | 0.164 | 0 |  |  | 2 | Lodging - Hotel | Existing | Fresno Area | PG&E | D03-084 | None | H.E. Package Terminal A/C < 7k | Standard |  | 11.29 EER (based on vintage) package terminal A/C | T24 minimum: 9.41 EER (based on vintage) package terminal A/C | 8.88 EER (based on vintage) package terminal A/C | Measure Definition does not have Energy Impact Qualifiers
409 | D03-084 | DEER2005 | D05 v2.01 | 2012-02-06 | PGE | Htl | Ex | Any | CZ16 | Cap-Tons | 240 | 200000 | None | 0 | 0 | 0 | 502 | 0.366 | 0 | 0 | 0 | 0 | 201 | 0.147 | 0 |  |  | 2 | Lodging - Hotel | Existing | Blue Canyon (Mount Shasta for pre-2014) | PG&E | D03-084 | None | H.E. Package Terminal A/C < 7k | Standard |  | 11.29 EER (based on vintage) package terminal A/C | T24 minimum: 9.41 EER (based on vintage) package terminal A/C | 8.88 EER (based on vintage) package terminal A/C | Measure Definition does not have Energy Impact Qualifiers
410 | D03-084 | DEER2005 | D05 v2.01 | 2012-02-06 | PGE | Htl | Ex | Any | IOU | Cap-Tons | 257 | 200000 | None | 0 | 0 | 0 | 646 | 0.332 | 0 | 0 | 0 | 0 | 257 | 0.133 | 0 |  |  | 2 | Lodging - Hotel | Existing | IOU Territory | PG&E | D03-084 | None | H.E. Package Terminal A/C < 7k | Standard |  | 11.29 EER (based on vintage) package terminal A/C | T24 minimum: 9.41 EER (based on vintage) package terminal A/C | 8.88 EER (based on vintage) package terminal A/C | Measure Definition does not have Energy Impact Qualifiers
411 | D03-084 | DEER2005 | D05 v2.01 | 2012-02-06 | PGE | Htl | New | Any | IOU | Cap-Tons | 203 | 200000 | None | 0 | 0 | 0 | 210 | 0.117 | 0 | 0 | 0 | 0 | 210 | 0.117 | 0 |  |  | 2 | Lodging - Hotel | New | IOU Territory | PG&E | D03-084 | None | H.E. Package Terminal A/C < 7k | Standard |  | 11.29 EER (based on vintage) package terminal A/C | T24 minimum: 9.41 EER (based on vintage) package terminal A/C | 8.88 EER (based on vintage) package terminal A/C | Measure Definition does not have Energy Impact Qualifiers
412 | D03-084 | DEER2005 | D05 v2.01 | 2012-02-06 | PGE | Mtl | Ex | Any | CZ01 | Cap-Tons | 37.4 | 30000 | None | 0 | 0 | 0 | 460 | 0.254 | 0 | 0 | 0 | 0 | 188 | 0.104 | 0 |  |  | 2 | Lodging - Motel | Existing | Arcata Area | PG&E | D03-084 | None | H.E. Package Terminal A/C < 7k | Standard |  | 11.29 EER (based on vintage) package terminal A/C | T24 minimum: 9.41 EER (based on vintage) package terminal A/C | 8.88 EER (based on vintage) package terminal A/C | Measure Definition does not have Energy Impact Qualifiers
413 | D03-084 | DEER2005 | D05 v2.01 | 2012-02-06 | PGE | Mtl | Ex | Any | CZ02 | Cap-Tons | 60 | 30000 | None | 0 | 0 | 0 | 549 | 0.352 | 0 | 0 | 0 | 0 | 222 | 0.143 | 0 |  |  | 2 | Lodging - Motel | Existing | Santa Rosa Area | PG&E | D03-084 | None | H.E. Package Terminal A/C < 7k | Standard |  | 11.29 EER (based on vintage) package terminal A/C | T24 minimum: 9.41 EER (based on vintage) package terminal A/C | 8.88 EER (based on vintage) package terminal A/C | Measure Definition does not have Energy Impact Qualifiers
414 | D03-084 | DEER2005 | D05 v2.01 | 2012-02-06 | PGE | Mtl | Ex | Any | CZ03 | Cap-Tons | 51.4 | 30000 | None | 0 | 0 | 0 | 561 | 0.293 | 0 | 0 | 0 | 0 | 216 | 0.114 | 0 |  |  | 2 | Lodging - Motel | Existing | Oakland Area | PG&E | D03-084 | None | H.E. Package Terminal A/C < 7k | Standard |  | 11.29 EER (based on vintage) package terminal A/C | T24 minimum: 9.41 EER (based on vintage) package terminal A/C | 8.88 EER (based on vintage) package terminal A/C | Measure Definition does not have Energy Impact Qualifiers
415 | D03-084 | DEER2005 | D05 v2.01 | 2012-02-06 | PGE | Mtl | Ex | Any | CZ04 | Cap-Tons | 56.3 | 30000 | None | 0 | 0 | 0 | 619 | 0.34 | 0 | 0 | 0 | 0 | 253 | 0.14 | 0 |  |  | 2 | Lodging - Motel | Existing | San Jose-Reid (Sunnyvale for pre-2014) | PG&E | D03-084 | None | H.E. Package Terminal A/C < 7k | Standard |  | 11.29 EER (based on vintage) package terminal A/C | T24 minimum: 9.41 EER (based on vintage) package terminal A/C | 8.88 EER (based on vintage) package terminal A/C | Measure Definition does not have Energy Impact Qualifiers
416 | D03-084 | DEER2005 | D05 v2.01 | 2012-02-06 | PGE | Mtl | Ex | Any | CZ05 | Cap-Tons | 43.7 | 30000 | None | 0 | 0 | 0 | 640 | 0.321 | 0 | 0 | 0 | 0 | 259 | 0.131 | 0 |  |  | 2 | Lodging - Motel | Existing | Santa Maria Area | PG&E | D03-084 | None | H.E. Package Terminal A/C < 7k | Standard |  | 11.29 EER (based on vintage) package terminal A/C | T24 minimum: 9.41 EER (based on vintage) package terminal A/C | 8.88 EER (based on vintage) package terminal A/C | Measure Definition does not have Energy Impact Qualifiers
417 | D03-084 | DEER2005 | D05 v2.01 | 2012-02-06 | PGE | Mtl | Ex | Any | CZ11 | Cap-Tons | 69.8 | 30000 | None | 0 | 0 | 0 | 610 | 0.375 | 0 | 0 | 0 | 0 | 237 | 0.146 | 0 |  |  | 2 | Lodging - Motel | Existing | Red Bluff Area | PG&E | D03-084 | None | H.E. Package Terminal A/C < 7k | Standard |  | 11.29 EER (based on vintage) package terminal A/C | T24 minimum: 9.41 EER (based on vintage) package terminal A/C | 8.88 EER (based on vintage) package terminal A/C | Measure Definition does not have Energy Impact Qualifiers
418 | D03-084 | DEER2005 | D05 v2.01 | 2012-02-06 | PGE | Mtl | Ex | Any | CZ12 | Cap-Tons | 65.5 | 30000 | None | 0 | 0 | 0 | 569 | 0.345 | 0 | 0 | 0 | 0 | 231 | 0.142 | 0 |  |  | 2 | Lodging - Motel | Existing | Sacramento Area | PG&E | D03-084 | None | H.E. Package Terminal A/C < 7k | Standard |  | 11.29 EER (based on vintage) package terminal A/C | T24 minimum: 9.41 EER (based on vintage) package terminal A/C | 8.88 EER (based on vintage) package terminal A/C | Measure Definition does not have Energy Impact Qualifiers
419 | D03-084 | DEER2005 | D05 v2.01 | 2012-02-06 | PGE | Mtl | Ex | Any | CZ13 | Cap-Tons | 67.2 | 30000 | None | 0 | 0 | 0 | 751 | 0.418 | 0 | 0 | 0 | 0 | 289 | 0.162 | 0 |  |  | 2 | Lodging - Motel | Existing | Fresno Area | PG&E | D03-084 | None | H.E. Package Terminal A/C < 7k | Standard |  | 11.29 EER (based on vintage) package terminal A/C | T24 minimum: 9.41 EER (based on vintage) package terminal A/C | 8.88 EER (based on vintage) package terminal A/C | Measure Definition does not have Energy Impact Qualifiers
420 | D03-084 | DEER2005 | D05 v2.01 | 2012-02-06 | PGE | Mtl | Ex | Any | CZ16 | Cap-Tons | 52 | 30000 | None | 0 | 0 | 0 | 483 | 0.362 | 0 | 0 | 0 | 0 | 193 | 0.145 | 0 |  |  | 2 | Lodging - Motel | Existing | Blue Canyon (Mount Shasta for pre-2014) | PG&E | D03-084 | None | H.E. Package Terminal A/C < 7k | Standard |  | 11.29 EER (based on vintage) package terminal A/C | T24 minimum: 9.41 EER (based on vintage) package terminal A/C | 8.88 EER (based on vintage) package terminal A/C | Measure Definition does not have Energy Impact Qualifiers
421 | D03-084 | DEER2005 | D05 v2.01 | 2012-02-06 | PGE | Mtl | Ex | Any | IOU | Cap-Tons | 55.9 | 30000 | None | 0 | 0 | 0 | 589 | 0.327 | 0 | 0 | 0 | 0 | 233 | 0.13 | 0 |  |  | 2 | Lodging - Motel | Existing | IOU Territory | PG&E | D03-084 | None | H.E. Package Terminal A/C < 7k | Standard |  | 11.29 EER (based on vintage) package terminal A/C | T24 minimum: 9.41 EER (based on vintage) package terminal A/C | 8.88 EER (based on vintage) package terminal A/C | Measure Definition does not have Energy Impact Qualifiers
422 | D03-084 | DEER2005 | D05 v2.01 | 2012-02-06 | PGE | Mtl | New | Any | IOU | Cap-Tons | 41.9 | 30000 | None | 0 | 0 | 0 | 165 | 0.107 | 0 | 0 | 0 | 0 | 165 | 0.107 | 0 |  |  | 2 | Lodging - Motel | New | IOU Territory | PG&E | D03-084 | None | H.E. Package Terminal A/C < 7k | Standard |  | 11.29 EER (based on vintage) package terminal A/C | T24 minimum: 9.41 EER (based on vintage) package terminal A/C | 8.88 EER (based on vintage) package terminal A/C | Measure Definition does not have Energy Impact Qualifiers
423 | D03-084 | DEER2005 | D05 v2.01 | 2012-02-06 | SCE | Com | Ex | Any | IOU | Cap-Tons | 168 | 115000 | None | 0 | 0 | 0 | 742 | 0.332 | 0 | 0 | 0 | 0 | 311 | 0.139 | 0 |  |  | 2 | Commercial | Existing | IOU Territory | SCE | D03-084 | None | H.E. Package Terminal A/C < 7k | Standard |  | 11.29 EER (based on vintage) package terminal A/C | T24 minimum: 9.41 EER (based on vintage) package terminal A/C | 8.88 EER (based on vintage) package terminal A/C | Measure Definition does not have Energy Impact Qualifiers
424 | D03-084 | DEER2005 | D05 v2.01 | 2012-02-06 | SCE | Com | New | Any | IOU | Cap-Tons | 137 | 115000 | None | 0 | 0 | 0 | 258 | 0.122 | 0 | 0 | 0 | 0 | 258 | 0.122 | 0 |  |  | 2 | Commercial | New | IOU Territory | SCE | D03-084 | None | H.E. Package Terminal A/C < 7k | Standard |  | 11.29 EER (based on vintage) package terminal A/C | T24 minimum: 9.41 EER (based on vintage) package terminal A/C | 8.88 EER (based on vintage) package terminal A/C | Measure Definition does not have Energy Impact Qualifiers
425 | D03-084 | DEER2005 | D05 v2.01 | 2012-02-06 | SCE | Htl | Ex | Any | CZ05 | Cap-Tons | 220 | 200000 | None | 0 | 0 | 0 | 660 | 0.318 | 0 | 0 | 0 | 0 | 267 | 0.129 | 0 |  |  | 2 | Lodging - Hotel | Existing | Santa Maria Area | SCE | D03-084 | None | H.E. Package Terminal A/C < 7k | Standard |  | 11.29 EER (based on vintage) package terminal A/C | T24 minimum: 9.41 EER (based on vintage) package terminal A/C | 8.88 EER (based on vintage) package terminal A/C | Measure Definition does not have Energy Impact Qualifiers
426 | D03-084 | DEER2005 | D05 v2.01 | 2012-02-06 | SCE | Htl | Ex | Any | CZ06 | Cap-Tons | 270 | 200000 | None | 0 | 0 | 0 | 713 | 0.258 | 0 | 0 | 0 | 0 | 290 | 0.105 | 0 |  |  | 2 | Lodging - Hotel | Existing | Torrance (Los Angeles for pre-2014) | SCE | D03-084 | None | H.E. Package Terminal A/C < 7k | Standard |  | 11.29 EER (based on vintage) package terminal A/C | T24 minimum: 9.41 EER (based on vintage) package terminal A/C | 8.88 EER (based on vintage) package terminal A/C | Measure Definition does not have Energy Impact Qualifiers
427 | D03-084 | DEER2005 | D05 v2.01 | 2012-02-06 | SCE | Htl | Ex | Any | CZ08 | Cap-Tons | 244 | 200000 | None | 0 | 0 | 0 | 871 | 0.381 | 0 | 0 | 0 | 0 | 354 | 0.155 | 0 |  |  | 2 | Lodging - Hotel | Existing | Fullerton (El Toro for pre-2014) | SCE | D03-084 | None | H.E. Package Terminal A/C < 7k | Standard |  | 11.29 EER (based on vintage) package terminal A/C | T24 minimum: 9.41 EER (based on vintage) package terminal A/C | 8.88 EER (based on vintage) package terminal A/C | Measure Definition does not have Energy Impact Qualifiers
428 | D03-084 | DEER2005 | D05 v2.01 | 2012-02-06 | SCE | Htl | Ex | Any | CZ09 | Cap-Tons | 274 | 200000 | None | 0 | 0 | 0 | 829 | 0.395 | 0 | 0 | 0 | 0 | 339 | 0.162 | 0 |  |  | 2 | Lodging - Hotel | Existing | Burbank-Glendale (Pasadena for pre-2014) | SCE | D03-084 | None | H.E. Package Terminal A/C < 7k | Standard |  | 11.29 EER (based on vintage) package terminal A/C | T24 minimum: 9.41 EER (based on vintage) package terminal A/C | 8.88 EER (based on vintage) package terminal A/C | Measure Definition does not have Energy Impact Qualifiers
429 | D03-084 | DEER2005 | D05 v2.01 | 2012-02-06 | SCE | Htl | Ex | Any | CZ10 | Cap-Tons | 296 | 200000 | None | 0 | 0 | 0 | 700 | 0.347 | 0 | 0 | 0 | 0 | 322 | 0.161 | 0 |  |  | 2 | Lodging - Hotel | Existing | Riverside | SCE | D03-084 | None | H.E. Package Terminal A/C < 7k | Standard |  | 11.29 EER (based on vintage) package terminal A/C | T24 minimum: 9.41 EER (based on vintage) package terminal A/C | 8.88 EER (based on vintage) package terminal A/C | Measure Definition does not have Energy Impact Qualifiers
430 | D03-084 | DEER2005 | D05 v2.01 | 2012-02-06 | SCE | Htl | Ex | Any | CZ13 | Cap-Tons | 301 | 200000 | None | 0 | 0 | 0 | 779 | 0.384 | 0 | 0 | 0 | 0 | 332 | 0.164 | 0 |  |  | 2 | Lodging - Hotel | Existing | Fresno Area | SCE | D03-084 | None | H.E. Package Terminal A/C < 7k | Standard |  | 11.29 EER (based on vintage) package terminal A/C | T24 minimum: 9.41 EER (based on vintage) package terminal A/C | 8.88 EER (based on vintage) package terminal A/C | Measure Definition does not have Energy Impact Qualifiers
431 | D03-084 | DEER2005 | D05 v2.01 | 2012-02-06 | SCE | Htl | Ex | Any | CZ14 | Cap-Tons | 319 | 200000 | None | 0 | 0 | 0 | 672 | 0.33 | 0 | 0 | 0 | 0 | 295 | 0.147 | 0 |  |  | 2 | Lodging - Hotel | Existing | Palmdale (China Lake for pre-2014) | SCE | D03-084 | None | H.E. Package Terminal A/C < 7k | Standard |  | 11.29 EER (based on vintage) package terminal A/C | T24 minimum: 9.41 EER (based on vintage) package terminal A/C | 8.88 EER (based on vintage) package terminal A/C | Measure Definition does not have Energy Impact Qualifiers
432 | D03-084 | DEER2005 | D05 v2.01 | 2012-02-06 | SCE | Htl | Ex | Any | CZ15 | Cap-Tons | 320 | 200000 | None | 0 | 0 | 0 | 1020 | 0.39 | 0 | 0 | 0 | 0 | 471 | 0.18 | 0 |  |  | 2 | Lodging - Hotel | Existing | Palm Springs-Intl (El Centro for pre-2014) | SCE | D03-084 | None | H.E. Package Terminal A/C < 7k | Standard |  | 11.29 EER (based on vintage) package terminal A/C | T24 minimum: 9.41 EER (based on vintage) package terminal A/C | 8.88 EER (based on vintage) package terminal A/C | Measure Definition does not have Energy Impact Qualifiers
433 | D03-084 | DEER2005 | D05 v2.01 | 2012-02-06 | SCE | Htl | Ex | Any | CZ16 | Cap-Tons | 239 | 200000 | None | 0 | 0 | 0 | 486 | 0.351 | 0 | 0 | 0 | 0 | 203 | 0.148 | 0 |  |  | 2 | Lodging - Hotel | Existing | Blue Canyon (Mount Shasta for pre-2014) | SCE | D03-084 | None | H.E. Package Terminal A/C < 7k | Standard |  | 11.29 EER (based on vintage) package terminal A/C | T24 minimum: 9.41 EER (based on vintage) package terminal A/C | 8.88 EER (based on vintage) package terminal A/C | Measure Definition does not have Energy Impact Qualifiers
434 | D03-084 | DEER2005 | D05 v2.01 | 2012-02-06 | SCE | Htl | Ex | Any | IOU | Cap-Tons | 274 | 200000 | None | 0 | 0 | 0 | 800 | 0.338 | 0 | 0 | 0 | 0 | 336 | 0.142 | 0 |  |  | 2 | Lodging - Hotel | Existing | IOU Territory | SCE | D03-084 | None | H.E. Package Terminal A/C < 7k | Standard |  | 11.29 EER (based on vintage) package terminal A/C | T24 minimum: 9.41 EER (based on vintage) package terminal A/C | 8.88 EER (based on vintage) package terminal A/C | Measure Definition does not have Energy Impact Qualifiers
435 | D03-084 | DEER2005 | D05 v2.01 | 2012-02-06 | SCE | Htl | New | Any | IOU | Cap-Tons | 226 | 200000 | None | 0 | 0 | 0 | 293 | 0.128 | 0 | 0 | 0 | 0 | 293 | 0.128 | 0 |  |  | 2 | Lodging - Hotel | New | IOU Territory | SCE | D03-084 | None | H.E. Package Terminal A/C < 7k | Standard |  | 11.29 EER (based on vintage) package terminal A/C | T24 minimum: 9.41 EER (based on vintage) package terminal A/C | 8.88 EER (based on vintage) package terminal A/C | Measure Definition does not have Energy Impact Qualifiers
436 | D03-084 | DEER2005 | D05 v2.01 | 2012-02-06 | SCE | Mtl | Ex | Any | CZ05 | Cap-Tons | 44 | 30000 | None | 0 | 0 | 0 | 652 | 0.326 | 0 | 0 | 0 | 0 | 262 | 0.132 | 0 |  |  | 2 | Lodging - Motel | Existing | Santa Maria Area | SCE | D03-084 | None | H.E. Package Terminal A/C < 7k | Standard |  | 11.29 EER (based on vintage) package terminal A/C | T24 minimum: 9.41 EER (based on vintage) package terminal A/C | 8.88 EER (based on vintage) package terminal A/C | Measure Definition does not have Energy Impact Qualifiers
437 | D03-084 | DEER2005 | D05 v2.01 | 2012-02-06 | SCE | Mtl | Ex | Any | CZ06 | Cap-Tons | 60.8 | 30000 | None | 0 | 0 | 0 | 605 | 0.242 | 0 | 0 | 0 | 0 | 244 | 0.0973 | 0 |  |  | 2 | Lodging - Motel | Existing | Torrance (Los Angeles for pre-2014) | SCE | D03-084 | None | H.E. Package Terminal A/C < 7k | Standard |  | 11.29 EER (based on vintage) package terminal A/C | T24 minimum: 9.41 EER (based on vintage) package terminal A/C | 8.88 EER (based on vintage) package terminal A/C | Measure Definition does not have Energy Impact Qualifiers
438 | D03-084 | DEER2005 | D05 v2.01 | 2012-02-06 | SCE | Mtl | Ex | Any | CZ08 | Cap-Tons | 55.4 | 30000 | None | 0 | 0 | 0 | 753 | 0.372 | 0 | 0 | 0 | 0 | 304 | 0.151 | 0 |  |  | 2 | Lodging - Motel | Existing | Fullerton (El Toro for pre-2014) | SCE | D03-084 | None | H.E. Package Terminal A/C < 7k | Standard |  | 11.29 EER (based on vintage) package terminal A/C | T24 minimum: 9.41 EER (based on vintage) package terminal A/C | 8.88 EER (based on vintage) package terminal A/C | Measure Definition does not have Energy Impact Qualifiers
439 | D03-084 | DEER2005 | D05 v2.01 | 2012-02-06 | SCE | Mtl | Ex | Any | CZ09 | Cap-Tons | 60.4 | 30000 | None | 0 | 0 | 0 | 728 | 0.388 | 0 | 0 | 0 | 0 | 296 | 0.158 | 0 |  |  | 2 | Lodging - Motel | Existing | Burbank-Glendale (Pasadena for pre-2014) | SCE | D03-084 | None | H.E. Package Terminal A/C < 7k | Standard |  | 11.29 EER (based on vintage) package terminal A/C | T24 minimum: 9.41 EER (based on vintage) package terminal A/C | 8.88 EER (based on vintage) package terminal A/C | Measure Definition does not have Energy Impact Qualifiers
440 | D03-084 | DEER2005 | D05 v2.01 | 2012-02-06 | SCE | Mtl | Ex | Any | CZ10 | Cap-Tons | 64.6 | 30000 | None | 0 | 0 | 0 | 625 | 0.334 | 0 | 0 | 0 | 0 | 284 | 0.153 | 0 |  |  | 2 | Lodging - Motel | Existing | Riverside | SCE | D03-084 | None | H.E. Package Terminal A/C < 7k | Standard |  | 11.29 EER (based on vintage) package terminal A/C | T24 minimum: 9.41 EER (based on vintage) package terminal A/C | 8.88 EER (based on vintage) package terminal A/C | Measure Definition does not have Energy Impact Qualifiers
441 | D03-084 | DEER2005 | D05 v2.01 | 2012-02-06 | SCE | Mtl | Ex | Any | CZ13 | Cap-Tons | 66 | 30000 | None | 0 | 0 | 0 | 683 | 0.38 | 0 | 0 | 0 | 0 | 289 | 0.162 | 0 |  |  | 2 | Lodging - Motel | Existing | Fresno Area | SCE | D03-084 | None | H.E. Package Terminal A/C < 7k | Standard |  | 11.29 EER (based on vintage) package terminal A/C | T24 minimum: 9.41 EER (based on vintage) package terminal A/C | 8.88 EER (based on vintage) package terminal A/C | Measure Definition does not have Energy Impact Qualifiers
442 | D03-084 | DEER2005 | D05 v2.01 | 2012-02-06 | SCE | Mtl | Ex | Any | CZ14 | Cap-Tons | 70.2 | 30000 | None | 0 | 0 | 0 | 598 | 0.321 | 0 | 0 | 0 | 0 | 260 | 0.141 | 0 |  |  | 2 | Lodging - Motel | Existing | Palmdale (China Lake for pre-2014) | SCE | D03-084 | None | H.E. Package Terminal A/C < 7k | Standard |  | 11.29 EER (based on vintage) package terminal A/C | T24 minimum: 9.41 EER (based on vintage) package terminal A/C | 8.88 EER (based on vintage) package terminal A/C | Measure Definition does not have Energy Impact Qualifiers
443 | D03-084 | DEER2005 | D05 v2.01 | 2012-02-06 | SCE | Mtl | Ex | Any | CZ15 | Cap-Tons | 73.5 | 30000 | None | 0 | 0 | 0 | 808 | 0.375 | 0 | 0 | 0 | 0 | 370 | 0.173 | 0 |  |  | 2 | Lodging - Motel | Existing | Palm Springs-Intl (El Centro for pre-2014) | SCE | D03-084 | None | H.E. Package Terminal A/C < 7k | Standard |  | 11.29 EER (based on vintage) package terminal A/C | T24 minimum: 9.41 EER (based on vintage) package terminal A/C | 8.88 EER (based on vintage) package terminal A/C | Measure Definition does not have Energy Impact Qualifiers
444 | D03-084 | DEER2005 | D05 v2.01 | 2012-02-06 | SCE | Mtl | Ex | Any | CZ16 | Cap-Tons | 51.9 | 30000 | None | 0 | 0 | 0 | 471 | 0.348 | 0 | 0 | 0 | 0 | 197 | 0.146 | 0 |  |  | 2 | Lodging - Motel | Existing | Blue Canyon (Mount Shasta for pre-2014) | SCE | D03-084 | None | H.E. Package Terminal A/C < 7k | Standard |  | 11.29 EER (based on vintage) package terminal A/C | T24 minimum: 9.41 EER (based on vintage) package terminal A/C | 8.88 EER (based on vintage) package terminal A/C | Measure Definition does not have Energy Impact Qualifiers
445 | D03-084 | DEER2005 | D05 v2.01 | 2012-02-06 | SCE | Mtl | Ex | Any | IOU | Cap-Tons | 61.4 | 30000 | None | 0 | 0 | 0 | 683 | 0.326 | 0 | 0 | 0 | 0 | 285 | 0.136 | 0 |  |  | 2 | Lodging - Motel | Existing | IOU Territory | SCE | D03-084 | None | H.E. Package Terminal A/C < 7k | Standard |  | 11.29 EER (based on vintage) package terminal A/C | T24 minimum: 9.41 EER (based on vintage) package terminal A/C | 8.88 EER (based on vintage) package terminal A/C | Measure Definition does not have Energy Impact Qualifiers
446 | D03-084 | DEER2005 | D05 v2.01 | 2012-02-06 | SCE | Mtl | New | Any | IOU | Cap-Tons | 48.4 | 30000 | None | 0 | 0 | 0 | 224 | 0.115 | 0 | 0 | 0 | 0 | 224 | 0.115 | 0 |  |  | 2 | Lodging - Motel | New | IOU Territory | SCE | D03-084 | None | H.E. Package Terminal A/C < 7k | Standard |  | 11.29 EER (based on vintage) package terminal A/C | T24 minimum: 9.41 EER (based on vintage) package terminal A/C | 8.88 EER (based on vintage) package terminal A/C | Measure Definition does not have Energy Impact Qualifiers
447 | D03-084 | DEER2005 | D05 v2.01 | 2012-02-06 | SCG | Com | Ex | Any | IOU | Cap-Tons | 167 | 115000 | None | 0 | 0 | 0 | 758 | 0.347 | 0 | 0 | 0 | 0 | 312 | 0.143 | 0 |  |  | 2 | Commercial | Existing | IOU Territory | SCG | D03-084 | None | H.E. Package Terminal A/C < 7k | Standard |  | 11.29 EER (based on vintage) package terminal A/C | T24 minimum: 9.41 EER (based on vintage) package terminal A/C | 8.88 EER (based on vintage) package terminal A/C | Measure Definition does not have Energy Impact Qualifiers
448 | D03-084 | DEER2005 | D05 v2.01 | 2012-02-06 | SCG | Com | New | Any | IOU | Cap-Tons | 134 | 115000 | None | 0 | 0 | 0 | 258 | 0.123 | 0 | 0 | 0 | 0 | 258 | 0.123 | 0 |  |  | 2 | Commercial | New | IOU Territory | SCG | D03-084 | None | H.E. Package Terminal A/C < 7k | Standard |  | 11.29 EER (based on vintage) package terminal A/C | T24 minimum: 9.41 EER (based on vintage) package terminal A/C | 8.88 EER (based on vintage) package terminal A/C | Measure Definition does not have Energy Impact Qualifiers
449 | D03-084 | DEER2005 | D05 v2.01 | 2012-02-06 | SCG | Htl | Ex | Any | CZ05 | Cap-Tons | 220 | 200000 | None | 0 | 0 | 0 | 660 | 0.318 | 0 | 0 | 0 | 0 | 267 | 0.129 | 0 |  |  | 2 | Lodging - Hotel | Existing | Santa Maria Area | SCG | D03-084 | None | H.E. Package Terminal A/C < 7k | Standard |  | 11.29 EER (based on vintage) package terminal A/C | T24 minimum: 9.41 EER (based on vintage) package terminal A/C | 8.88 EER (based on vintage) package terminal A/C | Measure Definition does not have Energy Impact Qualifiers
450 | D03-084 | DEER2005 | D05 v2.01 | 2012-02-06 | SCG | Htl | Ex | Any | CZ06 | Cap-Tons | 270 | 200000 | None | 0 | 0 | 0 | 715 | 0.259 | 0 | 0 | 0 | 0 | 290 | 0.105 | 0 |  |  | 2 | Lodging - Hotel | Existing | Torrance (Los Angeles for pre-2014) | SCG | D03-084 | None | H.E. Package Terminal A/C < 7k | Standard |  | 11.29 EER (based on vintage) package terminal A/C | T24 minimum: 9.41 EER (based on vintage) package terminal A/C | 8.88 EER (based on vintage) package terminal A/C | Measure Definition does not have Energy Impact Qualifiers
451 | D03-084 | DEER2005 | D05 v2.01 | 2012-02-06 | SCG | Htl | Ex | Any | CZ08 | Cap-Tons | 244 | 200000 | None | 0 | 0 | 0 | 879 | 0.384 | 0 | 0 | 0 | 0 | 353 | 0.155 | 0 |  |  | 2 | Lodging - Hotel | Existing | Fullerton (El Toro for pre-2014) | SCG | D03-084 | None | H.E. Package Terminal A/C < 7k | Standard |  | 11.29 EER (based on vintage) package terminal A/C | T24 minimum: 9.41 EER (based on vintage) package terminal A/C | 8.88 EER (based on vintage) package terminal A/C | Measure Definition does not have Energy Impact Qualifiers
452 | D03-084 | DEER2005 | D05 v2.01 | 2012-02-06 | SCG | Htl | Ex | Any | CZ09 | Cap-Tons | 275 | 200000 | None | 0 | 0 | 0 | 851 | 0.406 | 0 | 0 | 0 | 0 | 339 | 0.162 | 0 |  |  | 2 | Lodging - Hotel | Existing | Burbank-Glendale (Pasadena for pre-2014) | SCG | D03-084 | None | H.E. Package Terminal A/C < 7k | Standard |  | 11.29 EER (based on vintage) package terminal A/C | T24 minimum: 9.41 EER (based on vintage) package terminal A/C | 8.88 EER (based on vintage) package terminal A/C | Measure Definition does not have Energy Impact Qualifiers
453 | D03-084 | DEER2005 | D05 v2.01 | 2012-02-06 | SCG | Htl | Ex | Any | CZ10 | Cap-Tons | 296 | 200000 | None | 0 | 0 | 0 | 700 | 0.347 | 0 | 0 | 0 | 0 | 322 | 0.161 | 0 |  |  | 2 | Lodging - Hotel | Existing | Riverside | SCG | D03-084 | None | H.E. Package Terminal A/C < 7k | Standard |  | 11.29 EER (based on vintage) package terminal A/C | T24 minimum: 9.41 EER (based on vintage) package terminal A/C | 8.88 EER (based on vintage) package terminal A/C | Measure Definition does not have Energy Impact Qualifiers
454 | D03-084 | DEER2005 | D05 v2.01 | 2012-02-06 | SCG | Htl | Ex | Any | CZ13 | Cap-Tons | 301 | 200000 | None | 0 | 0 | 0 | 779 | 0.384 | 0 | 0 | 0 | 0 | 332 | 0.164 | 0 |  |  | 2 | Lodging - Hotel | Existing | Fresno Area | SCG | D03-084 | None | H.E. Package Terminal A/C < 7k | Standard |  | 11.29 EER (based on vintage) package terminal A/C | T24 minimum: 9.41 EER (based on vintage) package terminal A/C | 8.88 EER (based on vintage) package terminal A/C | Measure Definition does not have Energy Impact Qualifiers
455 | D03-084 | DEER2005 | D05 v2.01 | 2012-02-06 | SCG | Htl | Ex | Any | CZ14 | Cap-Tons | 319 | 200000 | None | 0 | 0 | 0 | 672 | 0.33 | 0 | 0 | 0 | 0 | 295 | 0.147 | 0 |  |  | 2 | Lodging - Hotel | Existing | Palmdale (China Lake for pre-2014) | SCG | D03-084 | None | H.E. Package Terminal A/C < 7k | Standard |  | 11.29 EER (based on vintage) package terminal A/C | T24 minimum: 9.41 EER (based on vintage) package terminal A/C | 8.88 EER (based on vintage) package terminal A/C | Measure Definition does not have Energy Impact Qualifiers
456 | D03-084 | DEER2005 | D05 v2.01 | 2012-02-06 | SCG | Htl | Ex | Any | CZ15 | Cap-Tons | 320 | 200000 | None | 0 | 0 | 0 | 1020 | 0.39 | 0 | 0 | 0 | 0 | 471 | 0.18 | 0 |  |  | 2 | Lodging - Hotel | Existing | Palm Springs-Intl (El Centro for pre-2014) | SCG | D03-084 | None | H.E. Package Terminal A/C < 7k | Standard |  | 11.29 EER (based on vintage) package terminal A/C | T24 minimum: 9.41 EER (based on vintage) package terminal A/C | 8.88 EER (based on vintage) package terminal A/C | Measure Definition does not have Energy Impact Qualifiers
457 | D03-084 | DEER2005 | D05 v2.01 | 2012-02-06 | SCG | Htl | Ex | Any | CZ16 | Cap-Tons | 239 | 200000 | None | 0 | 0 | 0 | 486 | 0.351 | 0 | 0 | 0 | 0 | 203 | 0.148 | 0 |  |  | 2 | Lodging - Hotel | Existing | Blue Canyon (Mount Shasta for pre-2014) | SCG | D03-084 | None | H.E. Package Terminal A/C < 7k | Standard |  | 11.29 EER (based on vintage) package terminal A/C | T24 minimum: 9.41 EER (based on vintage) package terminal A/C | 8.88 EER (based on vintage) package terminal A/C | Measure Definition does not have Energy Impact Qualifiers
458 | D03-084 | DEER2005 | D05 v2.01 | 2012-02-06 | SCG | Htl | Ex | Any | IOU | Cap-Tons | 272 | 200000 | None | 0 | 0 | 0 | 816 | 0.352 | 0 | 0 | 0 | 0 | 336 | 0.146 | 0 |  |  | 2 | Lodging - Hotel | Existing | IOU Territory | SCG | D03-084 | None | H.E. Package Terminal A/C < 7k | Standard |  | 11.29 EER (based on vintage) package terminal A/C | T24 minimum: 9.41 EER (based on vintage) package terminal A/C | 8.88 EER (based on vintage) package terminal A/C | Measure Definition does not have Energy Impact Qualifiers
459 | D03-084 | DEER2005 | D05 v2.01 | 2012-02-06 | SCG | Htl | New | Any | IOU | Cap-Tons | 221 | 200000 | None | 0 | 0 | 0 | 292 | 0.129 | 0 | 0 | 0 | 0 | 292 | 0.129 | 0 |  |  | 2 | Lodging - Hotel | New | IOU Territory | SCG | D03-084 | None | H.E. Package Terminal A/C < 7k | Standard |  | 11.29 EER (based on vintage) package terminal A/C | T24 minimum: 9.41 EER (based on vintage) package terminal A/C | 8.88 EER (based on vintage) package terminal A/C | Measure Definition does not have Energy Impact Qualifiers
460 | D03-084 | DEER2005 | D05 v2.01 | 2012-02-06 | SCG | Mtl | Ex | Any | CZ05 | Cap-Tons | 44 | 30000 | None | 0 | 0 | 0 | 652 | 0.326 | 0 | 0 | 0 | 0 | 262 | 0.132 | 0 |  |  | 2 | Lodging - Motel | Existing | Santa Maria Area | SCG | D03-084 | None | H.E. Package Terminal A/C < 7k | Standard |  | 11.29 EER (based on vintage) package terminal A/C | T24 minimum: 9.41 EER (based on vintage) package terminal A/C | 8.88 EER (based on vintage) package terminal A/C | Measure Definition does not have Energy Impact Qualifiers
461 | D03-084 | DEER2005 | D05 v2.01 | 2012-02-06 | SCG | Mtl | Ex | Any | CZ06 | Cap-Tons | 60.8 | 30000 | None | 0 | 0 | 0 | 607 | 0.242 | 0 | 0 | 0 | 0 | 244 | 0.0973 | 0 |  |  | 2 | Lodging - Motel | Existing | Torrance (Los Angeles for pre-2014) | SCG | D03-084 | None | H.E. Package Terminal A/C < 7k | Standard |  | 11.29 EER (based on vintage) package terminal A/C | T24 minimum: 9.41 EER (based on vintage) package terminal A/C | 8.88 EER (based on vintage) package terminal A/C | Measure Definition does not have Energy Impact Qualifiers
462 | D03-084 | DEER2005 | D05 v2.01 | 2012-02-06 | SCG | Mtl | Ex | Any | CZ08 | Cap-Tons | 55.4 | 30000 | None | 0 | 0 | 0 | 760 | 0.375 | 0 | 0 | 0 | 0 | 304 | 0.151 | 0 |  |  | 2 | Lodging - Motel | Existing | Fullerton (El Toro for pre-2014) | SCG | D03-084 | None | H.E. Package Terminal A/C < 7k | Standard |  | 11.29 EER (based on vintage) package terminal A/C | T24 minimum: 9.41 EER (based on vintage) package terminal A/C | 8.88 EER (based on vintage) package terminal A/C | Measure Definition does not have Energy Impact Qualifiers
463 | D03-084 | DEER2005 | D05 v2.01 | 2012-02-06 | SCG | Mtl | Ex | Any | CZ09 | Cap-Tons | 60.6 | 30000 | None | 0 | 0 | 0 | 748 | 0.398 | 0 | 0 | 0 | 0 | 296 | 0.158 | 0 |  |  | 2 | Lodging - Motel | Existing | Burbank-Glendale (Pasadena for pre-2014) | SCG | D03-084 | None | H.E. Package Terminal A/C < 7k | Standard |  | 11.29 EER (based on vintage) package terminal A/C | T24 minimum: 9.41 EER (based on vintage) package terminal A/C | 8.88 EER (based on vintage) package terminal A/C | Measure Definition does not have Energy Impact Qualifiers
464 | D03-084 | DEER2005 | D05 v2.01 | 2012-02-06 | SCG | Mtl | Ex | Any | CZ10 | Cap-Tons | 64.6 | 30000 | None | 0 | 0 | 0 | 625 | 0.334 | 0 | 0 | 0 | 0 | 284 | 0.153 | 0 |  |  | 2 | Lodging - Motel | Existing | Riverside | SCG | D03-084 | None | H.E. Package Terminal A/C < 7k | Standard |  | 11.29 EER (based on vintage) package terminal A/C | T24 minimum: 9.41 EER (based on vintage) package terminal A/C | 8.88 EER (based on vintage) package terminal A/C | Measure Definition does not have Energy Impact Qualifiers
465 | D03-084 | DEER2005 | D05 v2.01 | 2012-02-06 | SCG | Mtl | Ex | Any | CZ13 | Cap-Tons | 66 | 30000 | None | 0 | 0 | 0 | 683 | 0.38 | 0 | 0 | 0 | 0 | 289 | 0.162 | 0 |  |  | 2 | Lodging - Motel | Existing | Fresno Area | SCG | D03-084 | None | H.E. Package Terminal A/C < 7k | Standard |  | 11.29 EER (based on vintage) package terminal A/C | T24 minimum: 9.41 EER (based on vintage) package terminal A/C | 8.88 EER (based on vintage) package terminal A/C | Measure Definition does not have Energy Impact Qualifiers
466 | D03-084 | DEER2005 | D05 v2.01 | 2012-02-06 | SCG | Mtl | Ex | Any | CZ14 | Cap-Tons | 70.2 | 30000 | None | 0 | 0 | 0 | 598 | 0.321 | 0 | 0 | 0 | 0 | 260 | 0.141 | 0 |  |  | 2 | Lodging - Motel | Existing | Palmdale (China Lake for pre-2014) | SCG | D03-084 | None | H.E. Package Terminal A/C < 7k | Standard |  | 11.29 EER (based on vintage) package terminal A/C | T24 minimum: 9.41 EER (based on vintage) package terminal A/C | 8.88 EER (based on vintage) package terminal A/C | Measure Definition does not have Energy Impact Qualifiers
467 | D03-084 | DEER2005 | D05 v2.01 | 2012-02-06 | SCG | Mtl | Ex | Any | CZ15 | Cap-Tons | 73.5 | 30000 | None | 0 | 0 | 0 | 808 | 0.375 | 0 | 0 | 0 | 0 | 370 | 0.173 | 0 |  |  | 2 | Lodging - Motel | Existing | Palm Springs-Intl (El Centro for pre-2014) | SCG | D03-084 | None | H.E. Package Terminal A/C < 7k | Standard |  | 11.29 EER (based on vintage) package terminal A/C | T24 minimum: 9.41 EER (based on vintage) package terminal A/C | 8.88 EER (based on vintage) package terminal A/C | Measure Definition does not have Energy Impact Qualifiers
468 | D03-084 | DEER2005 | D05 v2.01 | 2012-02-06 | SCG | Mtl | Ex | Any | CZ16 | Cap-Tons | 51.9 | 30000 | None | 0 | 0 | 0 | 471 | 0.348 | 0 | 0 | 0 | 0 | 197 | 0.146 | 0 |  |  | 2 | Lodging - Motel | Existing | Blue Canyon (Mount Shasta for pre-2014) | SCG | D03-084 | None | H.E. Package Terminal A/C < 7k | Standard |  | 11.29 EER (based on vintage) package terminal A/C | T24 minimum: 9.41 EER (based on vintage) package terminal A/C | 8.88 EER (based on vintage) package terminal A/C | Measure Definition does not have Energy Impact Qualifiers
469 | D03-084 | DEER2005 | D05 v2.01 | 2012-02-06 | SCG | Mtl | Ex | Any | IOU | Cap-Tons | 61 | 30000 | None | 0 | 0 | 0 | 701 | 0.341 | 0 | 0 | 0 | 0 | 287 | 0.14 | 0 |  |  | 2 | Lodging - Motel | Existing | IOU Territory | SCG | D03-084 | None | H.E. Package Terminal A/C < 7k | Standard |  | 11.29 EER (based on vintage) package terminal A/C | T24 minimum: 9.41 EER (based on vintage) package terminal A/C | 8.88 EER (based on vintage) package terminal A/C | Measure Definition does not have Energy Impact Qualifiers
470 | D03-084 | DEER2005 | D05 v2.01 | 2012-02-06 | SCG | Mtl | New | Any | IOU | Cap-Tons | 47.5 | 30000 | None | 0 | 0 | 0 | 224 | 0.117 | 0 | 0 | 0 | 0 | 224 | 0.117 | 0 |  |  | 2 | Lodging - Motel | New | IOU Territory | SCG | D03-084 | None | H.E. Package Terminal A/C < 7k | Standard |  | 11.29 EER (based on vintage) package terminal A/C | T24 minimum: 9.41 EER (based on vintage) package terminal A/C | 8.88 EER (based on vintage) package terminal A/C | Measure Definition does not have Energy Impact Qualifiers
471 | D03-084 | DEER2005 | D05 v2.01 | 2012-02-06 | SDG | Com | Ex | Any | IOU | Cap-Tons | 141 | 115000 | None | 0 | 0 | 0 | 715 | 0.302 | 0 | 0 | 0 | 0 | 316 | 0.134 | 0 |  |  | 2 | Commercial | Existing | IOU Territory | SDG&E | D03-084 | None | H.E. Package Terminal A/C < 7k | Standard |  | 11.29 EER (based on vintage) package terminal A/C | T24 minimum: 9.41 EER (based on vintage) package terminal A/C | 8.88 EER (based on vintage) package terminal A/C | Measure Definition does not have Energy Impact Qualifiers
472 | D03-084 | DEER2005 | D05 v2.01 | 2012-02-06 | SDG | Com | New | Any | IOU | Cap-Tons | 121 | 115000 | None | 0 | 0 | 0 | 250 | 0.108 | 0 | 0 | 0 | 0 | 250 | 0.108 | 0 |  |  | 2 | Commercial | New | IOU Territory | SDG&E | D03-084 | None | H.E. Package Terminal A/C < 7k | Standard |  | 11.29 EER (based on vintage) package terminal A/C | T24 minimum: 9.41 EER (based on vintage) package terminal A/C | 8.88 EER (based on vintage) package terminal A/C | Measure Definition does not have Energy Impact Qualifiers
473 | D03-084 | DEER2005 | D05 v2.01 | 2012-02-06 | SDG | Htl | Ex | Any | CZ06 | Cap-Tons | 263 | 200000 | None | 0 | 0 | 0 | 644 | 0.232 | 0 | 0 | 0 | 0 | 287 | 0.103 | 0 |  |  | 2 | Lodging - Hotel | Existing | Torrance (Los Angeles for pre-2014) | SDG&E | D03-084 | None | H.E. Package Terminal A/C < 7k | Standard |  | 11.29 EER (based on vintage) package terminal A/C | T24 minimum: 9.41 EER (based on vintage) package terminal A/C | 8.88 EER (based on vintage) package terminal A/C | Measure Definition does not have Energy Impact Qualifiers
474 | D03-084 | DEER2005 | D05 v2.01 | 2012-02-06 | SDG | Htl | Ex | Any | CZ07 | Cap-Tons | 220 | 200000 | None | 0 | 0 | 0 | 783 | 0.309 | 0 | 0 | 0 | 0 | 348 | 0.137 | 0 |  |  | 2 | Lodging - Hotel | Existing | San Diego-Lindbergh | SDG&E | D03-084 | None | H.E. Package Terminal A/C < 7k | Standard |  | 11.29 EER (based on vintage) package terminal A/C | T24 minimum: 9.41 EER (based on vintage) package terminal A/C | 8.88 EER (based on vintage) package terminal A/C | Measure Definition does not have Energy Impact Qualifiers
475 | D03-084 | DEER2005 | D05 v2.01 | 2012-02-06 | SDG | Htl | Ex | Any | CZ08 | Cap-Tons | 238 | 200000 | None | 0 | 0 | 0 | 785 | 0.344 | 0 | 0 | 0 | 0 | 349 | 0.154 | 0 |  |  | 2 | Lodging - Hotel | Existing | Fullerton (El Toro for pre-2014) | SDG&E | D03-084 | None | H.E. Package Terminal A/C < 7k | Standard |  | 11.29 EER (based on vintage) package terminal A/C | T24 minimum: 9.41 EER (based on vintage) package terminal A/C | 8.88 EER (based on vintage) package terminal A/C | Measure Definition does not have Energy Impact Qualifiers
476 | D03-084 | DEER2005 | D05 v2.01 | 2012-02-06 | SDG | Htl | Ex | Any | CZ10 | Cap-Tons | 297 | 200000 | None | 0 | 0 | 0 | 722 | 0.358 | 0 | 0 | 0 | 0 | 322 | 0.161 | 0 |  |  | 2 | Lodging - Hotel | Existing | Riverside | SDG&E | D03-084 | None | H.E. Package Terminal A/C < 7k | Standard |  | 11.29 EER (based on vintage) package terminal A/C | T24 minimum: 9.41 EER (based on vintage) package terminal A/C | 8.88 EER (based on vintage) package terminal A/C | Measure Definition does not have Energy Impact Qualifiers
477 | D03-084 | DEER2005 | D05 v2.01 | 2012-02-06 | SDG | Htl | Ex | Any | CZ14 | Cap-Tons | 316 | 200000 | None | 0 | 0 | 0 | 659 | 0.325 | 0 | 0 | 0 | 0 | 293 | 0.147 | 0 |  |  | 2 | Lodging - Hotel | Existing | Palmdale (China Lake for pre-2014) | SDG&E | D03-084 | None | H.E. Package Terminal A/C < 7k | Standard |  | 11.29 EER (based on vintage) package terminal A/C | T24 minimum: 9.41 EER (based on vintage) package terminal A/C | 8.88 EER (based on vintage) package terminal A/C | Measure Definition does not have Energy Impact Qualifiers
478 | D03-084 | DEER2005 | D05 v2.01 | 2012-02-06 | SDG | Htl | Ex | Any | CZ15 | Cap-Tons | 323 | 200000 | None | 0 | 0 | 0 | 1050 | 0.402 | 0 | 0 | 0 | 0 | 470 | 0.18 | 0 |  |  | 2 | Lodging - Hotel | Existing | Palm Springs-Intl (El Centro for pre-2014) | SDG&E | D03-084 | None | H.E. Package Terminal A/C < 7k | Standard |  | 11.29 EER (based on vintage) package terminal A/C | T24 minimum: 9.41 EER (based on vintage) package terminal A/C | 8.88 EER (based on vintage) package terminal A/C | Measure Definition does not have Energy Impact Qualifiers
479 | D03-084 | DEER2005 | D05 v2.01 | 2012-02-06 | SDG | Htl | Ex | Any | IOU | Cap-Tons | 231 | 200000 | None | 0 | 0 | 0 | 772 | 0.312 | 0 | 0 | 0 | 0 | 343 | 0.139 | 0 |  |  | 2 | Lodging - Hotel | Existing | IOU Territory | SDG&E | D03-084 | None | H.E. Package Terminal A/C < 7k | Standard |  | 11.29 EER (based on vintage) package terminal A/C | T24 minimum: 9.41 EER (based on vintage) package terminal A/C | 8.88 EER (based on vintage) package terminal A/C | Measure Definition does not have Energy Impact Qualifiers
480 | D03-084 | DEER2005 | D05 v2.01 | 2012-02-06 | SDG | Htl | New | Any | IOU | Cap-Tons | 201 | 200000 | None | 0 | 0 | 0 | 282 | 0.113 | 0 | 0 | 0 | 0 | 282 | 0.113 | 0 |  |  | 2 | Lodging - Hotel | New | IOU Territory | SDG&E | D03-084 | None | H.E. Package Terminal A/C < 7k | Standard |  | 11.29 EER (based on vintage) package terminal A/C | T24 minimum: 9.41 EER (based on vintage) package terminal A/C | 8.88 EER (based on vintage) package terminal A/C | Measure Definition does not have Energy Impact Qualifiers
481 | D03-084 | DEER2005 | D05 v2.01 | 2012-02-06 | SDG | Mtl | Ex | Any | CZ06 | Cap-Tons | 58.9 | 30000 | None | 0 | 0 | 0 | 542 | 0.216 | 0 | 0 | 0 | 0 | 238 | 0.0951 | 0 |  |  | 2 | Lodging - Motel | Existing | Torrance (Los Angeles for pre-2014) | SDG&E | D03-084 | None | H.E. Package Terminal A/C < 7k | Standard |  | 11.29 EER (based on vintage) package terminal A/C | T24 minimum: 9.41 EER (based on vintage) package terminal A/C | 8.88 EER (based on vintage) package terminal A/C | Measure Definition does not have Energy Impact Qualifiers
482 | D03-084 | DEER2005 | D05 v2.01 | 2012-02-06 | SDG | Mtl | Ex | Any | CZ07 | Cap-Tons | 48.4 | 30000 | None | 0 | 0 | 0 | 663 | 0.29 | 0 | 0 | 0 | 0 | 292 | 0.128 | 0 |  |  | 2 | Lodging - Motel | Existing | San Diego-Lindbergh | SDG&E | D03-084 | None | H.E. Package Terminal A/C < 7k | Standard |  | 11.29 EER (based on vintage) package terminal A/C | T24 minimum: 9.41 EER (based on vintage) package terminal A/C | 8.88 EER (based on vintage) package terminal A/C | Measure Definition does not have Energy Impact Qualifiers
483 | D03-084 | DEER2005 | D05 v2.01 | 2012-02-06 | SDG | Mtl | Ex | Any | CZ08 | Cap-Tons | 53.7 | 30000 | None | 0 | 0 | 0 | 675 | 0.334 | 0 | 0 | 0 | 0 | 298 | 0.148 | 0 |  |  | 2 | Lodging - Motel | Existing | Fullerton (El Toro for pre-2014) | SDG&E | D03-084 | None | H.E. Package Terminal A/C < 7k | Standard |  | 11.29 EER (based on vintage) package terminal A/C | T24 minimum: 9.41 EER (based on vintage) package terminal A/C | 8.88 EER (based on vintage) package terminal A/C | Measure Definition does not have Energy Impact Qualifiers
484 | D03-084 | DEER2005 | D05 v2.01 | 2012-02-06 | SDG | Mtl | Ex | Any | CZ10 | Cap-Tons | 64.8 | 30000 | None | 0 | 0 | 0 | 644 | 0.344 | 0 | 0 | 0 | 0 | 284 | 0.153 | 0 |  |  | 2 | Lodging - Motel | Existing | Riverside | SDG&E | D03-084 | None | H.E. Package Terminal A/C < 7k | Standard |  | 11.29 EER (based on vintage) package terminal A/C | T24 minimum: 9.41 EER (based on vintage) package terminal A/C | 8.88 EER (based on vintage) package terminal A/C | Measure Definition does not have Energy Impact Qualifiers
485 | D03-084 | DEER2005 | D05 v2.01 | 2012-02-06 | SDG | Mtl | Ex | Any | CZ14 | Cap-Tons | 69.4 | 30000 | None | 0 | 0 | 0 | 584 | 0.316 | 0 | 0 | 0 | 0 | 257 | 0.14 | 0 |  |  | 2 | Lodging - Motel | Existing | Palmdale (China Lake for pre-2014) | SDG&E | D03-084 | None | H.E. Package Terminal A/C < 7k | Standard |  | 11.29 EER (based on vintage) package terminal A/C | T24 minimum: 9.41 EER (based on vintage) package terminal A/C | 8.88 EER (based on vintage) package terminal A/C | Measure Definition does not have Energy Impact Qualifiers
486 | D03-084 | DEER2005 | D05 v2.01 | 2012-02-06 | SDG | Mtl | Ex | Any | CZ15 | Cap-Tons | 74 | 30000 | None | 0 | 0 | 0 | 829 | 0.385 | 0 | 0 | 0 | 0 | 369 | 0.172 | 0 |  |  | 2 | Lodging - Motel | Existing | Palm Springs-Intl (El Centro for pre-2014) | SDG&E | D03-084 | None | H.E. Package Terminal A/C < 7k | Standard |  | 11.29 EER (based on vintage) package terminal A/C | T24 minimum: 9.41 EER (based on vintage) package terminal A/C | 8.88 EER (based on vintage) package terminal A/C | Measure Definition does not have Energy Impact Qualifiers
487 | D03-084 | DEER2005 | D05 v2.01 | 2012-02-06 | SDG | Mtl | Ex | Any | IOU | Cap-Tons | 51 | 30000 | None | 0 | 0 | 0 | 657 | 0.293 | 0 | 0 | 0 | 0 | 289 | 0.13 | 0 |  |  | 2 | Lodging - Motel | Existing | IOU Territory | SDG&E | D03-084 | None | H.E. Package Terminal A/C < 7k | Standard |  | 11.29 EER (based on vintage) package terminal A/C | T24 minimum: 9.41 EER (based on vintage) package terminal A/C | 8.88 EER (based on vintage) package terminal A/C | Measure Definition does not have Energy Impact Qualifiers
488 | D03-084 | DEER2005 | D05 v2.01 | 2012-02-06 | SDG | Mtl | New | Any | IOU | Cap-Tons | 41.6 | 30000 | None | 0 | 0 | 0 | 218 | 0.103 | 0 | 0 | 0 | 0 | 218 | 0.103 | 0 |  |  | 2 | Lodging - Motel | New | IOU Territory | SDG&E | D03-084 | None | H.E. Package Terminal A/C < 7k | Standard |  | 11.29 EER (based on vintage) package terminal A/C | T24 minimum: 9.41 EER (based on vintage) package terminal A/C | 8.88 EER (based on vintage) package terminal A/C | Measure Definition does not have Energy Impact Qualifiers
489 | D03-099 | DEER2005 | D05 v2.01 | 2014-05-27 15:37 | Any | Htl | New | Any | CZ01 | Cap-Tons | 149 | 200000 | None | 0 | 0 | 0 | 153 | 0.0866 | 0 | 0 | 0 | 0 | 153 | 0.0866 | 0 |  |  | 1 | Lodging - Hotel | New | Arcata Area | Any | D03-099 | None | H.E. Package Terminal A/C 7k-15k | Standard |  | 10.27 EER (based on vintage) package terminal A/C | T24 minimum: 8.56 EER (based on vintage) package terminal A/C | 8.50 EER (based on vintage) package terminal A/C | Measure Definition does not have Energy Impact Qualifiers
490 | D03-099 | DEER2005 | D05 v2.01 | 2014-05-27 15:37 | Any | Htl | New | Any | CZ02 | Cap-Tons | 203 | 200000 | None | 0 | 0 | 0 | 197 | 0.137 | 0 | 0 | 0 | 0 | 197 | 0.137 | 0 |  |  | 1 | Lodging - Hotel | New | Santa Rosa Area | Any | D03-099 | None | H.E. Package Terminal A/C 7k-15k | Standard |  | 10.27 EER (based on vintage) package terminal A/C | T24 minimum: 8.56 EER (based on vintage) package terminal A/C | 8.50 EER (based on vintage) package terminal A/C | Measure Definition does not have Energy Impact Qualifiers
491 | D03-099 | DEER2005 | D05 v2.01 | 2014-05-27 15:37 | Any | Htl | New | Any | CZ03 | Cap-Tons | 183 | 200000 | None | 0 | 0 | 0 | 204 | 0.104 | 0 | 0 | 0 | 0 | 204 | 0.104 | 0 |  |  | 1 | Lodging - Hotel | New | Oakland Area | Any | D03-099 | None | H.E. Package Terminal A/C 7k-15k | Standard |  | 10.27 EER (based on vintage) package terminal A/C | T24 minimum: 8.56 EER (based on vintage) package terminal A/C | 8.50 EER (based on vintage) package terminal A/C | Measure Definition does not have Energy Impact Qualifiers
492 | D03-099 | DEER2005 | D05 v2.01 | 2014-05-27 15:37 | Any | Htl | New | Any | CZ04 | Cap-Tons | 197 | 200000 | None | 0 | 0 | 0 | 245 | 0.136 | 0 | 0 | 0 | 0 | 245 | 0.136 | 0 |  |  | 1 | Lodging - Hotel | New | San Jose-Reid (Sunnyvale for pre-2014) | Any | D03-099 | None | H.E. Package Terminal A/C 7k-15k | Standard |  | 10.27 EER (based on vintage) package terminal A/C | T24 minimum: 8.56 EER (based on vintage) package terminal A/C | 8.50 EER (based on vintage) package terminal A/C | Measure Definition does not have Energy Impact Qualifiers
493 | D03-099 | DEER2005 | D05 v2.01 | 2014-05-27 15:37 | Any | Htl | New | Any | CZ05 | Cap-Tons | 181 | 200000 | None | 0 | 0 | 0 | 219 | 0.103 | 0 | 0 | 0 | 0 | 219 | 0.103 | 0 |  |  | 1 | Lodging - Hotel | New | Santa Maria Area | Any | D03-099 | None | H.E. Package Terminal A/C 7k-15k | Standard |  | 10.27 EER (based on vintage) package terminal A/C | T24 minimum: 8.56 EER (based on vintage) package terminal A/C | 8.50 EER (based on vintage) package terminal A/C | Measure Definition does not have Energy Impact Qualifiers
494 | D03-099 | DEER2005 | D05 v2.01 | 2014-05-27 15:37 | Any | Htl | New | Any | CZ06 | Cap-Tons | 218 | 200000 | None | 0 | 0 | 0 | 266 | 0.0897 | 0 | 0 | 0 | 0 | 266 | 0.0897 | 0 |  |  | 1 | Lodging - Hotel | New | Torrance (Los Angeles for pre-2014) | Any | D03-099 | None | H.E. Package Terminal A/C 7k-15k | Standard |  | 10.27 EER (based on vintage) package terminal A/C | T24 minimum: 8.56 EER (based on vintage) package terminal A/C | 8.50 EER (based on vintage) package terminal A/C | Measure Definition does not have Energy Impact Qualifiers
495 | D03-099 | DEER2005 | D05 v2.01 | 2014-05-27 15:37 | Any | Htl | New | Any | CZ07 | Cap-Tons | 196 | 200000 | None | 0 | 0 | 0 | 309 | 0.119 | 0 | 0 | 0 | 0 | 309 | 0.119 | 0 |  |  | 1 | Lodging - Hotel | New | San Diego-Lindbergh | Any | D03-099 | None | H.E. Package Terminal A/C 7k-15k | Standard |  | 10.27 EER (based on vintage) package terminal A/C | T24 minimum: 8.56 EER (based on vintage) package terminal A/C | 8.50 EER (based on vintage) package terminal A/C | Measure Definition does not have Energy Impact Qualifiers
496 | D03-099 | DEER2005 | D05 v2.01 | 2014-05-27 15:37 | Any | Htl | New | Any | CZ08 | Cap-Tons | 201 | 200000 | None | 0 | 0 | 0 | 317 | 0.141 | 0 | 0 | 0 | 0 | 317 | 0.141 | 0 |  |  | 1 | Lodging - Hotel | New | Fullerton (El Toro for pre-2014) | Any | D03-099 | None | H.E. Package Terminal A/C 7k-15k | Standard |  | 10.27 EER (based on vintage) package terminal A/C | T24 minimum: 8.56 EER (based on vintage) package terminal A/C | 8.50 EER (based on vintage) package terminal A/C | Measure Definition does not have Energy Impact Qualifiers
497 | D03-099 | DEER2005 | D05 v2.01 | 2014-05-27 15:37 | Any | Htl | New | Any | CZ09 | Cap-Tons | 211 | 200000 | None | 0 | 0 | 0 | 319 | 0.152 | 0 | 0 | 0 | 0 | 319 | 0.152 | 0 |  |  | 1 | Lodging - Hotel | New | Burbank-Glendale (Pasadena for pre-2014) | Any | D03-099 | None | H.E. Package Terminal A/C 7k-15k | Standard |  | 10.27 EER (based on vintage) package terminal A/C | T24 minimum: 8.56 EER (based on vintage) package terminal A/C | 8.50 EER (based on vintage) package terminal A/C | Measure Definition does not have Energy Impact Qualifiers
498 | D03-099 | DEER2005 | D05 v2.01 | 2014-05-27 15:37 | Any | Htl | New | Any | CZ10 | Cap-Tons | 224 | 200000 | None | 0 | 0 | 0 | 290 | 0.151 | 0 | 0 | 0 | 0 | 290 | 0.151 | 0 |  |  | 1 | Lodging - Hotel | New | Riverside | Any | D03-099 | None | H.E. Package Terminal A/C 7k-15k | Standard |  | 10.27 EER (based on vintage) package terminal A/C | T24 minimum: 8.56 EER (based on vintage) package terminal A/C | 8.50 EER (based on vintage) package terminal A/C | Measure Definition does not have Energy Impact Qualifiers
499 | D03-099 | DEER2005 | D05 v2.01 | 2014-05-27 15:37 | Any | Htl | New | Any | CZ11 | Cap-Tons | 225 | 200000 | None | 0 | 0 | 0 | 244 | 0.137 | 0 | 0 | 0 | 0 | 244 | 0.137 | 0 |  |  | 1 | Lodging - Hotel | New | Red Bluff Area | Any | D03-099 | None | H.E. Package Terminal A/C 7k-15k | Standard |  | 10.27 EER (based on vintage) package terminal A/C | T24 minimum: 8.56 EER (based on vintage) package terminal A/C | 8.50 EER (based on vintage) package terminal A/C | Measure Definition does not have Energy Impact Qualifiers
500 | D03-099 | DEER2005 | D05 v2.01 | 2014-05-27 15:37 | Any | Htl | New | Any | CZ12 | Cap-Tons | 225 | 200000 | None | 0 | 0 | 0 | 224 | 0.135 | 0 | 0 | 0 | 0 | 224 | 0.135 | 0 |  |  | 1 | Lodging - Hotel | New | Sacramento Area | Any | D03-099 | None | H.E. Package Terminal A/C 7k-15k | Standard |  | 10.27 EER (based on vintage) package terminal A/C | T24 minimum: 8.56 EER (based on vintage) package terminal A/C | 8.50 EER (based on vintage) package terminal A/C | Measure Definition does not have Energy Impact Qualifiers
501 | D03-099 | DEER2005 | D05 v2.01 | 2014-05-27 15:37 | Any | Htl | New | Any | CZ13 | Cap-Tons | 228 | 200000 | None | 0 | 0 | 0 | 298 | 0.152 | 0 | 0 | 0 | 0 | 298 | 0.152 | 0 |  |  | 1 | Lodging - Hotel | New | Fresno Area | Any | D03-099 | None | H.E. Package Terminal A/C 7k-15k | Standard |  | 10.27 EER (based on vintage) package terminal A/C | T24 minimum: 8.56 EER (based on vintage) package terminal A/C | 8.50 EER (based on vintage) package terminal A/C | Measure Definition does not have Energy Impact Qualifiers
502 | D03-099 | DEER2005 | D05 v2.01 | 2014-05-27 15:37 | Any | Htl | New | Any | CZ14 | Cap-Tons | 241 | 200000 | None | 0 | 0 | 0 | 248 | 0.142 | 0 | 0 | 0 | 0 | 248 | 0.142 | 0 |  |  | 1 | Lodging - Hotel | New | Palmdale (China Lake for pre-2014) | Any | D03-099 | None | H.E. Package Terminal A/C 7k-15k | Standard |  | 10.27 EER (based on vintage) package terminal A/C | T24 minimum: 8.56 EER (based on vintage) package terminal A/C | 8.50 EER (based on vintage) package terminal A/C | Measure Definition does not have Energy Impact Qualifiers
503 | D03-099 | DEER2005 | D05 v2.01 | 2014-05-27 15:37 | Any | Htl | New | Any | CZ15 | Cap-Tons | 259 | 200000 | None | 0 | 0 | 0 | 421 | 0.167 | 0 | 0 | 0 | 0 | 421 | 0.167 | 0 |  |  | 1 | Lodging - Hotel | New | Palm Springs-Intl (El Centro for pre-2014) | Any | D03-099 | None | H.E. Package Terminal A/C 7k-15k | Standard |  | 10.27 EER (based on vintage) package terminal A/C | T24 minimum: 8.56 EER (based on vintage) package terminal A/C | 8.50 EER (based on vintage) package terminal A/C | Measure Definition does not have Energy Impact Qualifiers
504 | D03-099 | DEER2005 | D05 v2.01 | 2014-05-27 15:37 | Any | Htl | New | Any | CZ16 | Cap-Tons | 191 | 200000 | None | 0 | 0 | 0 | 161 | 0.128 | 0 | 0 | 0 | 0 | 161 | 0.128 | 0 |  |  | 1 | Lodging - Hotel | New | Blue Canyon (Mount Shasta for pre-2014) | Any | D03-099 | None | H.E. Package Terminal A/C 7k-15k | Standard |  | 10.27 EER (based on vintage) package terminal A/C | T24 minimum: 8.56 EER (based on vintage) package terminal A/C | 8.50 EER (based on vintage) package terminal A/C | Measure Definition does not have Energy Impact Qualifiers
505 | D03-099 | DEER2005 | D05 v2.01 | 2014-05-27 15:37 | Any | Mtl | New | Any | CZ01 | Cap-Tons | 29.5 | 30000 | None | 0 | 0 | 0 | 115 | 0.0716 | 0 | 0 | 0 | 0 | 115 | 0.0716 | 0 |  |  | 1 | Lodging - Motel | New | Arcata Area | Any | D03-099 | None | H.E. Package Terminal A/C 7k-15k | Standard |  | 10.27 EER (based on vintage) package terminal A/C | T24 minimum: 8.56 EER (based on vintage) package terminal A/C | 8.50 EER (based on vintage) package terminal A/C | Measure Definition does not have Energy Impact Qualifiers
506 | D03-099 | DEER2005 | D05 v2.01 | 2014-05-27 15:37 | Any | Mtl | New | Any | CZ02 | Cap-Tons | 42.4 | 30000 | None | 0 | 0 | 0 | 160 | 0.12 | 0 | 0 | 0 | 0 | 160 | 0.12 | 0 |  |  | 1 | Lodging - Motel | New | Santa Rosa Area | Any | D03-099 | None | H.E. Package Terminal A/C 7k-15k | Standard |  | 10.27 EER (based on vintage) package terminal A/C | T24 minimum: 8.56 EER (based on vintage) package terminal A/C | 8.50 EER (based on vintage) package terminal A/C | Measure Definition does not have Energy Impact Qualifiers
507 | D03-099 | DEER2005 | D05 v2.01 | 2014-05-27 15:37 | Any | Mtl | New | Any | CZ03 | Cap-Tons | 37.1 | 30000 | None | 0 | 0 | 0 | 155 | 0.0929 | 0 | 0 | 0 | 0 | 155 | 0.0929 | 0 |  |  | 1 | Lodging - Motel | New | Oakland Area | Any | D03-099 | None | H.E. Package Terminal A/C 7k-15k | Standard |  | 10.27 EER (based on vintage) package terminal A/C | T24 minimum: 8.56 EER (based on vintage) package terminal A/C | 8.50 EER (based on vintage) package terminal A/C | Measure Definition does not have Energy Impact Qualifiers
508 | D03-099 | DEER2005 | D05 v2.01 | 2014-05-27 15:37 | Any | Mtl | New | Any | CZ04 | Cap-Tons | 40.5 | 30000 | None | 0 | 0 | 0 | 195 | 0.123 | 0 | 0 | 0 | 0 | 195 | 0.123 | 0 |  |  | 1 | Lodging - Motel | New | San Jose-Reid (Sunnyvale for pre-2014) | Any | D03-099 | None | H.E. Package Terminal A/C 7k-15k | Standard |  | 10.27 EER (based on vintage) package terminal A/C | T24 minimum: 8.56 EER (based on vintage) package terminal A/C | 8.50 EER (based on vintage) package terminal A/C | Measure Definition does not have Energy Impact Qualifiers
509 | D03-099 | DEER2005 | D05 v2.01 | 2014-05-27 15:37 | Any | Mtl | New | Any | CZ05 | Cap-Tons | 36.2 | 30000 | None | 0 | 0 | 0 | 172 | 0.0921 | 0 | 0 | 0 | 0 | 172 | 0.0921 | 0 |  |  | 1 | Lodging - Motel | New | Santa Maria Area | Any | D03-099 | None | H.E. Package Terminal A/C 7k-15k | Standard |  | 10.27 EER (based on vintage) package terminal A/C | T24 minimum: 8.56 EER (based on vintage) package terminal A/C | 8.50 EER (based on vintage) package terminal A/C | Measure Definition does not have Energy Impact Qualifiers
510 | D03-099 | DEER2005 | D05 v2.01 | 2014-05-27 15:37 | Any | Mtl | New | Any | CZ06 | Cap-Tons | 47.7 | 30000 | None | 0 | 0 | 0 | 195 | 0.0792 | 0 | 0 | 0 | 0 | 195 | 0.0792 | 0 |  |  | 1 | Lodging - Motel | New | Torrance (Los Angeles for pre-2014) | Any | D03-099 | None | H.E. Package Terminal A/C 7k-15k | Standard |  | 10.27 EER (based on vintage) package terminal A/C | T24 minimum: 8.56 EER (based on vintage) package terminal A/C | 8.50 EER (based on vintage) package terminal A/C | Measure Definition does not have Energy Impact Qualifiers
511 | D03-099 | DEER2005 | D05 v2.01 | 2014-05-27 15:37 | Any | Mtl | New | Any | CZ07 | Cap-Tons | 40.3 | 30000 | None | 0 | 0 | 0 | 238 | 0.107 | 0 | 0 | 0 | 0 | 238 | 0.107 | 0 |  |  | 1 | Lodging - Motel | New | San Diego-Lindbergh | Any | D03-099 | None | H.E. Package Terminal A/C 7k-15k | Standard |  | 10.27 EER (based on vintage) package terminal A/C | T24 minimum: 8.56 EER (based on vintage) package terminal A/C | 8.50 EER (based on vintage) package terminal A/C | Measure Definition does not have Energy Impact Qualifiers
512 | D03-099 | DEER2005 | D05 v2.01 | 2014-05-27 15:37 | Any | Mtl | New | Any | CZ08 | Cap-Tons | 43.9 | 30000 | None | 0 | 0 | 0 | 247 | 0.129 | 0 | 0 | 0 | 0 | 247 | 0.129 | 0 |  |  | 1 | Lodging - Motel | New | Fullerton (El Toro for pre-2014) | Any | D03-099 | None | H.E. Package Terminal A/C 7k-15k | Standard |  | 10.27 EER (based on vintage) package terminal A/C | T24 minimum: 8.56 EER (based on vintage) package terminal A/C | 8.50 EER (based on vintage) package terminal A/C | Measure Definition does not have Energy Impact Qualifiers
513 | D03-099 | DEER2005 | D05 v2.01 | 2014-05-27 15:37 | Any | Mtl | New | Any | CZ09 | Cap-Tons | 45 | 30000 | None | 0 | 0 | 0 | 252 | 0.141 | 0 | 0 | 0 | 0 | 252 | 0.141 | 0 |  |  | 1 | Lodging - Motel | New | Burbank-Glendale (Pasadena for pre-2014) | Any | D03-099 | None | H.E. Package Terminal A/C 7k-15k | Standard |  | 10.27 EER (based on vintage) package terminal A/C | T24 minimum: 8.56 EER (based on vintage) package terminal A/C | 8.50 EER (based on vintage) package terminal A/C | Measure Definition does not have Energy Impact Qualifiers
514 | D03-099 | DEER2005 | D05 v2.01 | 2014-05-27 15:37 | Any | Mtl | New | Any | CZ10 | Cap-Tons | 47.3 | 30000 | None | 0 | 0 | 0 | 228 | 0.134 | 0 | 0 | 0 | 0 | 228 | 0.134 | 0 |  |  | 1 | Lodging - Motel | New | Riverside | Any | D03-099 | None | H.E. Package Terminal A/C 7k-15k | Standard |  | 10.27 EER (based on vintage) package terminal A/C | T24 minimum: 8.56 EER (based on vintage) package terminal A/C | 8.50 EER (based on vintage) package terminal A/C | Measure Definition does not have Energy Impact Qualifiers
515 | D03-099 | DEER2005 | D05 v2.01 | 2014-05-27 15:37 | Any | Mtl | New | Any | CZ11 | Cap-Tons | 48.1 | 30000 | None | 0 | 0 | 0 | 190 | 0.125 | 0 | 0 | 0 | 0 | 190 | 0.125 | 0 |  |  | 1 | Lodging - Motel | New | Red Bluff Area | Any | D03-099 | None | H.E. Package Terminal A/C 7k-15k | Standard |  | 10.27 EER (based on vintage) package terminal A/C | T24 minimum: 8.56 EER (based on vintage) package terminal A/C | 8.50 EER (based on vintage) package terminal A/C | Measure Definition does not have Energy Impact Qualifiers
516 | D03-099 | DEER2005 | D05 v2.01 | 2014-05-27 15:37 | Any | Mtl | New | Any | CZ12 | Cap-Tons | 47.4 | 30000 | None | 0 | 0 | 0 | 179 | 0.122 | 0 | 0 | 0 | 0 | 179 | 0.122 | 0 |  |  | 1 | Lodging - Motel | New | Sacramento Area | Any | D03-099 | None | H.E. Package Terminal A/C 7k-15k | Standard |  | 10.27 EER (based on vintage) package terminal A/C | T24 minimum: 8.56 EER (based on vintage) package terminal A/C | 8.50 EER (based on vintage) package terminal A/C | Measure Definition does not have Energy Impact Qualifiers
517 | D03-099 | DEER2005 | D05 v2.01 | 2014-05-27 15:37 | Any | Mtl | New | Any | CZ13 | Cap-Tons | 48 | 30000 | None | 0 | 0 | 0 | 234 | 0.139 | 0 | 0 | 0 | 0 | 234 | 0.139 | 0 |  |  | 1 | Lodging - Motel | New | Fresno Area | Any | D03-099 | None | H.E. Package Terminal A/C 7k-15k | Standard |  | 10.27 EER (based on vintage) package terminal A/C | T24 minimum: 8.56 EER (based on vintage) package terminal A/C | 8.50 EER (based on vintage) package terminal A/C | Measure Definition does not have Energy Impact Qualifiers
518 | D03-099 | DEER2005 | D05 v2.01 | 2014-05-27 15:37 | Any | Mtl | New | Any | CZ14 | Cap-Tons | 51.9 | 30000 | None | 0 | 0 | 0 | 195 | 0.122 | 0 | 0 | 0 | 0 | 195 | 0.122 | 0 |  |  | 1 | Lodging - Motel | New | Palmdale (China Lake for pre-2014) | Any | D03-099 | None | H.E. Package Terminal A/C 7k-15k | Standard |  | 10.27 EER (based on vintage) package terminal A/C | T24 minimum: 8.56 EER (based on vintage) package terminal A/C | 8.50 EER (based on vintage) package terminal A/C | Measure Definition does not have Energy Impact Qualifiers
519 | D03-099 | DEER2005 | D05 v2.01 | 2014-05-27 15:37 | Any | Mtl | New | Any | CZ15 | Cap-Tons | 55.4 | 30000 | None | 0 | 0 | 0 | 313 | 0.154 | 0 | 0 | 0 | 0 | 313 | 0.154 | 0 |  |  | 1 | Lodging - Motel | New | Palm Springs-Intl (El Centro for pre-2014) | Any | D03-099 | None | H.E. Package Terminal A/C 7k-15k | Standard |  | 10.27 EER (based on vintage) package terminal A/C | T24 minimum: 8.56 EER (based on vintage) package terminal A/C | 8.50 EER (based on vintage) package terminal A/C | Measure Definition does not have Energy Impact Qualifiers
520 | D03-099 | DEER2005 | D05 v2.01 | 2014-05-27 15:37 | Any | Mtl | New | Any | CZ16 | Cap-Tons | 38.1 | 30000 | None | 0 | 0 | 0 | 141 | 0.122 | 0 | 0 | 0 | 0 | 141 | 0.122 | 0 |  |  | 1 | Lodging - Motel | New | Blue Canyon (Mount Shasta for pre-2014) | Any | D03-099 | None | H.E. Package Terminal A/C 7k-15k | Standard |  | 10.27 EER (based on vintage) package terminal A/C | T24 minimum: 8.56 EER (based on vintage) package terminal A/C | 8.50 EER (based on vintage) package terminal A/C | Measure Definition does not have Energy Impact Qualifiers
521 | D03-099 | DEER2005 | D05 v2.01 | 2012-02-06 | PGE | Com | Ex | Any | IOU | Cap-Tons | 157 | 115000 | None | 0 | 0 | 0 | 505 | 0.269 | 0 | 0 | 0 | 0 | 269 | 0.144 | 0 |  |  | 2 | Commercial | Existing | IOU Territory | PG&E | D03-099 | None | H.E. Package Terminal A/C 7k-15k | Standard |  | 10.27 EER (based on vintage) package terminal A/C | T24 minimum: 8.56 EER (based on vintage) package terminal A/C | 8.50 EER (based on vintage) package terminal A/C | Measure Definition does not have Energy Impact Qualifiers
522 | D03-099 | DEER2005 | D05 v2.01 | 2012-02-06 | PGE | Com | New | Any | IOU | Cap-Tons | 122 | 115000 | None | 0 | 0 | 0 | 203 | 0.12 | 0 | 0 | 0 | 0 | 203 | 0.12 | 0 |  |  | 2 | Commercial | New | IOU Territory | PG&E | D03-099 | None | H.E. Package Terminal A/C 7k-15k | Standard |  | 10.27 EER (based on vintage) package terminal A/C | T24 minimum: 8.56 EER (based on vintage) package terminal A/C | 8.50 EER (based on vintage) package terminal A/C | Measure Definition does not have Energy Impact Qualifiers
523 | D03-099 | DEER2005 | D05 v2.01 | 2012-02-06 | PGE | Htl | Ex | Any | CZ01 | Cap-Tons | 176 | 200000 | None | 0 | 0 | 0 | 397 | 0.218 | 0 | 0 | 0 | 0 | 221 | 0.12 | 0 |  |  | 2 | Lodging - Hotel | Existing | Arcata Area | PG&E | D03-099 | None | H.E. Package Terminal A/C 7k-15k | Standard |  | 10.27 EER (based on vintage) package terminal A/C | T24 minimum: 8.56 EER (based on vintage) package terminal A/C | 8.50 EER (based on vintage) package terminal A/C | Measure Definition does not have Energy Impact Qualifiers
524 | D03-099 | DEER2005 | D05 v2.01 | 2012-02-06 | PGE | Htl | Ex | Any | CZ02 | Cap-Tons | 277 | 200000 | None | 0 | 0 | 0 | 473 | 0.296 | 0 | 0 | 0 | 0 | 259 | 0.163 | 0 |  |  | 2 | Lodging - Hotel | Existing | Santa Rosa Area | PG&E | D03-099 | None | H.E. Package Terminal A/C 7k-15k | Standard |  | 10.27 EER (based on vintage) package terminal A/C | T24 minimum: 8.56 EER (based on vintage) package terminal A/C | 8.50 EER (based on vintage) package terminal A/C | Measure Definition does not have Energy Impact Qualifiers
525 | D03-099 | DEER2005 | D05 v2.01 | 2012-02-06 | PGE | Htl | Ex | Any | CZ03 | Cap-Tons | 235 | 200000 | None | 0 | 0 | 0 | 506 | 0.244 | 0 | 0 | 0 | 0 | 263 | 0.128 | 0 |  |  | 2 | Lodging - Hotel | Existing | Oakland Area | PG&E | D03-099 | None | H.E. Package Terminal A/C 7k-15k | Standard |  | 10.27 EER (based on vintage) package terminal A/C | T24 minimum: 8.56 EER (based on vintage) package terminal A/C | 8.50 EER (based on vintage) package terminal A/C | Measure Definition does not have Energy Impact Qualifiers
526 | D03-099 | DEER2005 | D05 v2.01 | 2012-02-06 | PGE | Htl | Ex | Any | CZ04 | Cap-Tons | 258 | 200000 | None | 0 | 0 | 0 | 555 | 0.283 | 0 | 0 | 0 | 0 | 308 | 0.158 | 0 |  |  | 2 | Lodging - Hotel | Existing | San Jose-Reid (Sunnyvale for pre-2014) | PG&E | D03-099 | None | H.E. Package Terminal A/C 7k-15k | Standard |  | 10.27 EER (based on vintage) package terminal A/C | T24 minimum: 8.56 EER (based on vintage) package terminal A/C | 8.50 EER (based on vintage) package terminal A/C | Measure Definition does not have Energy Impact Qualifiers
527 | D03-099 | DEER2005 | D05 v2.01 | 2012-02-06 | PGE | Htl | Ex | Any | CZ05 | Cap-Tons | 218 | 200000 | None | 0 | 0 | 0 | 530 | 0.255 | 0 | 0 | 0 | 0 | 292 | 0.141 | 0 |  |  | 2 | Lodging - Hotel | Existing | Santa Maria Area | PG&E | D03-099 | None | H.E. Package Terminal A/C 7k-15k | Standard |  | 10.27 EER (based on vintage) package terminal A/C | T24 minimum: 8.56 EER (based on vintage) package terminal A/C | 8.50 EER (based on vintage) package terminal A/C | Measure Definition does not have Energy Impact Qualifiers
528 | D03-099 | DEER2005 | D05 v2.01 | 2012-02-06 | PGE | Htl | Ex | Any | CZ11 | Cap-Tons | 319 | 200000 | None | 0 | 0 | 0 | 565 | 0.311 | 0 | 0 | 0 | 0 | 295 | 0.163 | 0 |  |  | 2 | Lodging - Hotel | Existing | Red Bluff Area | PG&E | D03-099 | None | H.E. Package Terminal A/C 7k-15k | Standard |  | 10.27 EER (based on vintage) package terminal A/C | T24 minimum: 8.56 EER (based on vintage) package terminal A/C | 8.50 EER (based on vintage) package terminal A/C | Measure Definition does not have Energy Impact Qualifiers
529 | D03-099 | DEER2005 | D05 v2.01 | 2012-02-06 | PGE | Htl | Ex | Any | CZ12 | Cap-Tons | 300 | 200000 | None | 0 | 0 | 0 | 510 | 0.288 | 0 | 0 | 0 | 0 | 281 | 0.16 | 0 |  |  | 2 | Lodging - Hotel | Existing | Sacramento Area | PG&E | D03-099 | None | H.E. Package Terminal A/C 7k-15k | Standard |  | 10.27 EER (based on vintage) package terminal A/C | T24 minimum: 8.56 EER (based on vintage) package terminal A/C | 8.50 EER (based on vintage) package terminal A/C | Measure Definition does not have Energy Impact Qualifiers
530 | D03-099 | DEER2005 | D05 v2.01 | 2012-02-06 | PGE | Htl | Ex | Any | CZ13 | Cap-Tons | 307 | 200000 | None | 0 | 0 | 0 | 706 | 0.347 | 0 | 0 | 0 | 0 | 365 | 0.18 | 0 |  |  | 2 | Lodging - Hotel | Existing | Fresno Area | PG&E | D03-099 | None | H.E. Package Terminal A/C 7k-15k | Standard |  | 10.27 EER (based on vintage) package terminal A/C | T24 minimum: 8.56 EER (based on vintage) package terminal A/C | 8.50 EER (based on vintage) package terminal A/C | Measure Definition does not have Energy Impact Qualifiers
531 | D03-099 | DEER2005 | D05 v2.01 | 2012-02-06 | PGE | Htl | Ex | Any | CZ16 | Cap-Tons | 240 | 200000 | None | 0 | 0 | 0 | 412 | 0.301 | 0 | 0 | 0 | 0 | 221 | 0.162 | 0 |  |  | 2 | Lodging - Hotel | Existing | Blue Canyon (Mount Shasta for pre-2014) | PG&E | D03-099 | None | H.E. Package Terminal A/C 7k-15k | Standard |  | 10.27 EER (based on vintage) package terminal A/C | T24 minimum: 8.56 EER (based on vintage) package terminal A/C | 8.50 EER (based on vintage) package terminal A/C | Measure Definition does not have Energy Impact Qualifiers
532 | D03-099 | DEER2005 | D05 v2.01 | 2012-02-06 | PGE | Htl | Ex | Any | IOU | Cap-Tons | 257 | 200000 | None | 0 | 0 | 0 | 529 | 0.272 | 0 | 0 | 0 | 0 | 282 | 0.146 | 0 |  |  | 2 | Lodging - Hotel | Existing | IOU Territory | PG&E | D03-099 | None | H.E. Package Terminal A/C 7k-15k | Standard |  | 10.27 EER (based on vintage) package terminal A/C | T24 minimum: 8.56 EER (based on vintage) package terminal A/C | 8.50 EER (based on vintage) package terminal A/C | Measure Definition does not have Energy Impact Qualifiers
533 | D03-099 | DEER2005 | D05 v2.01 | 2012-02-06 | PGE | Htl | New | Any | IOU | Cap-Tons | 203 | 200000 | None | 0 | 0 | 0 | 227 | 0.126 | 0 | 0 | 0 | 0 | 227 | 0.126 | 0 |  |  | 2 | Lodging - Hotel | New | IOU Territory | PG&E | D03-099 | None | H.E. Package Terminal A/C 7k-15k | Standard |  | 10.27 EER (based on vintage) package terminal A/C | T24 minimum: 8.56 EER (based on vintage) package terminal A/C | 8.50 EER (based on vintage) package terminal A/C | Measure Definition does not have Energy Impact Qualifiers
534 | D03-099 | DEER2005 | D05 v2.01 | 2012-02-06 | PGE | Mtl | Ex | Any | CZ01 | Cap-Tons | 37.4 | 30000 | None | 0 | 0 | 0 | 374 | 0.208 | 0 | 0 | 0 | 0 | 206 | 0.114 | 0 |  |  | 2 | Lodging - Motel | Existing | Arcata Area | PG&E | D03-099 | None | H.E. Package Terminal A/C 7k-15k | Standard |  | 10.27 EER (based on vintage) package terminal A/C | T24 minimum: 8.56 EER (based on vintage) package terminal A/C | 8.50 EER (based on vintage) package terminal A/C | Measure Definition does not have Energy Impact Qualifiers
535 | D03-099 | DEER2005 | D05 v2.01 | 2012-02-06 | PGE | Mtl | Ex | Any | CZ02 | Cap-Tons | 60 | 30000 | None | 0 | 0 | 0 | 446 | 0.287 | 0 | 0 | 0 | 0 | 244 | 0.157 | 0 |  |  | 2 | Lodging - Motel | Existing | Santa Rosa Area | PG&E | D03-099 | None | H.E. Package Terminal A/C 7k-15k | Standard |  | 10.27 EER (based on vintage) package terminal A/C | T24 minimum: 8.56 EER (based on vintage) package terminal A/C | 8.50 EER (based on vintage) package terminal A/C | Measure Definition does not have Energy Impact Qualifiers
536 | D03-099 | DEER2005 | D05 v2.01 | 2012-02-06 | PGE | Mtl | Ex | Any | CZ03 | Cap-Tons | 51.4 | 30000 | None | 0 | 0 | 0 | 458 | 0.239 | 0 | 0 | 0 | 0 | 238 | 0.125 | 0 |  |  | 2 | Lodging - Motel | Existing | Oakland Area | PG&E | D03-099 | None | H.E. Package Terminal A/C 7k-15k | Standard |  | 10.27 EER (based on vintage) package terminal A/C | T24 minimum: 8.56 EER (based on vintage) package terminal A/C | 8.50 EER (based on vintage) package terminal A/C | Measure Definition does not have Energy Impact Qualifiers
537 | D03-099 | DEER2005 | D05 v2.01 | 2012-02-06 | PGE | Mtl | Ex | Any | CZ04 | Cap-Tons | 56.3 | 30000 | None | 0 | 0 | 0 | 503 | 0.276 | 0 | 0 | 0 | 0 | 278 | 0.153 | 0 |  |  | 2 | Lodging - Motel | Existing | San Jose-Reid (Sunnyvale for pre-2014) | PG&E | D03-099 | None | H.E. Package Terminal A/C 7k-15k | Standard |  | 10.27 EER (based on vintage) package terminal A/C | T24 minimum: 8.56 EER (based on vintage) package terminal A/C | 8.50 EER (based on vintage) package terminal A/C | Measure Definition does not have Energy Impact Qualifiers
538 | D03-099 | DEER2005 | D05 v2.01 | 2012-02-06 | PGE | Mtl | Ex | Any | CZ05 | Cap-Tons | 43.7 | 30000 | None | 0 | 0 | 0 | 520 | 0.26 | 0 | 0 | 0 | 0 | 284 | 0.144 | 0 |  |  | 2 | Lodging - Motel | Existing | Santa Maria Area | PG&E | D03-099 | None | H.E. Package Terminal A/C 7k-15k | Standard |  | 10.27 EER (based on vintage) package terminal A/C | T24 minimum: 8.56 EER (based on vintage) package terminal A/C | 8.50 EER (based on vintage) package terminal A/C | Measure Definition does not have Energy Impact Qualifiers
539 | D03-099 | DEER2005 | D05 v2.01 | 2012-02-06 | PGE | Mtl | Ex | Any | CZ11 | Cap-Tons | 69.8 | 30000 | None | 0 | 0 | 0 | 503 | 0.309 | 0 | 0 | 0 | 0 | 260 | 0.161 | 0 |  |  | 2 | Lodging - Motel | Existing | Red Bluff Area | PG&E | D03-099 | None | H.E. Package Terminal A/C 7k-15k | Standard |  | 10.27 EER (based on vintage) package terminal A/C | T24 minimum: 8.56 EER (based on vintage) package terminal A/C | 8.50 EER (based on vintage) package terminal A/C | Measure Definition does not have Energy Impact Qualifiers
540 | D03-099 | DEER2005 | D05 v2.01 | 2012-02-06 | PGE | Mtl | Ex | Any | CZ12 | Cap-Tons | 65.5 | 30000 | None | 0 | 0 | 0 | 465 | 0.282 | 0 | 0 | 0 | 0 | 254 | 0.155 | 0 |  |  | 2 | Lodging - Motel | Existing | Sacramento Area | PG&E | D03-099 | None | H.E. Package Terminal A/C 7k-15k | Standard |  | 10.27 EER (based on vintage) package terminal A/C | T24 minimum: 8.56 EER (based on vintage) package terminal A/C | 8.50 EER (based on vintage) package terminal A/C | Measure Definition does not have Energy Impact Qualifiers
541 | D03-099 | DEER2005 | D05 v2.01 | 2012-02-06 | PGE | Mtl | Ex | Any | CZ13 | Cap-Tons | 67.2 | 30000 | None | 0 | 0 | 0 | 619 | 0.344 | 0 | 0 | 0 | 0 | 318 | 0.177 | 0 |  |  | 2 | Lodging - Motel | Existing | Fresno Area | PG&E | D03-099 | None | H.E. Package Terminal A/C 7k-15k | Standard |  | 10.27 EER (based on vintage) package terminal A/C | T24 minimum: 8.56 EER (based on vintage) package terminal A/C | 8.50 EER (based on vintage) package terminal A/C | Measure Definition does not have Energy Impact Qualifiers
542 | D03-099 | DEER2005 | D05 v2.01 | 2012-02-06 | PGE | Mtl | Ex | Any | CZ16 | Cap-Tons | 52 | 30000 | None | 0 | 0 | 0 | 396 | 0.298 | 0 | 0 | 0 | 0 | 212 | 0.16 | 0 |  |  | 2 | Lodging - Motel | Existing | Blue Canyon (Mount Shasta for pre-2014) | PG&E | D03-099 | None | H.E. Package Terminal A/C 7k-15k | Standard |  | 10.27 EER (based on vintage) package terminal A/C | T24 minimum: 8.56 EER (based on vintage) package terminal A/C | 8.50 EER (based on vintage) package terminal A/C | Measure Definition does not have Energy Impact Qualifiers
543 | D03-099 | DEER2005 | D05 v2.01 | 2012-02-06 | PGE | Mtl | Ex | Any | IOU | Cap-Tons | 55.9 | 30000 | None | 0 | 0 | 0 | 482 | 0.267 | 0 | 0 | 0 | 0 | 256 | 0.142 | 0 |  |  | 2 | Lodging - Motel | Existing | IOU Territory | PG&E | D03-099 | None | H.E. Package Terminal A/C 7k-15k | Standard |  | 10.27 EER (based on vintage) package terminal A/C | T24 minimum: 8.56 EER (based on vintage) package terminal A/C | 8.50 EER (based on vintage) package terminal A/C | Measure Definition does not have Energy Impact Qualifiers
544 | D03-099 | DEER2005 | D05 v2.01 | 2012-02-06 | PGE | Mtl | New | Any | IOU | Cap-Tons | 41.9 | 30000 | None | 0 | 0 | 0 | 179 | 0.114 | 0 | 0 | 0 | 0 | 179 | 0.114 | 0 |  |  | 2 | Lodging - Motel | New | IOU Territory | PG&E | D03-099 | None | H.E. Package Terminal A/C 7k-15k | Standard |  | 10.27 EER (based on vintage) package terminal A/C | T24 minimum: 8.56 EER (based on vintage) package terminal A/C | 8.50 EER (based on vintage) package terminal A/C | Measure Definition does not have Energy Impact Qualifiers
545 | D03-099 | DEER2005 | D05 v2.01 | 2012-02-06 | SCE | Com | Ex | Any | IOU | Cap-Tons | 168 | 115000 | None | 0 | 0 | 0 | 600 | 0.268 | 0 | 0 | 0 | 0 | 341 | 0.153 | 0 |  |  | 2 | Commercial | Existing | IOU Territory | SCE | D03-099 | None | H.E. Package Terminal A/C 7k-15k | Standard |  | 10.27 EER (based on vintage) package terminal A/C | T24 minimum: 8.56 EER (based on vintage) package terminal A/C | 8.50 EER (based on vintage) package terminal A/C | Measure Definition does not have Energy Impact Qualifiers
546 | D03-099 | DEER2005 | D05 v2.01 | 2012-02-06 | SCE | Com | New | Any | IOU | Cap-Tons | 137 | 115000 | None | 0 | 0 | 0 | 280 | 0.132 | 0 | 0 | 0 | 0 | 280 | 0.132 | 0 |  |  | 2 | Commercial | New | IOU Territory | SCE | D03-099 | None | H.E. Package Terminal A/C 7k-15k | Standard |  | 10.27 EER (based on vintage) package terminal A/C | T24 minimum: 8.56 EER (based on vintage) package terminal A/C | 8.50 EER (based on vintage) package terminal A/C | Measure Definition does not have Energy Impact Qualifiers
547 | D03-099 | DEER2005 | D05 v2.01 | 2012-02-06 | SCE | Htl | Ex | Any | CZ05 | Cap-Tons | 220 | 200000 | None | 0 | 0 | 0 | 535 | 0.258 | 0 | 0 | 0 | 0 | 294 | 0.142 | 0 |  |  | 2 | Lodging - Hotel | Existing | Santa Maria Area | SCE | D03-099 | None | H.E. Package Terminal A/C 7k-15k | Standard |  | 10.27 EER (based on vintage) package terminal A/C | T24 minimum: 8.56 EER (based on vintage) package terminal A/C | 8.50 EER (based on vintage) package terminal A/C | Measure Definition does not have Energy Impact Qualifiers
548 | D03-099 | DEER2005 | D05 v2.01 | 2012-02-06 | SCE | Htl | Ex | Any | CZ06 | Cap-Tons | 270 | 200000 | None | 0 | 0 | 0 | 578 | 0.209 | 0 | 0 | 0 | 0 | 318 | 0.115 | 0 |  |  | 2 | Lodging - Hotel | Existing | Torrance (Los Angeles for pre-2014) | SCE | D03-099 | None | H.E. Package Terminal A/C 7k-15k | Standard |  | 10.27 EER (based on vintage) package terminal A/C | T24 minimum: 8.56 EER (based on vintage) package terminal A/C | 8.50 EER (based on vintage) package terminal A/C | Measure Definition does not have Energy Impact Qualifiers
549 | D03-099 | DEER2005 | D05 v2.01 | 2012-02-06 | SCE | Htl | Ex | Any | CZ08 | Cap-Tons | 244 | 200000 | None | 0 | 0 | 0 | 706 | 0.308 | 0 | 0 | 0 | 0 | 389 | 0.17 | 0 |  |  | 2 | Lodging - Hotel | Existing | Fullerton (El Toro for pre-2014) | SCE | D03-099 | None | H.E. Package Terminal A/C 7k-15k | Standard |  | 10.27 EER (based on vintage) package terminal A/C | T24 minimum: 8.56 EER (based on vintage) package terminal A/C | 8.50 EER (based on vintage) package terminal A/C | Measure Definition does not have Energy Impact Qualifiers
550 | D03-099 | DEER2005 | D05 v2.01 | 2012-02-06 | SCE | Htl | Ex | Any | CZ09 | Cap-Tons | 274 | 200000 | None | 0 | 0 | 0 | 672 | 0.32 | 0 | 0 | 0 | 0 | 373 | 0.178 | 0 |  |  | 2 | Lodging - Hotel | Existing | Burbank-Glendale (Pasadena for pre-2014) | SCE | D03-099 | None | H.E. Package Terminal A/C 7k-15k | Standard |  | 10.27 EER (based on vintage) package terminal A/C | T24 minimum: 8.56 EER (based on vintage) package terminal A/C | 8.50 EER (based on vintage) package terminal A/C | Measure Definition does not have Energy Impact Qualifiers
551 | D03-099 | DEER2005 | D05 v2.01 | 2012-02-06 | SCE | Htl | Ex | Any | CZ10 | Cap-Tons | 296 | 200000 | None | 0 | 0 | 0 | 564 | 0.28 | 0 | 0 | 0 | 0 | 353 | 0.176 | 0 |  |  | 2 | Lodging - Hotel | Existing | Riverside | SCE | D03-099 | None | H.E. Package Terminal A/C 7k-15k | Standard |  | 10.27 EER (based on vintage) package terminal A/C | T24 minimum: 8.56 EER (based on vintage) package terminal A/C | 8.50 EER (based on vintage) package terminal A/C | Measure Definition does not have Energy Impact Qualifiers
552 | D03-099 | DEER2005 | D05 v2.01 | 2012-02-06 | SCE | Htl | Ex | Any | CZ13 | Cap-Tons | 301 | 200000 | None | 0 | 0 | 0 | 628 | 0.309 | 0 | 0 | 0 | 0 | 365 | 0.18 | 0 |  |  | 2 | Lodging - Hotel | Existing | Fresno Area | SCE | D03-099 | None | H.E. Package Terminal A/C 7k-15k | Standard |  | 10.27 EER (based on vintage) package terminal A/C | T24 minimum: 8.56 EER (based on vintage) package terminal A/C | 8.50 EER (based on vintage) package terminal A/C | Measure Definition does not have Energy Impact Qualifiers
553 | D03-099 | DEER2005 | D05 v2.01 | 2012-02-06 | SCE | Htl | Ex | Any | CZ14 | Cap-Tons | 319 | 200000 | None | 0 | 0 | 0 | 542 | 0.267 | 0 | 0 | 0 | 0 | 324 | 0.162 | 0 |  |  | 2 | Lodging - Hotel | Existing | Palmdale (China Lake for pre-2014) | SCE | D03-099 | None | H.E. Package Terminal A/C 7k-15k | Standard |  | 10.27 EER (based on vintage) package terminal A/C | T24 minimum: 8.56 EER (based on vintage) package terminal A/C | 8.50 EER (based on vintage) package terminal A/C | Measure Definition does not have Energy Impact Qualifiers
554 | D03-099 | DEER2005 | D05 v2.01 | 2012-02-06 | SCE | Htl | Ex | Any | CZ15 | Cap-Tons | 320 | 200000 | None | 0 | 0 | 0 | 825 | 0.315 | 0 | 0 | 0 | 0 | 518 | 0.198 | 0 |  |  | 2 | Lodging - Hotel | Existing | Palm Springs-Intl (El Centro for pre-2014) | SCE | D03-099 | None | H.E. Package Terminal A/C 7k-15k | Standard |  | 10.27 EER (based on vintage) package terminal A/C | T24 minimum: 8.56 EER (based on vintage) package terminal A/C | 8.50 EER (based on vintage) package terminal A/C | Measure Definition does not have Energy Impact Qualifiers
555 | D03-099 | DEER2005 | D05 v2.01 | 2012-02-06 | SCE | Htl | Ex | Any | CZ16 | Cap-Tons | 239 | 200000 | None | 0 | 0 | 0 | 393 | 0.284 | 0 | 0 | 0 | 0 | 223 | 0.162 | 0 |  |  | 2 | Lodging - Hotel | Existing | Blue Canyon (Mount Shasta for pre-2014) | SCE | D03-099 | None | H.E. Package Terminal A/C 7k-15k | Standard |  | 10.27 EER (based on vintage) package terminal A/C | T24 minimum: 8.56 EER (based on vintage) package terminal A/C | 8.50 EER (based on vintage) package terminal A/C | Measure Definition does not have Energy Impact Qualifiers
556 | D03-099 | DEER2005 | D05 v2.01 | 2012-02-06 | SCE | Htl | Ex | Any | IOU | Cap-Tons | 274 | 200000 | None | 0 | 0 | 0 | 648 | 0.273 | 0 | 0 | 0 | 0 | 369 | 0.156 | 0 |  |  | 2 | Lodging - Hotel | Existing | IOU Territory | SCE | D03-099 | None | H.E. Package Terminal A/C 7k-15k | Standard |  | 10.27 EER (based on vintage) package terminal A/C | T24 minimum: 8.56 EER (based on vintage) package terminal A/C | 8.50 EER (based on vintage) package terminal A/C | Measure Definition does not have Energy Impact Qualifiers
557 | D03-099 | DEER2005 | D05 v2.01 | 2012-02-06 | SCE | Htl | New | Any | IOU | Cap-Tons | 226 | 200000 | None | 0 | 0 | 0 | 318 | 0.138 | 0 | 0 | 0 | 0 | 318 | 0.138 | 0 |  |  | 2 | Lodging - Hotel | New | IOU Territory | SCE | D03-099 | None | H.E. Package Terminal A/C 7k-15k | Standard |  | 10.27 EER (based on vintage) package terminal A/C | T24 minimum: 8.56 EER (based on vintage) package terminal A/C | 8.50 EER (based on vintage) package terminal A/C | Measure Definition does not have Energy Impact Qualifiers
558 | D03-099 | DEER2005 | D05 v2.01 | 2012-02-06 | SCE | Mtl | Ex | Any | CZ05 | Cap-Tons | 44 | 30000 | None | 0 | 0 | 0 | 528 | 0.264 | 0 | 0 | 0 | 0 | 288 | 0.146 | 0 |  |  | 2 | Lodging - Motel | Existing | Santa Maria Area | SCE | D03-099 | None | H.E. Package Terminal A/C 7k-15k | Standard |  | 10.27 EER (based on vintage) package terminal A/C | T24 minimum: 8.56 EER (based on vintage) package terminal A/C | 8.50 EER (based on vintage) package terminal A/C | Measure Definition does not have Energy Impact Qualifiers
559 | D03-099 | DEER2005 | D05 v2.01 | 2012-02-06 | SCE | Mtl | Ex | Any | CZ06 | Cap-Tons | 60.8 | 30000 | None | 0 | 0 | 0 | 490 | 0.196 | 0 | 0 | 0 | 0 | 268 | 0.108 | 0 |  |  | 2 | Lodging - Motel | Existing | Torrance (Los Angeles for pre-2014) | SCE | D03-099 | None | H.E. Package Terminal A/C 7k-15k | Standard |  | 10.27 EER (based on vintage) package terminal A/C | T24 minimum: 8.56 EER (based on vintage) package terminal A/C | 8.50 EER (based on vintage) package terminal A/C | Measure Definition does not have Energy Impact Qualifiers
560 | D03-099 | DEER2005 | D05 v2.01 | 2012-02-06 | SCE | Mtl | Ex | Any | CZ08 | Cap-Tons | 55.4 | 30000 | None | 0 | 0 | 0 | 610 | 0.301 | 0 | 0 | 0 | 0 | 335 | 0.166 | 0 |  |  | 2 | Lodging - Motel | Existing | Fullerton (El Toro for pre-2014) | SCE | D03-099 | None | H.E. Package Terminal A/C 7k-15k | Standard |  | 10.27 EER (based on vintage) package terminal A/C | T24 minimum: 8.56 EER (based on vintage) package terminal A/C | 8.50 EER (based on vintage) package terminal A/C | Measure Definition does not have Energy Impact Qualifiers
561 | D03-099 | DEER2005 | D05 v2.01 | 2012-02-06 | SCE | Mtl | Ex | Any | CZ09 | Cap-Tons | 60.4 | 30000 | None | 0 | 0 | 0 | 590 | 0.315 | 0 | 0 | 0 | 0 | 325 | 0.175 | 0 |  |  | 2 | Lodging - Motel | Existing | Burbank-Glendale (Pasadena for pre-2014) | SCE | D03-099 | None | H.E. Package Terminal A/C 7k-15k | Standard |  | 10.27 EER (based on vintage) package terminal A/C | T24 minimum: 8.56 EER (based on vintage) package terminal A/C | 8.50 EER (based on vintage) package terminal A/C | Measure Definition does not have Energy Impact Qualifiers
562 | D03-099 | DEER2005 | D05 v2.01 | 2012-02-06 | SCE | Mtl | Ex | Any | CZ10 | Cap-Tons | 64.6 | 30000 | None | 0 | 0 | 0 | 503 | 0.269 | 0 | 0 | 0 | 0 | 312 | 0.168 | 0 |  |  | 2 | Lodging - Motel | Existing | Riverside | SCE | D03-099 | None | H.E. Package Terminal A/C 7k-15k | Standard |  | 10.27 EER (based on vintage) package terminal A/C | T24 minimum: 8.56 EER (based on vintage) package terminal A/C | 8.50 EER (based on vintage) package terminal A/C | Measure Definition does not have Energy Impact Qualifiers
563 | D03-099 | DEER2005 | D05 v2.01 | 2012-02-06 | SCE | Mtl | Ex | Any | CZ13 | Cap-Tons | 66 | 30000 | None | 0 | 0 | 0 | 551 | 0.306 | 0 | 0 | 0 | 0 | 318 | 0.177 | 0 |  |  | 2 | Lodging - Motel | Existing | Fresno Area | SCE | D03-099 | None | H.E. Package Terminal A/C 7k-15k | Standard |  | 10.27 EER (based on vintage) package terminal A/C | T24 minimum: 8.56 EER (based on vintage) package terminal A/C | 8.50 EER (based on vintage) package terminal A/C | Measure Definition does not have Energy Impact Qualifiers
564 | D03-099 | DEER2005 | D05 v2.01 | 2012-02-06 | SCE | Mtl | Ex | Any | CZ14 | Cap-Tons | 70.2 | 30000 | None | 0 | 0 | 0 | 482 | 0.259 | 0 | 0 | 0 | 0 | 286 | 0.156 | 0 |  |  | 2 | Lodging - Motel | Existing | Palmdale (China Lake for pre-2014) | SCE | D03-099 | None | H.E. Package Terminal A/C 7k-15k | Standard |  | 10.27 EER (based on vintage) package terminal A/C | T24 minimum: 8.56 EER (based on vintage) package terminal A/C | 8.50 EER (based on vintage) package terminal A/C | Measure Definition does not have Energy Impact Qualifiers
565 | D03-099 | DEER2005 | D05 v2.01 | 2012-02-06 | SCE | Mtl | Ex | Any | CZ15 | Cap-Tons | 73.5 | 30000 | None | 0 | 0 | 0 | 651 | 0.302 | 0 | 0 | 0 | 0 | 407 | 0.189 | 0 |  |  | 2 | Lodging - Motel | Existing | Palm Springs-Intl (El Centro for pre-2014) | SCE | D03-099 | None | H.E. Package Terminal A/C 7k-15k | Standard |  | 10.27 EER (based on vintage) package terminal A/C | T24 minimum: 8.56 EER (based on vintage) package terminal A/C | 8.50 EER (based on vintage) package terminal A/C | Measure Definition does not have Energy Impact Qualifiers
566 | D03-099 | DEER2005 | D05 v2.01 | 2012-02-06 | SCE | Mtl | Ex | Any | CZ16 | Cap-Tons | 51.9 | 30000 | None | 0 | 0 | 0 | 380 | 0.282 | 0 | 0 | 0 | 0 | 216 | 0.161 | 0 |  |  | 2 | Lodging - Motel | Existing | Blue Canyon (Mount Shasta for pre-2014) | SCE | D03-099 | None | H.E. Package Terminal A/C 7k-15k | Standard |  | 10.27 EER (based on vintage) package terminal A/C | T24 minimum: 8.56 EER (based on vintage) package terminal A/C | 8.50 EER (based on vintage) package terminal A/C | Measure Definition does not have Energy Impact Qualifiers
567 | D03-099 | DEER2005 | D05 v2.01 | 2012-02-06 | SCE | Mtl | Ex | Any | IOU | Cap-Tons | 61.4 | 30000 | None | 0 | 0 | 0 | 553 | 0.263 | 0 | 0 | 0 | 0 | 313 | 0.15 | 0 |  |  | 2 | Lodging - Motel | Existing | IOU Territory | SCE | D03-099 | None | H.E. Package Terminal A/C 7k-15k | Standard |  | 10.27 EER (based on vintage) package terminal A/C | T24 minimum: 8.56 EER (based on vintage) package terminal A/C | 8.50 EER (based on vintage) package terminal A/C | Measure Definition does not have Energy Impact Qualifiers
568 | D03-099 | DEER2005 | D05 v2.01 | 2012-02-06 | SCE | Mtl | New | Any | IOU | Cap-Tons | 48.4 | 30000 | None | 0 | 0 | 0 | 242 | 0.126 | 0 | 0 | 0 | 0 | 242 | 0.126 | 0 |  |  | 2 | Lodging - Motel | New | IOU Territory | SCE | D03-099 | None | H.E. Package Terminal A/C 7k-15k | Standard |  | 10.27 EER (based on vintage) package terminal A/C | T24 minimum: 8.56 EER (based on vintage) package terminal A/C | 8.50 EER (based on vintage) package terminal A/C | Measure Definition does not have Energy Impact Qualifiers
569 | D03-099 | DEER2005 | D05 v2.01 | 2012-02-06 | SCG | Com | Ex | Any | IOU | Cap-Tons | 167 | 115000 | None | 0 | 0 | 0 | 616 | 0.282 | 0 | 0 | 0 | 0 | 342 | 0.157 | 0 |  |  | 2 | Commercial | Existing | IOU Territory | SCG | D03-099 | None | H.E. Package Terminal A/C 7k-15k | Standard |  | 10.27 EER (based on vintage) package terminal A/C | T24 minimum: 8.56 EER (based on vintage) package terminal A/C | 8.50 EER (based on vintage) package terminal A/C | Measure Definition does not have Energy Impact Qualifiers
570 | D03-099 | DEER2005 | D05 v2.01 | 2012-02-06 | SCG | Com | New | Any | IOU | Cap-Tons | 134 | 115000 | None | 0 | 0 | 0 | 280 | 0.134 | 0 | 0 | 0 | 0 | 280 | 0.134 | 0 |  |  | 2 | Commercial | New | IOU Territory | SCG | D03-099 | None | H.E. Package Terminal A/C 7k-15k | Standard |  | 10.27 EER (based on vintage) package terminal A/C | T24 minimum: 8.56 EER (based on vintage) package terminal A/C | 8.50 EER (based on vintage) package terminal A/C | Measure Definition does not have Energy Impact Qualifiers
571 | D03-099 | DEER2005 | D05 v2.01 | 2012-02-06 | SCG | Htl | Ex | Any | CZ05 | Cap-Tons | 220 | 200000 | None | 0 | 0 | 0 | 535 | 0.258 | 0 | 0 | 0 | 0 | 294 | 0.142 | 0 |  |  | 2 | Lodging - Hotel | Existing | Santa Maria Area | SCG | D03-099 | None | H.E. Package Terminal A/C 7k-15k | Standard |  | 10.27 EER (based on vintage) package terminal A/C | T24 minimum: 8.56 EER (based on vintage) package terminal A/C | 8.50 EER (based on vintage) package terminal A/C | Measure Definition does not have Energy Impact Qualifiers
572 | D03-099 | DEER2005 | D05 v2.01 | 2012-02-06 | SCG | Htl | Ex | Any | CZ06 | Cap-Tons | 270 | 200000 | None | 0 | 0 | 0 | 581 | 0.21 | 0 | 0 | 0 | 0 | 318 | 0.115 | 0 |  |  | 2 | Lodging - Hotel | Existing | Torrance (Los Angeles for pre-2014) | SCG | D03-099 | None | H.E. Package Terminal A/C 7k-15k | Standard |  | 10.27 EER (based on vintage) package terminal A/C | T24 minimum: 8.56 EER (based on vintage) package terminal A/C | 8.50 EER (based on vintage) package terminal A/C | Measure Definition does not have Energy Impact Qualifiers
573 | D03-099 | DEER2005 | D05 v2.01 | 2012-02-06 | SCG | Htl | Ex | Any | CZ08 | Cap-Tons | 244 | 200000 | None | 0 | 0 | 0 | 715 | 0.312 | 0 | 0 | 0 | 0 | 388 | 0.17 | 0 |  |  | 2 | Lodging - Hotel | Existing | Fullerton (El Toro for pre-2014) | SCG | D03-099 | None | H.E. Package Terminal A/C 7k-15k | Standard |  | 10.27 EER (based on vintage) package terminal A/C | T24 minimum: 8.56 EER (based on vintage) package terminal A/C | 8.50 EER (based on vintage) package terminal A/C | Measure Definition does not have Energy Impact Qualifiers
574 | D03-099 | DEER2005 | D05 v2.01 | 2012-02-06 | SCG | Htl | Ex | Any | CZ09 | Cap-Tons | 275 | 200000 | None | 0 | 0 | 0 | 694 | 0.331 | 0 | 0 | 0 | 0 | 373 | 0.178 | 0 |  |  | 2 | Lodging - Hotel | Existing | Burbank-Glendale (Pasadena for pre-2014) | SCG | D03-099 | None | H.E. Package Terminal A/C 7k-15k | Standard |  | 10.27 EER (based on vintage) package terminal A/C | T24 minimum: 8.56 EER (based on vintage) package terminal A/C | 8.50 EER (based on vintage) package terminal A/C | Measure Definition does not have Energy Impact Qualifiers
575 | D03-099 | DEER2005 | D05 v2.01 | 2012-02-06 | SCG | Htl | Ex | Any | CZ10 | Cap-Tons | 296 | 200000 | None | 0 | 0 | 0 | 564 | 0.28 | 0 | 0 | 0 | 0 | 353 | 0.176 | 0 |  |  | 2 | Lodging - Hotel | Existing | Riverside | SCG | D03-099 | None | H.E. Package Terminal A/C 7k-15k | Standard |  | 10.27 EER (based on vintage) package terminal A/C | T24 minimum: 8.56 EER (based on vintage) package terminal A/C | 8.50 EER (based on vintage) package terminal A/C | Measure Definition does not have Energy Impact Qualifiers
576 | D03-099 | DEER2005 | D05 v2.01 | 2012-02-06 | SCG | Htl | Ex | Any | CZ13 | Cap-Tons | 301 | 200000 | None | 0 | 0 | 0 | 628 | 0.309 | 0 | 0 | 0 | 0 | 365 | 0.18 | 0 |  |  | 2 | Lodging - Hotel | Existing | Fresno Area | SCG | D03-099 | None | H.E. Package Terminal A/C 7k-15k | Standard |  | 10.27 EER (based on vintage) package terminal A/C | T24 minimum: 8.56 EER (based on vintage) package terminal A/C | 8.50 EER (based on vintage) package terminal A/C | Measure Definition does not have Energy Impact Qualifiers
577 | D03-099 | DEER2005 | D05 v2.01 | 2012-02-06 | SCG | Htl | Ex | Any | CZ14 | Cap-Tons | 319 | 200000 | None | 0 | 0 | 0 | 542 | 0.267 | 0 | 0 | 0 | 0 | 324 | 0.162 | 0 |  |  | 2 | Lodging - Hotel | Existing | Palmdale (China Lake for pre-2014) | SCG | D03-099 | None | H.E. Package Terminal A/C 7k-15k | Standard |  | 10.27 EER (based on vintage) package terminal A/C | T24 minimum: 8.56 EER (based on vintage) package terminal A/C | 8.50 EER (based on vintage) package terminal A/C | Measure Definition does not have Energy Impact Qualifiers
578 | D03-099 | DEER2005 | D05 v2.01 | 2012-02-06 | SCG | Htl | Ex | Any | CZ15 | Cap-Tons | 320 | 200000 | None | 0 | 0 | 0 | 825 | 0.315 | 0 | 0 | 0 | 0 | 518 | 0.198 | 0 |  |  | 2 | Lodging - Hotel | Existing | Palm Springs-Intl (El Centro for pre-2014) | SCG | D03-099 | None | H.E. Package Terminal A/C 7k-15k | Standard |  | 10.27 EER (based on vintage) package terminal A/C | T24 minimum: 8.56 EER (based on vintage) package terminal A/C | 8.50 EER (based on vintage) package terminal A/C | Measure Definition does not have Energy Impact Qualifiers
579 | D03-099 | DEER2005 | D05 v2.01 | 2012-02-06 | SCG | Htl | Ex | Any | CZ16 | Cap-Tons | 239 | 200000 | None | 0 | 0 | 0 | 393 | 0.284 | 0 | 0 | 0 | 0 | 223 | 0.162 | 0 |  |  | 2 | Lodging - Hotel | Existing | Blue Canyon (Mount Shasta for pre-2014) | SCG | D03-099 | None | H.E. Package Terminal A/C 7k-15k | Standard |  | 10.27 EER (based on vintage) package terminal A/C | T24 minimum: 8.56 EER (based on vintage) package terminal A/C | 8.50 EER (based on vintage) package terminal A/C | Measure Definition does not have Energy Impact Qualifiers
580 | D03-099 | DEER2005 | D05 v2.01 | 2012-02-06 | SCG | Htl | Ex | Any | IOU | Cap-Tons | 272 | 200000 | None | 0 | 0 | 0 | 663 | 0.286 | 0 | 0 | 0 | 0 | 370 | 0.16 | 0 |  |  | 2 | Lodging - Hotel | Existing | IOU Territory | SCG | D03-099 | None | H.E. Package Terminal A/C 7k-15k | Standard |  | 10.27 EER (based on vintage) package terminal A/C | T24 minimum: 8.56 EER (based on vintage) package terminal A/C | 8.50 EER (based on vintage) package terminal A/C | Measure Definition does not have Energy Impact Qualifiers
581 | D03-099 | DEER2005 | D05 v2.01 | 2012-02-06 | SCG | Htl | New | Any | IOU | Cap-Tons | 221 | 200000 | None | 0 | 0 | 0 | 317 | 0.14 | 0 | 0 | 0 | 0 | 317 | 0.14 | 0 |  |  | 2 | Lodging - Hotel | New | IOU Territory | SCG | D03-099 | None | H.E. Package Terminal A/C 7k-15k | Standard |  | 10.27 EER (based on vintage) package terminal A/C | T24 minimum: 8.56 EER (based on vintage) package terminal A/C | 8.50 EER (based on vintage) package terminal A/C | Measure Definition does not have Energy Impact Qualifiers
582 | D03-099 | DEER2005 | D05 v2.01 | 2012-02-06 | SCG | Mtl | Ex | Any | CZ05 | Cap-Tons | 44 | 30000 | None | 0 | 0 | 0 | 528 | 0.264 | 0 | 0 | 0 | 0 | 288 | 0.146 | 0 |  |  | 2 | Lodging - Motel | Existing | Santa Maria Area | SCG | D03-099 | None | H.E. Package Terminal A/C 7k-15k | Standard |  | 10.27 EER (based on vintage) package terminal A/C | T24 minimum: 8.56 EER (based on vintage) package terminal A/C | 8.50 EER (based on vintage) package terminal A/C | Measure Definition does not have Energy Impact Qualifiers
583 | D03-099 | DEER2005 | D05 v2.01 | 2012-02-06 | SCG | Mtl | Ex | Any | CZ06 | Cap-Tons | 60.8 | 30000 | None | 0 | 0 | 0 | 492 | 0.197 | 0 | 0 | 0 | 0 | 268 | 0.108 | 0 |  |  | 2 | Lodging - Motel | Existing | Torrance (Los Angeles for pre-2014) | SCG | D03-099 | None | H.E. Package Terminal A/C 7k-15k | Standard |  | 10.27 EER (based on vintage) package terminal A/C | T24 minimum: 8.56 EER (based on vintage) package terminal A/C | 8.50 EER (based on vintage) package terminal A/C | Measure Definition does not have Energy Impact Qualifiers
584 | D03-099 | DEER2005 | D05 v2.01 | 2012-02-06 | SCG | Mtl | Ex | Any | CZ08 | Cap-Tons | 55.4 | 30000 | None | 0 | 0 | 0 | 618 | 0.305 | 0 | 0 | 0 | 0 | 334 | 0.165 | 0 |  |  | 2 | Lodging - Motel | Existing | Fullerton (El Toro for pre-2014) | SCG | D03-099 | None | H.E. Package Terminal A/C 7k-15k | Standard |  | 10.27 EER (based on vintage) package terminal A/C | T24 minimum: 8.56 EER (based on vintage) package terminal A/C | 8.50 EER (based on vintage) package terminal A/C | Measure Definition does not have Energy Impact Qualifiers
585 | D03-099 | DEER2005 | D05 v2.01 | 2012-02-06 | SCG | Mtl | Ex | Any | CZ09 | Cap-Tons | 60.6 | 30000 | None | 0 | 0 | 0 | 610 | 0.325 | 0 | 0 | 0 | 0 | 325 | 0.175 | 0 |  |  | 2 | Lodging - Motel | Existing | Burbank-Glendale (Pasadena for pre-2014) | SCG | D03-099 | None | H.E. Package Terminal A/C 7k-15k | Standard |  | 10.27 EER (based on vintage) package terminal A/C | T24 minimum: 8.56 EER (based on vintage) package terminal A/C | 8.50 EER (based on vintage) package terminal A/C | Measure Definition does not have Energy Impact Qualifiers
586 | D03-099 | DEER2005 | D05 v2.01 | 2012-02-06 | SCG | Mtl | Ex | Any | CZ10 | Cap-Tons | 64.6 | 30000 | None | 0 | 0 | 0 | 503 | 0.269 | 0 | 0 | 0 | 0 | 312 | 0.168 | 0 |  |  | 2 | Lodging - Motel | Existing | Riverside | SCG | D03-099 | None | H.E. Package Terminal A/C 7k-15k | Standard |  | 10.27 EER (based on vintage) package terminal A/C | T24 minimum: 8.56 EER (based on vintage) package terminal A/C | 8.50 EER (based on vintage) package terminal A/C | Measure Definition does not have Energy Impact Qualifiers
587 | D03-099 | DEER2005 | D05 v2.01 | 2012-02-06 | SCG | Mtl | Ex | Any | CZ13 | Cap-Tons | 66 | 30000 | None | 0 | 0 | 0 | 551 | 0.306 | 0 | 0 | 0 | 0 | 318 | 0.177 | 0 |  |  | 2 | Lodging - Motel | Existing | Fresno Area | SCG | D03-099 | None | H.E. Package Terminal A/C 7k-15k | Standard |  | 10.27 EER (based on vintage) package terminal A/C | T24 minimum: 8.56 EER (based on vintage) package terminal A/C | 8.50 EER (based on vintage) package terminal A/C | Measure Definition does not have Energy Impact Qualifiers
588 | D03-099 | DEER2005 | D05 v2.01 | 2012-02-06 | SCG | Mtl | Ex | Any | CZ14 | Cap-Tons | 70.2 | 30000 | None | 0 | 0 | 0 | 482 | 0.259 | 0 | 0 | 0 | 0 | 286 | 0.156 | 0 |  |  | 2 | Lodging - Motel | Existing | Palmdale (China Lake for pre-2014) | SCG | D03-099 | None | H.E. Package Terminal A/C 7k-15k | Standard |  | 10.27 EER (based on vintage) package terminal A/C | T24 minimum: 8.56 EER (based on vintage) package terminal A/C | 8.50 EER (based on vintage) package terminal A/C | Measure Definition does not have Energy Impact Qualifiers
589 | D03-099 | DEER2005 | D05 v2.01 | 2012-02-06 | SCG | Mtl | Ex | Any | CZ15 | Cap-Tons | 73.5 | 30000 | None | 0 | 0 | 0 | 651 | 0.302 | 0 | 0 | 0 | 0 | 407 | 0.189 | 0 |  |  | 2 | Lodging - Motel | Existing | Palm Springs-Intl (El Centro for pre-2014) | SCG | D03-099 | None | H.E. Package Terminal A/C 7k-15k | Standard |  | 10.27 EER (based on vintage) package terminal A/C | T24 minimum: 8.56 EER (based on vintage) package terminal A/C | 8.50 EER (based on vintage) package terminal A/C | Measure Definition does not have Energy Impact Qualifiers
590 | D03-099 | DEER2005 | D05 v2.01 | 2012-02-06 | SCG | Mtl | Ex | Any | CZ16 | Cap-Tons | 51.9 | 30000 | None | 0 | 0 | 0 | 380 | 0.282 | 0 | 0 | 0 | 0 | 216 | 0.161 | 0 |  |  | 2 | Lodging - Motel | Existing | Blue Canyon (Mount Shasta for pre-2014) | SCG | D03-099 | None | H.E. Package Terminal A/C 7k-15k | Standard |  | 10.27 EER (based on vintage) package terminal A/C | T24 minimum: 8.56 EER (based on vintage) package terminal A/C | 8.50 EER (based on vintage) package terminal A/C | Measure Definition does not have Energy Impact Qualifiers
591 | D03-099 | DEER2005 | D05 v2.01 | 2012-02-06 | SCG | Mtl | Ex | Any | IOU | Cap-Tons | 61 | 30000 | None | 0 | 0 | 0 | 569 | 0.277 | 0 | 0 | 0 | 0 | 315 | 0.154 | 0 |  |  | 2 | Lodging - Motel | Existing | IOU Territory | SCG | D03-099 | None | H.E. Package Terminal A/C 7k-15k | Standard |  | 10.27 EER (based on vintage) package terminal A/C | T24 minimum: 8.56 EER (based on vintage) package terminal A/C | 8.50 EER (based on vintage) package terminal A/C | Measure Definition does not have Energy Impact Qualifiers
592 | D03-099 | DEER2005 | D05 v2.01 | 2012-02-06 | SCG | Mtl | New | Any | IOU | Cap-Tons | 47.5 | 30000 | None | 0 | 0 | 0 | 243 | 0.128 | 0 | 0 | 0 | 0 | 243 | 0.128 | 0 |  |  | 2 | Lodging - Motel | New | IOU Territory | SCG | D03-099 | None | H.E. Package Terminal A/C 7k-15k | Standard |  | 10.27 EER (based on vintage) package terminal A/C | T24 minimum: 8.56 EER (based on vintage) package terminal A/C | 8.50 EER (based on vintage) package terminal A/C | Measure Definition does not have Energy Impact Qualifiers
593 | D03-099 | DEER2005 | D05 v2.01 | 2012-02-06 | SDG | Com | Ex | Any | IOU | Cap-Tons | 141 | 115000 | None | 0 | 0 | 0 | 580 | 0.245 | 0 | 0 | 0 | 0 | 347 | 0.147 | 0 |  |  | 2 | Commercial | Existing | IOU Territory | SDG&E | D03-099 | None | H.E. Package Terminal A/C 7k-15k | Standard |  | 10.27 EER (based on vintage) package terminal A/C | T24 minimum: 8.56 EER (based on vintage) package terminal A/C | 8.50 EER (based on vintage) package terminal A/C | Measure Definition does not have Energy Impact Qualifiers
594 | D03-099 | DEER2005 | D05 v2.01 | 2012-02-06 | SDG | Com | New | Any | IOU | Cap-Tons | 121 | 115000 | None | 0 | 0 | 0 | 271 | 0.115 | 0 | 0 | 0 | 0 | 271 | 0.115 | 0 |  |  | 2 | Commercial | New | IOU Territory | SDG&E | D03-099 | None | H.E. Package Terminal A/C 7k-15k | Standard |  | 10.27 EER (based on vintage) package terminal A/C | T24 minimum: 8.56 EER (based on vintage) package terminal A/C | 8.50 EER (based on vintage) package terminal A/C | Measure Definition does not have Energy Impact Qualifiers
595 | D03-099 | DEER2005 | D05 v2.01 | 2012-02-06 | SDG | Htl | Ex | Any | CZ06 | Cap-Tons | 263 | 200000 | None | 0 | 0 | 0 | 523 | 0.188 | 0 | 0 | 0 | 0 | 315 | 0.113 | 0 |  |  | 2 | Lodging - Hotel | Existing | Torrance (Los Angeles for pre-2014) | SDG&E | D03-099 | None | H.E. Package Terminal A/C 7k-15k | Standard |  | 10.27 EER (based on vintage) package terminal A/C | T24 minimum: 8.56 EER (based on vintage) package terminal A/C | 8.50 EER (based on vintage) package terminal A/C | Measure Definition does not have Energy Impact Qualifiers
596 | D03-099 | DEER2005 | D05 v2.01 | 2012-02-06 | SDG | Htl | Ex | Any | CZ07 | Cap-Tons | 220 | 200000 | None | 0 | 0 | 0 | 636 | 0.251 | 0 | 0 | 0 | 0 | 382 | 0.151 | 0 |  |  | 2 | Lodging - Hotel | Existing | San Diego-Lindbergh | SDG&E | D03-099 | None | H.E. Package Terminal A/C 7k-15k | Standard |  | 10.27 EER (based on vintage) package terminal A/C | T24 minimum: 8.56 EER (based on vintage) package terminal A/C | 8.50 EER (based on vintage) package terminal A/C | Measure Definition does not have Energy Impact Qualifiers
597 | D03-099 | DEER2005 | D05 v2.01 | 2012-02-06 | SDG | Htl | Ex | Any | CZ08 | Cap-Tons | 238 | 200000 | None | 0 | 0 | 0 | 638 | 0.279 | 0 | 0 | 0 | 0 | 384 | 0.168 | 0 |  |  | 2 | Lodging - Hotel | Existing | Fullerton (El Toro for pre-2014) | SDG&E | D03-099 | None | H.E. Package Terminal A/C 7k-15k | Standard |  | 10.27 EER (based on vintage) package terminal A/C | T24 minimum: 8.56 EER (based on vintage) package terminal A/C | 8.50 EER (based on vintage) package terminal A/C | Measure Definition does not have Energy Impact Qualifiers
598 | D03-099 | DEER2005 | D05 v2.01 | 2012-02-06 | SDG | Htl | Ex | Any | CZ10 | Cap-Tons | 297 | 200000 | None | 0 | 0 | 0 | 586 | 0.29 | 0 | 0 | 0 | 0 | 353 | 0.176 | 0 |  |  | 2 | Lodging - Hotel | Existing | Riverside | SDG&E | D03-099 | None | H.E. Package Terminal A/C 7k-15k | Standard |  | 10.27 EER (based on vintage) package terminal A/C | T24 minimum: 8.56 EER (based on vintage) package terminal A/C | 8.50 EER (based on vintage) package terminal A/C | Measure Definition does not have Energy Impact Qualifiers
599 | D03-099 | DEER2005 | D05 v2.01 | 2012-02-06 | SDG | Htl | Ex | Any | CZ14 | Cap-Tons | 316 | 200000 | None | 0 | 0 | 0 | 534 | 0.264 | 0 | 0 | 0 | 0 | 322 | 0.162 | 0 |  |  | 2 | Lodging - Hotel | Existing | Palmdale (China Lake for pre-2014) | SDG&E | D03-099 | None | H.E. Package Terminal A/C 7k-15k | Standard |  | 10.27 EER (based on vintage) package terminal A/C | T24 minimum: 8.56 EER (based on vintage) package terminal A/C | 8.50 EER (based on vintage) package terminal A/C | Measure Definition does not have Energy Impact Qualifiers
600 | D03-099 | DEER2005 | D05 v2.01 | 2012-02-06 | SDG | Htl | Ex | Any | CZ15 | Cap-Tons | 323 | 200000 | None | 0 | 0 | 0 | 853 | 0.326 | 0 | 0 | 0 | 0 | 516 | 0.198 | 0 |  |  | 2 | Lodging - Hotel | Existing | Palm Springs-Intl (El Centro for pre-2014) | SDG&E | D03-099 | None | H.E. Package Terminal A/C 7k-15k | Standard |  | 10.27 EER (based on vintage) package terminal A/C | T24 minimum: 8.56 EER (based on vintage) package terminal A/C | 8.50 EER (based on vintage) package terminal A/C | Measure Definition does not have Energy Impact Qualifiers
601 | D03-099 | DEER2005 | D05 v2.01 | 2012-02-06 | SDG | Htl | Ex | Any | IOU | Cap-Tons | 231 | 200000 | None | 0 | 0 | 0 | 627 | 0.253 | 0 | 0 | 0 | 0 | 377 | 0.152 | 0 |  |  | 2 | Lodging - Hotel | Existing | IOU Territory | SDG&E | D03-099 | None | H.E. Package Terminal A/C 7k-15k | Standard |  | 10.27 EER (based on vintage) package terminal A/C | T24 minimum: 8.56 EER (based on vintage) package terminal A/C | 8.50 EER (based on vintage) package terminal A/C | Measure Definition does not have Energy Impact Qualifiers
602 | D03-099 | DEER2005 | D05 v2.01 | 2012-02-06 | SDG | Htl | New | Any | IOU | Cap-Tons | 201 | 200000 | None | 0 | 0 | 0 | 306 | 0.121 | 0 | 0 | 0 | 0 | 306 | 0.121 | 0 |  |  | 2 | Lodging - Hotel | New | IOU Territory | SDG&E | D03-099 | None | H.E. Package Terminal A/C 7k-15k | Standard |  | 10.27 EER (based on vintage) package terminal A/C | T24 minimum: 8.56 EER (based on vintage) package terminal A/C | 8.50 EER (based on vintage) package terminal A/C | Measure Definition does not have Energy Impact Qualifiers
603 | D03-099 | DEER2005 | D05 v2.01 | 2012-02-06 | SDG | Mtl | Ex | Any | CZ06 | Cap-Tons | 58.9 | 30000 | None | 0 | 0 | 0 | 440 | 0.176 | 0 | 0 | 0 | 0 | 262 | 0.105 | 0 |  |  | 2 | Lodging - Motel | Existing | Torrance (Los Angeles for pre-2014) | SDG&E | D03-099 | None | H.E. Package Terminal A/C 7k-15k | Standard |  | 10.27 EER (based on vintage) package terminal A/C | T24 minimum: 8.56 EER (based on vintage) package terminal A/C | 8.50 EER (based on vintage) package terminal A/C | Measure Definition does not have Energy Impact Qualifiers
604 | D03-099 | DEER2005 | D05 v2.01 | 2012-02-06 | SDG | Mtl | Ex | Any | CZ07 | Cap-Tons | 48.4 | 30000 | None | 0 | 0 | 0 | 538 | 0.235 | 0 | 0 | 0 | 0 | 321 | 0.141 | 0 |  |  | 2 | Lodging - Motel | Existing | San Diego-Lindbergh | SDG&E | D03-099 | None | H.E. Package Terminal A/C 7k-15k | Standard |  | 10.27 EER (based on vintage) package terminal A/C | T24 minimum: 8.56 EER (based on vintage) package terminal A/C | 8.50 EER (based on vintage) package terminal A/C | Measure Definition does not have Energy Impact Qualifiers
605 | D03-099 | DEER2005 | D05 v2.01 | 2012-02-06 | SDG | Mtl | Ex | Any | CZ08 | Cap-Tons | 53.7 | 30000 | None | 0 | 0 | 0 | 548 | 0.271 | 0 | 0 | 0 | 0 | 327 | 0.162 | 0 |  |  | 2 | Lodging - Motel | Existing | Fullerton (El Toro for pre-2014) | SDG&E | D03-099 | None | H.E. Package Terminal A/C 7k-15k | Standard |  | 10.27 EER (based on vintage) package terminal A/C | T24 minimum: 8.56 EER (based on vintage) package terminal A/C | 8.50 EER (based on vintage) package terminal A/C | Measure Definition does not have Energy Impact Qualifiers
606 | D03-099 | DEER2005 | D05 v2.01 | 2012-02-06 | SDG | Mtl | Ex | Any | CZ10 | Cap-Tons | 64.8 | 30000 | None | 0 | 0 | 0 | 522 | 0.279 | 0 | 0 | 0 | 0 | 312 | 0.168 | 0 |  |  | 2 | Lodging - Motel | Existing | Riverside | SDG&E | D03-099 | None | H.E. Package Terminal A/C 7k-15k | Standard |  | 10.27 EER (based on vintage) package terminal A/C | T24 minimum: 8.56 EER (based on vintage) package terminal A/C | 8.50 EER (based on vintage) package terminal A/C | Measure Definition does not have Energy Impact Qualifiers
607 | D03-099 | DEER2005 | D05 v2.01 | 2012-02-06 | SDG | Mtl | Ex | Any | CZ14 | Cap-Tons | 69.4 | 30000 | None | 0 | 0 | 0 | 473 | 0.256 | 0 | 0 | 0 | 0 | 283 | 0.155 | 0 |  |  | 2 | Lodging - Motel | Existing | Palmdale (China Lake for pre-2014) | SDG&E | D03-099 | None | H.E. Package Terminal A/C 7k-15k | Standard |  | 10.27 EER (based on vintage) package terminal A/C | T24 minimum: 8.56 EER (based on vintage) package terminal A/C | 8.50 EER (based on vintage) package terminal A/C | Measure Definition does not have Energy Impact Qualifiers
608 | D03-099 | DEER2005 | D05 v2.01 | 2012-02-06 | SDG | Mtl | Ex | Any | CZ15 | Cap-Tons | 74 | 30000 | None | 0 | 0 | 0 | 672 | 0.313 | 0 | 0 | 0 | 0 | 405 | 0.189 | 0 |  |  | 2 | Lodging - Motel | Existing | Palm Springs-Intl (El Centro for pre-2014) | SDG&E | D03-099 | None | H.E. Package Terminal A/C 7k-15k | Standard |  | 10.27 EER (based on vintage) package terminal A/C | T24 minimum: 8.56 EER (based on vintage) package terminal A/C | 8.50 EER (based on vintage) package terminal A/C | Measure Definition does not have Energy Impact Qualifiers
609 | D03-099 | DEER2005 | D05 v2.01 | 2012-02-06 | SDG | Mtl | Ex | Any | IOU | Cap-Tons | 51 | 30000 | None | 0 | 0 | 0 | 533 | 0.238 | 0 | 0 | 0 | 0 | 318 | 0.142 | 0 |  |  | 2 | Lodging - Motel | Existing | IOU Territory | SDG&E | D03-099 | None | H.E. Package Terminal A/C 7k-15k | Standard |  | 10.27 EER (based on vintage) package terminal A/C | T24 minimum: 8.56 EER (based on vintage) package terminal A/C | 8.50 EER (based on vintage) package terminal A/C | Measure Definition does not have Energy Impact Qualifiers
610 | D03-099 | DEER2005 | D05 v2.01 | 2012-02-06 | SDG | Mtl | New | Any | IOU | Cap-Tons | 41.6 | 30000 | None | 0 | 0 | 0 | 236 | 0.109 | 0 | 0 | 0 | 0 | 236 | 0.109 | 0 |  |  | 2 | Lodging - Motel | New | IOU Territory | SDG&E | D03-099 | None | H.E. Package Terminal A/C 7k-15k | Standard |  | 10.27 EER (based on vintage) package terminal A/C | T24 minimum: 8.56 EER (based on vintage) package terminal A/C | 8.50 EER (based on vintage) package terminal A/C | Measure Definition does not have Energy Impact Qualifiers
611 | D03-100 | DEER2005 | D05 v2.01 | 2014-05-27 15:37 | Any | Htl | New | Any | CZ01 | Cap-Tons | 149 | 200000 | None | 0 | 0 | 0 | 94.9 | 0.053 | 0 | 0 | 0 | 0 | 94.9 | 0.053 | 0 |  |  | 1 | Lodging - Hotel | New | Arcata Area | Any | D03-100 | None | H.E. Package Terminal A/C > 15k | Standard |  | 9.25 EER (based on vintage) package terminal A/C | T24 minimum: 7.71 EER (based on vintage) package terminal A/C | 8.50 EER (based on vintage) package terminal A/C | Measure Definition does not have Energy Impact Qualifiers
612 | D03-100 | DEER2005 | D05 v2.01 | 2014-05-27 15:37 | Any | Htl | New | Any | CZ02 | Cap-Tons | 203 | 200000 | None | 0 | 0 | 0 | 122 | 0.0848 | 0 | 0 | 0 | 0 | 122 | 0.0848 | 0 |  |  | 1 | Lodging - Hotel | New | Santa Rosa Area | Any | D03-100 | None | H.E. Package Terminal A/C > 15k | Standard |  | 9.25 EER (based on vintage) package terminal A/C | T24 minimum: 7.71 EER (based on vintage) package terminal A/C | 8.50 EER (based on vintage) package terminal A/C | Measure Definition does not have Energy Impact Qualifiers
613 | D03-100 | DEER2005 | D05 v2.01 | 2014-05-27 15:37 | Any | Htl | New | Any | CZ03 | Cap-Tons | 183 | 200000 | None | 0 | 0 | 0 | 126 | 0.0642 | 0 | 0 | 0 | 0 | 126 | 0.0642 | 0 |  |  | 1 | Lodging - Hotel | New | Oakland Area | Any | D03-100 | None | H.E. Package Terminal A/C > 15k | Standard |  | 9.25 EER (based on vintage) package terminal A/C | T24 minimum: 7.71 EER (based on vintage) package terminal A/C | 8.50 EER (based on vintage) package terminal A/C | Measure Definition does not have Energy Impact Qualifiers
614 | D03-100 | DEER2005 | D05 v2.01 | 2014-05-27 15:37 | Any | Htl | New | Any | CZ04 | Cap-Tons | 197 | 200000 | None | 0 | 0 | 0 | 152 | 0.0845 | 0 | 0 | 0 | 0 | 152 | 0.0845 | 0 |  |  | 1 | Lodging - Hotel | New | San Jose-Reid (Sunnyvale for pre-2014) | Any | D03-100 | None | H.E. Package Terminal A/C > 15k | Standard |  | 9.25 EER (based on vintage) package terminal A/C | T24 minimum: 7.71 EER (based on vintage) package terminal A/C | 8.50 EER (based on vintage) package terminal A/C | Measure Definition does not have Energy Impact Qualifiers
615 | D03-100 | DEER2005 | D05 v2.01 | 2014-05-27 15:37 | Any | Htl | New | Any | CZ05 | Cap-Tons | 181 | 200000 | None | 0 | 0 | 0 | 136 | 0.0639 | 0 | 0 | 0 | 0 | 136 | 0.0639 | 0 |  |  | 1 | Lodging - Hotel | New | Santa Maria Area | Any | D03-100 | None | H.E. Package Terminal A/C > 15k | Standard |  | 9.25 EER (based on vintage) package terminal A/C | T24 minimum: 7.71 EER (based on vintage) package terminal A/C | 8.50 EER (based on vintage) package terminal A/C | Measure Definition does not have Energy Impact Qualifiers
616 | D03-100 | DEER2005 | D05 v2.01 | 2014-05-27 15:37 | Any | Htl | New | Any | CZ06 | Cap-Tons | 218 | 200000 | None | 0 | 0 | 0 | 165 | 0.0555 | 0 | 0 | 0 | 0 | 165 | 0.0555 | 0 |  |  | 1 | Lodging - Hotel | New | Torrance (Los Angeles for pre-2014) | Any | D03-100 | None | H.E. Package Terminal A/C > 15k | Standard |  | 9.25 EER (based on vintage) package terminal A/C | T24 minimum: 7.71 EER (based on vintage) package terminal A/C | 8.50 EER (based on vintage) package terminal A/C | Measure Definition does not have Energy Impact Qualifiers
617 | D03-100 | DEER2005 | D05 v2.01 | 2014-05-27 15:37 | Any | Htl | New | Any | CZ07 | Cap-Tons | 196 | 200000 | None | 0 | 0 | 0 | 191 | 0.0742 | 0 | 0 | 0 | 0 | 191 | 0.0742 | 0 |  |  | 1 | Lodging - Hotel | New | San Diego-Lindbergh | Any | D03-100 | None | H.E. Package Terminal A/C > 15k | Standard |  | 9.25 EER (based on vintage) package terminal A/C | T24 minimum: 7.71 EER (based on vintage) package terminal A/C | 8.50 EER (based on vintage) package terminal A/C | Measure Definition does not have Energy Impact Qualifiers
618 | D03-100 | DEER2005 | D05 v2.01 | 2014-05-27 15:37 | Any | Htl | New | Any | CZ08 | Cap-Tons | 201 | 200000 | None | 0 | 0 | 0 | 196 | 0.0872 | 0 | 0 | 0 | 0 | 196 | 0.0872 | 0 |  |  | 1 | Lodging - Hotel | New | Fullerton (El Toro for pre-2014) | Any | D03-100 | None | H.E. Package Terminal A/C > 15k | Standard |  | 9.25 EER (based on vintage) package terminal A/C | T24 minimum: 7.71 EER (based on vintage) package terminal A/C | 8.50 EER (based on vintage) package terminal A/C | Measure Definition does not have Energy Impact Qualifiers
619 | D03-100 | DEER2005 | D05 v2.01 | 2014-05-27 15:37 | Any | Htl | New | Any | CZ09 | Cap-Tons | 211 | 200000 | None | 0 | 0 | 0 | 197 | 0.0944 | 0 | 0 | 0 | 0 | 197 | 0.0944 | 0 |  |  | 1 | Lodging - Hotel | New | Burbank-Glendale (Pasadena for pre-2014) | Any | D03-100 | None | H.E. Package Terminal A/C > 15k | Standard |  | 9.25 EER (based on vintage) package terminal A/C | T24 minimum: 7.71 EER (based on vintage) package terminal A/C | 8.50 EER (based on vintage) package terminal A/C | Measure Definition does not have Energy Impact Qualifiers
620 | D03-100 | DEER2005 | D05 v2.01 | 2014-05-27 15:37 | Any | Htl | New | Any | CZ10 | Cap-Tons | 224 | 200000 | None | 0 | 0 | 0 | 179 | 0.0933 | 0 | 0 | 0 | 0 | 179 | 0.0933 | 0 |  |  | 1 | Lodging - Hotel | New | Riverside | Any | D03-100 | None | H.E. Package Terminal A/C > 15k | Standard |  | 9.25 EER (based on vintage) package terminal A/C | T24 minimum: 7.71 EER (based on vintage) package terminal A/C | 8.50 EER (based on vintage) package terminal A/C | Measure Definition does not have Energy Impact Qualifiers
621 | D03-100 | DEER2005 | D05 v2.01 | 2014-05-27 15:37 | Any | Htl | New | Any | CZ11 | Cap-Tons | 225 | 200000 | None | 0 | 0 | 0 | 151 | 0.0844 | 0 | 0 | 0 | 0 | 151 | 0.0844 | 0 |  |  | 1 | Lodging - Hotel | New | Red Bluff Area | Any | D03-100 | None | H.E. Package Terminal A/C > 15k | Standard |  | 9.25 EER (based on vintage) package terminal A/C | T24 minimum: 7.71 EER (based on vintage) package terminal A/C | 8.50 EER (based on vintage) package terminal A/C | Measure Definition does not have Energy Impact Qualifiers
622 | D03-100 | DEER2005 | D05 v2.01 | 2014-05-27 15:37 | Any | Htl | New | Any | CZ12 | Cap-Tons | 225 | 200000 | None | 0 | 0 | 0 | 139 | 0.0831 | 0 | 0 | 0 | 0 | 139 | 0.0831 | 0 |  |  | 1 | Lodging - Hotel | New | Sacramento Area | Any | D03-100 | None | H.E. Package Terminal A/C > 15k | Standard |  | 9.25 EER (based on vintage) package terminal A/C | T24 minimum: 7.71 EER (based on vintage) package terminal A/C | 8.50 EER (based on vintage) package terminal A/C | Measure Definition does not have Energy Impact Qualifiers
623 | D03-100 | DEER2005 | D05 v2.01 | 2014-05-27 15:37 | Any | Htl | New | Any | CZ13 | Cap-Tons | 228 | 200000 | None | 0 | 0 | 0 | 184 | 0.0945 | 0 | 0 | 0 | 0 | 184 | 0.0945 | 0 |  |  | 1 | Lodging - Hotel | New | Fresno Area | Any | D03-100 | None | H.E. Package Terminal A/C > 15k | Standard |  | 9.25 EER (based on vintage) package terminal A/C | T24 minimum: 7.71 EER (based on vintage) package terminal A/C | 8.50 EER (based on vintage) package terminal A/C | Measure Definition does not have Energy Impact Qualifiers
624 | D03-100 | DEER2005 | D05 v2.01 | 2014-05-27 15:37 | Any | Htl | New | Any | CZ14 | Cap-Tons | 241 | 200000 | None | 0 | 0 | 0 | 153 | 0.088 | 0 | 0 | 0 | 0 | 153 | 0.088 | 0 |  |  | 1 | Lodging - Hotel | New | Palmdale (China Lake for pre-2014) | Any | D03-100 | None | H.E. Package Terminal A/C > 15k | Standard |  | 9.25 EER (based on vintage) package terminal A/C | T24 minimum: 7.71 EER (based on vintage) package terminal A/C | 8.50 EER (based on vintage) package terminal A/C | Measure Definition does not have Energy Impact Qualifiers
625 | D03-100 | DEER2005 | D05 v2.01 | 2014-05-27 15:37 | Any | Htl | New | Any | CZ15 | Cap-Tons | 259 | 200000 | None | 0 | 0 | 0 | 260 | 0.103 | 0 | 0 | 0 | 0 | 260 | 0.103 | 0 |  |  | 1 | Lodging - Hotel | New | Palm Springs-Intl (El Centro for pre-2014) | Any | D03-100 | None | H.E. Package Terminal A/C > 15k | Standard |  | 9.25 EER (based on vintage) package terminal A/C | T24 minimum: 7.71 EER (based on vintage) package terminal A/C | 8.50 EER (based on vintage) package terminal A/C | Measure Definition does not have Energy Impact Qualifiers
626 | D03-100 | DEER2005 | D05 v2.01 | 2014-05-27 15:37 | Any | Htl | New | Any | CZ16 | Cap-Tons | 191 | 200000 | None | 0 | 0 | 0 | 99.4 | 0.0795 | 0 | 0 | 0 | 0 | 99.4 | 0.0795 | 0 |  |  | 1 | Lodging - Hotel | New | Blue Canyon (Mount Shasta for pre-2014) | Any | D03-100 | None | H.E. Package Terminal A/C > 15k | Standard |  | 9.25 EER (based on vintage) package terminal A/C | T24 minimum: 7.71 EER (based on vintage) package terminal A/C | 8.50 EER (based on vintage) package terminal A/C | Measure Definition does not have Energy Impact Qualifiers
627 | D03-100 | DEER2005 | D05 v2.01 | 2014-05-27 15:37 | Any | Mtl | New | Any | CZ01 | Cap-Tons | 29.5 | 30000 | None | 0 | 0 | 0 | 71.3 | 0.0452 | 0 | 0 | 0 | 0 | 71.3 | 0.0452 | 0 |  |  | 1 | Lodging - Motel | New | Arcata Area | Any | D03-100 | None | H.E. Package Terminal A/C > 15k | Standard |  | 9.25 EER (based on vintage) package terminal A/C | T24 minimum: 7.71 EER (based on vintage) package terminal A/C | 8.50 EER (based on vintage) package terminal A/C | Measure Definition does not have Energy Impact Qualifiers
628 | D03-100 | DEER2005 | D05 v2.01 | 2014-05-27 15:37 | Any | Mtl | New | Any | CZ02 | Cap-Tons | 42.4 | 30000 | None | 0 | 0 | 0 | 99.1 | 0.0759 | 0 | 0 | 0 | 0 | 99.1 | 0.0759 | 0 |  |  | 1 | Lodging - Motel | New | Santa Rosa Area | Any | D03-100 | None | H.E. Package Terminal A/C > 15k | Standard |  | 9.25 EER (based on vintage) package terminal A/C | T24 minimum: 7.71 EER (based on vintage) package terminal A/C | 8.50 EER (based on vintage) package terminal A/C | Measure Definition does not have Energy Impact Qualifiers
629 | D03-100 | DEER2005 | D05 v2.01 | 2014-05-27 15:37 | Any | Mtl | New | Any | CZ03 | Cap-Tons | 37.1 | 30000 | None | 0 | 0 | 0 | 96 | 0.0599 | 0 | 0 | 0 | 0 | 96 | 0.0599 | 0 |  |  | 1 | Lodging - Motel | New | Oakland Area | Any | D03-100 | None | H.E. Package Terminal A/C > 15k | Standard |  | 9.25 EER (based on vintage) package terminal A/C | T24 minimum: 7.71 EER (based on vintage) package terminal A/C | 8.50 EER (based on vintage) package terminal A/C | Measure Definition does not have Energy Impact Qualifiers
630 | D03-100 | DEER2005 | D05 v2.01 | 2014-05-27 15:37 | Any | Mtl | New | Any | CZ04 | Cap-Tons | 40.5 | 30000 | None | 0 | 0 | 0 | 121 | 0.0767 | 0 | 0 | 0 | 0 | 121 | 0.0767 | 0 |  |  | 1 | Lodging - Motel | New | San Jose-Reid (Sunnyvale for pre-2014) | Any | D03-100 | None | H.E. Package Terminal A/C > 15k | Standard |  | 9.25 EER (based on vintage) package terminal A/C | T24 minimum: 7.71 EER (based on vintage) package terminal A/C | 8.50 EER (based on vintage) package terminal A/C | Measure Definition does not have Energy Impact Qualifiers
631 | D03-100 | DEER2005 | D05 v2.01 | 2014-05-27 15:37 | Any | Mtl | New | Any | CZ05 | Cap-Tons | 36.2 | 30000 | None | 0 | 0 | 0 | 106 | 0.0583 | 0 | 0 | 0 | 0 | 106 | 0.0583 | 0 |  |  | 1 | Lodging - Motel | New | Santa Maria Area | Any | D03-100 | None | H.E. Package Terminal A/C > 15k | Standard |  | 9.25 EER (based on vintage) package terminal A/C | T24 minimum: 7.71 EER (based on vintage) package terminal A/C | 8.50 EER (based on vintage) package terminal A/C | Measure Definition does not have Energy Impact Qualifiers
632 | D03-100 | DEER2005 | D05 v2.01 | 2014-05-27 15:37 | Any | Mtl | New | Any | CZ06 | Cap-Tons | 47.7 | 30000 | None | 0 | 0 | 0 | 120 | 0.0489 | 0 | 0 | 0 | 0 | 120 | 0.0489 | 0 |  |  | 1 | Lodging - Motel | New | Torrance (Los Angeles for pre-2014) | Any | D03-100 | None | H.E. Package Terminal A/C > 15k | Standard |  | 9.25 EER (based on vintage) package terminal A/C | T24 minimum: 7.71 EER (based on vintage) package terminal A/C | 8.50 EER (based on vintage) package terminal A/C | Measure Definition does not have Energy Impact Qualifiers
633 | D03-100 | DEER2005 | D05 v2.01 | 2014-05-27 15:37 | Any | Mtl | New | Any | CZ07 | Cap-Tons | 40.3 | 30000 | None | 0 | 0 | 0 | 147 | 0.0661 | 0 | 0 | 0 | 0 | 147 | 0.0661 | 0 |  |  | 1 | Lodging - Motel | New | San Diego-Lindbergh | Any | D03-100 | None | H.E. Package Terminal A/C > 15k | Standard |  | 9.25 EER (based on vintage) package terminal A/C | T24 minimum: 7.71 EER (based on vintage) package terminal A/C | 8.50 EER (based on vintage) package terminal A/C | Measure Definition does not have Energy Impact Qualifiers
634 | D03-100 | DEER2005 | D05 v2.01 | 2014-05-27 15:37 | Any | Mtl | New | Any | CZ08 | Cap-Tons | 43.9 | 30000 | None | 0 | 0 | 0 | 153 | 0.0785 | 0 | 0 | 0 | 0 | 153 | 0.0785 | 0 |  |  | 1 | Lodging - Motel | New | Fullerton (El Toro for pre-2014) | Any | D03-100 | None | H.E. Package Terminal A/C > 15k | Standard |  | 9.25 EER (based on vintage) package terminal A/C | T24 minimum: 7.71 EER (based on vintage) package terminal A/C | 8.50 EER (based on vintage) package terminal A/C | Measure Definition does not have Energy Impact Qualifiers
635 | D03-100 | DEER2005 | D05 v2.01 | 2014-05-27 15:37 | Any | Mtl | New | Any | CZ09 | Cap-Tons | 45 | 30000 | None | 0 | 0 | 0 | 156 | 0.0864 | 0 | 0 | 0 | 0 | 156 | 0.0864 | 0 |  |  | 1 | Lodging - Motel | New | Burbank-Glendale (Pasadena for pre-2014) | Any | D03-100 | None | H.E. Package Terminal A/C > 15k | Standard |  | 9.25 EER (based on vintage) package terminal A/C | T24 minimum: 7.71 EER (based on vintage) package terminal A/C | 8.50 EER (based on vintage) package terminal A/C | Measure Definition does not have Energy Impact Qualifiers
636 | D03-100 | DEER2005 | D05 v2.01 | 2014-05-27 15:37 | Any | Mtl | New | Any | CZ10 | Cap-Tons | 47.3 | 30000 | None | 0 | 0 | 0 | 141 | 0.0823 | 0 | 0 | 0 | 0 | 141 | 0.0823 | 0 |  |  | 1 | Lodging - Motel | New | Riverside | Any | D03-100 | None | H.E. Package Terminal A/C > 15k | Standard |  | 9.25 EER (based on vintage) package terminal A/C | T24 minimum: 7.71 EER (based on vintage) package terminal A/C | 8.50 EER (based on vintage) package terminal A/C | Measure Definition does not have Energy Impact Qualifiers
637 | D03-100 | DEER2005 | D05 v2.01 | 2014-05-27 15:37 | Any | Mtl | New | Any | CZ11 | Cap-Tons | 48.1 | 30000 | None | 0 | 0 | 0 | 117 | 0.0763 | 0 | 0 | 0 | 0 | 117 | 0.0763 | 0 |  |  | 1 | Lodging - Motel | New | Red Bluff Area | Any | D03-100 | None | H.E. Package Terminal A/C > 15k | Standard |  | 9.25 EER (based on vintage) package terminal A/C | T24 minimum: 7.71 EER (based on vintage) package terminal A/C | 8.50 EER (based on vintage) package terminal A/C | Measure Definition does not have Energy Impact Qualifiers
638 | D03-100 | DEER2005 | D05 v2.01 | 2014-05-27 15:37 | Any | Mtl | New | Any | CZ12 | Cap-Tons | 47.4 | 30000 | None | 0 | 0 | 0 | 111 | 0.0749 | 0 | 0 | 0 | 0 | 111 | 0.0749 | 0 |  |  | 1 | Lodging - Motel | New | Sacramento Area | Any | D03-100 | None | H.E. Package Terminal A/C > 15k | Standard |  | 9.25 EER (based on vintage) package terminal A/C | T24 minimum: 7.71 EER (based on vintage) package terminal A/C | 8.50 EER (based on vintage) package terminal A/C | Measure Definition does not have Energy Impact Qualifiers
639 | D03-100 | DEER2005 | D05 v2.01 | 2014-05-27 15:37 | Any | Mtl | New | Any | CZ13 | Cap-Tons | 48 | 30000 | None | 0 | 0 | 0 | 145 | 0.0857 | 0 | 0 | 0 | 0 | 145 | 0.0857 | 0 |  |  | 1 | Lodging - Motel | New | Fresno Area | Any | D03-100 | None | H.E. Package Terminal A/C > 15k | Standard |  | 9.25 EER (based on vintage) package terminal A/C | T24 minimum: 7.71 EER (based on vintage) package terminal A/C | 8.50 EER (based on vintage) package terminal A/C | Measure Definition does not have Energy Impact Qualifiers
640 | D03-100 | DEER2005 | D05 v2.01 | 2014-05-27 15:37 | Any | Mtl | New | Any | CZ14 | Cap-Tons | 51.9 | 30000 | None | 0 | 0 | 0 | 121 | 0.0771 | 0 | 0 | 0 | 0 | 121 | 0.0771 | 0 |  |  | 1 | Lodging - Motel | New | Palmdale (China Lake for pre-2014) | Any | D03-100 | None | H.E. Package Terminal A/C > 15k | Standard |  | 9.25 EER (based on vintage) package terminal A/C | T24 minimum: 7.71 EER (based on vintage) package terminal A/C | 8.50 EER (based on vintage) package terminal A/C | Measure Definition does not have Energy Impact Qualifiers
641 | D03-100 | DEER2005 | D05 v2.01 | 2014-05-27 15:37 | Any | Mtl | New | Any | CZ15 | Cap-Tons | 55.4 | 30000 | None | 0 | 0 | 0 | 193 | 0.0962 | 0 | 0 | 0 | 0 | 193 | 0.0962 | 0 |  |  | 1 | Lodging - Motel | New | Palm Springs-Intl (El Centro for pre-2014) | Any | D03-100 | None | H.E. Package Terminal A/C > 15k | Standard |  | 9.25 EER (based on vintage) package terminal A/C | T24 minimum: 7.71 EER (based on vintage) package terminal A/C | 8.50 EER (based on vintage) package terminal A/C | Measure Definition does not have Energy Impact Qualifiers
642 | D03-100 | DEER2005 | D05 v2.01 | 2014-05-27 15:37 | Any | Mtl | New | Any | CZ16 | Cap-Tons | 38.1 | 30000 | None | 0 | 0 | 0 | 87.2 | 0.0729 | 0 | 0 | 0 | 0 | 87.2 | 0.0729 | 0 |  |  | 1 | Lodging - Motel | New | Blue Canyon (Mount Shasta for pre-2014) | Any | D03-100 | None | H.E. Package Terminal A/C > 15k | Standard |  | 9.25 EER (based on vintage) package terminal A/C | T24 minimum: 7.71 EER (based on vintage) package terminal A/C | 8.50 EER (based on vintage) package terminal A/C | Measure Definition does not have Energy Impact Qualifiers
643 | D03-100 | DEER2005 | D05 v2.01 | 2012-02-06 | PGE | Com | Ex | Any | IOU | Cap-Tons | 157 | 115000 | None | 0 | 0 | 0 | 358 | 0.19 | 0 | 0 | 0 | 0 | 252 | 0.134 | 0 |  |  | 2 | Commercial | Existing | IOU Territory | PG&E | D03-100 | None | H.E. Package Terminal A/C > 15k | Standard |  | 9.25 EER (based on vintage) package terminal A/C | T24 minimum: 7.71 EER (based on vintage) package terminal A/C | 8.50 EER (based on vintage) package terminal A/C | Measure Definition does not have Energy Impact Qualifiers
644 | D03-100 | DEER2005 | D05 v2.01 | 2012-02-06 | PGE | Com | New | Any | IOU | Cap-Tons | 122 | 115000 | None | 0 | 0 | 0 | 126 | 0.0746 | 0 | 0 | 0 | 0 | 126 | 0.0746 | 0 |  |  | 2 | Commercial | New | IOU Territory | PG&E | D03-100 | None | H.E. Package Terminal A/C > 15k | Standard |  | 9.25 EER (based on vintage) package terminal A/C | T24 minimum: 7.71 EER (based on vintage) package terminal A/C | 8.50 EER (based on vintage) package terminal A/C | Measure Definition does not have Energy Impact Qualifiers
645 | D03-100 | DEER2005 | D05 v2.01 | 2012-02-06 | PGE | Htl | Ex | Any | CZ01 | Cap-Tons | 176 | 200000 | None | 0 | 0 | 0 | 276 | 0.153 | 0 | 0 | 0 | 0 | 205 | 0.111 | 0 |  |  | 2 | Lodging - Hotel | Existing | Arcata Area | PG&E | D03-100 | None | H.E. Package Terminal A/C > 15k | Standard |  | 9.25 EER (based on vintage) package terminal A/C | T24 minimum: 7.71 EER (based on vintage) package terminal A/C | 8.50 EER (based on vintage) package terminal A/C | Measure Definition does not have Energy Impact Qualifiers
646 | D03-100 | DEER2005 | D05 v2.01 | 2012-02-06 | PGE | Htl | Ex | Any | CZ02 | Cap-Tons | 277 | 200000 | None | 0 | 0 | 0 | 331 | 0.207 | 0 | 0 | 0 | 0 | 239 | 0.15 | 0 |  |  | 2 | Lodging - Hotel | Existing | Santa Rosa Area | PG&E | D03-100 | None | H.E. Package Terminal A/C > 15k | Standard |  | 9.25 EER (based on vintage) package terminal A/C | T24 minimum: 7.71 EER (based on vintage) package terminal A/C | 8.50 EER (based on vintage) package terminal A/C | Measure Definition does not have Energy Impact Qualifiers
647 | D03-100 | DEER2005 | D05 v2.01 | 2012-02-06 | PGE | Htl | Ex | Any | CZ03 | Cap-Tons | 235 | 200000 | None | 0 | 0 | 0 | 361 | 0.174 | 0 | 0 | 0 | 0 | 250 | 0.121 | 0 |  |  | 2 | Lodging - Hotel | Existing | Oakland Area | PG&E | D03-100 | None | H.E. Package Terminal A/C > 15k | Standard |  | 9.25 EER (based on vintage) package terminal A/C | T24 minimum: 7.71 EER (based on vintage) package terminal A/C | 8.50 EER (based on vintage) package terminal A/C | Measure Definition does not have Energy Impact Qualifiers
648 | D03-100 | DEER2005 | D05 v2.01 | 2012-02-06 | PGE | Htl | Ex | Any | CZ04 | Cap-Tons | 258 | 200000 | None | 0 | 0 | 0 | 387 | 0.197 | 0 | 0 | 0 | 0 | 282 | 0.144 | 0 |  |  | 2 | Lodging - Hotel | Existing | San Jose-Reid (Sunnyvale for pre-2014) | PG&E | D03-100 | None | H.E. Package Terminal A/C > 15k | Standard |  | 9.25 EER (based on vintage) package terminal A/C | T24 minimum: 7.71 EER (based on vintage) package terminal A/C | 8.50 EER (based on vintage) package terminal A/C | Measure Definition does not have Energy Impact Qualifiers
649 | D03-100 | DEER2005 | D05 v2.01 | 2012-02-06 | PGE | Htl | Ex | Any | CZ05 | Cap-Tons | 218 | 200000 | None | 0 | 0 | 0 | 370 | 0.178 | 0 | 0 | 0 | 0 | 268 | 0.129 | 0 |  |  | 2 | Lodging - Hotel | Existing | Santa Maria Area | PG&E | D03-100 | None | H.E. Package Terminal A/C > 15k | Standard |  | 9.25 EER (based on vintage) package terminal A/C | T24 minimum: 7.71 EER (based on vintage) package terminal A/C | 8.50 EER (based on vintage) package terminal A/C | Measure Definition does not have Energy Impact Qualifiers
650 | D03-100 | DEER2005 | D05 v2.01 | 2012-02-06 | PGE | Htl | Ex | Any | CZ11 | Cap-Tons | 319 | 200000 | None | 0 | 0 | 0 | 405 | 0.223 | 0 | 0 | 0 | 0 | 280 | 0.154 | 0 |  |  | 2 | Lodging - Hotel | Existing | Red Bluff Area | PG&E | D03-100 | None | H.E. Package Terminal A/C > 15k | Standard |  | 9.25 EER (based on vintage) package terminal A/C | T24 minimum: 7.71 EER (based on vintage) package terminal A/C | 8.50 EER (based on vintage) package terminal A/C | Measure Definition does not have Energy Impact Qualifiers
651 | D03-100 | DEER2005 | D05 v2.01 | 2012-02-06 | PGE | Htl | Ex | Any | CZ12 | Cap-Tons | 300 | 200000 | None | 0 | 0 | 0 | 357 | 0.201 | 0 | 0 | 0 | 0 | 254 | 0.143 | 0 |  |  | 2 | Lodging - Hotel | Existing | Sacramento Area | PG&E | D03-100 | None | H.E. Package Terminal A/C > 15k | Standard |  | 9.25 EER (based on vintage) package terminal A/C | T24 minimum: 7.71 EER (based on vintage) package terminal A/C | 8.50 EER (based on vintage) package terminal A/C | Measure Definition does not have Energy Impact Qualifiers
652 | D03-100 | DEER2005 | D05 v2.01 | 2012-02-06 | PGE | Htl | Ex | Any | CZ13 | Cap-Tons | 307 | 200000 | None | 0 | 0 | 0 | 507 | 0.249 | 0 | 0 | 0 | 0 | 349 | 0.172 | 0 |  |  | 2 | Lodging - Hotel | Existing | Fresno Area | PG&E | D03-100 | None | H.E. Package Terminal A/C > 15k | Standard |  | 9.25 EER (based on vintage) package terminal A/C | T24 minimum: 7.71 EER (based on vintage) package terminal A/C | 8.50 EER (based on vintage) package terminal A/C | Measure Definition does not have Energy Impact Qualifiers
653 | D03-100 | DEER2005 | D05 v2.01 | 2012-02-06 | PGE | Htl | Ex | Any | CZ16 | Cap-Tons | 240 | 200000 | None | 0 | 0 | 0 | 291 | 0.212 | 0 | 0 | 0 | 0 | 209 | 0.152 | 0 |  |  | 2 | Lodging - Hotel | Existing | Blue Canyon (Mount Shasta for pre-2014) | PG&E | D03-100 | None | H.E. Package Terminal A/C > 15k | Standard |  | 9.25 EER (based on vintage) package terminal A/C | T24 minimum: 7.71 EER (based on vintage) package terminal A/C | 8.50 EER (based on vintage) package terminal A/C | Measure Definition does not have Energy Impact Qualifiers
654 | D03-100 | DEER2005 | D05 v2.01 | 2012-02-06 | PGE | Htl | Ex | Any | IOU | Cap-Tons | 257 | 200000 | None | 0 | 0 | 0 | 374 | 0.192 | 0 | 0 | 0 | 0 | 264 | 0.136 | 0 |  |  | 2 | Lodging - Hotel | Existing | IOU Territory | PG&E | D03-100 | None | H.E. Package Terminal A/C > 15k | Standard |  | 9.25 EER (based on vintage) package terminal A/C | T24 minimum: 7.71 EER (based on vintage) package terminal A/C | 8.50 EER (based on vintage) package terminal A/C | Measure Definition does not have Energy Impact Qualifiers
655 | D03-100 | DEER2005 | D05 v2.01 | 2012-02-06 | PGE | Htl | New | Any | IOU | Cap-Tons | 203 | 200000 | None | 0 | 0 | 0 | 140 | 0.0781 | 0 | 0 | 0 | 0 | 140 | 0.0781 | 0 |  |  | 2 | Lodging - Hotel | New | IOU Territory | PG&E | D03-100 | None | H.E. Package Terminal A/C > 15k | Standard |  | 9.25 EER (based on vintage) package terminal A/C | T24 minimum: 7.71 EER (based on vintage) package terminal A/C | 8.50 EER (based on vintage) package terminal A/C | Measure Definition does not have Energy Impact Qualifiers
656 | D03-100 | DEER2005 | D05 v2.01 | 2012-02-06 | PGE | Mtl | Ex | Any | CZ01 | Cap-Tons | 37.4 | 30000 | None | 0 | 0 | 0 | 262 | 0.145 | 0 | 0 | 0 | 0 | 193 | 0.106 | 0 |  |  | 2 | Lodging - Motel | Existing | Arcata Area | PG&E | D03-100 | None | H.E. Package Terminal A/C > 15k | Standard |  | 9.25 EER (based on vintage) package terminal A/C | T24 minimum: 7.71 EER (based on vintage) package terminal A/C | 8.50 EER (based on vintage) package terminal A/C | Measure Definition does not have Energy Impact Qualifiers
657 | D03-100 | DEER2005 | D05 v2.01 | 2012-02-06 | PGE | Mtl | Ex | Any | CZ02 | Cap-Tons | 60 | 30000 | None | 0 | 0 | 0 | 313 | 0.201 | 0 | 0 | 0 | 0 | 226 | 0.145 | 0 |  |  | 2 | Lodging - Motel | Existing | Santa Rosa Area | PG&E | D03-100 | None | H.E. Package Terminal A/C > 15k | Standard |  | 9.25 EER (based on vintage) package terminal A/C | T24 minimum: 7.71 EER (based on vintage) package terminal A/C | 8.50 EER (based on vintage) package terminal A/C | Measure Definition does not have Energy Impact Qualifiers
658 | D03-100 | DEER2005 | D05 v2.01 | 2012-02-06 | PGE | Mtl | Ex | Any | CZ03 | Cap-Tons | 51.4 | 30000 | None | 0 | 0 | 0 | 328 | 0.17 | 0 | 0 | 0 | 0 | 227 | 0.118 | 0 |  |  | 2 | Lodging - Motel | Existing | Oakland Area | PG&E | D03-100 | None | H.E. Package Terminal A/C > 15k | Standard |  | 9.25 EER (based on vintage) package terminal A/C | T24 minimum: 7.71 EER (based on vintage) package terminal A/C | 8.50 EER (based on vintage) package terminal A/C | Measure Definition does not have Energy Impact Qualifiers
659 | D03-100 | DEER2005 | D05 v2.01 | 2012-02-06 | PGE | Mtl | Ex | Any | CZ04 | Cap-Tons | 56.3 | 30000 | None | 0 | 0 | 0 | 351 | 0.193 | 0 | 0 | 0 | 0 | 255 | 0.141 | 0 |  |  | 2 | Lodging - Motel | Existing | San Jose-Reid (Sunnyvale for pre-2014) | PG&E | D03-100 | None | H.E. Package Terminal A/C > 15k | Standard |  | 9.25 EER (based on vintage) package terminal A/C | T24 minimum: 7.71 EER (based on vintage) package terminal A/C | 8.50 EER (based on vintage) package terminal A/C | Measure Definition does not have Energy Impact Qualifiers
660 | D03-100 | DEER2005 | D05 v2.01 | 2012-02-06 | PGE | Mtl | Ex | Any | CZ05 | Cap-Tons | 43.7 | 30000 | None | 0 | 0 | 0 | 364 | 0.182 | 0 | 0 | 0 | 0 | 264 | 0.132 | 0 |  |  | 2 | Lodging - Motel | Existing | Santa Maria Area | PG&E | D03-100 | None | H.E. Package Terminal A/C > 15k | Standard |  | 9.25 EER (based on vintage) package terminal A/C | T24 minimum: 7.71 EER (based on vintage) package terminal A/C | 8.50 EER (based on vintage) package terminal A/C | Measure Definition does not have Energy Impact Qualifiers
661 | D03-100 | DEER2005 | D05 v2.01 | 2012-02-06 | PGE | Mtl | Ex | Any | CZ11 | Cap-Tons | 69.8 | 30000 | None | 0 | 0 | 0 | 360 | 0.221 | 0 | 0 | 0 | 0 | 249 | 0.154 | 0 |  |  | 2 | Lodging - Motel | Existing | Red Bluff Area | PG&E | D03-100 | None | H.E. Package Terminal A/C > 15k | Standard |  | 9.25 EER (based on vintage) package terminal A/C | T24 minimum: 7.71 EER (based on vintage) package terminal A/C | 8.50 EER (based on vintage) package terminal A/C | Measure Definition does not have Energy Impact Qualifiers
662 | D03-100 | DEER2005 | D05 v2.01 | 2012-02-06 | PGE | Mtl | Ex | Any | CZ12 | Cap-Tons | 65.5 | 30000 | None | 0 | 0 | 0 | 326 | 0.197 | 0 | 0 | 0 | 0 | 232 | 0.14 | 0 |  |  | 2 | Lodging - Motel | Existing | Sacramento Area | PG&E | D03-100 | None | H.E. Package Terminal A/C > 15k | Standard |  | 9.25 EER (based on vintage) package terminal A/C | T24 minimum: 7.71 EER (based on vintage) package terminal A/C | 8.50 EER (based on vintage) package terminal A/C | Measure Definition does not have Energy Impact Qualifiers
663 | D03-100 | DEER2005 | D05 v2.01 | 2012-02-06 | PGE | Mtl | Ex | Any | CZ13 | Cap-Tons | 67.2 | 30000 | None | 0 | 0 | 0 | 446 | 0.247 | 0 | 0 | 0 | 0 | 306 | 0.17 | 0 |  |  | 2 | Lodging - Motel | Existing | Fresno Area | PG&E | D03-100 | None | H.E. Package Terminal A/C > 15k | Standard |  | 9.25 EER (based on vintage) package terminal A/C | T24 minimum: 7.71 EER (based on vintage) package terminal A/C | 8.50 EER (based on vintage) package terminal A/C | Measure Definition does not have Energy Impact Qualifiers
664 | D03-100 | DEER2005 | D05 v2.01 | 2012-02-06 | PGE | Mtl | Ex | Any | CZ16 | Cap-Tons | 52 | 30000 | None | 0 | 0 | 0 | 280 | 0.21 | 0 | 0 | 0 | 0 | 201 | 0.15 | 0 |  |  | 2 | Lodging - Motel | Existing | Blue Canyon (Mount Shasta for pre-2014) | PG&E | D03-100 | None | H.E. Package Terminal A/C > 15k | Standard |  | 9.25 EER (based on vintage) package terminal A/C | T24 minimum: 7.71 EER (based on vintage) package terminal A/C | 8.50 EER (based on vintage) package terminal A/C | Measure Definition does not have Energy Impact Qualifiers
665 | D03-100 | DEER2005 | D05 v2.01 | 2012-02-06 | PGE | Mtl | Ex | Any | IOU | Cap-Tons | 55.9 | 30000 | None | 0 | 0 | 0 | 342 | 0.189 | 0 | 0 | 0 | 0 | 240 | 0.133 | 0 |  |  | 2 | Lodging - Motel | Existing | IOU Territory | PG&E | D03-100 | None | H.E. Package Terminal A/C > 15k | Standard |  | 9.25 EER (based on vintage) package terminal A/C | T24 minimum: 7.71 EER (based on vintage) package terminal A/C | 8.50 EER (based on vintage) package terminal A/C | Measure Definition does not have Energy Impact Qualifiers
666 | D03-100 | DEER2005 | D05 v2.01 | 2012-02-06 | PGE | Mtl | New | Any | IOU | Cap-Tons | 41.9 | 30000 | None | 0 | 0 | 0 | 111 | 0.0711 | 0 | 0 | 0 | 0 | 111 | 0.0711 | 0 |  |  | 2 | Lodging - Motel | New | IOU Territory | PG&E | D03-100 | None | H.E. Package Terminal A/C > 15k | Standard |  | 9.25 EER (based on vintage) package terminal A/C | T24 minimum: 7.71 EER (based on vintage) package terminal A/C | 8.50 EER (based on vintage) package terminal A/C | Measure Definition does not have Energy Impact Qualifiers
667 | D03-100 | DEER2005 | D05 v2.01 | 2012-02-06 | SCE | Com | Ex | Any | IOU | Cap-Tons | 168 | 115000 | None | 0 | 0 | 0 | 414 | 0.185 | 0 | 0 | 0 | 0 | 322 | 0.144 | 0 |  |  | 2 | Commercial | Existing | IOU Territory | SCE | D03-100 | None | H.E. Package Terminal A/C > 15k | Standard |  | 9.25 EER (based on vintage) package terminal A/C | T24 minimum: 7.71 EER (based on vintage) package terminal A/C | 8.50 EER (based on vintage) package terminal A/C | Measure Definition does not have Energy Impact Qualifiers
668 | D03-100 | DEER2005 | D05 v2.01 | 2012-02-06 | SCE | Com | New | Any | IOU | Cap-Tons | 137 | 115000 | None | 0 | 0 | 0 | 173 | 0.0816 | 0 | 0 | 0 | 0 | 173 | 0.0816 | 0 |  |  | 2 | Commercial | New | IOU Territory | SCE | D03-100 | None | H.E. Package Terminal A/C > 15k | Standard |  | 9.25 EER (based on vintage) package terminal A/C | T24 minimum: 7.71 EER (based on vintage) package terminal A/C | 8.50 EER (based on vintage) package terminal A/C | Measure Definition does not have Energy Impact Qualifiers
669 | D03-100 | DEER2005 | D05 v2.01 | 2012-02-06 | SCE | Htl | Ex | Any | CZ05 | Cap-Tons | 220 | 200000 | None | 0 | 0 | 0 | 374 | 0.18 | 0 | 0 | 0 | 0 | 280 | 0.135 | 0 |  |  | 2 | Lodging - Hotel | Existing | Santa Maria Area | SCE | D03-100 | None | H.E. Package Terminal A/C > 15k | Standard |  | 9.25 EER (based on vintage) package terminal A/C | T24 minimum: 7.71 EER (based on vintage) package terminal A/C | 8.50 EER (based on vintage) package terminal A/C | Measure Definition does not have Energy Impact Qualifiers
670 | D03-100 | DEER2005 | D05 v2.01 | 2012-02-06 | SCE | Htl | Ex | Any | CZ06 | Cap-Tons | 270 | 200000 | None | 0 | 0 | 0 | 404 | 0.146 | 0 | 0 | 0 | 0 | 304 | 0.11 | 0 |  |  | 2 | Lodging - Hotel | Existing | Torrance (Los Angeles for pre-2014) | SCE | D03-100 | None | H.E. Package Terminal A/C > 15k | Standard |  | 9.25 EER (based on vintage) package terminal A/C | T24 minimum: 7.71 EER (based on vintage) package terminal A/C | 8.50 EER (based on vintage) package terminal A/C | Measure Definition does not have Energy Impact Qualifiers
671 | D03-100 | DEER2005 | D05 v2.01 | 2012-02-06 | SCE | Htl | Ex | Any | CZ08 | Cap-Tons | 244 | 200000 | None | 0 | 0 | 0 | 493 | 0.215 | 0 | 0 | 0 | 0 | 372 | 0.162 | 0 |  |  | 2 | Lodging - Hotel | Existing | Fullerton (El Toro for pre-2014) | SCE | D03-100 | None | H.E. Package Terminal A/C > 15k | Standard |  | 9.25 EER (based on vintage) package terminal A/C | T24 minimum: 7.71 EER (based on vintage) package terminal A/C | 8.50 EER (based on vintage) package terminal A/C | Measure Definition does not have Energy Impact Qualifiers
672 | D03-100 | DEER2005 | D05 v2.01 | 2012-02-06 | SCE | Htl | Ex | Any | CZ09 | Cap-Tons | 274 | 200000 | None | 0 | 0 | 0 | 468 | 0.223 | 0 | 0 | 0 | 0 | 355 | 0.169 | 0 |  |  | 2 | Lodging - Hotel | Existing | Burbank-Glendale (Pasadena for pre-2014) | SCE | D03-100 | None | H.E. Package Terminal A/C > 15k | Standard |  | 9.25 EER (based on vintage) package terminal A/C | T24 minimum: 7.71 EER (based on vintage) package terminal A/C | 8.50 EER (based on vintage) package terminal A/C | Measure Definition does not have Energy Impact Qualifiers
673 | D03-100 | DEER2005 | D05 v2.01 | 2012-02-06 | SCE | Htl | Ex | Any | CZ10 | Cap-Tons | 296 | 200000 | None | 0 | 0 | 0 | 373 | 0.185 | 0 | 0 | 0 | 0 | 317 | 0.157 | 0 |  |  | 2 | Lodging - Hotel | Existing | Riverside | SCE | D03-100 | None | H.E. Package Terminal A/C > 15k | Standard |  | 9.25 EER (based on vintage) package terminal A/C | T24 minimum: 7.71 EER (based on vintage) package terminal A/C | 8.50 EER (based on vintage) package terminal A/C | Measure Definition does not have Energy Impact Qualifiers
674 | D03-100 | DEER2005 | D05 v2.01 | 2012-02-06 | SCE | Htl | Ex | Any | CZ13 | Cap-Tons | 301 | 200000 | None | 0 | 0 | 0 | 430 | 0.211 | 0 | 0 | 0 | 0 | 329 | 0.162 | 0 |  |  | 2 | Lodging - Hotel | Existing | Fresno Area | SCE | D03-100 | None | H.E. Package Terminal A/C > 15k | Standard |  | 9.25 EER (based on vintage) package terminal A/C | T24 minimum: 7.71 EER (based on vintage) package terminal A/C | 8.50 EER (based on vintage) package terminal A/C | Measure Definition does not have Energy Impact Qualifiers
675 | D03-100 | DEER2005 | D05 v2.01 | 2012-02-06 | SCE | Htl | Ex | Any | CZ14 | Cap-Tons | 319 | 200000 | None | 0 | 0 | 0 | 366 | 0.179 | 0 | 0 | 0 | 0 | 299 | 0.146 | 0 |  |  | 2 | Lodging - Hotel | Existing | Palmdale (China Lake for pre-2014) | SCE | D03-100 | None | H.E. Package Terminal A/C > 15k | Standard |  | 9.25 EER (based on vintage) package terminal A/C | T24 minimum: 7.71 EER (based on vintage) package terminal A/C | 8.50 EER (based on vintage) package terminal A/C | Measure Definition does not have Energy Impact Qualifiers
676 | D03-100 | DEER2005 | D05 v2.01 | 2012-02-06 | SCE | Htl | Ex | Any | CZ15 | Cap-Tons | 320 | 200000 | None | 0 | 0 | 0 | 545 | 0.208 | 0 | 0 | 0 | 0 | 465 | 0.177 | 0 |  |  | 2 | Lodging - Hotel | Existing | Palm Springs-Intl (El Centro for pre-2014) | SCE | D03-100 | None | H.E. Package Terminal A/C > 15k | Standard |  | 9.25 EER (based on vintage) package terminal A/C | T24 minimum: 7.71 EER (based on vintage) package terminal A/C | 8.50 EER (based on vintage) package terminal A/C | Measure Definition does not have Energy Impact Qualifiers
677 | D03-100 | DEER2005 | D05 v2.01 | 2012-02-06 | SCE | Htl | Ex | Any | CZ16 | Cap-Tons | 239 | 200000 | None | 0 | 0 | 0 | 271 | 0.196 | 0 | 0 | 0 | 0 | 211 | 0.152 | 0 |  |  | 2 | Lodging - Hotel | Existing | Blue Canyon (Mount Shasta for pre-2014) | SCE | D03-100 | None | H.E. Package Terminal A/C > 15k | Standard |  | 9.25 EER (based on vintage) package terminal A/C | T24 minimum: 7.71 EER (based on vintage) package terminal A/C | 8.50 EER (based on vintage) package terminal A/C | Measure Definition does not have Energy Impact Qualifiers
678 | D03-100 | DEER2005 | D05 v2.01 | 2012-02-06 | SCE | Htl | Ex | Any | IOU | Cap-Tons | 274 | 200000 | None | 0 | 0 | 0 | 446 | 0.188 | 0 | 0 | 0 | 0 | 347 | 0.146 | 0 |  |  | 2 | Lodging - Hotel | Existing | IOU Territory | SCE | D03-100 | None | H.E. Package Terminal A/C > 15k | Standard |  | 9.25 EER (based on vintage) package terminal A/C | T24 minimum: 7.71 EER (based on vintage) package terminal A/C | 8.50 EER (based on vintage) package terminal A/C | Measure Definition does not have Energy Impact Qualifiers
679 | D03-100 | DEER2005 | D05 v2.01 | 2012-02-06 | SCE | Htl | New | Any | IOU | Cap-Tons | 226 | 200000 | None | 0 | 0 | 0 | 197 | 0.0855 | 0 | 0 | 0 | 0 | 197 | 0.0855 | 0 |  |  | 2 | Lodging - Hotel | New | IOU Territory | SCE | D03-100 | None | H.E. Package Terminal A/C > 15k | Standard |  | 9.25 EER (based on vintage) package terminal A/C | T24 minimum: 7.71 EER (based on vintage) package terminal A/C | 8.50 EER (based on vintage) package terminal A/C | Measure Definition does not have Energy Impact Qualifiers
680 | D03-100 | DEER2005 | D05 v2.01 | 2012-02-06 | SCE | Mtl | Ex | Any | CZ05 | Cap-Tons | 44 | 30000 | None | 0 | 0 | 0 | 369 | 0.184 | 0 | 0 | 0 | 0 | 277 | 0.139 | 0 |  |  | 2 | Lodging - Motel | Existing | Santa Maria Area | SCE | D03-100 | None | H.E. Package Terminal A/C > 15k | Standard |  | 9.25 EER (based on vintage) package terminal A/C | T24 minimum: 7.71 EER (based on vintage) package terminal A/C | 8.50 EER (based on vintage) package terminal A/C | Measure Definition does not have Energy Impact Qualifiers
681 | D03-100 | DEER2005 | D05 v2.01 | 2012-02-06 | SCE | Mtl | Ex | Any | CZ06 | Cap-Tons | 60.8 | 30000 | None | 0 | 0 | 0 | 343 | 0.137 | 0 | 0 | 0 | 0 | 258 | 0.103 | 0 |  |  | 2 | Lodging - Motel | Existing | Torrance (Los Angeles for pre-2014) | SCE | D03-100 | None | H.E. Package Terminal A/C > 15k | Standard |  | 9.25 EER (based on vintage) package terminal A/C | T24 minimum: 7.71 EER (based on vintage) package terminal A/C | 8.50 EER (based on vintage) package terminal A/C | Measure Definition does not have Energy Impact Qualifiers
682 | D03-100 | DEER2005 | D05 v2.01 | 2012-02-06 | SCE | Mtl | Ex | Any | CZ08 | Cap-Tons | 55.4 | 30000 | None | 0 | 0 | 0 | 427 | 0.21 | 0 | 0 | 0 | 0 | 321 | 0.158 | 0 |  |  | 2 | Lodging - Motel | Existing | Fullerton (El Toro for pre-2014) | SCE | D03-100 | None | H.E. Package Terminal A/C > 15k | Standard |  | 9.25 EER (based on vintage) package terminal A/C | T24 minimum: 7.71 EER (based on vintage) package terminal A/C | 8.50 EER (based on vintage) package terminal A/C | Measure Definition does not have Energy Impact Qualifiers
683 | D03-100 | DEER2005 | D05 v2.01 | 2012-02-06 | SCE | Mtl | Ex | Any | CZ09 | Cap-Tons | 60.4 | 30000 | None | 0 | 0 | 0 | 412 | 0.219 | 0 | 0 | 0 | 0 | 312 | 0.167 | 0 |  |  | 2 | Lodging - Motel | Existing | Burbank-Glendale (Pasadena for pre-2014) | SCE | D03-100 | None | H.E. Package Terminal A/C > 15k | Standard |  | 9.25 EER (based on vintage) package terminal A/C | T24 minimum: 7.71 EER (based on vintage) package terminal A/C | 8.50 EER (based on vintage) package terminal A/C | Measure Definition does not have Energy Impact Qualifiers
684 | D03-100 | DEER2005 | D05 v2.01 | 2012-02-06 | SCE | Mtl | Ex | Any | CZ10 | Cap-Tons | 64.6 | 30000 | None | 0 | 0 | 0 | 334 | 0.178 | 0 | 0 | 0 | 0 | 283 | 0.151 | 0 |  |  | 2 | Lodging - Motel | Existing | Riverside | SCE | D03-100 | None | H.E. Package Terminal A/C > 15k | Standard |  | 9.25 EER (based on vintage) package terminal A/C | T24 minimum: 7.71 EER (based on vintage) package terminal A/C | 8.50 EER (based on vintage) package terminal A/C | Measure Definition does not have Energy Impact Qualifiers
685 | D03-100 | DEER2005 | D05 v2.01 | 2012-02-06 | SCE | Mtl | Ex | Any | CZ13 | Cap-Tons | 66 | 30000 | None | 0 | 0 | 0 | 378 | 0.209 | 0 | 0 | 0 | 0 | 289 | 0.16 | 0 |  |  | 2 | Lodging - Motel | Existing | Fresno Area | SCE | D03-100 | None | H.E. Package Terminal A/C > 15k | Standard |  | 9.25 EER (based on vintage) package terminal A/C | T24 minimum: 7.71 EER (based on vintage) package terminal A/C | 8.50 EER (based on vintage) package terminal A/C | Measure Definition does not have Energy Impact Qualifiers
686 | D03-100 | DEER2005 | D05 v2.01 | 2012-02-06 | SCE | Mtl | Ex | Any | CZ14 | Cap-Tons | 70.2 | 30000 | None | 0 | 0 | 0 | 326 | 0.175 | 0 | 0 | 0 | 0 | 266 | 0.142 | 0 |  |  | 2 | Lodging - Motel | Existing | Palmdale (China Lake for pre-2014) | SCE | D03-100 | None | H.E. Package Terminal A/C > 15k | Standard |  | 9.25 EER (based on vintage) package terminal A/C | T24 minimum: 7.71 EER (based on vintage) package terminal A/C | 8.50 EER (based on vintage) package terminal A/C | Measure Definition does not have Energy Impact Qualifiers
687 | D03-100 | DEER2005 | D05 v2.01 | 2012-02-06 | SCE | Mtl | Ex | Any | CZ15 | Cap-Tons | 73.5 | 30000 | None | 0 | 0 | 0 | 430 | 0.199 | 0 | 0 | 0 | 0 | 367 | 0.169 | 0 |  |  | 2 | Lodging - Motel | Existing | Palm Springs-Intl (El Centro for pre-2014) | SCE | D03-100 | None | H.E. Package Terminal A/C > 15k | Standard |  | 9.25 EER (based on vintage) package terminal A/C | T24 minimum: 7.71 EER (based on vintage) package terminal A/C | 8.50 EER (based on vintage) package terminal A/C | Measure Definition does not have Energy Impact Qualifiers
688 | D03-100 | DEER2005 | D05 v2.01 | 2012-02-06 | SCE | Mtl | Ex | Any | CZ16 | Cap-Tons | 51.9 | 30000 | None | 0 | 0 | 0 | 262 | 0.195 | 0 | 0 | 0 | 0 | 204 | 0.151 | 0 |  |  | 2 | Lodging - Motel | Existing | Blue Canyon (Mount Shasta for pre-2014) | SCE | D03-100 | None | H.E. Package Terminal A/C > 15k | Standard |  | 9.25 EER (based on vintage) package terminal A/C | T24 minimum: 7.71 EER (based on vintage) package terminal A/C | 8.50 EER (based on vintage) package terminal A/C | Measure Definition does not have Energy Impact Qualifiers
689 | D03-100 | DEER2005 | D05 v2.01 | 2012-02-06 | SCE | Mtl | Ex | Any | IOU | Cap-Tons | 61.4 | 30000 | None | 0 | 0 | 0 | 381 | 0.181 | 0 | 0 | 0 | 0 | 296 | 0.141 | 0 |  |  | 2 | Lodging - Motel | Existing | IOU Territory | SCE | D03-100 | None | H.E. Package Terminal A/C > 15k | Standard |  | 9.25 EER (based on vintage) package terminal A/C | T24 minimum: 7.71 EER (based on vintage) package terminal A/C | 8.50 EER (based on vintage) package terminal A/C | Measure Definition does not have Energy Impact Qualifiers
690 | D03-100 | DEER2005 | D05 v2.01 | 2012-02-06 | SCE | Mtl | New | Any | IOU | Cap-Tons | 48.4 | 30000 | None | 0 | 0 | 0 | 150 | 0.0776 | 0 | 0 | 0 | 0 | 150 | 0.0776 | 0 |  |  | 2 | Lodging - Motel | New | IOU Territory | SCE | D03-100 | None | H.E. Package Terminal A/C > 15k | Standard |  | 9.25 EER (based on vintage) package terminal A/C | T24 minimum: 7.71 EER (based on vintage) package terminal A/C | 8.50 EER (based on vintage) package terminal A/C | Measure Definition does not have Energy Impact Qualifiers
691 | D03-100 | DEER2005 | D05 v2.01 | 2012-02-06 | SCG | Com | Ex | Any | IOU | Cap-Tons | 167 | 115000 | None | 0 | 0 | 0 | 429 | 0.196 | 0 | 0 | 0 | 0 | 325 | 0.148 | 0 |  |  | 2 | Commercial | Existing | IOU Territory | SCG | D03-100 | None | H.E. Package Terminal A/C > 15k | Standard |  | 9.25 EER (based on vintage) package terminal A/C | T24 minimum: 7.71 EER (based on vintage) package terminal A/C | 8.50 EER (based on vintage) package terminal A/C | Measure Definition does not have Energy Impact Qualifiers
692 | D03-100 | DEER2005 | D05 v2.01 | 2012-02-06 | SCG | Com | New | Any | IOU | Cap-Tons | 134 | 115000 | None | 0 | 0 | 0 | 173 | 0.0825 | 0 | 0 | 0 | 0 | 173 | 0.0825 | 0 |  |  | 2 | Commercial | New | IOU Territory | SCG | D03-100 | None | H.E. Package Terminal A/C > 15k | Standard |  | 9.25 EER (based on vintage) package terminal A/C | T24 minimum: 7.71 EER (based on vintage) package terminal A/C | 8.50 EER (based on vintage) package terminal A/C | Measure Definition does not have Energy Impact Qualifiers
693 | D03-100 | DEER2005 | D05 v2.01 | 2012-02-06 | SCG | Htl | Ex | Any | CZ05 | Cap-Tons | 220 | 200000 | None | 0 | 0 | 0 | 374 | 0.18 | 0 | 0 | 0 | 0 | 280 | 0.135 | 0 |  |  | 2 | Lodging - Hotel | Existing | Santa Maria Area | SCG | D03-100 | None | H.E. Package Terminal A/C > 15k | Standard |  | 9.25 EER (based on vintage) package terminal A/C | T24 minimum: 7.71 EER (based on vintage) package terminal A/C | 8.50 EER (based on vintage) package terminal A/C | Measure Definition does not have Energy Impact Qualifiers
694 | D03-100 | DEER2005 | D05 v2.01 | 2012-02-06 | SCG | Htl | Ex | Any | CZ06 | Cap-Tons | 270 | 200000 | None | 0 | 0 | 0 | 407 | 0.147 | 0 | 0 | 0 | 0 | 305 | 0.11 | 0 |  |  | 2 | Lodging - Hotel | Existing | Torrance (Los Angeles for pre-2014) | SCG | D03-100 | None | H.E. Package Terminal A/C > 15k | Standard |  | 9.25 EER (based on vintage) package terminal A/C | T24 minimum: 7.71 EER (based on vintage) package terminal A/C | 8.50 EER (based on vintage) package terminal A/C | Measure Definition does not have Energy Impact Qualifiers
695 | D03-100 | DEER2005 | D05 v2.01 | 2012-02-06 | SCG | Htl | Ex | Any | CZ08 | Cap-Tons | 244 | 200000 | None | 0 | 0 | 0 | 502 | 0.219 | 0 | 0 | 0 | 0 | 372 | 0.163 | 0 |  |  | 2 | Lodging - Hotel | Existing | Fullerton (El Toro for pre-2014) | SCG | D03-100 | None | H.E. Package Terminal A/C > 15k | Standard |  | 9.25 EER (based on vintage) package terminal A/C | T24 minimum: 7.71 EER (based on vintage) package terminal A/C | 8.50 EER (based on vintage) package terminal A/C | Measure Definition does not have Energy Impact Qualifiers
696 | D03-100 | DEER2005 | D05 v2.01 | 2012-02-06 | SCG | Htl | Ex | Any | CZ09 | Cap-Tons | 275 | 200000 | None | 0 | 0 | 0 | 491 | 0.233 | 0 | 0 | 0 | 0 | 358 | 0.171 | 0 |  |  | 2 | Lodging - Hotel | Existing | Burbank-Glendale (Pasadena for pre-2014) | SCG | D03-100 | None | H.E. Package Terminal A/C > 15k | Standard |  | 9.25 EER (based on vintage) package terminal A/C | T24 minimum: 7.71 EER (based on vintage) package terminal A/C | 8.50 EER (based on vintage) package terminal A/C | Measure Definition does not have Energy Impact Qualifiers
697 | D03-100 | DEER2005 | D05 v2.01 | 2012-02-06 | SCG | Htl | Ex | Any | CZ10 | Cap-Tons | 296 | 200000 | None | 0 | 0 | 0 | 373 | 0.185 | 0 | 0 | 0 | 0 | 317 | 0.157 | 0 |  |  | 2 | Lodging - Hotel | Existing | Riverside | SCG | D03-100 | None | H.E. Package Terminal A/C > 15k | Standard |  | 9.25 EER (based on vintage) package terminal A/C | T24 minimum: 7.71 EER (based on vintage) package terminal A/C | 8.50 EER (based on vintage) package terminal A/C | Measure Definition does not have Energy Impact Qualifiers
698 | D03-100 | DEER2005 | D05 v2.01 | 2012-02-06 | SCG | Htl | Ex | Any | CZ13 | Cap-Tons | 301 | 200000 | None | 0 | 0 | 0 | 430 | 0.211 | 0 | 0 | 0 | 0 | 329 | 0.162 | 0 |  |  | 2 | Lodging - Hotel | Existing | Fresno Area | SCG | D03-100 | None | H.E. Package Terminal A/C > 15k | Standard |  | 9.25 EER (based on vintage) package terminal A/C | T24 minimum: 7.71 EER (based on vintage) package terminal A/C | 8.50 EER (based on vintage) package terminal A/C | Measure Definition does not have Energy Impact Qualifiers
699 | D03-100 | DEER2005 | D05 v2.01 | 2012-02-06 | SCG | Htl | Ex | Any | CZ14 | Cap-Tons | 319 | 200000 | None | 0 | 0 | 0 | 366 | 0.179 | 0 | 0 | 0 | 0 | 299 | 0.146 | 0 |  |  | 2 | Lodging - Hotel | Existing | Palmdale (China Lake for pre-2014) | SCG | D03-100 | None | H.E. Package Terminal A/C > 15k | Standard |  | 9.25 EER (based on vintage) package terminal A/C | T24 minimum: 7.71 EER (based on vintage) package terminal A/C | 8.50 EER (based on vintage) package terminal A/C | Measure Definition does not have Energy Impact Qualifiers
700 | D03-100 | DEER2005 | D05 v2.01 | 2012-02-06 | SCG | Htl | Ex | Any | CZ15 | Cap-Tons | 320 | 200000 | None | 0 | 0 | 0 | 545 | 0.208 | 0 | 0 | 0 | 0 | 465 | 0.177 | 0 |  |  | 2 | Lodging - Hotel | Existing | Palm Springs-Intl (El Centro for pre-2014) | SCG | D03-100 | None | H.E. Package Terminal A/C > 15k | Standard |  | 9.25 EER (based on vintage) package terminal A/C | T24 minimum: 7.71 EER (based on vintage) package terminal A/C | 8.50 EER (based on vintage) package terminal A/C | Measure Definition does not have Energy Impact Qualifiers
701 | D03-100 | DEER2005 | D05 v2.01 | 2012-02-06 | SCG | Htl | Ex | Any | CZ16 | Cap-Tons | 239 | 200000 | None | 0 | 0 | 0 | 271 | 0.196 | 0 | 0 | 0 | 0 | 211 | 0.152 | 0 |  |  | 2 | Lodging - Hotel | Existing | Blue Canyon (Mount Shasta for pre-2014) | SCG | D03-100 | None | H.E. Package Terminal A/C > 15k | Standard |  | 9.25 EER (based on vintage) package terminal A/C | T24 minimum: 7.71 EER (based on vintage) package terminal A/C | 8.50 EER (based on vintage) package terminal A/C | Measure Definition does not have Energy Impact Qualifiers
702 | D03-100 | DEER2005 | D05 v2.01 | 2012-02-06 | SCG | Htl | Ex | Any | IOU | Cap-Tons | 272 | 200000 | None | 0 | 0 | 0 | 461 | 0.199 | 0 | 0 | 0 | 0 | 350 | 0.151 | 0 |  |  | 2 | Lodging - Hotel | Existing | IOU Territory | SCG | D03-100 | None | H.E. Package Terminal A/C > 15k | Standard |  | 9.25 EER (based on vintage) package terminal A/C | T24 minimum: 7.71 EER (based on vintage) package terminal A/C | 8.50 EER (based on vintage) package terminal A/C | Measure Definition does not have Energy Impact Qualifiers
703 | D03-100 | DEER2005 | D05 v2.01 | 2012-02-06 | SCG | Htl | New | Any | IOU | Cap-Tons | 221 | 200000 | None | 0 | 0 | 0 | 196 | 0.0865 | 0 | 0 | 0 | 0 | 196 | 0.0865 | 0 |  |  | 2 | Lodging - Hotel | New | IOU Territory | SCG | D03-100 | None | H.E. Package Terminal A/C > 15k | Standard |  | 9.25 EER (based on vintage) package terminal A/C | T24 minimum: 7.71 EER (based on vintage) package terminal A/C | 8.50 EER (based on vintage) package terminal A/C | Measure Definition does not have Energy Impact Qualifiers
704 | D03-100 | DEER2005 | D05 v2.01 | 2012-02-06 | SCG | Mtl | Ex | Any | CZ05 | Cap-Tons | 44 | 30000 | None | 0 | 0 | 0 | 369 | 0.184 | 0 | 0 | 0 | 0 | 277 | 0.139 | 0 |  |  | 2 | Lodging - Motel | Existing | Santa Maria Area | SCG | D03-100 | None | H.E. Package Terminal A/C > 15k | Standard |  | 9.25 EER (based on vintage) package terminal A/C | T24 minimum: 7.71 EER (based on vintage) package terminal A/C | 8.50 EER (based on vintage) package terminal A/C | Measure Definition does not have Energy Impact Qualifiers
705 | D03-100 | DEER2005 | D05 v2.01 | 2012-02-06 | SCG | Mtl | Ex | Any | CZ06 | Cap-Tons | 60.8 | 30000 | None | 0 | 0 | 0 | 345 | 0.138 | 0 | 0 | 0 | 0 | 259 | 0.103 | 0 |  |  | 2 | Lodging - Motel | Existing | Torrance (Los Angeles for pre-2014) | SCG | D03-100 | None | H.E. Package Terminal A/C > 15k | Standard |  | 9.25 EER (based on vintage) package terminal A/C | T24 minimum: 7.71 EER (based on vintage) package terminal A/C | 8.50 EER (based on vintage) package terminal A/C | Measure Definition does not have Energy Impact Qualifiers
706 | D03-100 | DEER2005 | D05 v2.01 | 2012-02-06 | SCG | Mtl | Ex | Any | CZ08 | Cap-Tons | 55.4 | 30000 | None | 0 | 0 | 0 | 434 | 0.213 | 0 | 0 | 0 | 0 | 322 | 0.158 | 0 |  |  | 2 | Lodging - Motel | Existing | Fullerton (El Toro for pre-2014) | SCG | D03-100 | None | H.E. Package Terminal A/C > 15k | Standard |  | 9.25 EER (based on vintage) package terminal A/C | T24 minimum: 7.71 EER (based on vintage) package terminal A/C | 8.50 EER (based on vintage) package terminal A/C | Measure Definition does not have Energy Impact Qualifiers
707 | D03-100 | DEER2005 | D05 v2.01 | 2012-02-06 | SCG | Mtl | Ex | Any | CZ09 | Cap-Tons | 60.6 | 30000 | None | 0 | 0 | 0 | 432 | 0.23 | 0 | 0 | 0 | 0 | 315 | 0.168 | 0 |  |  | 2 | Lodging - Motel | Existing | Burbank-Glendale (Pasadena for pre-2014) | SCG | D03-100 | None | H.E. Package Terminal A/C > 15k | Standard |  | 9.25 EER (based on vintage) package terminal A/C | T24 minimum: 7.71 EER (based on vintage) package terminal A/C | 8.50 EER (based on vintage) package terminal A/C | Measure Definition does not have Energy Impact Qualifiers
708 | D03-100 | DEER2005 | D05 v2.01 | 2012-02-06 | SCG | Mtl | Ex | Any | CZ10 | Cap-Tons | 64.6 | 30000 | None | 0 | 0 | 0 | 334 | 0.178 | 0 | 0 | 0 | 0 | 283 | 0.151 | 0 |  |  | 2 | Lodging - Motel | Existing | Riverside | SCG | D03-100 | None | H.E. Package Terminal A/C > 15k | Standard |  | 9.25 EER (based on vintage) package terminal A/C | T24 minimum: 7.71 EER (based on vintage) package terminal A/C | 8.50 EER (based on vintage) package terminal A/C | Measure Definition does not have Energy Impact Qualifiers
709 | D03-100 | DEER2005 | D05 v2.01 | 2012-02-06 | SCG | Mtl | Ex | Any | CZ13 | Cap-Tons | 66 | 30000 | None | 0 | 0 | 0 | 378 | 0.209 | 0 | 0 | 0 | 0 | 289 | 0.16 | 0 |  |  | 2 | Lodging - Motel | Existing | Fresno Area | SCG | D03-100 | None | H.E. Package Terminal A/C > 15k | Standard |  | 9.25 EER (based on vintage) package terminal A/C | T24 minimum: 7.71 EER (based on vintage) package terminal A/C | 8.50 EER (based on vintage) package terminal A/C | Measure Definition does not have Energy Impact Qualifiers
710 | D03-100 | DEER2005 | D05 v2.01 | 2012-02-06 | SCG | Mtl | Ex | Any | CZ14 | Cap-Tons | 70.2 | 30000 | None | 0 | 0 | 0 | 326 | 0.175 | 0 | 0 | 0 | 0 | 266 | 0.142 | 0 |  |  | 2 | Lodging - Motel | Existing | Palmdale (China Lake for pre-2014) | SCG | D03-100 | None | H.E. Package Terminal A/C > 15k | Standard |  | 9.25 EER (based on vintage) package terminal A/C | T24 minimum: 7.71 EER (based on vintage) package terminal A/C | 8.50 EER (based on vintage) package terminal A/C | Measure Definition does not have Energy Impact Qualifiers
711 | D03-100 | DEER2005 | D05 v2.01 | 2012-02-06 | SCG | Mtl | Ex | Any | CZ15 | Cap-Tons | 73.5 | 30000 | None | 0 | 0 | 0 | 430 | 0.199 | 0 | 0 | 0 | 0 | 367 | 0.169 | 0 |  |  | 2 | Lodging - Motel | Existing | Palm Springs-Intl (El Centro for pre-2014) | SCG | D03-100 | None | H.E. Package Terminal A/C > 15k | Standard |  | 9.25 EER (based on vintage) package terminal A/C | T24 minimum: 7.71 EER (based on vintage) package terminal A/C | 8.50 EER (based on vintage) package terminal A/C | Measure Definition does not have Energy Impact Qualifiers
712 | D03-100 | DEER2005 | D05 v2.01 | 2012-02-06 | SCG | Mtl | Ex | Any | CZ16 | Cap-Tons | 51.9 | 30000 | None | 0 | 0 | 0 | 262 | 0.195 | 0 | 0 | 0 | 0 | 204 | 0.151 | 0 |  |  | 2 | Lodging - Motel | Existing | Blue Canyon (Mount Shasta for pre-2014) | SCG | D03-100 | None | H.E. Package Terminal A/C > 15k | Standard |  | 9.25 EER (based on vintage) package terminal A/C | T24 minimum: 7.71 EER (based on vintage) package terminal A/C | 8.50 EER (based on vintage) package terminal A/C | Measure Definition does not have Energy Impact Qualifiers
713 | D03-100 | DEER2005 | D05 v2.01 | 2012-02-06 | SCG | Mtl | Ex | Any | IOU | Cap-Tons | 61 | 30000 | None | 0 | 0 | 0 | 397 | 0.193 | 0 | 0 | 0 | 0 | 300 | 0.146 | 0 |  |  | 2 | Lodging - Motel | Existing | IOU Territory | SCG | D03-100 | None | H.E. Package Terminal A/C > 15k | Standard |  | 9.25 EER (based on vintage) package terminal A/C | T24 minimum: 7.71 EER (based on vintage) package terminal A/C | 8.50 EER (based on vintage) package terminal A/C | Measure Definition does not have Energy Impact Qualifiers
714 | D03-100 | DEER2005 | D05 v2.01 | 2012-02-06 | SCG | Mtl | New | Any | IOU | Cap-Tons | 47.5 | 30000 | None | 0 | 0 | 0 | 150 | 0.0785 | 0 | 0 | 0 | 0 | 150 | 0.0785 | 0 |  |  | 2 | Lodging - Motel | New | IOU Territory | SCG | D03-100 | None | H.E. Package Terminal A/C > 15k | Standard |  | 9.25 EER (based on vintage) package terminal A/C | T24 minimum: 7.71 EER (based on vintage) package terminal A/C | 8.50 EER (based on vintage) package terminal A/C | Measure Definition does not have Energy Impact Qualifiers
715 | D03-100 | DEER2005 | D05 v2.01 | 2012-02-06 | SDG | Com | Ex | Any | IOU | Cap-Tons | 141 | 115000 | None | 0 | 0 | 0 | 392 | 0.166 | 0 | 0 | 0 | 0 | 315 | 0.134 | 0 |  |  | 2 | Commercial | Existing | IOU Territory | SDG&E | D03-100 | None | H.E. Package Terminal A/C > 15k | Standard |  | 9.25 EER (based on vintage) package terminal A/C | T24 minimum: 7.71 EER (based on vintage) package terminal A/C | 8.50 EER (based on vintage) package terminal A/C | Measure Definition does not have Energy Impact Qualifiers
716 | D03-100 | DEER2005 | D05 v2.01 | 2012-02-06 | SDG | Com | New | Any | IOU | Cap-Tons | 121 | 115000 | None | 0 | 0 | 0 | 168 | 0.0714 | 0 | 0 | 0 | 0 | 168 | 0.0714 | 0 |  |  | 2 | Commercial | New | IOU Territory | SDG&E | D03-100 | None | H.E. Package Terminal A/C > 15k | Standard |  | 9.25 EER (based on vintage) package terminal A/C | T24 minimum: 7.71 EER (based on vintage) package terminal A/C | 8.50 EER (based on vintage) package terminal A/C | Measure Definition does not have Energy Impact Qualifiers
717 | D03-100 | DEER2005 | D05 v2.01 | 2012-02-06 | SDG | Htl | Ex | Any | CZ06 | Cap-Tons | 263 | 200000 | None | 0 | 0 | 0 | 353 | 0.127 | 0 | 0 | 0 | 0 | 284 | 0.102 | 0 |  |  | 2 | Lodging - Hotel | Existing | Torrance (Los Angeles for pre-2014) | SDG&E | D03-100 | None | H.E. Package Terminal A/C > 15k | Standard |  | 9.25 EER (based on vintage) package terminal A/C | T24 minimum: 7.71 EER (based on vintage) package terminal A/C | 8.50 EER (based on vintage) package terminal A/C | Measure Definition does not have Energy Impact Qualifiers
718 | D03-100 | DEER2005 | D05 v2.01 | 2012-02-06 | SDG | Htl | Ex | Any | CZ07 | Cap-Tons | 220 | 200000 | None | 0 | 0 | 0 | 429 | 0.169 | 0 | 0 | 0 | 0 | 345 | 0.136 | 0 |  |  | 2 | Lodging - Hotel | Existing | San Diego-Lindbergh | SDG&E | D03-100 | None | H.E. Package Terminal A/C > 15k | Standard |  | 9.25 EER (based on vintage) package terminal A/C | T24 minimum: 7.71 EER (based on vintage) package terminal A/C | 8.50 EER (based on vintage) package terminal A/C | Measure Definition does not have Energy Impact Qualifiers
719 | D03-100 | DEER2005 | D05 v2.01 | 2012-02-06 | SDG | Htl | Ex | Any | CZ08 | Cap-Tons | 238 | 200000 | None | 0 | 0 | 0 | 430 | 0.188 | 0 | 0 | 0 | 0 | 346 | 0.151 | 0 |  |  | 2 | Lodging - Hotel | Existing | Fullerton (El Toro for pre-2014) | SDG&E | D03-100 | None | H.E. Package Terminal A/C > 15k | Standard |  | 9.25 EER (based on vintage) package terminal A/C | T24 minimum: 7.71 EER (based on vintage) package terminal A/C | 8.50 EER (based on vintage) package terminal A/C | Measure Definition does not have Energy Impact Qualifiers
720 | D03-100 | DEER2005 | D05 v2.01 | 2012-02-06 | SDG | Htl | Ex | Any | CZ10 | Cap-Tons | 297 | 200000 | None | 0 | 0 | 0 | 395 | 0.195 | 0 | 0 | 0 | 0 | 318 | 0.157 | 0 |  |  | 2 | Lodging - Hotel | Existing | Riverside | SDG&E | D03-100 | None | H.E. Package Terminal A/C > 15k | Standard |  | 9.25 EER (based on vintage) package terminal A/C | T24 minimum: 7.71 EER (based on vintage) package terminal A/C | 8.50 EER (based on vintage) package terminal A/C | Measure Definition does not have Energy Impact Qualifiers
721 | D03-100 | DEER2005 | D05 v2.01 | 2012-02-06 | SDG | Htl | Ex | Any | CZ14 | Cap-Tons | 316 | 200000 | None | 0 | 0 | 0 | 360 | 0.177 | 0 | 0 | 0 | 0 | 291 | 0.143 | 0 |  |  | 2 | Lodging - Hotel | Existing | Palmdale (China Lake for pre-2014) | SDG&E | D03-100 | None | H.E. Package Terminal A/C > 15k | Standard |  | 9.25 EER (based on vintage) package terminal A/C | T24 minimum: 7.71 EER (based on vintage) package terminal A/C | 8.50 EER (based on vintage) package terminal A/C | Measure Definition does not have Energy Impact Qualifiers
722 | D03-100 | DEER2005 | D05 v2.01 | 2012-02-06 | SDG | Htl | Ex | Any | CZ15 | Cap-Tons | 323 | 200000 | None | 0 | 0 | 0 | 574 | 0.219 | 0 | 0 | 0 | 0 | 464 | 0.177 | 0 |  |  | 2 | Lodging - Hotel | Existing | Palm Springs-Intl (El Centro for pre-2014) | SDG&E | D03-100 | None | H.E. Package Terminal A/C > 15k | Standard |  | 9.25 EER (based on vintage) package terminal A/C | T24 minimum: 7.71 EER (based on vintage) package terminal A/C | 8.50 EER (based on vintage) package terminal A/C | Measure Definition does not have Energy Impact Qualifiers
723 | D03-100 | DEER2005 | D05 v2.01 | 2012-02-06 | SDG | Htl | Ex | Any | IOU | Cap-Tons | 231 | 200000 | None | 0 | 0 | 0 | 423 | 0.17 | 0 | 0 | 0 | 0 | 340 | 0.137 | 0 |  |  | 2 | Lodging - Hotel | Existing | IOU Territory | SDG&E | D03-100 | None | H.E. Package Terminal A/C > 15k | Standard |  | 9.25 EER (based on vintage) package terminal A/C | T24 minimum: 7.71 EER (based on vintage) package terminal A/C | 8.50 EER (based on vintage) package terminal A/C | Measure Definition does not have Energy Impact Qualifiers
724 | D03-100 | DEER2005 | D05 v2.01 | 2012-02-06 | SDG | Htl | New | Any | IOU | Cap-Tons | 201 | 200000 | None | 0 | 0 | 0 | 189 | 0.0756 | 0 | 0 | 0 | 0 | 189 | 0.0756 | 0 |  |  | 2 | Lodging - Hotel | New | IOU Territory | SDG&E | D03-100 | None | H.E. Package Terminal A/C > 15k | Standard |  | 9.25 EER (based on vintage) package terminal A/C | T24 minimum: 7.71 EER (based on vintage) package terminal A/C | 8.50 EER (based on vintage) package terminal A/C | Measure Definition does not have Energy Impact Qualifiers
725 | D03-100 | DEER2005 | D05 v2.01 | 2012-02-06 | SDG | Mtl | Ex | Any | CZ06 | Cap-Tons | 58.9 | 30000 | None | 0 | 0 | 0 | 298 | 0.119 | 0 | 0 | 0 | 0 | 239 | 0.0953 | 0 |  |  | 2 | Lodging - Motel | Existing | Torrance (Los Angeles for pre-2014) | SDG&E | D03-100 | None | H.E. Package Terminal A/C > 15k | Standard |  | 9.25 EER (based on vintage) package terminal A/C | T24 minimum: 7.71 EER (based on vintage) package terminal A/C | 8.50 EER (based on vintage) package terminal A/C | Measure Definition does not have Energy Impact Qualifiers
726 | D03-100 | DEER2005 | D05 v2.01 | 2012-02-06 | SDG | Mtl | Ex | Any | CZ07 | Cap-Tons | 48.4 | 30000 | None | 0 | 0 | 0 | 364 | 0.16 | 0 | 0 | 0 | 0 | 293 | 0.129 | 0 |  |  | 2 | Lodging - Motel | Existing | San Diego-Lindbergh | SDG&E | D03-100 | None | H.E. Package Terminal A/C > 15k | Standard |  | 9.25 EER (based on vintage) package terminal A/C | T24 minimum: 7.71 EER (based on vintage) package terminal A/C | 8.50 EER (based on vintage) package terminal A/C | Measure Definition does not have Energy Impact Qualifiers
727 | D03-100 | DEER2005 | D05 v2.01 | 2012-02-06 | SDG | Mtl | Ex | Any | CZ08 | Cap-Tons | 53.7 | 30000 | None | 0 | 0 | 0 | 370 | 0.182 | 0 | 0 | 0 | 0 | 297 | 0.146 | 0 |  |  | 2 | Lodging - Motel | Existing | Fullerton (El Toro for pre-2014) | SDG&E | D03-100 | None | H.E. Package Terminal A/C > 15k | Standard |  | 9.25 EER (based on vintage) package terminal A/C | T24 minimum: 7.71 EER (based on vintage) package terminal A/C | 8.50 EER (based on vintage) package terminal A/C | Measure Definition does not have Energy Impact Qualifiers
728 | D03-100 | DEER2005 | D05 v2.01 | 2012-02-06 | SDG | Mtl | Ex | Any | CZ10 | Cap-Tons | 64.8 | 30000 | None | 0 | 0 | 0 | 353 | 0.188 | 0 | 0 | 0 | 0 | 284 | 0.152 | 0 |  |  | 2 | Lodging - Motel | Existing | Riverside | SDG&E | D03-100 | None | H.E. Package Terminal A/C > 15k | Standard |  | 9.25 EER (based on vintage) package terminal A/C | T24 minimum: 7.71 EER (based on vintage) package terminal A/C | 8.50 EER (based on vintage) package terminal A/C | Measure Definition does not have Energy Impact Qualifiers
729 | D03-100 | DEER2005 | D05 v2.01 | 2012-02-06 | SDG | Mtl | Ex | Any | CZ14 | Cap-Tons | 69.4 | 30000 | None | 0 | 0 | 0 | 319 | 0.172 | 0 | 0 | 0 | 0 | 259 | 0.139 | 0 |  |  | 2 | Lodging - Motel | Existing | Palmdale (China Lake for pre-2014) | SDG&E | D03-100 | None | H.E. Package Terminal A/C > 15k | Standard |  | 9.25 EER (based on vintage) package terminal A/C | T24 minimum: 7.71 EER (based on vintage) package terminal A/C | 8.50 EER (based on vintage) package terminal A/C | Measure Definition does not have Energy Impact Qualifiers
730 | D03-100 | DEER2005 | D05 v2.01 | 2012-02-06 | SDG | Mtl | Ex | Any | CZ15 | Cap-Tons | 74 | 30000 | None | 0 | 0 | 0 | 453 | 0.21 | 0 | 0 | 0 | 0 | 366 | 0.17 | 0 |  |  | 2 | Lodging - Motel | Existing | Palm Springs-Intl (El Centro for pre-2014) | SDG&E | D03-100 | None | H.E. Package Terminal A/C > 15k | Standard |  | 9.25 EER (based on vintage) package terminal A/C | T24 minimum: 7.71 EER (based on vintage) package terminal A/C | 8.50 EER (based on vintage) package terminal A/C | Measure Definition does not have Energy Impact Qualifiers
731 | D03-100 | DEER2005 | D05 v2.01 | 2012-02-06 | SDG | Mtl | Ex | Any | IOU | Cap-Tons | 51 | 30000 | None | 0 | 0 | 0 | 361 | 0.161 | 0 | 0 | 0 | 0 | 290 | 0.13 | 0 |  |  | 2 | Lodging - Motel | Existing | IOU Territory | SDG&E | D03-100 | None | H.E. Package Terminal A/C > 15k | Standard |  | 9.25 EER (based on vintage) package terminal A/C | T24 minimum: 7.71 EER (based on vintage) package terminal A/C | 8.50 EER (based on vintage) package terminal A/C | Measure Definition does not have Energy Impact Qualifiers
732 | D03-100 | DEER2005 | D05 v2.01 | 2012-02-06 | SDG | Mtl | New | Any | IOU | Cap-Tons | 41.6 | 30000 | None | 0 | 0 | 0 | 146 | 0.0673 | 0 | 0 | 0 | 0 | 146 | 0.0673 | 0 |  |  | 2 | Lodging - Motel | New | IOU Territory | SDG&E | D03-100 | None | H.E. Package Terminal A/C > 15k | Standard |  | 9.25 EER (based on vintage) package terminal A/C | T24 minimum: 7.71 EER (based on vintage) package terminal A/C | 8.50 EER (based on vintage) package terminal A/C | Measure Definition does not have Energy Impact Qualifiers

## Cost (hidden)
Cost Case Reporting Table | [10 empty] | Incremental Cost Reporting Table
Cost Case Description | Cost Case ID | Program Delivery Strategies | Material Cost | Installation Man Hours - Retrofit | Installation Labor Cost - Retrofit | Installation Man Hours - New | Installation Labor Cost - New | Climate Labor Multiplier Reference | Labor Base Wage Rate Reference | Normalizing Unit | Program Delivery Strategies | Measure Material Cost Case ID | Measure Material Cost | Base Case -Code/Standard Cost Case ID | Base Case -Code/Standard Material Cost | Base Case -Code/Standard Incremetnal Material Cost | Base Case -Market Average Cost Case ID | Base Case -Market Average Material Cost | Base Case -Market Average Incremetnal Material Cost | Base Case -Customer Average Cost Case ID | Base Case -Customer Average Material Cost | Base Case -Customer Average Incremental Material Cost
14 SEER(12.15 EER) Package Air Conditioner | airAC-Pkg-lt65kBtuh1phs-14p0seer | Downstream Prescriptive Rebates/Incentives | 1063.2 | 5.27 | 357.7276 | 3.29 | 223.3252 | HVAC50 | NR-HVAC-AC | cooling tons | Downstream Prescriptive Rebates/Incentives | airAC-Pkg-lt65kBtuh1phs-14p0seer | 1063.2 | airAC-Pkg-lt65kBtuh1phs-13p0seer | 950.1 | 113.1 | [none specified] | n/a | n/a | [none specified] | n/a | n/a
13 SEER(11.09 EER) Package Air Conditioner | airAC-Pkg-lt65kBtuh1phs-13p0seer | Downstream Prescriptive Rebates/Incentives | 950.1 | 5.27 | 357.7276 | 3.29 | 223.3252 | HVAC50 | NR-HVAC-AC | cooling tons | Downstream Prescriptive Rebates/Incentives | airAC-Pkg-lt65kBtuh3phs-12p0seer | 874.2 | airAC-Pkg-lt65kBtuh3phs-9p7seer | 645.6 | 228.6 | [none specified] | n/a | n/a | [none specified] | n/a | n/a
12 SEER(10.41 EER) Three Phase Package A/C | airAC-Pkg-lt65kBtuh3phs-12p0seer | Downstream Prescriptive Rebates/Incentives | 874.2 | 5.27 | 357.7276 | 3.29 | 223.3252 | HVAC50 | NR-HVAC-AC | cooling tons | Downstream Prescriptive Rebates/Incentives | airAC-Pkg-lt65kBtuh3phs-13p0seer | 980.7 | airAC-Pkg-lt65kBtuh3phs-9p7seer | 645.6 | 335.1 | [none specified] | n/a | n/a | [none specified] | n/a | n/a
13 SEER(11.09 EER) Three Phase Package A/C | airAC-Pkg-lt65kBtuh3phs-13p0seer | Downstream Prescriptive Rebates/Incentives | 980.7 | 5.27 | 357.7276 | 3.29 | 223.3252 | HVAC50 | NR-HVAC-AC | cooling tons | Downstream Prescriptive Rebates/Incentives | airAC-SpltPkg-65to89kBtuh-11p0eer | 487.4805 | airAC-SpltPkg-65to89kBtuh-10p1eer | 460.8312 | 26.6494 | [none specified] | n/a | n/a | [none specified] | n/a | n/a
11 EER Package Air Conditioner | airAC-SpltPkg-65to89kBtuh-11p0eer | Downstream Prescriptive Rebates/Incentives | 487.4805 | 4.55 | 308.854 | 3.73 | 253.1924 | HVAC50 | NR-HVAC-AC | cooling tons | Downstream Prescriptive Rebates/Incentives | airAC-SpltPkg-65to89kBtuh-11p5eer | 501.974 | airAC-SpltPkg-65to89kBtuh-10p1eer | 460.8312 | 41.1429 | [none specified] | n/a | n/a | [none specified] | n/a | n/a
11.5 EER Package Air Conditioner | airAC-SpltPkg-65to89kBtuh-11p5eer | Downstream Prescriptive Rebates/Incentives | 501.974 | 4.55 | 308.854 | 3.73 | 253.1924 | HVAC50 | NR-HVAC-AC | cooling tons | Downstream Prescriptive Rebates/Incentives | airAC-SpltPkg-65to89kBtuh-12p0eer | 516.1558 | airAC-SpltPkg-65to89kBtuh-10p1eer | 460.8312 | 55.3247 | [none specified] | n/a | n/a | [none specified] | n/a | n/a
12 EER Package Air Conditioner | airAC-SpltPkg-65to89kBtuh-12p0eer | Downstream Prescriptive Rebates/Incentives | 516.1558 | 4.55 | 308.854 | 3.73 | 253.1924 | HVAC50 | NR-HVAC-AC | cooling tons | Downstream Prescriptive Rebates/Incentives | airAC-SpltPkg-90to134kBtuh-11p0eer | 577.3929 | airAC-SpltPkg-90to134kBtuh-10p1eer | 507.6429 | 69.75 | [none specified] | n/a | n/a | [none specified] | n/a | n/a
11 EER Package Air Conditioner | airAC-SpltPkg-90to134kBtuh-11p0eer | Downstream Prescriptive Rebates/Incentives | 577.3929 | 3.7 | 251.156 | 3.03 | 205.6764 | HVAC50 | NR-HVAC-AC | cooling tons | Downstream Prescriptive Rebates/Incentives | airAC-SpltPkg-90to134kBtuh-11p5eer | 617.3571 | airAC-SpltPkg-90to134kBtuh-10p1eer | 507.6429 | 109.7143 | [none specified] | n/a | n/a | [none specified] | n/a | n/a
11.5 EER Package Air Conditioner | airAC-SpltPkg-90to134kBtuh-11p5eer | Downstream Prescriptive Rebates/Incentives | 617.3571 | 3.7 | 251.156 | 3.03 | 205.6764 | HVAC50 | NR-HVAC-AC | cooling tons | Downstream Prescriptive Rebates/Incentives | airAC-SpltPkg-90to134kBtuh-12p0eer | 658.2857 | airAC-SpltPkg-90to134kBtuh-10p1eer | 507.6429 | 150.6429 | [none specified] | n/a | n/a | [none specified] | n/a | n/a
12 EER Package Air Conditioner | airAC-SpltPkg-90to134kBtuh-12p0eer | Downstream Prescriptive Rebates/Incentives | 658.2857 | 3.7 | 251.156 | 3.03 | 205.6764 | HVAC50 | NR-HVAC-AC | cooling tons | Downstream Prescriptive Rebates/Incentives | airAC-SpltPkg-135to239kBtuh-10p8eer | 531.4011 | airAC-SpltPkg-135to239kBtuh-9p5eer | 485.8396 | 45.5615 | [none specified] | n/a | n/a | [none specified] | n/a | n/a
10.8 EER Package Air Conditioner | airAC-SpltPkg-135to239kBtuh-10p8eer | Downstream Prescriptive Rebates/Incentives | 531.4011 | 2.75 | 186.67 | 2.25 | 152.73 | HVAC50 | NR-HVAC-AC | cooling tons | Downstream Prescriptive Rebates/Incentives | airAC-SpltPkg-135to239kBtuh-11p5eer | 555.2727 | airAC-SpltPkg-135to239kBtuh-9p5eer | 485.8396 | 69.4332 | [none specified] | n/a | n/a | [none specified] | n/a | n/a
11.5 EER Package Air Conditioner | airAC-SpltPkg-135to239kBtuh-11p5eer | Downstream Prescriptive Rebates/Incentives | 555.2727 | 2.75 | 186.67 | 2.25 | 152.73 | HVAC50 | NR-HVAC-AC | cooling tons | Downstream Prescriptive Rebates/Incentives | airAC-SpltPkg-135to239kBtuh-12p0eer | 572.0214 | airAC-SpltPkg-135to239kBtuh-9p5eer | 485.8396 | 86.1818 | [none specified] | n/a | n/a | [none specified] | n/a | n/a
12 EER Package Air Conditioner | airAC-SpltPkg-135to239kBtuh-12p0eer | Downstream Prescriptive Rebates/Incentives | 572.0214 | 2.75 | 186.67 | 2.25 | 152.73 | HVAC50 | NR-HVAC-AC | cooling tons | Downstream Prescriptive Rebates/Incentives | airAC-SpltPkg-240to759kBtuh-10p0eer | 626.928 | airAC-SpltPkg-240to759kBtuh-9p3eer | 519.096 | 107.832 | [none specified] | n/a | n/a | [none specified] | n/a | n/a
10.0 EER Package Air Conditioner | airAC-SpltPkg-240to759kBtuh-10p0eer | Downstream Prescriptive Rebates/Incentives | 626.928 | 2.24 | 152.0512 | 1.84 | 124.8992 | HVAC50 | NR-HVAC-AC | cooling tons | Downstream Prescriptive Rebates/Incentives | airAC-SpltPkg-240to759kBtuh-10p5eer | 711.744 | airAC-SpltPkg-240to759kBtuh-9p3eer | 519.096 | 192.648 | [none specified] | n/a | n/a | [none specified] | n/a | n/a
10.5 EER Package Air Conditioner | airAC-SpltPkg-240to759kBtuh-10p5eer | Downstream Prescriptive Rebates/Incentives | 711.744 | 2.24 | 152.0512 | 1.84 | 124.8992 | HVAC50 | NR-HVAC-AC | cooling tons | Downstream Prescriptive Rebates/Incentives | airAC-SpltPkg-240to759kBtuh-10p8eer | 765.864 | airAC-SpltPkg-240to759kBtuh-9p3eer | 519.096 | 246.768 | [none specified] | n/a | n/a | [none specified] | n/a | n/a
10.8 EER Package Air Conditioner | airAC-SpltPkg-240to759kBtuh-10p8eer | Downstream Prescriptive Rebates/Incentives | 765.864 | 2.24 | 152.0512 | 1.84 | 124.8992 | HVAC50 | NR-HVAC-AC | cooling tons | Downstream Prescriptive Rebates/Incentives | airAC-SpltPkg-gte760kBtuh-9p7eer | 613.6308 | airAC-SpltPkg-gte760kBtuh-9p0eer | 496.2769 | 117.3538 | [none specified] | n/a | n/a | [none specified] | n/a | n/a
9.7 EER Package Air Conditioner | airAC-SpltPkg-gte760kBtuh-9p7eer | Downstream Prescriptive Rebates/Incentives | 613.6308 | 2.23 | 151.3724 | 1.83 | 124.2204 | HVAC50 | NR-HVAC-AC | cooling tons | Downstream Prescriptive Rebates/Incentives | airAC-SpltPkg-gte760kBtuh-10p0eer | 663.0923 | airAC-SpltPkg-gte760kBtuh-9p0eer | 496.2769 | 166.8154 | [none specified] | n/a | n/a | [none specified] | n/a | n/a
10.0 EER Package Air Conditioner | airAC-SpltPkg-gte760kBtuh-10p0eer | Downstream Prescriptive Rebates/Incentives | 663.0923 | 2.23 | 151.3724 | 1.83 | 124.2204 | HVAC50 | NR-HVAC-AC | cooling tons | Downstream Prescriptive Rebates/Incentives | airAC-SpltPkg-gte760kBtuh-10p2eer | 699.2769 | airAC-SpltPkg-gte760kBtuh-9p0eer | 496.2769 | 203 | [none specified] | n/a | n/a | [none specified] | n/a | n/a
10.2 EER Package Air Conditioner | airAC-SpltPkg-gte760kBtuh-10p2eer | Downstream Prescriptive Rebates/Incentives | 699.2769 | 2.23 | 151.3724 | 1.83 | 124.2204 | HVAC50 | NR-HVAC-AC | cooling tons | Downstream Prescriptive Rebates/Incentives | wtrAC-Pkg-lt65kBtuh-14p0eer | TBD | wtrAC-Pkg-lt65kBtuh-12p10eer | TBD |  | [none specified] | n/a | n/a | [none specified] | n/a | n/a
14 EER Water-Cooled Air Conditioner | wtrAC-Pkg-lt65kBtuh-14p0eer | Downstream Prescriptive Rebates/Incentives | TBD | TBD | TBD | TBD | TBD | HVAC50 | NR-HVAC-AC | cooling tons | Downstream Prescriptive Rebates/Incentives | wtrAC-Pkg-gte65kBtuh-14p0eer | TBD | wtrAC-Pkg-gte65kBtuh-11p50eer | TBD |  | [none specified] | n/a | n/a | [none specified] | n/a | n/a
14 EER Water-Cooled Air Conditioner | wtrAC-Pkg-gte65kBtuh-14p0eer | Downstream Prescriptive Rebates/Incentives | TBD | TBD | TBD | TBD | TBD | HVAC50 | NR-HVAC-AC | cooling tons | Downstream Prescriptive Rebates/Incentives | PTAC-lt7kBtuh-13p21eer | 1342 | PTAC-lt7kBtuh-11p01eer | 1258 | 84 | [none specified] | n/a | n/a | [none specified] | n/a | n/a
13 SEER(11.09 EER) Package Air Conditioner | airAC-Pkg-lt65kBtuh1phs-13p0seer | Downstream Prescriptive Rebates/Incentives | 952.8 | 5.27 | 357.7276 | 3.29 | 223.3252 | HVAC50 | NR-HVAC-AC | cooling tons | Downstream Prescriptive Rebates/Incentives | PTAC-7to15kBtuh-12p19eer | 1105 | PTAC-7to15kBtuh-10p16eer | 1061 | 44 | [none specified] | n/a | n/a | [none specified] | n/a | n/a
9.7 SEER Package Air Conditioner | airAC-Pkg-lt65kBtuh3phs-9p7seer | Downstream Prescriptive Rebates/Incentives | 645.6 | 5.27 | 357.7276 | 3.29 | 223.3252 | HVAC50 | NR-HVAC-AC | cooling tons | Downstream Prescriptive Rebates/Incentives | PTAC-gt15kBtuh-10p28eer | 763 | PTAC-gt15kBtuh-09p31eer | 620 | 143 | [none specified] | n/a | n/a | [none specified] | n/a | n/a
10.1 EER Package Air Conditioner | airAC-SpltPkg-65to89kBtuh-10p1eer | Downstream Prescriptive Rebates/Incentives | 460.8312 | 4.55 | 308.854 | 3.73 | 253.1924 | HVAC50 | NR-HVAC-AC | cooling tons | Downstream Prescriptive Rebates/Incentives | PTHP-lt7kBtuh-12p97eer-3p62cop | 1396 | PTHP-lt7kBtuh-10p81eer-3p02cop | 1272 | 124 | [none specified] | n/a | n/a | [none specified] | n/a | n/a
10.1 EER Package Air Conditioner | airAC-SpltPkg-90to134kBtuh-10p1eer | Downstream Prescriptive Rebates/Incentives | 507.6429 | 3.7 | 251.156 | 3.03 | 205.6764 | HVAC50 | NR-HVAC-AC | cooling tons | Downstream Prescriptive Rebates/Incentives | PTHP-7to15kBtuh-11p95eer-3p49cop | 1239 | PTHP-7to15kBtuh-9p96eer-2p91cop | 1104 | 135 | [none specified] | n/a | n/a | [none specified] | n/a | n/a
9.5 EER Package Air Conditioner | airAC-SpltPkg-135to239kBtuh-9p5eer | Downstream Prescriptive Rebates/Incentives | 485.8396 | 2.75 | 186.67 | 2.25 | 152.73 | HVAC50 | NR-HVAC-AC | cooling tons | Downstream Prescriptive Rebates/Incentives | PTHP-gt15kBtuh-10p93eer-3p37cop | 1063 | PTHP-gt15kBtuh-9p11eer-2p80cop | 710 | 353 | [none specified] | n/a | n/a | [none specified] | n/a | n/a
9.3 EER Package Air Conditioner | airAC-SpltPkg-240to759kBtuh-9p3eer | Downstream Prescriptive Rebates/Incentives | 519.096 | 2.24 | 152.0512 | 1.84 | 124.8992 | HVAC50 | NR-HVAC-AC | cooling tons |  | PTAC Average | 1099.75 |  | 1048.8 | 50.95
9.0 EER Package Air Conditioner | airAC-SpltPkg-gte760kBtuh-9p0eer | Downstream Prescriptive Rebates/Incentives | 496.2769 | 2.23 | 151.3724 | 1.83 | 124.2204 | HVAC50 | NR-HVAC-AC | cooling tons |  | PTHP Average | 1238.05 |  | 1092.7 | 145.35
12.1 EER Water-Cooled Air Conditioner | wtrAC-Pkg-lt65kBtuh-12p10eer | Downstream Prescriptive Rebates/Incentives | TBD | TBD | TBD | TBD | TBD | HVAC50 | NR-HVAC-AC | cooling tons
11.5 EER Water-Cooled Air Conditioner | wtrAC-Pkg-gte65kBtuh-11p50eer | Downstream Prescriptive Rebates/Incentives | TBD | TBD | TBD | TBD | TBD | HVAC50 | NR-HVAC-AC | cooling tons
13.21 EER packaged terminal air-conditioner (< 7 kBtuh) | PTAC-lt7kBtuh-13p21eer | Downstream Prescriptive Rebates/Incentives | 1342 | 8.01 | 543.7188 | 4.58 | 310.8904 | HVAC50 | NR-HVAC-AC | cooling tons
12.19 EER packaged terminal air-conditioner (7-15 kBtuh) | PTAC-7to15kBtuh-12p19eer | Downstream Prescriptive Rebates/Incentives | 1105 | 6.82 | 462.9416 | 4.42 | 300.0296 | HVAC50 | NR-HVAC-AC | cooling tons
10.28 EER packaged terminal air-conditioner (> 15 kBtuh) | PTAC-gt15kBtuh-10p28eer | Downstream Prescriptive Rebates/Incentives | 763 | 5.86 | 397.7768 | 4.26 | 289.1688 | HVAC50 | NR-HVAC-AC | cooling tons
12.97 EER / 3.62 COP packaged terminal heat pump (< 7 kBtuh) | PTHP-lt7kBtuh-12p97eer-3p62cop | Downstream Prescriptive Rebates/Incentives | 1396 | 8.01 | 543.7188 | 4.58 | 310.8904 | HVAC50 | NR-HVAC-AC | cooling tons
11.95 EER / 3.49 COP packaged terminal heat pump (7-15 kBtuh) | PTHP-7to15kBtuh-11p95eer-3p49cop | Downstream Prescriptive Rebates/Incentives | 1239 | 6.82 | 462.9416 | 4.42 | 300.0296 | HVAC50 | NR-HVAC-AC | cooling tons
10.93 EER / 3.37 COP packaged terminal heat pump (> 15 kBtuh) | PTHP-gt15kBtuh-10p93eer-3p37cop | Downstream Prescriptive Rebates/Incentives | 1063 | 5.86 | 397.7768 | 4.26 | 289.1688 | HVAC50 | NR-HVAC-AC | cooling tons
Pkg Water Cooled AC EER = 12.1 | wtrAC-Pkg-lt65kBtuh-12p10eer | Downstream Prescriptive Rebates/Incentives | TBD | TBD | TBD | TBD | TBD | HVAC50 | NR-HVAC-AC | cooling tons
Pkg Water Cooled AC EER = 11.5 | wtrAC-Pkg-gte65kBtuh-11p50eer | Downstream Prescriptive Rebates/Incentives | TBD | TBD | TBD | TBD | TBD | HVAC50 | NR-HVAC-AC | cooling tons
11.1 EER packaged terminal air-conditioner (< 7 kBtuh) | PTAC-lt7kBtuh-11p01eer | Downstream Prescriptive Rebates/Incentives | 1258 | 8.01 | 543.7188 | 4.58 | 310.8904 | HVAC50 | NR-HVAC-AC | cooling tons
10.1 EER packaged terminal air-conditioner (7-15 kBtuh) | PTAC-7to15kBtuh-10p16eer | Downstream Prescriptive Rebates/Incentives | 1061 | 6.82 | 462.9416 | 4.42 | 300.0296 | HVAC50 | NR-HVAC-AC | cooling tons
9.3 EER packaged terminal air-conditioner (> 15 kBtuh) | PTAC-gt15kBtuh-09p31eer | Downstream Prescriptive Rebates/Incentives | 620 | 5.86 | 397.7768 | 4.26 | 289.1688 | HVAC50 | NR-HVAC-AC | cooling tons
10.8 EER / 3.0 COP packaged terminal heat pump (< 7 kBtuh) | PTHP-lt7kBtuh-10p81eer-3p02cop | Downstream Prescriptive Rebates/Incentives | 1272 | 8.01 | 543.7188 | 4.58 | 310.8904 | HVAC50 | NR-HVAC-AC | cooling tons
10.0 EER / 3.0%.2f COP packaged terminal heat pump (7-15 kBtuh) | PTHP-7to15kBtuh-9p96eer-2p91cop | Downstream Prescriptive Rebates/Incentives | 1104 | 6.82 | 462.9416 | 4.42 | 300.0296 | HVAC50 | NR-HVAC-AC | cooling tons
9.1 EER / 2.8 COP packaged terminal heat pump (> 15 kBtuh) | PTHP-gt15kBtuh-9p11eer-2p80cop | Downstream Prescriptive Rebates/Incentives | 710 | 5.86 | 397.7768 | 4.26 | 289.1688 | HVAC50 | NR-HVAC-AC | cooling tons
PTAC Average |  |  | 1048.8 | 6.8315 | 463.7222 |  | 300.0296
PTHP Average |  |  | 1092.7 | 6.8315 | 463.7222 |  | 300.0296
Labor Base Wage Rate Table
| Reference | Sector | Measure Category | Measure Subcategory | Program Delivery Strategies | Base Labor Rate
| NR-HVAC-AC | Non Res | HVAC | Package | Downstream Prescriptive Rebates/Incentives | 67.88
Climate Multiplier Table: HVAC50
| Climate Zone | Reference City | Material | Installation
| 1 | Eureka | 0.989 | 0.962 | 0.989 | 0.962
| 2 | Santa Rosa | 0.939 | 1.15 | 0.939 | 1.15
| 3 | San Francisco | 1.027 | 1.513 | 1.027 | 1.513
| 4 | San Jose | 1.024 | 1.378 | 1.024 | 1.378
| 5 | San Luis Obispo | 0.88 | 0.993 | 0.88 | 0.993
| 6 | Santa Barbara | 0.87 | 1.072 | 0.87 | 1.072
| 7 | San Diego | 1 | 0.978 | 1 | 0.978
| 8 | Santa Ana | 0.936 | 1.05 | 0.936 | 1.05
| 9 | Los Angeles | 0.963 | 1.138 | 0.963 | 1.138
| 10 | Riverside | 0.904 | 1.029 | 0.904 | 1.029
| 11 | Redding | 0.984 | 1.048 | 0.984 | 1.048
| 12 | Sacramento | 0.973 | 1.048 | 0.973 | 1.048
| 13 | Fresno | 0.894 | 0.944 | 0.894 | 0.944
| 14 | Mojave | 0.879 | 0.979 | 0.879 | 0.979
| 15 | Palm Springs | 0.936 | 1.029 | 0.936 | 1.029
| 16 | Susanville | 0.987 | 1.048 | 0.987 | 1.048
| IOU | Average | 0.94906 | 1.0849 | 0.95 | 1.08

## Sheet3 (hidden)
Row Labels | Count of BldgLoc
Htl | 64
Mtl | 64
Grand Total | 128

## Adjusted Impacts
[5 empty] | ROB | SCE CZ | 5, 6, 8, 9, 10, 13, 14, 15, 16 | [35 empty] | Scalars only for AC units, New Construction
ROB CZ Preference: SCE > PGE > SDG | [5 empty] | PGE CZ | 1, 2, 3, 4, 11, 12 | [35 empty] | kWh Scalar | kW scalar
NEW: IOU= Any, All CZ | [5 empty] | SDG CZ | 7 | [35 empty] | 6.707% | 13.28% | Applicable Sol Codes
Number | EnergyImpactID | Version | VersionSource | LastMod | PA | BldgType | BldgVint | BldgHVAC | BldgLoc | NormUnit | NumUnit | MeasArea | ScaleBasis | APreEUkWh | APreEUkW | APreEUtherm | APreWBkWh | APreWBkW | APreWBtherm | AStdEUkWh | AStdEUkW | AStdEUtherm | AStdWBkWh | AStdWBkW | AStdWBtherm | ElecImpactProfileID | GasImpactProfileID | Flag | BldgType_desc | BldgVint_desc | BldgLoc_desc | IOUname | MeasureID | Qualifier | MeasureDesc | MeasImpactType | MeasTechEUL_ID | MeasTechDesc | StdTechDesc | BaseTechDesc | QualifierDesc | Equipment Type | Adj. kWH Sav. | Adj. Kw Red.
123 | D03-101 | DEER2005 | D05 v2.01 | 41786.6507 | Any | Htl | New | Any | CZ01 | Cap-Tons | 149 | 200000 | None | 0 | 0 | 0 | 174 | 0.0881 | 0 | 0 | 0 | 0 | 174 | 0.0881 | 0 |  |  | 1 | Lodging - Hotel | New | Arcata Area | Any | D03-101 | None | H.E. Package Terminal HP 7k-15k | Standard |  | 10.15 EER / 3.1 COP (based on vintage) package terminal HP | T24 minimum: 8.46 EER / 2.6 COP (based on vintage) package terminal HP | 8.90 EER / 2.7 COP (based on vintage) package terminal HP | Measure Definition does not have Energy Impact Qualifiers | HP | 174 | 0.0881
124 | D03-101 | DEER2005 | D05 v2.01 | 41786.6507 | Any | Htl | New | Any | CZ02 | Cap-Tons | 203 | 200000 | None | 0 | 0 | 0 | 215 | 0.14 | 0 | 0 | 0 | 0 | 215 | 0.14 | 0 |  |  | 1 | Lodging - Hotel | New | Santa Rosa Area | Any | D03-101 | None | H.E. Package Terminal HP 7k-15k | Standard |  | 10.15 EER / 3.1 COP (based on vintage) package terminal HP | T24 minimum: 8.46 EER / 2.6 COP (based on vintage) package terminal HP | 8.90 EER / 2.7 COP (based on vintage) package terminal HP | Measure Definition does not have Energy Impact Qualifiers | HP | 215 | 0.14
125 | D03-101 | DEER2005 | D05 v2.01 | 41786.6507 | Any | Htl | New | Any | CZ03 | Cap-Tons | 183 | 200000 | None | 0 | 0 | 0 | 216 | 0.105 | 0 | 0 | 0 | 0 | 216 | 0.105 | 0 |  |  | 1 | Lodging - Hotel | New | Oakland Area | Any | D03-101 | None | H.E. Package Terminal HP 7k-15k | Standard |  | 10.15 EER / 3.1 COP (based on vintage) package terminal HP | T24 minimum: 8.46 EER / 2.6 COP (based on vintage) package terminal HP | 8.90 EER / 2.7 COP (based on vintage) package terminal HP | Measure Definition does not have Energy Impact Qualifiers | HP | 216 | 0.105
126 | D03-101 | DEER2005 | D05 v2.01 | 41786.6507 | Any | Htl | New | Any | CZ04 | Cap-Tons | 197 | 200000 | None | 0 | 0 | 0 | 259 | 0.139 | 0 | 0 | 0 | 0 | 259 | 0.139 | 0 |  |  | 1 | Lodging - Hotel | New | San Jose-Reid (Sunnyvale for pre-2014) | Any | D03-101 | None | H.E. Package Terminal HP 7k-15k | Standard |  | 10.15 EER / 3.1 COP (based on vintage) package terminal HP | T24 minimum: 8.46 EER / 2.6 COP (based on vintage) package terminal HP | 8.90 EER / 2.7 COP (based on vintage) package terminal HP | Measure Definition does not have Energy Impact Qualifiers | HP | 259 | 0.139
127 | D03-101 | DEER2005 | D05 v2.01 | 41786.6507 | Any | Htl | New | Any | CZ05 | Cap-Tons | 181 | 200000 | None | 0 | 0 | 0 | 228 | 0.106 | -1.38e-05 | 0 | 0 | 0 | 228 | 0.106 | -1.38e-05 |  |  | 1 | Lodging - Hotel | New | Santa Maria Area | Any | D03-101 | None | H.E. Package Terminal HP 7k-15k | Standard |  | 10.15 EER / 3.1 COP (based on vintage) package terminal HP | T24 minimum: 8.46 EER / 2.6 COP (based on vintage) package terminal HP | 8.90 EER / 2.7 COP (based on vintage) package terminal HP | Measure Definition does not have Energy Impact Qualifiers | HP | 228 | 0.106
128 | D03-101 | DEER2005 | D05 v2.01 | 41786.6507 | Any | Htl | New | Any | CZ06 | Cap-Tons | 218 | 200000 | None | 0 | 0 | 0 | 272 | 0.0922 | 0 | 0 | 0 | 0 | 272 | 0.0922 | 0 |  |  | 1 | Lodging - Hotel | New | Torrance (Los Angeles for pre-2014) | Any | D03-101 | None | H.E. Package Terminal HP 7k-15k | Standard |  | 10.15 EER / 3.1 COP (based on vintage) package terminal HP | T24 minimum: 8.46 EER / 2.6 COP (based on vintage) package terminal HP | 8.90 EER / 2.7 COP (based on vintage) package terminal HP | Measure Definition does not have Energy Impact Qualifiers | HP | 272 | 0.0922
129 | D03-101 | DEER2005 | D05 v2.01 | 41786.6507 | Any | Htl | New | Any | CZ07 | Cap-Tons | 196 | 200000 | None | 0 | 0 | 0 | 316 | 0.122 | 0 | 0 | 0 | 0 | 316 | 0.122 | 0 |  |  | 1 | Lodging - Hotel | New | San Diego-Lindbergh | Any | D03-101 | None | H.E. Package Terminal HP 7k-15k | Standard |  | 10.15 EER / 3.1 COP (based on vintage) package terminal HP | T24 minimum: 8.46 EER / 2.6 COP (based on vintage) package terminal HP | 8.90 EER / 2.7 COP (based on vintage) package terminal HP | Measure Definition does not have Energy Impact Qualifiers | HP | 316 | 0.122
130 | D03-101 | DEER2005 | D05 v2.01 | 41786.6507 | Any | Htl | New | Any | CZ08 | Cap-Tons | 201 | 200000 | None | 0 | 0 | 0 | 325 | 0.143 | 0 | 0 | 0 | 0 | 325 | 0.143 | 0 |  |  | 1 | Lodging - Hotel | New | Fullerton (El Toro for pre-2014) | Any | D03-101 | None | H.E. Package Terminal HP 7k-15k | Standard |  | 10.15 EER / 3.1 COP (based on vintage) package terminal HP | T24 minimum: 8.46 EER / 2.6 COP (based on vintage) package terminal HP | 8.90 EER / 2.7 COP (based on vintage) package terminal HP | Measure Definition does not have Energy Impact Qualifiers | HP | 325 | 0.143
131 | D03-101 | DEER2005 | D05 v2.01 | 41786.6507 | Any | Htl | New | Any | CZ09 | Cap-Tons | 211 | 200000 | None | 0 | 0 | 0 | 326 | 0.156 | 0 | 0 | 0 | 0 | 326 | 0.156 | 0 |  |  | 1 | Lodging - Hotel | New | Burbank-Glendale (Pasadena for pre-2014) | Any | D03-101 | None | H.E. Package Terminal HP 7k-15k | Standard |  | 10.15 EER / 3.1 COP (based on vintage) package terminal HP | T24 minimum: 8.46 EER / 2.6 COP (based on vintage) package terminal HP | 8.90 EER / 2.7 COP (based on vintage) package terminal HP | Measure Definition does not have Energy Impact Qualifiers | HP | 326 | 0.156
132 | D03-101 | DEER2005 | D05 v2.01 | 41786.6507 | Any | Htl | New | Any | CZ10 | Cap-Tons | 224 | 200000 | None | 0 | 0 | 0 | 298 | 0.154 | 0 | 0 | 0 | 0 | 298 | 0.154 | 0 |  |  | 1 | Lodging - Hotel | New | Riverside | Any | D03-101 | None | H.E. Package Terminal HP 7k-15k | Standard |  | 10.15 EER / 3.1 COP (based on vintage) package terminal HP | T24 minimum: 8.46 EER / 2.6 COP (based on vintage) package terminal HP | 8.90 EER / 2.7 COP (based on vintage) package terminal HP | Measure Definition does not have Energy Impact Qualifiers | HP | 298 | 0.154
133 | D03-101 | DEER2005 | D05 v2.01 | 41786.6507 | Any | Htl | New | Any | CZ11 | Cap-Tons | 225 | 200000 | None | 0 | 0 | 0 | 272 | 0.14 | 0 | 0 | 0 | 0 | 272 | 0.14 | 0 |  |  | 1 | Lodging - Hotel | New | Red Bluff Area | Any | D03-101 | None | H.E. Package Terminal HP 7k-15k | Standard |  | 10.15 EER / 3.1 COP (based on vintage) package terminal HP | T24 minimum: 8.46 EER / 2.6 COP (based on vintage) package terminal HP | 8.90 EER / 2.7 COP (based on vintage) package terminal HP | Measure Definition does not have Energy Impact Qualifiers | HP | 272 | 0.14
134 | D03-101 | DEER2005 | D05 v2.01 | 41786.6507 | Any | Htl | New | Any | CZ12 | Cap-Tons | 225 | 200000 | None | 0 | 0 | 0 | 250 | 0.137 | 0 | 0 | 0 | 0 | 250 | 0.137 | 0 |  |  | 1 | Lodging - Hotel | New | Sacramento Area | Any | D03-101 | None | H.E. Package Terminal HP 7k-15k | Standard |  | 10.15 EER / 3.1 COP (based on vintage) package terminal HP | T24 minimum: 8.46 EER / 2.6 COP (based on vintage) package terminal HP | 8.90 EER / 2.7 COP (based on vintage) package terminal HP | Measure Definition does not have Energy Impact Qualifiers | HP | 250 | 0.137
135 | D03-101 | DEER2005 | D05 v2.01 | 41786.6507 | Any | Htl | New | Any | CZ13 | Cap-Tons | 228 | 200000 | None | 0 | 0 | 0 | 317 | 0.156 | 0 | 0 | 0 | 0 | 317 | 0.156 | 0 |  |  | 1 | Lodging - Hotel | New | Fresno Area | Any | D03-101 | None | H.E. Package Terminal HP 7k-15k | Standard |  | 10.15 EER / 3.1 COP (based on vintage) package terminal HP | T24 minimum: 8.46 EER / 2.6 COP (based on vintage) package terminal HP | 8.90 EER / 2.7 COP (based on vintage) package terminal HP | Measure Definition does not have Energy Impact Qualifiers | HP | 317 | 0.156
136 | D03-101 | DEER2005 | D05 v2.01 | 41786.6507 | Any | Htl | New | Any | CZ14 | Cap-Tons | 241 | 200000 | None | 0 | 0 | 0 | 267 | 0.146 | 0 | 0 | 0 | 0 | 267 | 0.146 | 0 |  |  | 1 | Lodging - Hotel | New | Palmdale (China Lake for pre-2014) | Any | D03-101 | None | H.E. Package Terminal HP 7k-15k | Standard |  | 10.15 EER / 3.1 COP (based on vintage) package terminal HP | T24 minimum: 8.46 EER / 2.6 COP (based on vintage) package terminal HP | 8.90 EER / 2.7 COP (based on vintage) package terminal HP | Measure Definition does not have Energy Impact Qualifiers | HP | 267 | 0.146
137 | D03-101 | DEER2005 | D05 v2.01 | 41786.6507 | Any | Htl | New | Any | CZ15 | Cap-Tons | 259 | 200000 | None | 0 | 0 | 0 | 431 | 0.17 | 0 | 0 | 0 | 0 | 431 | 0.17 | 0 |  |  | 1 | Lodging - Hotel | New | Palm Springs-Intl (El Centro for pre-2014) | Any | D03-101 | None | H.E. Package Terminal HP 7k-15k | Standard |  | 10.15 EER / 3.1 COP (based on vintage) package terminal HP | T24 minimum: 8.46 EER / 2.6 COP (based on vintage) package terminal HP | 8.90 EER / 2.7 COP (based on vintage) package terminal HP | Measure Definition does not have Energy Impact Qualifiers | HP | 431 | 0.17
138 | D03-101 | DEER2005 | D05 v2.01 | 41786.6507 | Any | Htl | New | Any | CZ16 | Cap-Tons | 191 | 200000 | None | 0 | 0 | 0 | 202 | 0.131 | 0 | 0 | 0 | 0 | 202 | 0.131 | 0 |  |  | 1 | Lodging - Hotel | New | Blue Canyon (Mount Shasta for pre-2014) | Any | D03-101 | None | H.E. Package Terminal HP 7k-15k | Standard |  | 10.15 EER / 3.1 COP (based on vintage) package terminal HP | T24 minimum: 8.46 EER / 2.6 COP (based on vintage) package terminal HP | 8.90 EER / 2.7 COP (based on vintage) package terminal HP | Measure Definition does not have Energy Impact Qualifiers | HP | 202 | 0.131
139 | D03-101 | DEER2005 | D05 v2.01 | 41786.6507 | Any | Mtl | New | Any | CZ01 | Cap-Tons | 29.7 | 30000 | None | 0 | 0 | 0 | 193 | 0.0711 | 5.26e-06 | 0 | 0 | 0 | 193 | 0.0711 | 5.26e-06 |  |  | 1 | Lodging - Motel | New | Arcata Area | Any | D03-101 | None | H.E. Package Terminal HP 7k-15k | Standard |  | 10.15 EER / 3.1 COP (based on vintage) package terminal HP | T24 minimum: 8.46 EER / 2.6 COP (based on vintage) package terminal HP | 8.90 EER / 2.7 COP (based on vintage) package terminal HP | Measure Definition does not have Energy Impact Qualifiers | HP | 193 | 0.0711
140 | D03-101 | DEER2005 | D05 v2.01 | 41786.6507 | Any | Mtl | New | Any | CZ02 | Cap-Tons | 42.7 | 30000 | None | 0 | 0 | 0 | 215 | 0.122 | 0 | 0 | 0 | 0 | 215 | 0.122 | 0 |  |  | 1 | Lodging - Motel | New | Santa Rosa Area | Any | D03-101 | None | H.E. Package Terminal HP 7k-15k | Standard |  | 10.15 EER / 3.1 COP (based on vintage) package terminal HP | T24 minimum: 8.46 EER / 2.6 COP (based on vintage) package terminal HP | 8.90 EER / 2.7 COP (based on vintage) package terminal HP | Measure Definition does not have Energy Impact Qualifiers | HP | 215 | 0.122
141 | D03-101 | DEER2005 | D05 v2.01 | 41786.6507 | Any | Mtl | New | Any | CZ03 | Cap-Tons | 37.1 | 30000 | None | 0 | 0 | 0 | 198 | 0.0959 | 0 | 0 | 0 | 0 | 198 | 0.0959 | 0 |  |  | 1 | Lodging - Motel | New | Oakland Area | Any | D03-101 | None | H.E. Package Terminal HP 7k-15k | Standard |  | 10.15 EER / 3.1 COP (based on vintage) package terminal HP | T24 minimum: 8.46 EER / 2.6 COP (based on vintage) package terminal HP | 8.90 EER / 2.7 COP (based on vintage) package terminal HP | Measure Definition does not have Energy Impact Qualifiers | HP | 198 | 0.0959
142 | D03-101 | DEER2005 | D05 v2.01 | 41786.6507 | Any | Mtl | New | Any | CZ04 | Cap-Tons | 40.5 | 30000 | None | 0 | 0 | 0 | 235 | 0.126 | -3.85e-06 | 0 | 0 | 0 | 235 | 0.126 | -3.85e-06 |  |  | 1 | Lodging - Motel | New | San Jose-Reid (Sunnyvale for pre-2014) | Any | D03-101 | None | H.E. Package Terminal HP 7k-15k | Standard |  | 10.15 EER / 3.1 COP (based on vintage) package terminal HP | T24 minimum: 8.46 EER / 2.6 COP (based on vintage) package terminal HP | 8.90 EER / 2.7 COP (based on vintage) package terminal HP | Measure Definition does not have Energy Impact Qualifiers | HP | 235 | 0.126
143 | D03-101 | DEER2005 | D05 v2.01 | 41786.6507 | Any | Mtl | New | Any | CZ05 | Cap-Tons | 37.3 | 30000 | None | 0 | 0 | 0 | 199 | 0.0955 | 0 | 0 | 0 | 0 | 199 | 0.0955 | 0 |  |  | 1 | Lodging - Motel | New | Santa Maria Area | Any | D03-101 | None | H.E. Package Terminal HP 7k-15k | Standard |  | 10.15 EER / 3.1 COP (based on vintage) package terminal HP | T24 minimum: 8.46 EER / 2.6 COP (based on vintage) package terminal HP | 8.90 EER / 2.7 COP (based on vintage) package terminal HP | Measure Definition does not have Energy Impact Qualifiers | HP | 199 | 0.0955
144 | D03-101 | DEER2005 | D05 v2.01 | 41786.6507 | Any | Mtl | New | Any | CZ06 | Cap-Tons | 47.7 | 30000 | None | 0 | 0 | 0 | 211 | 0.0816 | 0 | 0 | 0 | 0 | 211 | 0.0816 | 0 |  |  | 1 | Lodging - Motel | New | Torrance (Los Angeles for pre-2014) | Any | D03-101 | None | H.E. Package Terminal HP 7k-15k | Standard |  | 10.15 EER / 3.1 COP (based on vintage) package terminal HP | T24 minimum: 8.46 EER / 2.6 COP (based on vintage) package terminal HP | 8.90 EER / 2.7 COP (based on vintage) package terminal HP | Measure Definition does not have Energy Impact Qualifiers | HP | 211 | 0.0816
145 | D03-101 | DEER2005 | D05 v2.01 | 41786.6507 | Any | Mtl | New | Any | CZ07 | Cap-Tons | 40.3 | 30000 | None | 0 | 0 | 0 | 254 | 0.11 | 0 | 0 | 0 | 0 | 254 | 0.11 | 0 |  |  | 1 | Lodging - Motel | New | San Diego-Lindbergh | Any | D03-101 | None | H.E. Package Terminal HP 7k-15k | Standard |  | 10.15 EER / 3.1 COP (based on vintage) package terminal HP | T24 minimum: 8.46 EER / 2.6 COP (based on vintage) package terminal HP | 8.90 EER / 2.7 COP (based on vintage) package terminal HP | Measure Definition does not have Energy Impact Qualifiers | HP | 254 | 0.11
146 | D03-101 | DEER2005 | D05 v2.01 | 41786.6507 | Any | Mtl | New | Any | CZ08 | Cap-Tons | 43.9 | 30000 | None | 0 | 0 | 0 | 268 | 0.132 | 0 | 0 | 0 | 0 | 268 | 0.132 | 0 |  |  | 1 | Lodging - Motel | New | Fullerton (El Toro for pre-2014) | Any | D03-101 | None | H.E. Package Terminal HP 7k-15k | Standard |  | 10.15 EER / 3.1 COP (based on vintage) package terminal HP | T24 minimum: 8.46 EER / 2.6 COP (based on vintage) package terminal HP | 8.90 EER / 2.7 COP (based on vintage) package terminal HP | Measure Definition does not have Energy Impact Qualifiers | HP | 268 | 0.132
147 | D03-101 | DEER2005 | D05 v2.01 | 41786.6507 | Any | Mtl | New | Any | CZ09 | Cap-Tons | 45 | 30000 | None | 0 | 0 | 0 | 268 | 0.143 | 0 | 0 | 0 | 0 | 268 | 0.143 | 0 |  |  | 1 | Lodging - Motel | New | Burbank-Glendale (Pasadena for pre-2014) | Any | D03-101 | None | H.E. Package Terminal HP 7k-15k | Standard |  | 10.15 EER / 3.1 COP (based on vintage) package terminal HP | T24 minimum: 8.46 EER / 2.6 COP (based on vintage) package terminal HP | 8.90 EER / 2.7 COP (based on vintage) package terminal HP | Measure Definition does not have Energy Impact Qualifiers | HP | 268 | 0.143
148 | D03-101 | DEER2005 | D05 v2.01 | 41786.6507 | Any | Mtl | New | Any | CZ10 | Cap-Tons | 47.3 | 30000 | None | 0 | 0 | 0 | 249 | 0.136 | 3.31e-06 | 0 | 0 | 0 | 249 | 0.136 | 3.31e-06 |  |  | 1 | Lodging - Motel | New | Riverside | Any | D03-101 | None | H.E. Package Terminal HP 7k-15k | Standard |  | 10.15 EER / 3.1 COP (based on vintage) package terminal HP | T24 minimum: 8.46 EER / 2.6 COP (based on vintage) package terminal HP | 8.90 EER / 2.7 COP (based on vintage) package terminal HP | Measure Definition does not have Energy Impact Qualifiers | HP | 249 | 0.136
149 | D03-101 | DEER2005 | D05 v2.01 | 41786.6507 | Any | Mtl | New | Any | CZ11 | Cap-Tons | 48.1 | 30000 | None | 0 | 0 | 0 | 248 | 0.127 | 0 | 0 | 0 | 0 | 248 | 0.127 | 0 |  |  | 1 | Lodging - Motel | New | Red Bluff Area | Any | D03-101 | None | H.E. Package Terminal HP 7k-15k | Standard |  | 10.15 EER / 3.1 COP (based on vintage) package terminal HP | T24 minimum: 8.46 EER / 2.6 COP (based on vintage) package terminal HP | 8.90 EER / 2.7 COP (based on vintage) package terminal HP | Measure Definition does not have Energy Impact Qualifiers | HP | 248 | 0.127
150 | D03-101 | DEER2005 | D05 v2.01 | 41786.6507 | Any | Mtl | New | Any | CZ12 | Cap-Tons | 47.4 | 30000 | None | 0 | 0 | 0 | 236 | 0.124 | 0 | 0 | 0 | 0 | 236 | 0.124 | 0 |  |  | 1 | Lodging - Motel | New | Sacramento Area | Any | D03-101 | None | H.E. Package Terminal HP 7k-15k | Standard |  | 10.15 EER / 3.1 COP (based on vintage) package terminal HP | T24 minimum: 8.46 EER / 2.6 COP (based on vintage) package terminal HP | 8.90 EER / 2.7 COP (based on vintage) package terminal HP | Measure Definition does not have Energy Impact Qualifiers | HP | 236 | 0.124
151 | D03-101 | DEER2005 | D05 v2.01 | 41786.6507 | Any | Mtl | New | Any | CZ13 | Cap-Tons | 48 | 30000 | None | 0 | 0 | 0 | 276 | 0.141 | 0 | 0 | 0 | 0 | 276 | 0.141 | 0 |  |  | 1 | Lodging - Motel | New | Fresno Area | Any | D03-101 | None | H.E. Package Terminal HP 7k-15k | Standard |  | 10.15 EER / 3.1 COP (based on vintage) package terminal HP | T24 minimum: 8.46 EER / 2.6 COP (based on vintage) package terminal HP | 8.90 EER / 2.7 COP (based on vintage) package terminal HP | Measure Definition does not have Energy Impact Qualifiers | HP | 276 | 0.141
152 | D03-101 | DEER2005 | D05 v2.01 | 41786.6507 | Any | Mtl | New | Any | CZ14 | Cap-Tons | 53 | 30000 | None | 0 | 0 | 0 | 234 | 0.124 | 0 | 0 | 0 | 0 | 234 | 0.124 | 0 |  |  | 1 | Lodging - Motel | New | Palmdale (China Lake for pre-2014) | Any | D03-101 | None | H.E. Package Terminal HP 7k-15k | Standard |  | 10.15 EER / 3.1 COP (based on vintage) package terminal HP | T24 minimum: 8.46 EER / 2.6 COP (based on vintage) package terminal HP | 8.90 EER / 2.7 COP (based on vintage) package terminal HP | Measure Definition does not have Energy Impact Qualifiers | HP | 234 | 0.124
153 | D03-101 | DEER2005 | D05 v2.01 | 41786.6507 | Any | Mtl | New | Any | CZ15 | Cap-Tons | 55.4 | 30000 | None | 0 | 0 | 0 | 326 | 0.158 | 0 | 0 | 0 | 0 | 326 | 0.158 | 0 |  |  | 1 | Lodging - Motel | New | Palm Springs-Intl (El Centro for pre-2014) | Any | D03-101 | None | H.E. Package Terminal HP 7k-15k | Standard |  | 10.15 EER / 3.1 COP (based on vintage) package terminal HP | T24 minimum: 8.46 EER / 2.6 COP (based on vintage) package terminal HP | 8.90 EER / 2.7 COP (based on vintage) package terminal HP | Measure Definition does not have Energy Impact Qualifiers | HP | 326 | 0.158
154 | D03-101 | DEER2005 | D05 v2.01 | 41786.6507 | Any | Mtl | New | Any | CZ16 | Cap-Tons | 42.2 | 30000 | None | 0 | 0 | 0 | 207 | 0.113 | 0 | 0 | 0 | 0 | 207 | 0.113 | 0 |  |  | 1 | Lodging - Motel | New | Blue Canyon (Mount Shasta for pre-2014) | Any | D03-101 | None | H.E. Package Terminal HP 7k-15k | Standard |  | 10.15 EER / 3.1 COP (based on vintage) package terminal HP | T24 minimum: 8.46 EER / 2.6 COP (based on vintage) package terminal HP | 8.90 EER / 2.7 COP (based on vintage) package terminal HP | Measure Definition does not have Energy Impact Qualifiers | HP | 207 | 0.113
157 | D03-101 | DEER2005 | D05 v2.01 | 41045 | PGE | Htl | Ex | Any | CZ01 | Cap-Tons | 176 | 200000 | None | 0 | 0 | 0 | 420 | 0.208 | 0 | 0 | 0 | 0 | 237 | 0.117 | 0 |  |  | 2 | Lodging - Hotel | Existing | Arcata Area | PG&E | D03-101 | None | H.E. Package Terminal HP 7k-15k | Standard |  | 10.15 EER / 3.1 COP (based on vintage) package terminal HP | T24 minimum: 8.46 EER / 2.6 COP (based on vintage) package terminal HP | 8.90 EER / 2.7 COP (based on vintage) package terminal HP | Measure Definition does not have Energy Impact Qualifiers | HP | 237 | 0.117
158 | D03-101 | DEER2005 | D05 v2.01 | 41045 | PGE | Htl | Ex | Any | CZ02 | Cap-Tons | 277 | 200000 | None | 0 | 0 | 0 | 482 | 0.283 | 0 | 0 | 0 | 0 | 271 | 0.16 | 0 |  |  | 2 | Lodging - Hotel | Existing | Santa Rosa Area | PG&E | D03-101 | None | H.E. Package Terminal HP 7k-15k | Standard |  | 10.15 EER / 3.1 COP (based on vintage) package terminal HP | T24 minimum: 8.46 EER / 2.6 COP (based on vintage) package terminal HP | 8.90 EER / 2.7 COP (based on vintage) package terminal HP | Measure Definition does not have Energy Impact Qualifiers | HP | 271 | 0.16
159 | D03-101 | DEER2005 | D05 v2.01 | 41045 | PGE | Htl | Ex | Any | CZ03 | Cap-Tons | 235 | 200000 | None | 0 | 0 | 0 | 510 | 0.234 | 0 | 0 | 0 | 0 | 273 | 0.126 | 0 |  |  | 2 | Lodging - Hotel | Existing | Oakland Area | PG&E | D03-101 | None | H.E. Package Terminal HP 7k-15k | Standard |  | 10.15 EER / 3.1 COP (based on vintage) package terminal HP | T24 minimum: 8.46 EER / 2.6 COP (based on vintage) package terminal HP | 8.90 EER / 2.7 COP (based on vintage) package terminal HP | Measure Definition does not have Energy Impact Qualifiers | HP | 273 | 0.126
160 | D03-101 | DEER2005 | D05 v2.01 | 41045 | PGE | Htl | Ex | Any | CZ04 | Cap-Tons | 258 | 200000 | None | 0 | 0 | 0 | 551 | 0.271 | 0 | 0 | 0 | 0 | 314 | 0.155 | 0 |  |  | 2 | Lodging - Hotel | Existing | San Jose-Reid (Sunnyvale for pre-2014) | PG&E | D03-101 | None | H.E. Package Terminal HP 7k-15k | Standard |  | 10.15 EER / 3.1 COP (based on vintage) package terminal HP | T24 minimum: 8.46 EER / 2.6 COP (based on vintage) package terminal HP | 8.90 EER / 2.7 COP (based on vintage) package terminal HP | Measure Definition does not have Energy Impact Qualifiers | HP | 314 | 0.155
162 | D03-101 | DEER2005 | D05 v2.01 | 41045 | PGE | Htl | Ex | Any | CZ11 | Cap-Tons | 319 | 200000 | None | 0 | 0 | 0 | 594 | 0.298 | 0 | 0 | 0 | 0 | 317 | 0.16 | 0 |  |  | 2 | Lodging - Hotel | Existing | Red Bluff Area | PG&E | D03-101 | None | H.E. Package Terminal HP 7k-15k | Standard |  | 10.15 EER / 3.1 COP (based on vintage) package terminal HP | T24 minimum: 8.46 EER / 2.6 COP (based on vintage) package terminal HP | 8.90 EER / 2.7 COP (based on vintage) package terminal HP | Measure Definition does not have Energy Impact Qualifiers | HP | 317 | 0.16
163 | D03-101 | DEER2005 | D05 v2.01 | 41045 | PGE | Htl | Ex | Any | CZ12 | Cap-Tons | 300 | 200000 | None | 0 | 0 | 0 | 531 | 0.275 | 0 | 0 | 0 | 0 | 299 | 0.156 | 0 |  |  | 2 | Lodging - Hotel | Existing | Sacramento Area | PG&E | D03-101 | None | H.E. Package Terminal HP 7k-15k | Standard |  | 10.15 EER / 3.1 COP (based on vintage) package terminal HP | T24 minimum: 8.46 EER / 2.6 COP (based on vintage) package terminal HP | 8.90 EER / 2.7 COP (based on vintage) package terminal HP | Measure Definition does not have Energy Impact Qualifiers | HP | 299 | 0.156
168 | D03-101 | DEER2005 | D05 v2.01 | 41045 | PGE | Mtl | Ex | Any | CZ01 | Cap-Tons | 39.6 | 30000 | None | 0 | 0 | 0 | 469 | 0.187 | 0 | 0 | 0 | 0 | 264 | 0.106 | 0 |  |  | 2 | Lodging - Motel | Existing | Arcata Area | PG&E | D03-101 | None | H.E. Package Terminal HP 7k-15k | Standard |  | 10.15 EER / 3.1 COP (based on vintage) package terminal HP | T24 minimum: 8.46 EER / 2.6 COP (based on vintage) package terminal HP | 8.90 EER / 2.7 COP (based on vintage) package terminal HP | Measure Definition does not have Energy Impact Qualifiers | HP | 264 | 0.106
169 | D03-101 | DEER2005 | D05 v2.01 | 41045 | PGE | Mtl | Ex | Any | CZ02 | Cap-Tons | 62.2 | 30000 | None | 0 | 0 | 0 | 501 | 0.266 | 0 | 0 | 0 | 0 | 281 | 0.15 | 0 |  |  | 2 | Lodging - Motel | Existing | Santa Rosa Area | PG&E | D03-101 | None | H.E. Package Terminal HP 7k-15k | Standard |  | 10.15 EER / 3.1 COP (based on vintage) package terminal HP | T24 minimum: 8.46 EER / 2.6 COP (based on vintage) package terminal HP | 8.90 EER / 2.7 COP (based on vintage) package terminal HP | Measure Definition does not have Energy Impact Qualifiers | HP | 281 | 0.15
170 | D03-101 | DEER2005 | D05 v2.01 | 41045 | PGE | Mtl | Ex | Any | CZ03 | Cap-Tons | 52.1 | 30000 | None | 0 | 0 | 0 | 519 | 0.226 | 0 | 0 | 0 | 0 | 276 | 0.121 | 0 |  |  | 2 | Lodging - Motel | Existing | Oakland Area | PG&E | D03-101 | None | H.E. Package Terminal HP 7k-15k | Standard |  | 10.15 EER / 3.1 COP (based on vintage) package terminal HP | T24 minimum: 8.46 EER / 2.6 COP (based on vintage) package terminal HP | 8.90 EER / 2.7 COP (based on vintage) package terminal HP | Measure Definition does not have Energy Impact Qualifiers | HP | 276 | 0.121
171 | D03-101 | DEER2005 | D05 v2.01 | 41045 | PGE | Mtl | Ex | Any | CZ04 | Cap-Tons | 57.1 | 30000 | None | 0 | 0 | 0 | 541 | 0.261 | 0 | 0 | 0 | 0 | 307 | 0.149 | 0 |  |  | 2 | Lodging - Motel | Existing | San Jose-Reid (Sunnyvale for pre-2014) | PG&E | D03-101 | None | H.E. Package Terminal HP 7k-15k | Standard |  | 10.15 EER / 3.1 COP (based on vintage) package terminal HP | T24 minimum: 8.46 EER / 2.6 COP (based on vintage) package terminal HP | 8.90 EER / 2.7 COP (based on vintage) package terminal HP | Measure Definition does not have Energy Impact Qualifiers | HP | 307 | 0.149
173 | D03-101 | DEER2005 | D05 v2.01 | 41045 | PGE | Mtl | Ex | Any | CZ11 | Cap-Tons | 70.2 | 30000 | None | 0 | 0 | 0 | 582 | 0.294 | 0 | 0 | 0 | 0 | 310 | 0.157 | 0 |  |  | 2 | Lodging - Motel | Existing | Red Bluff Area | PG&E | D03-101 | None | H.E. Package Terminal HP 7k-15k | Standard |  | 10.15 EER / 3.1 COP (based on vintage) package terminal HP | T24 minimum: 8.46 EER / 2.6 COP (based on vintage) package terminal HP | 8.90 EER / 2.7 COP (based on vintage) package terminal HP | Measure Definition does not have Energy Impact Qualifiers | HP | 310 | 0.157
174 | D03-101 | DEER2005 | D05 v2.01 | 41045 | PGE | Mtl | Ex | Any | CZ12 | Cap-Tons | 66 | 30000 | None | 0 | 0 | 0 | 533 | 0.268 | 0 | 0 | 0 | 0 | 298 | 0.151 | 0 |  |  | 2 | Lodging - Motel | Existing | Sacramento Area | PG&E | D03-101 | None | H.E. Package Terminal HP 7k-15k | Standard |  | 10.15 EER / 3.1 COP (based on vintage) package terminal HP | T24 minimum: 8.46 EER / 2.6 COP (based on vintage) package terminal HP | 8.90 EER / 2.7 COP (based on vintage) package terminal HP | Measure Definition does not have Energy Impact Qualifiers | HP | 298 | 0.151
181 | D03-101 | DEER2005 | D05 v2.01 | 41045 | SCE | Htl | Ex | Any | CZ05 | Cap-Tons | 220 | 200000 | None | 0 | 0 | 0 | 524 | 0.247 | 0 | 0 | 0 | 0 | 297 | 0.14 | 0 |  |  | 2 | Lodging - Hotel | Existing | Santa Maria Area | SCE | D03-101 | None | H.E. Package Terminal HP 7k-15k | Standard |  | 10.15 EER / 3.1 COP (based on vintage) package terminal HP | T24 minimum: 8.46 EER / 2.6 COP (based on vintage) package terminal HP | 8.90 EER / 2.7 COP (based on vintage) package terminal HP | Measure Definition does not have Energy Impact Qualifiers | HP | 297 | 0.14
182 | D03-101 | DEER2005 | D05 v2.01 | 41045 | SCE | Htl | Ex | Any | CZ06 | Cap-Tons | 270 | 200000 | None | 0 | 0 | 0 | 557 | 0.2 | 0 | 0 | 0 | 0 | 316 | 0.114 | 0 |  |  | 2 | Lodging - Hotel | Existing | Torrance (Los Angeles for pre-2014) | SCE | D03-101 | None | H.E. Package Terminal HP 7k-15k | Standard |  | 10.15 EER / 3.1 COP (based on vintage) package terminal HP | T24 minimum: 8.46 EER / 2.6 COP (based on vintage) package terminal HP | 8.90 EER / 2.7 COP (based on vintage) package terminal HP | Measure Definition does not have Energy Impact Qualifiers | HP | 316 | 0.114
183 | D03-101 | DEER2005 | D05 v2.01 | 41045 | SCE | Htl | Ex | Any | CZ08 | Cap-Tons | 244 | 200000 | None | 0 | 0 | 0 | 682 | 0.296 | 0 | 0 | 0 | 0 | 388 | 0.169 | 0 |  |  | 2 | Lodging - Hotel | Existing | Fullerton (El Toro for pre-2014) | SCE | D03-101 | None | H.E. Package Terminal HP 7k-15k | Standard |  | 10.15 EER / 3.1 COP (based on vintage) package terminal HP | T24 minimum: 8.46 EER / 2.6 COP (based on vintage) package terminal HP | 8.90 EER / 2.7 COP (based on vintage) package terminal HP | Measure Definition does not have Energy Impact Qualifiers | HP | 388 | 0.169
184 | D03-101 | DEER2005 | D05 v2.01 | 41045 | SCE | Htl | Ex | Any | CZ09 | Cap-Tons | 274 | 200000 | None | 0 | 0 | 0 | 649 | 0.307 | 0 | 0 | 0 | 0 | 372 | 0.177 | 0 |  |  | 2 | Lodging - Hotel | Existing | Burbank-Glendale (Pasadena for pre-2014) | SCE | D03-101 | None | H.E. Package Terminal HP 7k-15k | Standard |  | 10.15 EER / 3.1 COP (based on vintage) package terminal HP | T24 minimum: 8.46 EER / 2.6 COP (based on vintage) package terminal HP | 8.90 EER / 2.7 COP (based on vintage) package terminal HP | Measure Definition does not have Energy Impact Qualifiers | HP | 372 | 0.177
185 | D03-101 | DEER2005 | D05 v2.01 | 41045 | SCE | Htl | Ex | Any | CZ10 | Cap-Tons | 296 | 200000 | None | 0 | 0 | 0 | 538 | 0.264 | 0 | 0 | 0 | 0 | 346 | 0.17 | 0 |  |  | 2 | Lodging - Hotel | Existing | Riverside | SCE | D03-101 | None | H.E. Package Terminal HP 7k-15k | Standard |  | 10.15 EER / 3.1 COP (based on vintage) package terminal HP | T24 minimum: 8.46 EER / 2.6 COP (based on vintage) package terminal HP | 8.90 EER / 2.7 COP (based on vintage) package terminal HP | Measure Definition does not have Energy Impact Qualifiers | HP | 346 | 0.17
186 | D03-101 | DEER2005 | D05 v2.01 | 41045 | SCE | Htl | Ex | Any | CZ13 | Cap-Tons | 301 | 200000 | None | 0 | 0 | 0 | 628 | 0.296 | 0 | 0 | 0 | 0 | 376 | 0.178 | 0 |  |  | 2 | Lodging - Hotel | Existing | Fresno Area | SCE | D03-101 | None | H.E. Package Terminal HP 7k-15k | Standard |  | 10.15 EER / 3.1 COP (based on vintage) package terminal HP | T24 minimum: 8.46 EER / 2.6 COP (based on vintage) package terminal HP | 8.90 EER / 2.7 COP (based on vintage) package terminal HP | Measure Definition does not have Energy Impact Qualifiers | HP | 376 | 0.178
187 | D03-101 | DEER2005 | D05 v2.01 | 41045 | SCE | Htl | Ex | Any | CZ14 | Cap-Tons | 319 | 200000 | None | 0 | 0 | 0 | 534 | 0.253 | 0 | 0 | 0 | 0 | 329 | 0.158 | 0 |  |  | 2 | Lodging - Hotel | Existing | Palmdale (China Lake for pre-2014) | SCE | D03-101 | None | H.E. Package Terminal HP 7k-15k | Standard |  | 10.15 EER / 3.1 COP (based on vintage) package terminal HP | T24 minimum: 8.46 EER / 2.6 COP (based on vintage) package terminal HP | 8.90 EER / 2.7 COP (based on vintage) package terminal HP | Measure Definition does not have Energy Impact Qualifiers | HP | 329 | 0.158
188 | D03-101 | DEER2005 | D05 v2.01 | 41045 | SCE | Htl | Ex | Any | CZ15 | Cap-Tons | 320 | 200000 | None | 0 | 0 | 0 | 780 | 0.297 | 0 | 0 | 0 | 0 | 502 | 0.191 | 0 |  |  | 2 | Lodging - Hotel | Existing | Palm Springs-Intl (El Centro for pre-2014) | SCE | D03-101 | None | H.E. Package Terminal HP 7k-15k | Standard |  | 10.15 EER / 3.1 COP (based on vintage) package terminal HP | T24 minimum: 8.46 EER / 2.6 COP (based on vintage) package terminal HP | 8.90 EER / 2.7 COP (based on vintage) package terminal HP | Measure Definition does not have Energy Impact Qualifiers | HP | 502 | 0.191
189 | D03-101 | DEER2005 | D05 v2.01 | 41045 | SCE | Htl | Ex | Any | CZ16 | Cap-Tons | 243 | 200000 | None | 0 | 0 | 0 | 433 | 0.268 | 0 | 0 | 0 | 0 | 255 | 0.159 | 0 |  |  | 2 | Lodging - Hotel | Existing | Blue Canyon (Mount Shasta for pre-2014) | SCE | D03-101 | None | H.E. Package Terminal HP 7k-15k | Standard |  | 10.15 EER / 3.1 COP (based on vintage) package terminal HP | T24 minimum: 8.46 EER / 2.6 COP (based on vintage) package terminal HP | 8.90 EER / 2.7 COP (based on vintage) package terminal HP | Measure Definition does not have Energy Impact Qualifiers | HP | 255 | 0.159
192 | D03-101 | DEER2005 | D05 v2.01 | 41045 | SCE | Mtl | Ex | Any | CZ05 | Cap-Tons | 50.5 | 30000 | None | 0 | 0 | 0 | 511 | 0.229 | 0 | 0 | 0 | 0 | 290 | 0.13 | 0 |  |  | 2 | Lodging - Motel | Existing | Santa Maria Area | SCE | D03-101 | None | H.E. Package Terminal HP 7k-15k | Standard |  | 10.15 EER / 3.1 COP (based on vintage) package terminal HP | T24 minimum: 8.46 EER / 2.6 COP (based on vintage) package terminal HP | 8.90 EER / 2.7 COP (based on vintage) package terminal HP | Measure Definition does not have Energy Impact Qualifiers | HP | 290 | 0.13
193 | D03-101 | DEER2005 | D05 v2.01 | 41045 | SCE | Mtl | Ex | Any | CZ06 | Cap-Tons | 60.8 | 30000 | None | 0 | 0 | 0 | 495 | 0.188 | 0 | 0 | 0 | 0 | 280 | 0.106 | 0 |  |  | 2 | Lodging - Motel | Existing | Torrance (Los Angeles for pre-2014) | SCE | D03-101 | None | H.E. Package Terminal HP 7k-15k | Standard |  | 10.15 EER / 3.1 COP (based on vintage) package terminal HP | T24 minimum: 8.46 EER / 2.6 COP (based on vintage) package terminal HP | 8.90 EER / 2.7 COP (based on vintage) package terminal HP | Measure Definition does not have Energy Impact Qualifiers | HP | 280 | 0.106
194 | D03-101 | DEER2005 | D05 v2.01 | 41045 | SCE | Mtl | Ex | Any | CZ08 | Cap-Tons | 55.5 | 30000 | None | 0 | 0 | 0 | 613 | 0.288 | 0 | 0 | 0 | 0 | 347 | 0.164 | 0 |  |  | 2 | Lodging - Motel | Existing | Fullerton (El Toro for pre-2014) | SCE | D03-101 | None | H.E. Package Terminal HP 7k-15k | Standard |  | 10.15 EER / 3.1 COP (based on vintage) package terminal HP | T24 minimum: 8.46 EER / 2.6 COP (based on vintage) package terminal HP | 8.90 EER / 2.7 COP (based on vintage) package terminal HP | Measure Definition does not have Energy Impact Qualifiers | HP | 347 | 0.164
195 | D03-101 | DEER2005 | D05 v2.01 | 41045 | SCE | Mtl | Ex | Any | CZ09 | Cap-Tons | 60.6 | 30000 | None | 0 | 0 | 0 | 592 | 0.302 | 0 | 0 | 0 | 0 | 337 | 0.173 | 0 |  |  | 2 | Lodging - Motel | Existing | Burbank-Glendale (Pasadena for pre-2014) | SCE | D03-101 | None | H.E. Package Terminal HP 7k-15k | Standard |  | 10.15 EER / 3.1 COP (based on vintage) package terminal HP | T24 minimum: 8.46 EER / 2.6 COP (based on vintage) package terminal HP | 8.90 EER / 2.7 COP (based on vintage) package terminal HP | Measure Definition does not have Energy Impact Qualifiers | HP | 337 | 0.173
196 | D03-101 | DEER2005 | D05 v2.01 | 41045 | SCE | Mtl | Ex | Any | CZ10 | Cap-Tons | 64.6 | 30000 | None | 0 | 0 | 0 | 501 | 0.254 | 0 | 0 | 0 | 0 | 320 | 0.163 | 0 |  |  | 2 | Lodging - Motel | Existing | Riverside | SCE | D03-101 | None | H.E. Package Terminal HP 7k-15k | Standard |  | 10.15 EER / 3.1 COP (based on vintage) package terminal HP | T24 minimum: 8.46 EER / 2.6 COP (based on vintage) package terminal HP | 8.90 EER / 2.7 COP (based on vintage) package terminal HP | Measure Definition does not have Energy Impact Qualifiers | HP | 320 | 0.163
197 | D03-101 | DEER2005 | D05 v2.01 | 41045 | SCE | Mtl | Ex | Any | CZ13 | Cap-Tons | 66.6 | 30000 | None | 0 | 0 | 0 | 585 | 0.291 | 0 | 0 | 0 | 0 | 348 | 0.174 | 0 |  |  | 2 | Lodging - Motel | Existing | Fresno Area | SCE | D03-101 | None | H.E. Package Terminal HP 7k-15k | Standard |  | 10.15 EER / 3.1 COP (based on vintage) package terminal HP | T24 minimum: 8.46 EER / 2.6 COP (based on vintage) package terminal HP | 8.90 EER / 2.7 COP (based on vintage) package terminal HP | Measure Definition does not have Energy Impact Qualifiers | HP | 348 | 0.174
198 | D03-101 | DEER2005 | D05 v2.01 | 41045 | SCE | Mtl | Ex | Any | CZ14 | Cap-Tons | 71 | 30000 | None | 0 | 0 | 0 | 500 | 0.244 | 0 | 0 | 0 | 0 | 307 | 0.151 | 0 |  |  | 2 | Lodging - Motel | Existing | Palmdale (China Lake for pre-2014) | SCE | D03-101 | None | H.E. Package Terminal HP 7k-15k | Standard |  | 10.15 EER / 3.1 COP (based on vintage) package terminal HP | T24 minimum: 8.46 EER / 2.6 COP (based on vintage) package terminal HP | 8.90 EER / 2.7 COP (based on vintage) package terminal HP | Measure Definition does not have Energy Impact Qualifiers | HP | 307 | 0.151
199 | D03-101 | DEER2005 | D05 v2.01 | 41045 | SCE | Mtl | Ex | Any | CZ15 | Cap-Tons | 73.5 | 30000 | None | 0 | 0 | 0 | 624 | 0.284 | 0 | 0 | 0 | 0 | 401 | 0.183 | 0 |  |  | 2 | Lodging - Motel | Existing | Palm Springs-Intl (El Centro for pre-2014) | SCE | D03-101 | None | H.E. Package Terminal HP 7k-15k | Standard |  | 10.15 EER / 3.1 COP (based on vintage) package terminal HP | T24 minimum: 8.46 EER / 2.6 COP (based on vintage) package terminal HP | 8.90 EER / 2.7 COP (based on vintage) package terminal HP | Measure Definition does not have Energy Impact Qualifiers | HP | 401 | 0.183
200 | D03-101 | DEER2005 | D05 v2.01 | 41045 | SCE | Mtl | Ex | Any | CZ16 | Cap-Tons | 58.5 | 30000 | None | 0 | 0 | 0 | 442 | 0.243 | 0 | 0 | 0 | 0 | 260 | 0.145 | 0 |  |  | 2 | Lodging - Motel | Existing | Blue Canyon (Mount Shasta for pre-2014) | SCE | D03-101 | None | H.E. Package Terminal HP 7k-15k | Standard |  | 10.15 EER / 3.1 COP (based on vintage) package terminal HP | T24 minimum: 8.46 EER / 2.6 COP (based on vintage) package terminal HP | 8.90 EER / 2.7 COP (based on vintage) package terminal HP | Measure Definition does not have Energy Impact Qualifiers | HP | 260 | 0.145
230 | D03-101 | DEER2005 | D05 v2.01 | 41045 | SDG | Htl | Ex | Any | CZ07 | Cap-Tons | 220 | 200000 | None | 0 | 0 | 0 | 603 | 0.237 | 0 | 0 | 0 | 0 | 371 | 0.146 | 0 |  |  | 2 | Lodging - Hotel | Existing | San Diego-Lindbergh | SDG&E | D03-101 | None | H.E. Package Terminal HP 7k-15k | Standard |  | 10.15 EER / 3.1 COP (based on vintage) package terminal HP | T24 minimum: 8.46 EER / 2.6 COP (based on vintage) package terminal HP | 8.90 EER / 2.7 COP (based on vintage) package terminal HP | Measure Definition does not have Energy Impact Qualifiers | HP | 371 | 0.146
238 | D03-101 | DEER2005 | D05 v2.01 | 41045 | SDG | Mtl | Ex | Any | CZ07 | Cap-Tons | 48.6 | 30000 | None | 0 | 0 | 0 | 527 | 0.222 | 0 | 0 | 0 | 0 | 323 | 0.136 | 0 |  |  | 2 | Lodging - Motel | Existing | San Diego-Lindbergh | SDG&E | D03-101 | None | H.E. Package Terminal HP 7k-15k | Standard |  | 10.15 EER / 3.1 COP (based on vintage) package terminal HP | T24 minimum: 8.46 EER / 2.6 COP (based on vintage) package terminal HP | 8.90 EER / 2.7 COP (based on vintage) package terminal HP | Measure Definition does not have Energy Impact Qualifiers | HP | 323 | 0.136
489 | D03-099 | DEER2005 | D05 v2.01 | 41786.6507 | Any | Htl | New | Any | CZ01 | Cap-Tons | 149 | 200000 | None | 0 | 0 | 0 | 153 | 0.0866 | 0 | 0 | 0 | 0 | 153 | 0.0866 | 0 |  |  | 1 | Lodging - Hotel | New | Arcata Area | Any | D03-099 | None | H.E. Package Terminal A/C 7k-15k | Standard |  | 10.27 EER (based on vintage) package terminal A/C | T24 minimum: 8.56 EER (based on vintage) package terminal A/C | 8.50 EER (based on vintage) package terminal A/C | Measure Definition does not have Energy Impact Qualifiers | A/C | 142.7387 | 0.075098
490 | D03-099 | DEER2005 | D05 v2.01 | 41786.6507 | Any | Htl | New | Any | CZ02 | Cap-Tons | 203 | 200000 | None | 0 | 0 | 0 | 197 | 0.137 | 0 | 0 | 0 | 0 | 197 | 0.137 | 0 |  |  | 1 | Lodging - Hotel | New | Santa Rosa Area | Any | D03-099 | None | H.E. Package Terminal A/C 7k-15k | Standard |  | 10.27 EER (based on vintage) package terminal A/C | T24 minimum: 8.56 EER (based on vintage) package terminal A/C | 8.50 EER (based on vintage) package terminal A/C | Measure Definition does not have Energy Impact Qualifiers | A/C | 183.7878 | 0.1188
491 | D03-099 | DEER2005 | D05 v2.01 | 41786.6507 | Any | Htl | New | Any | CZ03 | Cap-Tons | 183 | 200000 | None | 0 | 0 | 0 | 204 | 0.104 | 0 | 0 | 0 | 0 | 204 | 0.104 | 0 |  |  | 1 | Lodging - Hotel | New | Oakland Area | Any | D03-099 | None | H.E. Package Terminal A/C 7k-15k | Standard |  | 10.27 EER (based on vintage) package terminal A/C | T24 minimum: 8.56 EER (based on vintage) package terminal A/C | 8.50 EER (based on vintage) package terminal A/C | Measure Definition does not have Energy Impact Qualifiers | A/C | 190.3183 | 0.090186
492 | D03-099 | DEER2005 | D05 v2.01 | 41786.6507 | Any | Htl | New | Any | CZ04 | Cap-Tons | 197 | 200000 | None | 0 | 0 | 0 | 245 | 0.136 | 0 | 0 | 0 | 0 | 245 | 0.136 | 0 |  |  | 1 | Lodging - Hotel | New | San Jose-Reid (Sunnyvale for pre-2014) | Any | D03-099 | None | H.E. Package Terminal A/C 7k-15k | Standard |  | 10.27 EER (based on vintage) package terminal A/C | T24 minimum: 8.56 EER (based on vintage) package terminal A/C | 8.50 EER (based on vintage) package terminal A/C | Measure Definition does not have Energy Impact Qualifiers | A/C | 228.5686 | 0.11794
493 | D03-099 | DEER2005 | D05 v2.01 | 41786.6507 | Any | Htl | New | Any | CZ05 | Cap-Tons | 181 | 200000 | None | 0 | 0 | 0 | 219 | 0.103 | 0 | 0 | 0 | 0 | 219 | 0.103 | 0 |  |  | 1 | Lodging - Hotel | New | Santa Maria Area | Any | D03-099 | None | H.E. Package Terminal A/C 7k-15k | Standard |  | 10.27 EER (based on vintage) package terminal A/C | T24 minimum: 8.56 EER (based on vintage) package terminal A/C | 8.50 EER (based on vintage) package terminal A/C | Measure Definition does not have Energy Impact Qualifiers | A/C | 204.3123 | 0.089319
494 | D03-099 | DEER2005 | D05 v2.01 | 41786.6507 | Any | Htl | New | Any | CZ06 | Cap-Tons | 218 | 200000 | None | 0 | 0 | 0 | 266 | 0.0897 | 0 | 0 | 0 | 0 | 266 | 0.0897 | 0 |  |  | 1 | Lodging - Hotel | New | Torrance (Los Angeles for pre-2014) | Any | D03-099 | None | H.E. Package Terminal A/C 7k-15k | Standard |  | 10.27 EER (based on vintage) package terminal A/C | T24 minimum: 8.56 EER (based on vintage) package terminal A/C | 8.50 EER (based on vintage) package terminal A/C | Measure Definition does not have Energy Impact Qualifiers | A/C | 248.1602 | 0.077786
495 | D03-099 | DEER2005 | D05 v2.01 | 41786.6507 | Any | Htl | New | Any | CZ07 | Cap-Tons | 196 | 200000 | None | 0 | 0 | 0 | 309 | 0.119 | 0 | 0 | 0 | 0 | 309 | 0.119 | 0 |  |  | 1 | Lodging - Hotel | New | San Diego-Lindbergh | Any | D03-099 | None | H.E. Package Terminal A/C 7k-15k | Standard |  | 10.27 EER (based on vintage) package terminal A/C | T24 minimum: 8.56 EER (based on vintage) package terminal A/C | 8.50 EER (based on vintage) package terminal A/C | Measure Definition does not have Energy Impact Qualifiers | A/C | 288.2763 | 0.10319
496 | D03-099 | DEER2005 | D05 v2.01 | 41786.6507 | Any | Htl | New | Any | CZ08 | Cap-Tons | 201 | 200000 | None | 0 | 0 | 0 | 317 | 0.141 | 0 | 0 | 0 | 0 | 317 | 0.141 | 0 |  |  | 1 | Lodging - Hotel | New | Fullerton (El Toro for pre-2014) | Any | D03-099 | None | H.E. Package Terminal A/C 7k-15k | Standard |  | 10.27 EER (based on vintage) package terminal A/C | T24 minimum: 8.56 EER (based on vintage) package terminal A/C | 8.50 EER (based on vintage) package terminal A/C | Measure Definition does not have Energy Impact Qualifiers | A/C | 295.7398 | 0.12227
497 | D03-099 | DEER2005 | D05 v2.01 | 41786.6507 | Any | Htl | New | Any | CZ09 | Cap-Tons | 211 | 200000 | None | 0 | 0 | 0 | 319 | 0.152 | 0 | 0 | 0 | 0 | 319 | 0.152 | 0 |  |  | 1 | Lodging - Hotel | New | Burbank-Glendale (Pasadena for pre-2014) | Any | D03-099 | None | H.E. Package Terminal A/C 7k-15k | Standard |  | 10.27 EER (based on vintage) package terminal A/C | T24 minimum: 8.56 EER (based on vintage) package terminal A/C | 8.50 EER (based on vintage) package terminal A/C | Measure Definition does not have Energy Impact Qualifiers | A/C | 297.6056 | 0.13181
498 | D03-099 | DEER2005 | D05 v2.01 | 41786.6507 | Any | Htl | New | Any | CZ10 | Cap-Tons | 224 | 200000 | None | 0 | 0 | 0 | 290 | 0.151 | 0 | 0 | 0 | 0 | 290 | 0.151 | 0 |  |  | 1 | Lodging - Hotel | New | Riverside | Any | D03-099 | None | H.E. Package Terminal A/C 7k-15k | Standard |  | 10.27 EER (based on vintage) package terminal A/C | T24 minimum: 8.56 EER (based on vintage) package terminal A/C | 8.50 EER (based on vintage) package terminal A/C | Measure Definition does not have Energy Impact Qualifiers | A/C | 270.5506 | 0.13094
499 | D03-099 | DEER2005 | D05 v2.01 | 41786.6507 | Any | Htl | New | Any | CZ11 | Cap-Tons | 225 | 200000 | None | 0 | 0 | 0 | 244 | 0.137 | 0 | 0 | 0 | 0 | 244 | 0.137 | 0 |  |  | 1 | Lodging - Hotel | New | Red Bluff Area | Any | D03-099 | None | H.E. Package Terminal A/C 7k-15k | Standard |  | 10.27 EER (based on vintage) package terminal A/C | T24 minimum: 8.56 EER (based on vintage) package terminal A/C | 8.50 EER (based on vintage) package terminal A/C | Measure Definition does not have Energy Impact Qualifiers | A/C | 227.6356 | 0.1188
500 | D03-099 | DEER2005 | D05 v2.01 | 41786.6507 | Any | Htl | New | Any | CZ12 | Cap-Tons | 225 | 200000 | None | 0 | 0 | 0 | 224 | 0.135 | 0 | 0 | 0 | 0 | 224 | 0.135 | 0 |  |  | 1 | Lodging - Hotel | New | Sacramento Area | Any | D03-099 | None | H.E. Package Terminal A/C 7k-15k | Standard |  | 10.27 EER (based on vintage) package terminal A/C | T24 minimum: 8.56 EER (based on vintage) package terminal A/C | 8.50 EER (based on vintage) package terminal A/C | Measure Definition does not have Energy Impact Qualifiers | A/C | 208.977 | 0.11707
501 | D03-099 | DEER2005 | D05 v2.01 | 41786.6507 | Any | Htl | New | Any | CZ13 | Cap-Tons | 228 | 200000 | None | 0 | 0 | 0 | 298 | 0.152 | 0 | 0 | 0 | 0 | 298 | 0.152 | 0 |  |  | 1 | Lodging - Hotel | New | Fresno Area | Any | D03-099 | None | H.E. Package Terminal A/C 7k-15k | Standard |  | 10.27 EER (based on vintage) package terminal A/C | T24 minimum: 8.56 EER (based on vintage) package terminal A/C | 8.50 EER (based on vintage) package terminal A/C | Measure Definition does not have Energy Impact Qualifiers | A/C | 278.014 | 0.13181
502 | D03-099 | DEER2005 | D05 v2.01 | 41786.6507 | Any | Htl | New | Any | CZ14 | Cap-Tons | 241 | 200000 | None | 0 | 0 | 0 | 248 | 0.142 | 0 | 0 | 0 | 0 | 248 | 0.142 | 0 |  |  | 1 | Lodging - Hotel | New | Palmdale (China Lake for pre-2014) | Any | D03-099 | None | H.E. Package Terminal A/C 7k-15k | Standard |  | 10.27 EER (based on vintage) package terminal A/C | T24 minimum: 8.56 EER (based on vintage) package terminal A/C | 8.50 EER (based on vintage) package terminal A/C | Measure Definition does not have Energy Impact Qualifiers | A/C | 231.3674 | 0.12314
503 | D03-099 | DEER2005 | D05 v2.01 | 41786.6507 | Any | Htl | New | Any | CZ15 | Cap-Tons | 259 | 200000 | None | 0 | 0 | 0 | 421 | 0.167 | 0 | 0 | 0 | 0 | 421 | 0.167 | 0 |  |  | 1 | Lodging - Hotel | New | Palm Springs-Intl (El Centro for pre-2014) | Any | D03-099 | None | H.E. Package Terminal A/C 7k-15k | Standard |  | 10.27 EER (based on vintage) package terminal A/C | T24 minimum: 8.56 EER (based on vintage) package terminal A/C | 8.50 EER (based on vintage) package terminal A/C | Measure Definition does not have Energy Impact Qualifiers | A/C | 392.7648 | 0.14482
504 | D03-099 | DEER2005 | D05 v2.01 | 41786.6507 | Any | Htl | New | Any | CZ16 | Cap-Tons | 191 | 200000 | None | 0 | 0 | 0 | 161 | 0.128 | 0 | 0 | 0 | 0 | 161 | 0.128 | 0 |  |  | 1 | Lodging - Hotel | New | Blue Canyon (Mount Shasta for pre-2014) | Any | D03-099 | None | H.E. Package Terminal A/C 7k-15k | Standard |  | 10.27 EER (based on vintage) package terminal A/C | T24 minimum: 8.56 EER (based on vintage) package terminal A/C | 8.50 EER (based on vintage) package terminal A/C | Measure Definition does not have Energy Impact Qualifiers | A/C | 150.2022 | 0.111
505 | D03-099 | DEER2005 | D05 v2.01 | 41786.6507 | Any | Mtl | New | Any | CZ01 | Cap-Tons | 29.5 | 30000 | None | 0 | 0 | 0 | 115 | 0.0716 | 0 | 0 | 0 | 0 | 115 | 0.0716 | 0 |  |  | 1 | Lodging - Motel | New | Arcata Area | Any | D03-099 | None | H.E. Package Terminal A/C 7k-15k | Standard |  | 10.27 EER (based on vintage) package terminal A/C | T24 minimum: 8.56 EER (based on vintage) package terminal A/C | 8.50 EER (based on vintage) package terminal A/C | Measure Definition does not have Energy Impact Qualifiers | A/C | 107.2873 | 0.06209
506 | D03-099 | DEER2005 | D05 v2.01 | 41786.6507 | Any | Mtl | New | Any | CZ02 | Cap-Tons | 42.4 | 30000 | None | 0 | 0 | 0 | 160 | 0.12 | 0 | 0 | 0 | 0 | 160 | 0.12 | 0 |  |  | 1 | Lodging - Motel | New | Santa Rosa Area | Any | D03-099 | None | H.E. Package Terminal A/C 7k-15k | Standard |  | 10.27 EER (based on vintage) package terminal A/C | T24 minimum: 8.56 EER (based on vintage) package terminal A/C | 8.50 EER (based on vintage) package terminal A/C | Measure Definition does not have Energy Impact Qualifiers | A/C | 149.2693 | 0.10406
507 | D03-099 | DEER2005 | D05 v2.01 | 41786.6507 | Any | Mtl | New | Any | CZ03 | Cap-Tons | 37.1 | 30000 | None | 0 | 0 | 0 | 155 | 0.0929 | 0 | 0 | 0 | 0 | 155 | 0.0929 | 0 |  |  | 1 | Lodging - Motel | New | Oakland Area | Any | D03-099 | None | H.E. Package Terminal A/C 7k-15k | Standard |  | 10.27 EER (based on vintage) package terminal A/C | T24 minimum: 8.56 EER (based on vintage) package terminal A/C | 8.50 EER (based on vintage) package terminal A/C | Measure Definition does not have Energy Impact Qualifiers | A/C | 144.6046 | 0.080561
508 | D03-099 | DEER2005 | D05 v2.01 | 41786.6507 | Any | Mtl | New | Any | CZ04 | Cap-Tons | 40.5 | 30000 | None | 0 | 0 | 0 | 195 | 0.123 | 0 | 0 | 0 | 0 | 195 | 0.123 | 0 |  |  | 1 | Lodging - Motel | New | San Jose-Reid (Sunnyvale for pre-2014) | Any | D03-099 | None | H.E. Package Terminal A/C 7k-15k | Standard |  | 10.27 EER (based on vintage) package terminal A/C | T24 minimum: 8.56 EER (based on vintage) package terminal A/C | 8.50 EER (based on vintage) package terminal A/C | Measure Definition does not have Energy Impact Qualifiers | A/C | 181.9219 | 0.10666
509 | D03-099 | DEER2005 | D05 v2.01 | 41786.6507 | Any | Mtl | New | Any | CZ05 | Cap-Tons | 36.2 | 30000 | None | 0 | 0 | 0 | 172 | 0.0921 | 0 | 0 | 0 | 0 | 172 | 0.0921 | 0 |  |  | 1 | Lodging - Motel | New | Santa Maria Area | Any | D03-099 | None | H.E. Package Terminal A/C 7k-15k | Standard |  | 10.27 EER (based on vintage) package terminal A/C | T24 minimum: 8.56 EER (based on vintage) package terminal A/C | 8.50 EER (based on vintage) package terminal A/C | Measure Definition does not have Energy Impact Qualifiers | A/C | 160.4645 | 0.079867
510 | D03-099 | DEER2005 | D05 v2.01 | 41786.6507 | Any | Mtl | New | Any | CZ06 | Cap-Tons | 47.7 | 30000 | None | 0 | 0 | 0 | 195 | 0.0792 | 0 | 0 | 0 | 0 | 195 | 0.0792 | 0 |  |  | 1 | Lodging - Motel | New | Torrance (Los Angeles for pre-2014) | Any | D03-099 | None | H.E. Package Terminal A/C 7k-15k | Standard |  | 10.27 EER (based on vintage) package terminal A/C | T24 minimum: 8.56 EER (based on vintage) package terminal A/C | 8.50 EER (based on vintage) package terminal A/C | Measure Definition does not have Energy Impact Qualifiers | A/C | 181.9219 | 0.06868
511 | D03-099 | DEER2005 | D05 v2.01 | 41786.6507 | Any | Mtl | New | Any | CZ07 | Cap-Tons | 40.3 | 30000 | None | 0 | 0 | 0 | 238 | 0.107 | 0 | 0 | 0 | 0 | 238 | 0.107 | 0 |  |  | 1 | Lodging - Motel | New | San Diego-Lindbergh | Any | D03-099 | None | H.E. Package Terminal A/C 7k-15k | Standard |  | 10.27 EER (based on vintage) package terminal A/C | T24 minimum: 8.56 EER (based on vintage) package terminal A/C | 8.50 EER (based on vintage) package terminal A/C | Measure Definition does not have Energy Impact Qualifiers | A/C | 222.038 | 0.092788
512 | D03-099 | DEER2005 | D05 v2.01 | 41786.6507 | Any | Mtl | New | Any | CZ08 | Cap-Tons | 43.9 | 30000 | None | 0 | 0 | 0 | 247 | 0.129 | 0 | 0 | 0 | 0 | 247 | 0.129 | 0 |  |  | 1 | Lodging - Motel | New | Fullerton (El Toro for pre-2014) | Any | D03-099 | None | H.E. Package Terminal A/C 7k-15k | Standard |  | 10.27 EER (based on vintage) package terminal A/C | T24 minimum: 8.56 EER (based on vintage) package terminal A/C | 8.50 EER (based on vintage) package terminal A/C | Measure Definition does not have Energy Impact Qualifiers | A/C | 230.4344 | 0.11187
513 | D03-099 | DEER2005 | D05 v2.01 | 41786.6507 | Any | Mtl | New | Any | CZ09 | Cap-Tons | 45 | 30000 | None | 0 | 0 | 0 | 252 | 0.141 | 0 | 0 | 0 | 0 | 252 | 0.141 | 0 |  |  | 1 | Lodging - Motel | New | Burbank-Glendale (Pasadena for pre-2014) | Any | D03-099 | None | H.E. Package Terminal A/C 7k-15k | Standard |  | 10.27 EER (based on vintage) package terminal A/C | T24 minimum: 8.56 EER (based on vintage) package terminal A/C | 8.50 EER (based on vintage) package terminal A/C | Measure Definition does not have Energy Impact Qualifiers | A/C | 235.0991 | 0.12227
514 | D03-099 | DEER2005 | D05 v2.01 | 41786.6507 | Any | Mtl | New | Any | CZ10 | Cap-Tons | 47.3 | 30000 | None | 0 | 0 | 0 | 228 | 0.134 | 0 | 0 | 0 | 0 | 228 | 0.134 | 0 |  |  | 1 | Lodging - Motel | New | Riverside | Any | D03-099 | None | H.E. Package Terminal A/C 7k-15k | Standard |  | 10.27 EER (based on vintage) package terminal A/C | T24 minimum: 8.56 EER (based on vintage) package terminal A/C | 8.50 EER (based on vintage) package terminal A/C | Measure Definition does not have Energy Impact Qualifiers | A/C | 212.7087 | 0.1162
515 | D03-099 | DEER2005 | D05 v2.01 | 41786.6507 | Any | Mtl | New | Any | CZ11 | Cap-Tons | 48.1 | 30000 | None | 0 | 0 | 0 | 190 | 0.125 | 0 | 0 | 0 | 0 | 190 | 0.125 | 0 |  |  | 1 | Lodging - Motel | New | Red Bluff Area | Any | D03-099 | None | H.E. Package Terminal A/C 7k-15k | Standard |  | 10.27 EER (based on vintage) package terminal A/C | T24 minimum: 8.56 EER (based on vintage) package terminal A/C | 8.50 EER (based on vintage) package terminal A/C | Measure Definition does not have Energy Impact Qualifiers | A/C | 177.2573 | 0.1084
516 | D03-099 | DEER2005 | D05 v2.01 | 41786.6507 | Any | Mtl | New | Any | CZ12 | Cap-Tons | 47.4 | 30000 | None | 0 | 0 | 0 | 179 | 0.122 | 0 | 0 | 0 | 0 | 179 | 0.122 | 0 |  |  | 1 | Lodging - Motel | New | Sacramento Area | Any | D03-099 | None | H.E. Package Terminal A/C 7k-15k | Standard |  | 10.27 EER (based on vintage) package terminal A/C | T24 minimum: 8.56 EER (based on vintage) package terminal A/C | 8.50 EER (based on vintage) package terminal A/C | Measure Definition does not have Energy Impact Qualifiers | A/C | 166.995 | 0.1058
517 | D03-099 | DEER2005 | D05 v2.01 | 41786.6507 | Any | Mtl | New | Any | CZ13 | Cap-Tons | 48 | 30000 | None | 0 | 0 | 0 | 234 | 0.139 | 0 | 0 | 0 | 0 | 234 | 0.139 | 0 |  |  | 1 | Lodging - Motel | New | Fresno Area | Any | D03-099 | None | H.E. Package Terminal A/C 7k-15k | Standard |  | 10.27 EER (based on vintage) package terminal A/C | T24 minimum: 8.56 EER (based on vintage) package terminal A/C | 8.50 EER (based on vintage) package terminal A/C | Measure Definition does not have Energy Impact Qualifiers | A/C | 218.3063 | 0.12054
518 | D03-099 | DEER2005 | D05 v2.01 | 41786.6507 | Any | Mtl | New | Any | CZ14 | Cap-Tons | 51.9 | 30000 | None | 0 | 0 | 0 | 195 | 0.122 | 0 | 0 | 0 | 0 | 195 | 0.122 | 0 |  |  | 1 | Lodging - Motel | New | Palmdale (China Lake for pre-2014) | Any | D03-099 | None | H.E. Package Terminal A/C 7k-15k | Standard |  | 10.27 EER (based on vintage) package terminal A/C | T24 minimum: 8.56 EER (based on vintage) package terminal A/C | 8.50 EER (based on vintage) package terminal A/C | Measure Definition does not have Energy Impact Qualifiers | A/C | 181.9219 | 0.1058
519 | D03-099 | DEER2005 | D05 v2.01 | 41786.6507 | Any | Mtl | New | Any | CZ15 | Cap-Tons | 55.4 | 30000 | None | 0 | 0 | 0 | 313 | 0.154 | 0 | 0 | 0 | 0 | 313 | 0.154 | 0 |  |  | 1 | Lodging - Motel | New | Palm Springs-Intl (El Centro for pre-2014) | Any | D03-099 | None | H.E. Package Terminal A/C 7k-15k | Standard |  | 10.27 EER (based on vintage) package terminal A/C | T24 minimum: 8.56 EER (based on vintage) package terminal A/C | 8.50 EER (based on vintage) package terminal A/C | Measure Definition does not have Energy Impact Qualifiers | A/C | 292.008 | 0.13355
520 | D03-099 | DEER2005 | D05 v2.01 | 41786.6507 | Any | Mtl | New | Any | CZ16 | Cap-Tons | 38.1 | 30000 | None | 0 | 0 | 0 | 141 | 0.122 | 0 | 0 | 0 | 0 | 141 | 0.122 | 0 |  |  | 1 | Lodging - Motel | New | Blue Canyon (Mount Shasta for pre-2014) | Any | D03-099 | None | H.E. Package Terminal A/C 7k-15k | Standard |  | 10.27 EER (based on vintage) package terminal A/C | T24 minimum: 8.56 EER (based on vintage) package terminal A/C | 8.50 EER (based on vintage) package terminal A/C | Measure Definition does not have Energy Impact Qualifiers | A/C | 131.5435 | 0.1058
523 | D03-099 | DEER2005 | D05 v2.01 | 40945 | PGE | Htl | Ex | Any | CZ01 | Cap-Tons | 176 | 200000 | None | 0 | 0 | 0 | 397 | 0.218 | 0 | 0 | 0 | 0 | 221 | 0.12 | 0 |  |  | 2 | Lodging - Hotel | Existing | Arcata Area | PG&E | D03-099 | None | H.E. Package Terminal A/C 7k-15k | Standard |  | 10.27 EER (based on vintage) package terminal A/C | T24 minimum: 8.56 EER (based on vintage) package terminal A/C | 8.50 EER (based on vintage) package terminal A/C | Measure Definition does not have Energy Impact Qualifiers | A/C | 221 | 0.12
524 | D03-099 | DEER2005 | D05 v2.01 | 40945 | PGE | Htl | Ex | Any | CZ02 | Cap-Tons | 277 | 200000 | None | 0 | 0 | 0 | 473 | 0.296 | 0 | 0 | 0 | 0 | 259 | 0.163 | 0 |  |  | 2 | Lodging - Hotel | Existing | Santa Rosa Area | PG&E | D03-099 | None | H.E. Package Terminal A/C 7k-15k | Standard |  | 10.27 EER (based on vintage) package terminal A/C | T24 minimum: 8.56 EER (based on vintage) package terminal A/C | 8.50 EER (based on vintage) package terminal A/C | Measure Definition does not have Energy Impact Qualifiers | A/C | 259 | 0.163
525 | D03-099 | DEER2005 | D05 v2.01 | 40945 | PGE | Htl | Ex | Any | CZ03 | Cap-Tons | 235 | 200000 | None | 0 | 0 | 0 | 506 | 0.244 | 0 | 0 | 0 | 0 | 263 | 0.128 | 0 |  |  | 2 | Lodging - Hotel | Existing | Oakland Area | PG&E | D03-099 | None | H.E. Package Terminal A/C 7k-15k | Standard |  | 10.27 EER (based on vintage) package terminal A/C | T24 minimum: 8.56 EER (based on vintage) package terminal A/C | 8.50 EER (based on vintage) package terminal A/C | Measure Definition does not have Energy Impact Qualifiers | A/C | 263 | 0.128
526 | D03-099 | DEER2005 | D05 v2.01 | 40945 | PGE | Htl | Ex | Any | CZ04 | Cap-Tons | 258 | 200000 | None | 0 | 0 | 0 | 555 | 0.283 | 0 | 0 | 0 | 0 | 308 | 0.158 | 0 |  |  | 2 | Lodging - Hotel | Existing | San Jose-Reid (Sunnyvale for pre-2014) | PG&E | D03-099 | None | H.E. Package Terminal A/C 7k-15k | Standard |  | 10.27 EER (based on vintage) package terminal A/C | T24 minimum: 8.56 EER (based on vintage) package terminal A/C | 8.50 EER (based on vintage) package terminal A/C | Measure Definition does not have Energy Impact Qualifiers | A/C | 308 | 0.158
528 | D03-099 | DEER2005 | D05 v2.01 | 40945 | PGE | Htl | Ex | Any | CZ11 | Cap-Tons | 319 | 200000 | None | 0 | 0 | 0 | 565 | 0.311 | 0 | 0 | 0 | 0 | 295 | 0.163 | 0 |  |  | 2 | Lodging - Hotel | Existing | Red Bluff Area | PG&E | D03-099 | None | H.E. Package Terminal A/C 7k-15k | Standard |  | 10.27 EER (based on vintage) package terminal A/C | T24 minimum: 8.56 EER (based on vintage) package terminal A/C | 8.50 EER (based on vintage) package terminal A/C | Measure Definition does not have Energy Impact Qualifiers | A/C | 295 | 0.163
529 | D03-099 | DEER2005 | D05 v2.01 | 40945 | PGE | Htl | Ex | Any | CZ12 | Cap-Tons | 300 | 200000 | None | 0 | 0 | 0 | 510 | 0.288 | 0 | 0 | 0 | 0 | 281 | 0.16 | 0 |  |  | 2 | Lodging - Hotel | Existing | Sacramento Area | PG&E | D03-099 | None | H.E. Package Terminal A/C 7k-15k | Standard |  | 10.27 EER (based on vintage) package terminal A/C | T24 minimum: 8.56 EER (based on vintage) package terminal A/C | 8.50 EER (based on vintage) package terminal A/C | Measure Definition does not have Energy Impact Qualifiers | A/C | 281 | 0.16
534 | D03-099 | DEER2005 | D05 v2.01 | 40945 | PGE | Mtl | Ex | Any | CZ01 | Cap-Tons | 37.4 | 30000 | None | 0 | 0 | 0 | 374 | 0.208 | 0 | 0 | 0 | 0 | 206 | 0.114 | 0 |  |  | 2 | Lodging - Motel | Existing | Arcata Area | PG&E | D03-099 | None | H.E. Package Terminal A/C 7k-15k | Standard |  | 10.27 EER (based on vintage) package terminal A/C | T24 minimum: 8.56 EER (based on vintage) package terminal A/C | 8.50 EER (based on vintage) package terminal A/C | Measure Definition does not have Energy Impact Qualifiers | A/C | 206 | 0.114
535 | D03-099 | DEER2005 | D05 v2.01 | 40945 | PGE | Mtl | Ex | Any | CZ02 | Cap-Tons | 60 | 30000 | None | 0 | 0 | 0 | 446 | 0.287 | 0 | 0 | 0 | 0 | 244 | 0.157 | 0 |  |  | 2 | Lodging - Motel | Existing | Santa Rosa Area | PG&E | D03-099 | None | H.E. Package Terminal A/C 7k-15k | Standard |  | 10.27 EER (based on vintage) package terminal A/C | T24 minimum: 8.56 EER (based on vintage) package terminal A/C | 8.50 EER (based on vintage) package terminal A/C | Measure Definition does not have Energy Impact Qualifiers | A/C | 244 | 0.157
536 | D03-099 | DEER2005 | D05 v2.01 | 40945 | PGE | Mtl | Ex | Any | CZ03 | Cap-Tons | 51.4 | 30000 | None | 0 | 0 | 0 | 458 | 0.239 | 0 | 0 | 0 | 0 | 238 | 0.125 | 0 |  |  | 2 | Lodging - Motel | Existing | Oakland Area | PG&E | D03-099 | None | H.E. Package Terminal A/C 7k-15k | Standard |  | 10.27 EER (based on vintage) package terminal A/C | T24 minimum: 8.56 EER (based on vintage) package terminal A/C | 8.50 EER (based on vintage) package terminal A/C | Measure Definition does not have Energy Impact Qualifiers | A/C | 238 | 0.125
537 | D03-099 | DEER2005 | D05 v2.01 | 40945 | PGE | Mtl | Ex | Any | CZ04 | Cap-Tons | 56.3 | 30000 | None | 0 | 0 | 0 | 503 | 0.276 | 0 | 0 | 0 | 0 | 278 | 0.153 | 0 |  |  | 2 | Lodging - Motel | Existing | San Jose-Reid (Sunnyvale for pre-2014) | PG&E | D03-099 | None | H.E. Package Terminal A/C 7k-15k | Standard |  | 10.27 EER (based on vintage) package terminal A/C | T24 minimum: 8.56 EER (based on vintage) package terminal A/C | 8.50 EER (based on vintage) package terminal A/C | Measure Definition does not have Energy Impact Qualifiers | A/C | 278 | 0.153
539 | D03-099 | DEER2005 | D05 v2.01 | 40945 | PGE | Mtl | Ex | Any | CZ11 | Cap-Tons | 69.8 | 30000 | None | 0 | 0 | 0 | 503 | 0.309 | 0 | 0 | 0 | 0 | 260 | 0.161 | 0 |  |  | 2 | Lodging - Motel | Existing | Red Bluff Area | PG&E | D03-099 | None | H.E. Package Terminal A/C 7k-15k | Standard |  | 10.27 EER (based on vintage) package terminal A/C | T24 minimum: 8.56 EER (based on vintage) package terminal A/C | 8.50 EER (based on vintage) package terminal A/C | Measure Definition does not have Energy Impact Qualifiers | A/C | 260 | 0.161
540 | D03-099 | DEER2005 | D05 v2.01 | 40945 | PGE | Mtl | Ex | Any | CZ12 | Cap-Tons | 65.5 | 30000 | None | 0 | 0 | 0 | 465 | 0.282 | 0 | 0 | 0 | 0 | 254 | 0.155 | 0 |  |  | 2 | Lodging - Motel | Existing | Sacramento Area | PG&E | D03-099 | None | H.E. Package Terminal A/C 7k-15k | Standard |  | 10.27 EER (based on vintage) package terminal A/C | T24 minimum: 8.56 EER (based on vintage) package terminal A/C | 8.50 EER (based on vintage) package terminal A/C | Measure Definition does not have Energy Impact Qualifiers | A/C | 254 | 0.155
547 | D03-099 | DEER2005 | D05 v2.01 | 40945 | SCE | Htl | Ex | Any | CZ05 | Cap-Tons | 220 | 200000 | None | 0 | 0 | 0 | 535 | 0.258 | 0 | 0 | 0 | 0 | 294 | 0.142 | 0 |  |  | 2 | Lodging - Hotel | Existing | Santa Maria Area | SCE | D03-099 | None | H.E. Package Terminal A/C 7k-15k | Standard |  | 10.27 EER (based on vintage) package terminal A/C | T24 minimum: 8.56 EER (based on vintage) package terminal A/C | 8.50 EER (based on vintage) package terminal A/C | Measure Definition does not have Energy Impact Qualifiers | A/C | 294 | 0.142
548 | D03-099 | DEER2005 | D05 v2.01 | 40945 | SCE | Htl | Ex | Any | CZ06 | Cap-Tons | 270 | 200000 | None | 0 | 0 | 0 | 578 | 0.209 | 0 | 0 | 0 | 0 | 318 | 0.115 | 0 |  |  | 2 | Lodging - Hotel | Existing | Torrance (Los Angeles for pre-2014) | SCE | D03-099 | None | H.E. Package Terminal A/C 7k-15k | Standard |  | 10.27 EER (based on vintage) package terminal A/C | T24 minimum: 8.56 EER (based on vintage) package terminal A/C | 8.50 EER (based on vintage) package terminal A/C | Measure Definition does not have Energy Impact Qualifiers | A/C | 318 | 0.115
549 | D03-099 | DEER2005 | D05 v2.01 | 40945 | SCE | Htl | Ex | Any | CZ08 | Cap-Tons | 244 | 200000 | None | 0 | 0 | 0 | 706 | 0.308 | 0 | 0 | 0 | 0 | 389 | 0.17 | 0 |  |  | 2 | Lodging - Hotel | Existing | Fullerton (El Toro for pre-2014) | SCE | D03-099 | None | H.E. Package Terminal A/C 7k-15k | Standard |  | 10.27 EER (based on vintage) package terminal A/C | T24 minimum: 8.56 EER (based on vintage) package terminal A/C | 8.50 EER (based on vintage) package terminal A/C | Measure Definition does not have Energy Impact Qualifiers | A/C | 389 | 0.17
550 | D03-099 | DEER2005 | D05 v2.01 | 40945 | SCE | Htl | Ex | Any | CZ09 | Cap-Tons | 274 | 200000 | None | 0 | 0 | 0 | 672 | 0.32 | 0 | 0 | 0 | 0 | 373 | 0.178 | 0 |  |  | 2 | Lodging - Hotel | Existing | Burbank-Glendale (Pasadena for pre-2014) | SCE | D03-099 | None | H.E. Package Terminal A/C 7k-15k | Standard |  | 10.27 EER (based on vintage) package terminal A/C | T24 minimum: 8.56 EER (based on vintage) package terminal A/C | 8.50 EER (based on vintage) package terminal A/C | Measure Definition does not have Energy Impact Qualifiers | A/C | 373 | 0.178
551 | D03-099 | DEER2005 | D05 v2.01 | 40945 | SCE | Htl | Ex | Any | CZ10 | Cap-Tons | 296 | 200000 | None | 0 | 0 | 0 | 564 | 0.28 | 0 | 0 | 0 | 0 | 353 | 0.176 | 0 |  |  | 2 | Lodging - Hotel | Existing | Riverside | SCE | D03-099 | None | H.E. Package Terminal A/C 7k-15k | Standard |  | 10.27 EER (based on vintage) package terminal A/C | T24 minimum: 8.56 EER (based on vintage) package terminal A/C | 8.50 EER (based on vintage) package terminal A/C | Measure Definition does not have Energy Impact Qualifiers | A/C | 353 | 0.176
552 | D03-099 | DEER2005 | D05 v2.01 | 40945 | SCE | Htl | Ex | Any | CZ13 | Cap-Tons | 301 | 200000 | None | 0 | 0 | 0 | 628 | 0.309 | 0 | 0 | 0 | 0 | 365 | 0.18 | 0 |  |  | 2 | Lodging - Hotel | Existing | Fresno Area | SCE | D03-099 | None | H.E. Package Terminal A/C 7k-15k | Standard |  | 10.27 EER (based on vintage) package terminal A/C | T24 minimum: 8.56 EER (based on vintage) package terminal A/C | 8.50 EER (based on vintage) package terminal A/C | Measure Definition does not have Energy Impact Qualifiers | A/C | 365 | 0.18
553 | D03-099 | DEER2005 | D05 v2.01 | 40945 | SCE | Htl | Ex | Any | CZ14 | Cap-Tons | 319 | 200000 | None | 0 | 0 | 0 | 542 | 0.267 | 0 | 0 | 0 | 0 | 324 | 0.162 | 0 |  |  | 2 | Lodging - Hotel | Existing | Palmdale (China Lake for pre-2014) | SCE | D03-099 | None | H.E. Package Terminal A/C 7k-15k | Standard |  | 10.27 EER (based on vintage) package terminal A/C | T24 minimum: 8.56 EER (based on vintage) package terminal A/C | 8.50 EER (based on vintage) package terminal A/C | Measure Definition does not have Energy Impact Qualifiers | A/C | 324 | 0.162
554 | D03-099 | DEER2005 | D05 v2.01 | 40945 | SCE | Htl | Ex | Any | CZ15 | Cap-Tons | 320 | 200000 | None | 0 | 0 | 0 | 825 | 0.315 | 0 | 0 | 0 | 0 | 518 | 0.198 | 0 |  |  | 2 | Lodging - Hotel | Existing | Palm Springs-Intl (El Centro for pre-2014) | SCE | D03-099 | None | H.E. Package Terminal A/C 7k-15k | Standard |  | 10.27 EER (based on vintage) package terminal A/C | T24 minimum: 8.56 EER (based on vintage) package terminal A/C | 8.50 EER (based on vintage) package terminal A/C | Measure Definition does not have Energy Impact Qualifiers | A/C | 518 | 0.198
555 | D03-099 | DEER2005 | D05 v2.01 | 40945 | SCE | Htl | Ex | Any | CZ16 | Cap-Tons | 239 | 200000 | None | 0 | 0 | 0 | 393 | 0.284 | 0 | 0 | 0 | 0 | 223 | 0.162 | 0 |  |  | 2 | Lodging - Hotel | Existing | Blue Canyon (Mount Shasta for pre-2014) | SCE | D03-099 | None | H.E. Package Terminal A/C 7k-15k | Standard |  | 10.27 EER (based on vintage) package terminal A/C | T24 minimum: 8.56 EER (based on vintage) package terminal A/C | 8.50 EER (based on vintage) package terminal A/C | Measure Definition does not have Energy Impact Qualifiers | A/C | 223 | 0.162
558 | D03-099 | DEER2005 | D05 v2.01 | 40945 | SCE | Mtl | Ex | Any | CZ05 | Cap-Tons | 44 | 30000 | None | 0 | 0 | 0 | 528 | 0.264 | 0 | 0 | 0 | 0 | 288 | 0.146 | 0 |  |  | 2 | Lodging - Motel | Existing | Santa Maria Area | SCE | D03-099 | None | H.E. Package Terminal A/C 7k-15k | Standard |  | 10.27 EER (based on vintage) package terminal A/C | T24 minimum: 8.56 EER (based on vintage) package terminal A/C | 8.50 EER (based on vintage) package terminal A/C | Measure Definition does not have Energy Impact Qualifiers | A/C | 288 | 0.146
559 | D03-099 | DEER2005 | D05 v2.01 | 40945 | SCE | Mtl | Ex | Any | CZ06 | Cap-Tons | 60.8 | 30000 | None | 0 | 0 | 0 | 490 | 0.196 | 0 | 0 | 0 | 0 | 268 | 0.108 | 0 |  |  | 2 | Lodging - Motel | Existing | Torrance (Los Angeles for pre-2014) | SCE | D03-099 | None | H.E. Package Terminal A/C 7k-15k | Standard |  | 10.27 EER (based on vintage) package terminal A/C | T24 minimum: 8.56 EER (based on vintage) package terminal A/C | 8.50 EER (based on vintage) package terminal A/C | Measure Definition does not have Energy Impact Qualifiers | A/C | 268 | 0.108
560 | D03-099 | DEER2005 | D05 v2.01 | 40945 | SCE | Mtl | Ex | Any | CZ08 | Cap-Tons | 55.4 | 30000 | None | 0 | 0 | 0 | 610 | 0.301 | 0 | 0 | 0 | 0 | 335 | 0.166 | 0 |  |  | 2 | Lodging - Motel | Existing | Fullerton (El Toro for pre-2014) | SCE | D03-099 | None | H.E. Package Terminal A/C 7k-15k | Standard |  | 10.27 EER (based on vintage) package terminal A/C | T24 minimum: 8.56 EER (based on vintage) package terminal A/C | 8.50 EER (based on vintage) package terminal A/C | Measure Definition does not have Energy Impact Qualifiers | A/C | 335 | 0.166
561 | D03-099 | DEER2005 | D05 v2.01 | 40945 | SCE | Mtl | Ex | Any | CZ09 | Cap-Tons | 60.4 | 30000 | None | 0 | 0 | 0 | 590 | 0.315 | 0 | 0 | 0 | 0 | 325 | 0.175 | 0 |  |  | 2 | Lodging - Motel | Existing | Burbank-Glendale (Pasadena for pre-2014) | SCE | D03-099 | None | H.E. Package Terminal A/C 7k-15k | Standard |  | 10.27 EER (based on vintage) package terminal A/C | T24 minimum: 8.56 EER (based on vintage) package terminal A/C | 8.50 EER (based on vintage) package terminal A/C | Measure Definition does not have Energy Impact Qualifiers | A/C | 325 | 0.175
562 | D03-099 | DEER2005 | D05 v2.01 | 40945 | SCE | Mtl | Ex | Any | CZ10 | Cap-Tons | 64.6 | 30000 | None | 0 | 0 | 0 | 503 | 0.269 | 0 | 0 | 0 | 0 | 312 | 0.168 | 0 |  |  | 2 | Lodging - Motel | Existing | Riverside | SCE | D03-099 | None | H.E. Package Terminal A/C 7k-15k | Standard |  | 10.27 EER (based on vintage) package terminal A/C | T24 minimum: 8.56 EER (based on vintage) package terminal A/C | 8.50 EER (based on vintage) package terminal A/C | Measure Definition does not have Energy Impact Qualifiers | A/C | 312 | 0.168
563 | D03-099 | DEER2005 | D05 v2.01 | 40945 | SCE | Mtl | Ex | Any | CZ13 | Cap-Tons | 66 | 30000 | None | 0 | 0 | 0 | 551 | 0.306 | 0 | 0 | 0 | 0 | 318 | 0.177 | 0 |  |  | 2 | Lodging - Motel | Existing | Fresno Area | SCE | D03-099 | None | H.E. Package Terminal A/C 7k-15k | Standard |  | 10.27 EER (based on vintage) package terminal A/C | T24 minimum: 8.56 EER (based on vintage) package terminal A/C | 8.50 EER (based on vintage) package terminal A/C | Measure Definition does not have Energy Impact Qualifiers | A/C | 318 | 0.177
564 | D03-099 | DEER2005 | D05 v2.01 | 40945 | SCE | Mtl | Ex | Any | CZ14 | Cap-Tons | 70.2 | 30000 | None | 0 | 0 | 0 | 482 | 0.259 | 0 | 0 | 0 | 0 | 286 | 0.156 | 0 |  |  | 2 | Lodging - Motel | Existing | Palmdale (China Lake for pre-2014) | SCE | D03-099 | None | H.E. Package Terminal A/C 7k-15k | Standard |  | 10.27 EER (based on vintage) package terminal A/C | T24 minimum: 8.56 EER (based on vintage) package terminal A/C | 8.50 EER (based on vintage) package terminal A/C | Measure Definition does not have Energy Impact Qualifiers | A/C | 286 | 0.156
565 | D03-099 | DEER2005 | D05 v2.01 | 40945 | SCE | Mtl | Ex | Any | CZ15 | Cap-Tons | 73.5 | 30000 | None | 0 | 0 | 0 | 651 | 0.302 | 0 | 0 | 0 | 0 | 407 | 0.189 | 0 |  |  | 2 | Lodging - Motel | Existing | Palm Springs-Intl (El Centro for pre-2014) | SCE | D03-099 | None | H.E. Package Terminal A/C 7k-15k | Standard |  | 10.27 EER (based on vintage) package terminal A/C | T24 minimum: 8.56 EER (based on vintage) package terminal A/C | 8.50 EER (based on vintage) package terminal A/C | Measure Definition does not have Energy Impact Qualifiers | A/C | 407 | 0.189
566 | D03-099 | DEER2005 | D05 v2.01 | 40945 | SCE | Mtl | Ex | Any | CZ16 | Cap-Tons | 51.9 | 30000 | None | 0 | 0 | 0 | 380 | 0.282 | 0 | 0 | 0 | 0 | 216 | 0.161 | 0 |  |  | 2 | Lodging - Motel | Existing | Blue Canyon (Mount Shasta for pre-2014) | SCE | D03-099 | None | H.E. Package Terminal A/C 7k-15k | Standard |  | 10.27 EER (based on vintage) package terminal A/C | T24 minimum: 8.56 EER (based on vintage) package terminal A/C | 8.50 EER (based on vintage) package terminal A/C | Measure Definition does not have Energy Impact Qualifiers | A/C | 216 | 0.161
596 | D03-099 | DEER2005 | D05 v2.01 | 40945 | SDG | Htl | Ex | Any | CZ07 | Cap-Tons | 220 | 200000 | None | 0 | 0 | 0 | 636 | 0.251 | 0 | 0 | 0 | 0 | 382 | 0.151 | 0 |  |  | 2 | Lodging - Hotel | Existing | San Diego-Lindbergh | SDG&E | D03-099 | None | H.E. Package Terminal A/C 7k-15k | Standard |  | 10.27 EER (based on vintage) package terminal A/C | T24 minimum: 8.56 EER (based on vintage) package terminal A/C | 8.50 EER (based on vintage) package terminal A/C | Measure Definition does not have Energy Impact Qualifiers | A/C | 382 | 0.151
604 | D03-099 | DEER2005 | D05 v2.01 | 40945 | SDG | Mtl | Ex | Any | CZ07 | Cap-Tons | 48.4 | 30000 | None | 0 | 0 | 0 | 538 | 0.235 | 0 | 0 | 0 | 0 | 321 | 0.141 | 0 |  |  | 2 | Lodging - Motel | Existing | San Diego-Lindbergh | SDG&E | D03-099 | None | H.E. Package Terminal A/C 7k-15k | Standard |  | 10.27 EER (based on vintage) package terminal A/C | T24 minimum: 8.56 EER (based on vintage) package terminal A/C | 8.50 EER (based on vintage) package terminal A/C | Measure Definition does not have Energy Impact Qualifiers | A/C | 321 | 0.141

## PTAC (NEW) Scalar
PTAC (cooling mode) New scaling
Estimated average percent reduction on annual energy and demand savings due to 2016 code change. This only affects PTAC (cooling mode) New Construction. Estimated via building energy simulation using "Lodging" Building type and CZ2010 weather.
BES File Name: | PTAC scaling 2
Weather | CZ2019
| DEER2005 | DEER2005 | 2013 T24 | 2016 T24
| >15kBtuh | 7-15kBtuh | 13.8-(0.300*(cap/1000) | 14.0-(0.300*(cap/1000)
Capacity (btu/h) |  |  | 15000 | 15000
EER | 7.61 | 8.46 | 9.3 | 9.5
Parametric |  |  | Command | SYSTEM (SYST)
|  |  | Keyword: | Cooing EIR
EIR | 0.391 | 0.347 | 0.3125 | 0.3051
Notes from DEER2005 definitions 1. T24 min >15kBtuh: 7.61 EER / 2.5 COP (based on vintage) package terminal HP 2. T24 min >15kBtuh: 7.71 EER (based on vintage) package terminal A/C 3. T24 min 7-15kBtuh: 8.56 EER (based on vintage) package terminal A/C 4. T24 min 7-15kBtuh: 8.46 EER / 2.6 COP (based on vintage) package terminal HP
>15kBtuh | DEER2005 to 2016T24 - kWh/kW Percent Reduction at Whole Building Level | [5 empty] | 7-15kBtuh | DEER2005 to 2016T24 - kWh/kW Percent Reduction at Whole Building Level
CZ | kWh |  |  | kW |  |  | CZ | kWh |  |  | kW
1 | [6 empty] | 1
2 | [6 empty] | 2
3 | [6 empty] | 3
4 | [6 empty] | 4
5 | [6 empty] | 5
6 | [6 empty] | 6
7 | [6 empty] | 7
8 | [6 empty] | 8
9 | [6 empty] | 9
10 | 94409 | 84824 | 10.15% | 34.44 | 27.7 | 19.57% | 10 | 89505 | 84824 | 5.23% | 30.98 | 27.7 | 10.59%
11 | [6 empty] | 11
12 | [6 empty] | 12
13 | [6 empty] | 13
14 | [6 empty] | 14
15 | [6 empty] | 15
16 | [6 empty] | 16
|  | kWh | 6.707% |  | kW | 13.28%

## Building Type Usage
Work Paper | DEER Building Type used for Measure Savings | Non-Res | Common | Dwelling | Res | Non-Res | Common | Dwelling | Res
Building Type |  | AC-21823 | AC-70989 | AC-89607 | AC-88667 | AC-37854 | AC-93045 | AC-10964 | AC-84199 | Non Res | Mfm | Sfm | WP Short Name | DEER Short Name
Health/Medical - Nursing Home | Lodging – Hotel | 1 |  |  |  | 1 |  |  |  | 2 | 0 | 0 | Nrs | Htl
Lodging - Hotel | Lodging – Hotel | 1 |  |  |  | 1 |  |  |  | 2 | 0 | 0 | Htl | Htl
Lodging - Guest Rooms | Lodging – Hotel | 1 |  |  |  | 1 |  |  |  | 2 | 0 | 0 | GsR | Htl
Lodging - Motel | Lodging - Motel | 1 |  |  |  | 1 |  |  |  | 2 | 0 | 0 | Mtl | Mtl
Manufacturing - Bio/Tech | Lodging – Hotel | 1 |  |  |  | 1 |  |  |  | 2 | 0 | 0 | MBT | Htl
Manufacturing - Light Industrial | Lodging – Hotel | 1 |  |  |  | 1 |  |  |  | 2 | 0 | 0 | MLI | Htl
Office – Large | Lodging – Hotel | 1 |  |  |  | 1 |  |  |  | 2 | 0 | 0 | OfL | Htl
Office – Small | Lodging – Hotel | 1 |  |  |  | 1 |  |  |  | 2 | 0 | 0 | OfS | Htl
Restaurant - Fast-Food | Lodging – Hotel | 1 |  |  |  | 1 |  |  |  | 2 | 0 | 0 | RFF | Htl
Retail – Small | Lodging – Hotel | 1 |  |  |  | 1 |  |  |  | 2 | 0 | 0 | RtS | Htl
Warehouse - Refrigerated | Lodging – Hotel | 1 |  |  |  | 1 |  |  |  | 2 | 0 | 0 | SFm | Htl
Residential Multi-family (Common) | Lodging - Motel |  | 1 |  |  |  | 1 |  |  | 0 | 2 | 0 | MFm | Mtl
Residential Multi-family (Dwelling) | Lodging – Hotel |  |  | 1 |  |  |  | 1 |  | 0 | 2 | 0 | MFm | Htl
Residential Single Family | Lodging - Motel |  |  |  | 1 |  |  |  | 1 | 0 | 0 | 2 | WRf | Mtl